TBD | INM1-18000FFF740-... | image | datasheet | deeplink | TUNGSRAM - Inlumino M - 18100lm - 122W - 4000K - 70CRI - TBD[SKU] - Universal coupler 30-60mm | 9 | Universal coupler 30-60mm | LED | 1 | 122 | CLO. Dali. Dynadim. Static | [7 empty] | CE. ENEC | [6 empty] | 66 | 4000 | 656x397x118 mm |  | 220-240V |  | 5 |  |  |  | >70 |  | 4000 |  | > 128000 |  | > 305000 |  |  | 148 |  |  | 9 | FFF | 25 | < 10% at 100.000 hours |  | Available | 740/559 | CIE(x=0.38. y=0.38) 5SDCM | Class I | IK09 |  |  | 50 |  | -40 | 1 | 122 | RAL7021 | 50-60Hz | Passive | LED | dimmable | Road & Street | Inlumino M | Road & Street |  |  | 18100 | No Sensor | > 130000 | [6 empty] | > 300000
TBD | INM1-18000EEE740-... | image | datasheet | deeplink | TUNGSRAM - Inlumino M - 18500lm - 122W - 4000K - 70CRI - TBD[SKU] - Universal coupler 30-60mm | 9 | Universal coupler 30-60mm | LED | 1 | 122 | CLO. Dali. Dynadim. Static | [7 empty] | CE. ENEC | [6 empty] | 66 | 4000 | 656x397x118 mm |  | 220-240V |  | 5 |  |  |  | >70 |  | 4000 |  | > 128000 |  | > 305000 |  |  | 151 |  |  | 9 | EEE | 25 | < 10% at 100.000 hours |  | Available | 740/559 | CIE(x=0.38. y=0.38) 5SDCM | Class I | IK09 |  |  | 50 |  | -40 | 1 | 122 | RAL7021 | 50-60Hz | Passive | LED | dimmable | Road & Street | Inlumino M | Road & Street |  |  | 18500 | No Sensor | > 130000 | [6 empty] | > 300000
TBD | INM1-18000DDD740-... | image | datasheet | deeplink | TUNGSRAM - Inlumino M - 18200lm - 122W - 4000K - 70CRI - TBD[SKU] - Universal coupler 30-60mm | 9 | Universal coupler 30-60mm | LED | 1 | 122 | CLO. Dali. Dynadim. Static | [7 empty] | CE. ENEC | [6 empty] | 66 | 4000 | 656x397x118 mm |  | 220-240V |  | 5 |  |  |  | >70 |  | 4000 |  | > 128000 |  | > 305000 |  |  | 149 |  |  | 9 | DDD | 25 | < 10% at 100.000 hours |  | Available | 740/559 | CIE(x=0.38. y=0.38) 5SDCM | Class I | IK09 |  |  | 50 |  | -40 | 1 | 122 | RAL7021 | 50-60Hz | Passive | LED | dimmable | Road & Street | Inlumino M | Road & Street |  |  | 18200 | No Sensor | > 130000 | [6 empty] | > 300000
TBD | INM1-18000CCC740-... | image | datasheet | deeplink | TUNGSRAM - Inlumino M - 18100lm - 122W - 4000K - 70CRI - TBD[SKU] - Universal coupler 30-60mm | 9 | Universal coupler 30-60mm | LED | 1 | 122 | CLO. Dali. Dynadim. Static | [7 empty] | CE. ENEC | [6 empty] | 66 | 4000 | 656x397x118 mm |  | 220-240V |  | 5 |  |  |  | >70 |  | 4000 |  | > 128000 |  | > 305000 |  |  | 148 |  |  | 9 | CCC | 25 | < 10% at 100.000 hours |  | Available | 740/559 | CIE(x=0.38. y=0.38) 5SDCM | Class I | IK09 |  |  | 50 |  | -40 | 1 | 122 | RAL7021 | 50-60Hz | Passive | LED | dimmable | Road & Street | Inlumino M | Road & Street |  |  | 18100 | No Sensor | > 130000 | [6 empty] | > 300000
TBD | INM1-18000BBB740-... | image | datasheet | deeplink | TUNGSRAM - Inlumino M - 18100lm - 122W - 4000K - 70CRI - TBD[SKU] - Universal coupler 30-60mm | 9 | Universal coupler 30-60mm | LED | 1 | 122 | CLO. Dali. Dynadim. Static | [7 empty] | CE. ENEC | [6 empty] | 66 | 4000 | 656x397x118 mm |  | 220-240V |  | 5 |  |  |  | >70 |  | 4000 |  | > 128000 |  | > 305000 |  |  | 148 |  |  | 9 | BBB | 25 | < 10% at 100.000 hours |  | Available | 740/559 | CIE(x=0.38. y=0.38) 5SDCM | Class I | IK09 |  |  | 50 |  | -40 | 1 | 122 | RAL7021 | 50-60Hz | Passive | LED | dimmable | Road & Street | Inlumino M | Road & Street |  |  | 18100 | No Sensor | > 130000 | [6 empty] | > 300000
TBD | INM1-18000AAA740-... | image | datasheet | deeplink | TUNGSRAM - Inlumino M - 18200lm - 122W - 4000K - 70CRI - TBD[SKU] - Universal coupler 30-60mm | 9 | Universal coupler 30-60mm | LED | 1 | 122 | CLO. Dali. Dynadim. Static | [7 empty] | CE. ENEC | [6 empty] | 66 | 4000 | 656x397x118 mm |  | 220-240V |  | 5 |  |  |  | >70 |  | 4000 |  | > 128000 |  | > 305000 |  |  | 149 |  |  | 9 | AAA | 25 | < 10% at 100.000 hours |  | Available | 740/559 | CIE(x=0.38. y=0.38) 5SDCM | Class I | IK09 |  |  | 50 |  | -40 | 1 | 122 | RAL7021 | 50-60Hz | Passive | LED | dimmable | Road & Street | Inlumino M | Road & Street |  |  | 18200 | No Sensor | > 130000 | [6 empty] | > 300000
TBD | INM1-16000GGG740-... | image | datasheet | deeplink | TUNGSRAM - Inlumino M - 16000lm - 105W - 4000K - 70CRI - TBD[SKU] - Universal coupler 30-60mm | 9 | Universal coupler 30-60mm | LED | 1 | 105 | CLO. Dali. Dynadim. Static | [7 empty] | CE. ENEC | [6 empty] | 66 | 4000 | 656x397x118 mm |  | 220-240V |  | 5 |  |  |  | >70 |  | 4000 |  | > 128000 |  | > 305000 |  |  | 152 |  |  | 9 | GGG | 25 | < 10% at 100.000 hours |  | Available | 740/559 | CIE(x=0.38. y=0.38) 5SDCM | Class I | IK09 |  |  | 50 |  | -40 | 1 | 105 | RAL7021 | 50-60Hz | Passive | LED | dimmable | Road & Street | Inlumino M | Road & Street |  |  | 16000 | No Sensor | > 130000 | [6 empty] | > 300000
TBD | INM1-16000FFF740-... | image | datasheet | deeplink | TUNGSRAM - Inlumino M - 16200lm - 105W - 4000K - 70CRI - TBD[SKU] - Universal coupler 30-60mm | 9 | Universal coupler 30-60mm | LED | 1 | 105 | CLO. Dali. Dynadim. Static | [7 empty] | CE. ENEC | [6 empty] | 66 | 4000 | 656x397x118 mm |  | 220-240V |  | 5 |  |  |  | >70 |  | 4000 |  | > 128000 |  | > 305000 |  |  | 154 |  |  | 9 | FFF | 25 | < 10% at 100.000 hours |  | Available | 740/559 | CIE(x=0.38. y=0.38) 5SDCM | Class I | IK09 |  |  | 50 |  | -40 | 1 | 105 | RAL7021 | 50-60Hz | Passive | LED | dimmable | Road & Street | Inlumino M | Road & Street |  |  | 16200 | No Sensor | > 130000 | [6 empty] | > 300000
TBD | INM1-16000EEE740-... | image | datasheet | deeplink | TUNGSRAM - Inlumino M - 16500lm - 105W - 4000K - 70CRI - TBD[SKU] - Universal coupler 30-60mm | 9 | Universal coupler 30-60mm | LED | 1 | 105 | CLO. Dali. Dynadim. Static | [7 empty] | CE. ENEC | [6 empty] | 66 | 4000 | 656x397x118 mm |  | 220-240V |  | 5 |  |  |  | >70 |  | 4000 |  | > 128000 |  | > 305000 |  |  | 157 |  |  | 9 | EEE | 25 | < 10% at 100.000 hours |  | Available | 740/559 | CIE(x=0.38. y=0.38) 5SDCM | Class I | IK09 |  |  | 50 |  | -40 | 1 | 105 | RAL7021 | 50-60Hz | Passive | LED | dimmable | Road & Street | Inlumino M | Road & Street |  |  | 16500 | No Sensor | > 130000 | [6 empty] | > 300000
TBD | INM1-16000DDD740-... | image | datasheet | deeplink | TUNGSRAM - Inlumino M - 16200lm - 105W - 4000K - 70CRI - TBD[SKU] - Universal coupler 30-60mm | 9 | Universal coupler 30-60mm | LED | 1 | 105 | CLO. Dali. Dynadim. Static | [7 empty] | CE. ENEC | [6 empty] | 66 | 4000 | 656x397x118 mm |  | 220-240V |  | 5 |  |  |  | >70 |  | 4000 |  | > 128000 |  | > 305000 |  |  | 154 |  |  | 9 | DDD | 25 | < 10% at 100.000 hours |  | Available | 740/559 | CIE(x=0.38. y=0.38) 5SDCM | Class I | IK09 |  |  | 50 |  | -40 | 1 | 105 | RAL7021 | 50-60Hz | Passive | LED | dimmable | Road & Street | Inlumino M | Road & Street |  |  | 16200 | No Sensor | > 130000 | [6 empty] | > 300000
TBD | INM1-16000CCC740-... | image | datasheet | deeplink | TUNGSRAM - Inlumino M - 16100lm - 105W - 4000K - 70CRI - TBD[SKU] - Universal coupler 30-60mm | 9 | Universal coupler 30-60mm | LED | 1 | 105 | CLO. Dali. Dynadim. Static | [7 empty] | CE. ENEC | [6 empty] | 66 | 4000 | 656x397x118 mm |  | 220-240V |  | 5 |  |  |  | >70 |  | 4000 |  | > 128000 |  | > 305000 |  |  | 153 |  |  | 9 | CCC | 25 | < 10% at 100.000 hours |  | Available | 740/559 | CIE(x=0.38. y=0.38) 5SDCM | Class I | IK09 |  |  | 50 |  | -40 | 1 | 105 | RAL7021 | 50-60Hz | Passive | LED | dimmable | Road & Street | Inlumino M | Road & Street |  |  | 16100 | No Sensor | > 130000 | [6 empty] | > 300000
TBD | INM1-16000BBB740-... | image | datasheet | deeplink | TUNGSRAM - Inlumino M - 16100lm - 105W - 4000K - 70CRI - TBD[SKU] - Universal coupler 30-60mm | 9 | Universal coupler 30-60mm | LED | 1 | 105 | CLO. Dali. Dynadim. Static | [7 empty] | CE. ENEC | [6 empty] | 66 | 4000 | 656x397x118 mm |  | 220-240V |  | 5 |  |  |  | >70 |  | 4000 |  | > 128000 |  | > 305000 |  |  | 153 |  |  | 9 | BBB | 25 | < 10% at 100.000 hours |  | Available | 740/559 | CIE(x=0.38. y=0.38) 5SDCM | Class I | IK09 |  |  | 50 |  | -40 | 1 | 105 | RAL7021 | 50-60Hz | Passive | LED | dimmable | Road & Street | Inlumino M | Road & Street |  |  | 16100 | No Sensor | > 130000 | [6 empty] | > 300000
TBD | INM1-16000AAA740-... | image | datasheet | deeplink | TUNGSRAM - Inlumino M - 16200lm - 105W - 4000K - 70CRI - TBD[SKU] - Universal coupler 30-60mm | 9 | Universal coupler 30-60mm | LED | 1 | 105 | CLO. Dali. Dynadim. Static | [7 empty] | CE. ENEC | [6 empty] | 66 | 4000 | 656x397x118 mm |  | 220-240V |  | 5 |  |  |  | >70 |  | 4000 |  | > 128000 |  | > 305000 |  |  | 154 |  |  | 9 | AAA | 25 | < 10% at 100.000 hours |  | Available | 740/559 | CIE(x=0.38. y=0.38) 5SDCM | Class I | IK09 |  |  | 50 |  | -40 | 1 | 105 | RAL7021 | 50-60Hz | Passive | LED | dimmable | Road & Street | Inlumino M | Road & Street |  |  | 16200 | No Sensor | > 130000 | [6 empty] | > 300000
TBD | INM1-14000GGG740-... | image | datasheet | deeplink | TUNGSRAM - Inlumino M - 14000lm - 90W - 4000K - 70CRI - TBD[SKU] - Universal coupler 30-60mm | 9 | Universal coupler 30-60mm | LED | 1 | 90 | CLO. Dali. Dynadim. Static | [7 empty] | CE. ENEC | [6 empty] | 66 | 4000 | 656x397x118 mm |  | 220-240V |  | 5 |  |  |  | >70 |  | 4000 |  | > 128000 |  | > 305000 |  |  | 155 |  |  | 9 | GGG | 25 | < 10% at 100.000 hours |  | Available | 740/559 | CIE(x=0.38. y=0.38) 5SDCM | Class I | IK09 |  |  | 50 |  | -40 | 1 | 90 | RAL7021 | 50-60Hz | Passive | LED | dimmable | Road & Street | Inlumino M | Road & Street |  |  | 14000 | No Sensor | > 130000 | [6 empty] | > 300000
TBD | INM1-14000FFF740-... | image | datasheet | deeplink | TUNGSRAM - Inlumino M - 14100lm - 90W - 4000K - 70CRI - TBD[SKU] - Universal coupler 30-60mm | 9 | Universal coupler 30-60mm | LED | 1 | 90 | CLO. Dali. Dynadim. Static | [7 empty] | CE. ENEC | [6 empty] | 66 | 4000 | 656x397x118 mm |  | 220-240V |  | 5 |  |  |  | >70 |  | 4000 |  | > 128000 |  | > 305000 |  |  | 156 |  |  | 9 | FFF | 25 | < 10% at 100.000 hours |  | Available | 740/559 | CIE(x=0.38. y=0.38) 5SDCM | Class I | IK09 |  |  | 50 |  | -40 | 1 | 90 | RAL7021 | 50-60Hz | Passive | LED | dimmable | Road & Street | Inlumino M | Road & Street |  |  | 14100 | No Sensor | > 130000 | [6 empty] | > 300000
TBD | INM1-14000EEE740-... | image | datasheet | deeplink | TUNGSRAM - Inlumino M - 14400lm - 90W - 4000K - 70CRI - TBD[SKU] - Universal coupler 30-60mm | 9 | Universal coupler 30-60mm | LED | 1 | 90 | CLO. Dali. Dynadim. Static | [7 empty] | CE. ENEC | [6 empty] | 66 | 4000 | 656x397x118 mm |  | 220-240V |  | 5 |  |  |  | >70 |  | 4000 |  | > 128000 |  | > 305000 |  |  | 160 |  |  | 9 | EEE | 25 | < 10% at 100.000 hours |  | Available | 740/559 | CIE(x=0.38. y=0.38) 5SDCM | Class I | IK09 |  |  | 50 |  | -40 | 1 | 90 | RAL7021 | 50-60Hz | Passive | LED | dimmable | Road & Street | Inlumino M | Road & Street |  |  | 14400 | No Sensor | > 130000 | [6 empty] | > 300000
TBD | INM1-14000DDD740-... | image | datasheet | deeplink | TUNGSRAM - Inlumino M - 14100lm - 90W - 4000K - 70CRI - TBD[SKU] - Universal coupler 30-60mm | 9 | Universal coupler 30-60mm | LED | 1 | 90 | CLO. Dali. Dynadim. Static | [7 empty] | CE. ENEC | [6 empty] | 66 | 4000 | 656x397x118 mm |  | 220-240V |  | 5 |  |  |  | >70 |  | 4000 |  | > 128000 |  | > 305000 |  |  | 156 |  |  | 9 | DDD | 25 | < 10% at 100.000 hours |  | Available | 740/559 | CIE(x=0.38. y=0.38) 5SDCM | Class I | IK09 |  |  | 50 |  | -40 | 1 | 90 | RAL7021 | 50-60Hz | Passive | LED | dimmable | Road & Street | Inlumino M | Road & Street |  |  | 14100 | No Sensor | > 130000 | [6 empty] | > 300000
TBD | INM1-14000CCC740-... | image | datasheet | deeplink | TUNGSRAM - Inlumino M - 14100lm - 90W - 4000K - 70CRI - TBD[SKU] - Universal coupler 30-60mm | 9 | Universal coupler 30-60mm | LED | 1 | 90 | CLO. Dali. Dynadim. Static | [7 empty] | CE. ENEC | [6 empty] | 66 | 4000 | 656x397x118 mm |  | 220-240V |  | 5 |  |  |  | >70 |  | 4000 |  | > 128000 |  | > 305000 |  |  | 156 |  |  | 9 | CCC | 25 | < 10% at 100.000 hours |  | Available | 740/559 | CIE(x=0.38. y=0.38) 5SDCM | Class I | IK09 |  |  | 50 |  | -40 | 1 | 90 | RAL7021 | 50-60Hz | Passive | LED | dimmable | Road & Street | Inlumino M | Road & Street |  |  | 14100 | No Sensor | > 130000 | [6 empty] | > 300000
TBD | INM1-14000BBB740-... | image | datasheet | deeplink | TUNGSRAM - Inlumino M - 14000lm - 90W - 4000K - 70CRI - TBD[SKU] - Universal coupler 30-60mm | 9 | Universal coupler 30-60mm | LED | 1 | 90 | CLO. Dali. Dynadim. Static | [7 empty] | CE. ENEC | [6 empty] | 66 | 4000 | 656x397x118 mm |  | 220-240V |  | 5 |  |  |  | >70 |  | 4000 |  | > 128000 |  | > 305000 |  |  | 155 |  |  | 9 | BBB | 25 | < 10% at 100.000 hours |  | Available | 740/559 | CIE(x=0.38. y=0.38) 5SDCM | Class I | IK09 |  |  | 50 |  | -40 | 1 | 90 | RAL7021 | 50-60Hz | Passive | LED | dimmable | Road & Street | Inlumino M | Road & Street |  |  | 14000 | No Sensor | > 130000 | [6 empty] | > 300000
TBD | INM1-14000AAA740-... | image | datasheet | deeplink | TUNGSRAM - Inlumino M - 14100lm - 92W - 4000K - 70CRI - TBD[SKU] - Universal coupler 30-60mm | 9 | Universal coupler 30-60mm | LED | 1 | 92 | CLO. Dali. Dynadim. Static | [7 empty] | CE. ENEC | [6 empty] | 66 | 4000 | 656x397x118 mm |  | 220-240V |  | 5 |  |  |  | >70 |  | 4000 |  | > 128000 |  | > 305000 |  |  | 153 |  |  | 9 | AAA | 25 | < 10% at 100.000 hours |  | Available | 740/559 | CIE(x=0.38. y=0.38) 5SDCM | Class I | IK09 |  |  | 50 |  | -40 | 1 | 92 | RAL7021 | 50-60Hz | Passive | LED | dimmable | Road & Street | Inlumino M | Road & Street |  |  | 14100 | No Sensor | > 130000 | [6 empty] | > 300000
TBD | TMBt/4/F/AQ/176/50/... | image | datasheet | deeplink | TUNGSRAM - TLBt/TMBt - 20020lm - 176W - 5000K - 70CRI - TBD[SKU] - Bracket | 9 | Bracket | LED | 1 | 176 | AMP dimming. CLO. DALI. Dynadim. LineSwitch. Static | [7 empty] | CE | [6 empty] | 66 | 5000 | 510 x 316 x 148 |  | 220/240V |  | 5 |  |  | ≤5 | 70 |  | 5000 |  |  | >=0.95 |  |  | 181000 | 113.75 |  |  | 9 | AQ | 25 | <10% at 100000 hours |  | Phased-out | 750/559 | CIE(x= 0.34. y= 0.35) | Class I. Class II | IK08 |  |  | 50 | 960 | -40 | 1 | 176 | RAL9006 | 50/60Hz | Passive | LED | colour adjustable | Tunnel | TLBt/TMBt | Tunnel |  |  | 20020 | NO Sensor | 78000 | RG01
TBD | TMBt/4/F/SE5/176/50/... | image | datasheet | deeplink | TUNGSRAM - TLBt/TMBt - 22400lm - 176W - 5000K - 70CRI - TBD[SKU] - Bracket | 9 | Bracket | LED | 1 | 176 | AMP dimming. CLO. DALI. Dynadim. LineSwitch. Static | [7 empty] | CE | [6 empty] | 66 | 5000 | 510 x 316 x 148 |  | 220/240V |  | 5 |  |  | ≤5 | 70 |  | 5000 |  |  | >=0.95 |  |  | 181000 | 127.27 |  |  | 9 | SE5 | 25 | <10% at 100000 hours |  | Phased-out | 750/559 | CIE(x= 0.34. y= 0.35) | Class I. Class II | IK08 |  |  | 50 | 960 | -40 | 1 | 176 | RAL9006 | 50/60Hz | Passive | LED | colour adjustable | Tunnel | TLBt/TMBt | Tunnel |  |  | 22400 | NO Sensor | 78000 | RG01
TBD | TMBt/4/F/SB5/176/50/... | image | datasheet | deeplink | TUNGSRAM - TLBt/TMBt - 22630lm - 176W - 5000K - 70CRI - TBD[SKU] - Bracket | 9 | Bracket | LED | 1 | 176 | AMP dimming. CLO. DALI. Dynadim. LineSwitch. Static | [7 empty] | CE | [6 empty] | 66 | 5000 | 510 x 316 x 148 |  | 220/240V |  | 5 |  |  | ≤5 | 70 |  | 5000 |  |  | >=0.95 |  |  | 181000 | 128.58 |  |  | 9 | SB5 | 25 | <10% at 100000 hours |  | Phased-out | 750/559 | CIE(x= 0.34. y= 0.35) | Class I. Class II | IK08 |  |  | 50 | 960 | -40 | 1 | 176 | RAL9006 | 50/60Hz | Passive | LED | colour adjustable | Tunnel | TLBt/TMBt | Tunnel |  |  | 22630 | NO Sensor | 78000 | RG01
TBD | TMBt/4/F/SE/176/50/... | image | datasheet | deeplink | TUNGSRAM - TLBt/TMBt - 21100lm - 176W - 5000K - 70CRI - TBD[SKU] - Bracket | 9 | Bracket | LED | 1 | 176 | AMP dimming. CLO. DALI. Dynadim. LineSwitch. Static | [7 empty] | CE | [6 empty] | 66 | 5000 | 510 x 316 x 148 |  | 220/240V |  | 5 |  |  | ≤5 | 70 |  | 5000 |  |  | >=0.95 |  |  | 181000 | 119.89 |  |  | 9 | SE | 25 | <10% at 100000 hours |  | Phased-out | 750/559 | CIE(x= 0.34. y= 0.35) | Class I. Class II | IK08 |  |  | 50 | 960 | -40 | 1 | 176 | RAL9006 | 50/60Hz | Passive | LED | colour adjustable | Tunnel | TLBt/TMBt | Tunnel |  |  | 21100 | NO Sensor | 78000 | RG01
TBD | TMBt/4/F/SD/176/50/... | image | datasheet | deeplink | TUNGSRAM - TLBt/TMBt - 20440lm - 176W - 5000K - 70CRI - TBD[SKU] - Bracket | 9 | Bracket | LED | 1 | 176 | AMP dimming. CLO. DALI. Dynadim. LineSwitch. Static | [7 empty] | CE | [6 empty] | 66 | 5000 | 510 x 316 x 148 |  | 220/240V |  | 5 |  |  | ≤5 | 70 |  | 5000 |  |  | >=0.95 |  |  | 181000 | 116.14 |  |  | 9 | SD | 25 | <10% at 100000 hours |  | Phased-out | 750/559 | CIE(x= 0.34. y= 0.35) | Class I. Class II | IK08 |  |  | 50 | 960 | -40 | 1 | 176 | RAL9006 | 50/60Hz | Passive | LED | colour adjustable | Tunnel | TLBt/TMBt | Tunnel |  |  | 20440 | NO Sensor | 78000 | RG01
TBD | TMBt/4/F/SC/176/50/... | image | datasheet | deeplink | TUNGSRAM - TLBt/TMBt - 20970lm - 176W - 5000K - 70CRI - TBD[SKU] - Bracket | 9 | Bracket | LED | 1 | 176 | AMP dimming. CLO. DALI. Dynadim. LineSwitch. Static | [7 empty] | CE | [6 empty] | 66 | 5000 | 510 x 316 x 148 |  | 220/240V |  | 5 |  |  | ≤5 | 70 |  | 5000 |  |  | >=0.95 |  |  | 181000 | 119.15 |  |  | 9 | SC | 25 | <10% at 100000 hours |  | Phased-out | 750/559 | CIE(x= 0.34. y= 0.35) | Class I. Class II | IK08 |  |  | 50 | 960 | -40 | 1 | 176 | RAL9006 | 50/60Hz | Passive | LED | colour adjustable | Tunnel | TLBt/TMBt | Tunnel |  |  | 20970 | NO Sensor | 78000 | RG01
TBD | TMBt/4/F/SB/176/50/... | image | datasheet | deeplink | TUNGSRAM - TLBt/TMBt - 20930lm - 176W - 5000K - 70CRI - TBD[SKU] - Bracket | 9 | Bracket | LED | 1 | 176 | AMP dimming. CLO. DALI. Dynadim. LineSwitch. Static | [7 empty] | CE | [6 empty] | 66 | 5000 | 510 x 316 x 148 |  | 220/240V |  | 5 |  |  | ≤5 | 70 |  | 5000 |  |  | >=0.95 |  |  | 181000 | 118.92 |  |  | 9 | SB | 25 | <10% at 100000 hours |  | Phased-out | 750/559 | CIE(x= 0.34. y= 0.35) | Class I. Class II | IK08 |  |  | 50 | 960 | -40 | 1 | 176 | RAL9006 | 50/60Hz | Passive | LED | colour adjustable | Tunnel | TLBt/TMBt | Tunnel |  |  | 20930 | NO Sensor | 78000 | RG01
TBD | TMBt/4/F/SA/176/50/... | image | datasheet | deeplink | TUNGSRAM - TLBt/TMBt - 20300lm - 176W - 5000K - 70CRI - TBD[SKU] - Bracket | 9 | Bracket | LED | 1 | 176 | AMP dimming. CLO. DALI. Dynadim. LineSwitch. Static | [7 empty] | CE | [6 empty] | 66 | 5000 | 510 x 316 x 148 |  | 220/240V |  | 5 |  |  | ≤5 | 70 |  | 5000 |  |  | >=0.95 |  |  | 181000 | 115.34 |  |  | 9 | SA | 25 | <10% at 100000 hours |  | Phased-out | 750/559 | CIE(x= 0.34. y= 0.35) | Class I. Class II | IK08 |  |  | 50 | 960 | -40 | 1 | 176 | RAL9006 | 50/60Hz | Passive | LED | colour adjustable | Tunnel | TLBt/TMBt | Tunnel |  |  | 20300 | NO Sensor | 78000 | RG01
TBD | TMBt/4/F/AE5/176/50/... | image | datasheet | deeplink | TUNGSRAM - TLBt/TMBt - 22210lm - 176W - 5000K - 70CRI - TBD[SKU] - Bracket | 9 | Bracket | LED | 1 | 176 | AMP dimming. CLO. DALI. Dynadim. LineSwitch. Static | [7 empty] | CE | [6 empty] | 66 | 5000 | 510 x 316 x 148 |  | 220/240V |  | 5 |  |  | ≤5 | 70 |  | 5000 |  |  | >=0.95 |  |  | 181000 | 126.19 |  |  | 9 | AE5 | 25 | <10% at 100000 hours |  | Phased-out | 750/559 | CIE(x= 0.34. y= 0.35) | Class I. Class II | IK08 |  |  | 50 | 960 | -40 | 1 | 176 | RAL9006 | 50/60Hz | Passive | LED | colour adjustable | Tunnel | TLBt/TMBt | Tunnel |  |  | 22210 | NO Sensor | 78000 | RG01
TBD | TMBt/4/F/AB5/176/50/... | image | datasheet | deeplink | TUNGSRAM - TLBt/TMBt - 22430lm - 176W - 5000K - 70CRI - TBD[SKU] - Bracket | 9 | Bracket | LED | 1 | 176 | AMP dimming. CLO. DALI. Dynadim. LineSwitch. Static | [7 empty] | CE | [6 empty] | 66 | 5000 | 510 x 316 x 148 |  | 220/240V |  | 5 |  |  | ≤5 | 70 |  | 5000 |  |  | >=0.95 |  |  | 181000 | 127.44 |  |  | 9 | AB5 | 25 | <10% at 100000 hours |  | Phased-out | 750/559 | CIE(x= 0.34. y= 0.35) | Class I. Class II | IK08 |  |  | 50 | 960 | -40 | 1 | 176 | RAL9006 | 50/60Hz | Passive | LED | colour adjustable | Tunnel | TLBt/TMBt | Tunnel |  |  | 22430 | NO Sensor | 78000 | RG01
TBD | TMBt/4/F/AE/176/50/... | image | datasheet | deeplink | TUNGSRAM - TLBt/TMBt - 20920lm - 176W - 5000K - 70CRI - TBD[SKU] - Bracket | 9 | Bracket | LED | 1 | 176 | AMP dimming. CLO. DALI. Dynadim. LineSwitch. Static | [7 empty] | CE | [6 empty] | 66 | 5000 | 510 x 316 x 148 |  | 220/240V |  | 5 |  |  | ≤5 | 70 |  | 5000 |  |  | >=0.95 |  |  | 181000 | 118.86 |  |  | 9 | AE | 25 | <10% at 100000 hours |  | Phased-out | 750/559 | CIE(x= 0.34. y= 0.35) | Class I. Class II | IK08 |  |  | 50 | 960 | -40 | 1 | 176 | RAL9006 | 50/60Hz | Passive | LED | colour adjustable | Tunnel | TLBt/TMBt | Tunnel |  |  | 20920 | NO Sensor | 78000 | RG01
TBD | TMBt/4/F/AD/176/50/... | image | datasheet | deeplink | TUNGSRAM - TLBt/TMBt - 20260lm - 176W - 5000K - 70CRI - TBD[SKU] - Bracket | 9 | Bracket | LED | 1 | 176 | AMP dimming. CLO. DALI. Dynadim. LineSwitch. Static | [7 empty] | CE | [6 empty] | 66 | 5000 | 510 x 316 x 148 |  | 220/240V |  | 5 |  |  | ≤5 | 70 |  | 5000 |  |  | >=0.95 |  |  | 181000 | 115.11 |  |  | 9 | AD | 25 | <10% at 100000 hours |  | Phased-out | 750/559 | CIE(x= 0.34. y= 0.35) | Class I. Class II | IK08 |  |  | 50 | 960 | -40 | 1 | 176 | RAL9006 | 50/60Hz | Passive | LED | colour adjustable | Tunnel | TLBt/TMBt | Tunnel |  |  | 20260 | NO Sensor | 78000 | RG01
TBD | TMBt/4/F/AC/176/50/... | image | datasheet | deeplink | TUNGSRAM - TLBt/TMBt - 20790lm - 176W - 5000K - 70CRI - TBD[SKU] - Bracket | 9 | Bracket | LED | 1 | 176 | AMP dimming. CLO. DALI. Dynadim. LineSwitch. Static | [7 empty] | CE | [6 empty] | 66 | 5000 | 510 x 316 x 148 |  | 220/240V |  | 5 |  |  | ≤5 | 70 |  | 5000 |  |  | >=0.95 |  |  | 181000 | 118.12 |  |  | 9 | AC | 25 | <10% at 100000 hours |  | Phased-out | 750/559 | CIE(x= 0.34. y= 0.35) | Class I. Class II | IK08 |  |  | 50 | 960 | -40 | 1 | 176 | RAL9006 | 50/60Hz | Passive | LED | colour adjustable | Tunnel | TLBt/TMBt | Tunnel |  |  | 20790 | NO Sensor | 78000 | RG01
TBD | TMBt/4/F/AB/176/50/... | image | datasheet | deeplink | TUNGSRAM - TLBt/TMBt - 20750lm - 176W - 5000K - 70CRI - TBD[SKU] - Bracket | 9 | Bracket | LED | 1 | 176 | AMP dimming. CLO. DALI. Dynadim. LineSwitch. Static | [7 empty] | CE | [6 empty] | 66 | 5000 | 510 x 316 x 148 |  | 220/240V |  | 5 |  |  | ≤5 | 70 |  | 5000 |  |  | >=0.95 |  |  | 181000 | 117.9 |  |  | 9 | AB | 25 | <10% at 100000 hours |  | Phased-out | 750/559 | CIE(x= 0.34. y= 0.35) | Class I. Class II | IK08 |  |  | 50 | 960 | -40 | 1 | 176 | RAL9006 | 50/60Hz | Passive | LED | colour adjustable | Tunnel | TLBt/TMBt | Tunnel |  |  | 20750 | NO Sensor | 78000 | RG01
TBD | TMBt/4/F/AA/176/50/... | image | datasheet | deeplink | TUNGSRAM - TLBt/TMBt - 20120lm - 176W - 5000K - 70CRI - TBD[SKU] - Bracket | 9 | Bracket | LED | 1 | 176 | AMP dimming. CLO. DALI. Dynadim. LineSwitch. Static | [7 empty] | CE | [6 empty] | 66 | 5000 | 510 x 316 x 148 |  | 220/240V |  | 5 |  |  | ≤5 | 70 |  | 5000 |  |  | >=0.95 |  |  | 181000 | 114.32 |  |  | 9 | AA | 25 | <10% at 100000 hours |  | Phased-out | 750/559 | CIE(x= 0.34. y= 0.35) | Class I. Class II | IK08 |  |  | 50 | 960 | -40 | 1 | 176 | RAL9006 | 50/60Hz | Passive | LED | colour adjustable | Tunnel | TLBt/TMBt | Tunnel |  |  | 20120 | NO Sensor | 78000 | RG01
TBD | TMBt/4/F/AQ/153/50/... | image | datasheet | deeplink | TUNGSRAM - TLBt/TMBt - 17870lm - 153W - 5000K - 70CRI - TBD[SKU] - Bracket | 9 | Bracket | LED | 1 | 153 | AMP dimming. CLO. DALI. Dynadim. LineSwitch. Static | [7 empty] | CE | [6 empty] | 66 | 5000 | 510 x 316 x 148 |  | 220/240V |  | 5 |  |  | ≤5 | 70 |  | 5000 |  |  | >=0.95 |  |  | 181000 | 116.8 |  |  | 9 | AQ | 25 | <10% at 100000 hours |  | Phased-out | 750/559 | CIE(x= 0.34. y= 0.35) | Class I. Class II | IK08 |  |  | 50 | 830 | -40 | 1 | 153 | RAL9006 | 50/60Hz | Passive | LED | colour adjustable | Tunnel | TLBt/TMBt | Tunnel |  |  | 17870 | NO Sensor | 78000 | RG01
TBD | TMBt/4/F/SE5/153/50/... | image | datasheet | deeplink | TUNGSRAM - TLBt/TMBt - 19990lm - 153W - 5000K - 70CRI - TBD[SKU] - Bracket | 9 | Bracket | LED | 1 | 153 | AMP dimming. CLO. DALI. Dynadim. LineSwitch. Static | [7 empty] | CE | [6 empty] | 66 | 5000 | 510 x 316 x 148 |  | 220/240V |  | 5 |  |  | ≤5 | 70 |  | 5000 |  |  | >=0.95 |  |  | 181000 | 130.65 |  |  | 9 | SE5 | 25 | <10% at 100000 hours |  | Phased-out | 750/559 | CIE(x= 0.34. y= 0.35) | Class I. Class II | IK08 |  |  | 50 | 830 | -40 | 1 | 153 | RAL9006 | 50/60Hz | Passive | LED | colour adjustable | Tunnel | TLBt/TMBt | Tunnel |  |  | 19990 | NO Sensor | 78000 | RG01
TBD | TMBt/4/F/SB5/153/50/... | image | datasheet | deeplink | TUNGSRAM - TLBt/TMBt - 20200lm - 153W - 5000K - 70CRI - TBD[SKU] - Bracket | 9 | Bracket | LED | 1 | 153 | AMP dimming. CLO. DALI. Dynadim. LineSwitch. Static | [7 empty] | CE | [6 empty] | 66 | 5000 | 510 x 316 x 148 |  | 220/240V |  | 5 |  |  | ≤5 | 70 |  | 5000 |  |  | >=0.95 |  |  | 181000 | 132.03 |  |  | 9 | SB5 | 25 | <10% at 100000 hours |  | Phased-out | 750/559 | CIE(x= 0.34. y= 0.35) | Class I. Class II | IK08 |  |  | 50 | 830 | -40 | 1 | 153 | RAL9006 | 50/60Hz | Passive | LED | colour adjustable | Tunnel | TLBt/TMBt | Tunnel |  |  | 20200 | NO Sensor | 78000 | RG01
TBD | TMBt/4/F/SE/153/50/... | image | datasheet | deeplink | TUNGSRAM - TLBt/TMBt - 18830lm - 153W - 5000K - 70CRI - TBD[SKU] - Bracket | 9 | Bracket | LED | 1 | 153 | AMP dimming. CLO. DALI. Dynadim. LineSwitch. Static | [7 empty] | CE | [6 empty] | 66 | 5000 | 510 x 316 x 148 |  | 220/240V |  | 5 |  |  | ≤5 | 70 |  | 5000 |  |  | >=0.95 |  |  | 181000 | 123.07 |  |  | 9 | SE | 25 | <10% at 100000 hours |  | Phased-out | 750/559 | CIE(x= 0.34. y= 0.35) | Class I. Class II | IK08 |  |  | 50 | 830 | -40 | 1 | 153 | RAL9006 | 50/60Hz | Passive | LED | colour adjustable | Tunnel | TLBt/TMBt | Tunnel |  |  | 18830 | NO Sensor | 78000 | RG01
TBD | TMBt/4/F/SD/153/50/... | image | datasheet | deeplink | TUNGSRAM - TLBt/TMBt - 18250lm - 153W - 5000K - 70CRI - TBD[SKU] - Bracket | 9 | Bracket | LED | 1 | 153 | AMP dimming. CLO. DALI. Dynadim. LineSwitch. Static | [7 empty] | CE | [6 empty] | 66 | 5000 | 510 x 316 x 148 |  | 220/240V |  | 5 |  |  | ≤5 | 70 |  | 5000 |  |  | >=0.95 |  |  | 181000 | 119.28 |  |  | 9 | SD | 25 | <10% at 100000 hours |  | Phased-out | 750/559 | CIE(x= 0.34. y= 0.35) | Class I. Class II | IK08 |  |  | 50 | 830 | -40 | 1 | 153 | RAL9006 | 50/60Hz | Passive | LED | colour adjustable | Tunnel | TLBt/TMBt | Tunnel |  |  | 18250 | NO Sensor | 78000 | RG01
TBD | TMBt/4/F/SC/153/50/... | image | datasheet | deeplink | TUNGSRAM - TLBt/TMBt - 18720lm - 153W - 5000K - 70CRI - TBD[SKU] - Bracket | 9 | Bracket | LED | 1 | 153 | AMP dimming. CLO. DALI. Dynadim. LineSwitch. Static | [7 empty] | CE | [6 empty] | 66 | 5000 | 510 x 316 x 148 |  | 220/240V |  | 5 |  |  | ≤5 | 70 |  | 5000 |  |  | >=0.95 |  |  | 181000 | 122.35 |  |  | 9 | SC | 25 | <10% at 100000 hours |  | Phased-out | 750/559 | CIE(x= 0.34. y= 0.35) | Class I. Class II | IK08 |  |  | 50 | 830 | -40 | 1 | 153 | RAL9006 | 50/60Hz | Passive | LED | colour adjustable | Tunnel | TLBt/TMBt | Tunnel |  |  | 18720 | NO Sensor | 78000 | RG01
TBD | TMBt/4/F/SB/153/50/... | image | datasheet | deeplink | TUNGSRAM - TLBt/TMBt - 18680lm - 153W - 5000K - 70CRI - TBD[SKU] - Bracket | 9 | Bracket | LED | 1 | 153 | AMP dimming. CLO. DALI. Dynadim. LineSwitch. Static | [7 empty] | CE | [6 empty] | 66 | 5000 | 510 x 316 x 148 |  | 220/240V |  | 5 |  |  | ≤5 | 70 |  | 5000 |  |  | >=0.95 |  |  | 181000 | 122.09 |  |  | 9 | SB | 25 | <10% at 100000 hours |  | Phased-out | 750/559 | CIE(x= 0.34. y= 0.35) | Class I. Class II | IK08 |  |  | 50 | 830 | -40 | 1 | 153 | RAL9006 | 50/60Hz | Passive | LED | colour adjustable | Tunnel | TLBt/TMBt | Tunnel |  |  | 18680 | NO Sensor | 78000 | RG01
TBD | TMBt/4/F/SA/153/50/... | image | datasheet | deeplink | TUNGSRAM - TLBt/TMBt - 18120lm - 153W - 5000K - 70CRI - TBD[SKU] - Bracket | 9 | Bracket | LED | 1 | 153 | AMP dimming. CLO. DALI. Dynadim. LineSwitch. Static | [7 empty] | CE | [6 empty] | 66 | 5000 | 510 x 316 x 148 |  | 220/240V |  | 5 |  |  | ≤5 | 70 |  | 5000 |  |  | >=0.95 |  |  | 181000 | 118.43 |  |  | 9 | SA | 25 | <10% at 100000 hours |  | Phased-out | 750/559 | CIE(x= 0.34. y= 0.35) | Class I. Class II | IK08 |  |  | 50 | 830 | -40 | 1 | 153 | RAL9006 | 50/60Hz | Passive | LED | colour adjustable | Tunnel | TLBt/TMBt | Tunnel |  |  | 18120 | NO Sensor | 78000 | RG01
TBD | TMBt/4/F/AE5/153/50/... | image | datasheet | deeplink | TUNGSRAM - TLBt/TMBt - 19820lm - 153W - 5000K - 70CRI - TBD[SKU] - Bracket | 9 | Bracket | LED | 1 | 153 | AMP dimming. CLO. DALI. Dynadim. LineSwitch. Static | [7 empty] | CE | [6 empty] | 66 | 5000 | 510 x 316 x 148 |  | 220/240V |  | 5 |  |  | ≤5 | 70 |  | 5000 |  |  | >=0.95 |  |  | 181000 | 129.54 |  |  | 9 | AE5 | 25 | <10% at 100000 hours |  | Phased-out | 750/559 | CIE(x= 0.34. y= 0.35) | Class I. Class II | IK08 |  |  | 50 | 830 | -40 | 1 | 153 | RAL9006 | 50/60Hz | Passive | LED | colour adjustable | Tunnel | TLBt/TMBt | Tunnel |  |  | 19820 | NO Sensor | 78000 | RG01
TBD | TMBt/4/F/AB5/153/50/... | image | datasheet | deeplink | TUNGSRAM - TLBt/TMBt - 20020lm - 153W - 5000K - 70CRI - TBD[SKU] - Bracket | 9 | Bracket | LED | 1 | 153 | AMP dimming. CLO. DALI. Dynadim. LineSwitch. Static | [7 empty] | CE | [6 empty] | 66 | 5000 | 510 x 316 x 148 |  | 220/240V |  | 5 |  |  | ≤5 | 70 |  | 5000 |  |  | >=0.95 |  |  | 181000 | 130.85 |  |  | 9 | AB5 | 25 | <10% at 100000 hours |  | Phased-out | 750/559 | CIE(x= 0.34. y= 0.35) | Class I. Class II | IK08 |  |  | 50 | 830 | -40 | 1 | 153 | RAL9006 | 50/60Hz | Passive | LED | colour adjustable | Tunnel | TLBt/TMBt | Tunnel |  |  | 20020 | NO Sensor | 78000 | RG01
TBD | TMBt/4/F/AE/153/50/... | image | datasheet | deeplink | TUNGSRAM - TLBt/TMBt - 18670lm - 153W - 5000K - 70CRI - TBD[SKU] - Bracket | 9 | Bracket | LED | 1 | 153 | AMP dimming. CLO. DALI. Dynadim. LineSwitch. Static | [7 empty] | CE | [6 empty] | 66 | 5000 | 510 x 316 x 148 |  | 220/240V |  | 5 |  |  | ≤5 | 70 |  | 5000 |  |  | >=0.95 |  |  | 181000 | 122.03 |  |  | 9 | AE | 25 | <10% at 100000 hours |  | Phased-out | 750/559 | CIE(x= 0.34. y= 0.35) | Class I. Class II | IK08 |  |  | 50 | 830 | -40 | 1 | 153 | RAL9006 | 50/60Hz | Passive | LED | colour adjustable | Tunnel | TLBt/TMBt | Tunnel |  |  | 18670 | NO Sensor | 78000 | RG01
TBD | TMBt/4/F/AD/153/50/... | image | datasheet | deeplink | TUNGSRAM - TLBt/TMBt - 18090lm - 153W - 5000K - 70CRI - TBD[SKU] - Bracket | 9 | Bracket | LED | 1 | 153 | AMP dimming. CLO. DALI. Dynadim. LineSwitch. Static | [7 empty] | CE | [6 empty] | 66 | 5000 | 510 x 316 x 148 |  | 220/240V |  | 5 |  |  | ≤5 | 70 |  | 5000 |  |  | >=0.95 |  |  | 181000 | 118.24 |  |  | 9 | AD | 25 | <10% at 100000 hours |  | Phased-out | 750/559 | CIE(x= 0.34. y= 0.35) | Class I. Class II | IK08 |  |  | 50 | 830 | -40 | 1 | 153 | RAL9006 | 50/60Hz | Passive | LED | colour adjustable | Tunnel | TLBt/TMBt | Tunnel |  |  | 18090 | NO Sensor | 78000 | RG01
TBD | TMBt/4/F/AC/153/50/... | image | datasheet | deeplink | TUNGSRAM - TLBt/TMBt - 18560lm - 153W - 5000K - 70CRI - TBD[SKU] - Bracket | 9 | Bracket | LED | 1 | 153 | AMP dimming. CLO. DALI. Dynadim. LineSwitch. Static | [7 empty] | CE | [6 empty] | 66 | 5000 | 510 x 316 x 148 |  | 220/240V |  | 5 |  |  | ≤5 | 70 |  | 5000 |  |  | >=0.95 |  |  | 181000 | 121.31 |  |  | 9 | AC | 25 | <10% at 100000 hours |  | Phased-out | 750/559 | CIE(x= 0.34. y= 0.35) | Class I. Class II | IK08 |  |  | 50 | 830 | -40 | 1 | 153 | RAL9006 | 50/60Hz | Passive | LED | colour adjustable | Tunnel | TLBt/TMBt | Tunnel |  |  | 18560 | NO Sensor | 78000 | RG01
TBD | TMBt/4/F/AB/153/50/... | image | datasheet | deeplink | TUNGSRAM - TLBt/TMBt - 18520lm - 153W - 5000K - 70CRI - TBD[SKU] - Bracket | 9 | Bracket | LED | 1 | 153 | AMP dimming. CLO. DALI. Dynadim. LineSwitch. Static | [7 empty] | CE | [6 empty] | 66 | 5000 | 510 x 316 x 148 |  | 220/240V |  | 5 |  |  | ≤5 | 70 |  | 5000 |  |  | >=0.95 |  |  | 181000 | 121.05 |  |  | 9 | AB | 25 | <10% at 100000 hours |  | Phased-out | 750/559 | CIE(x= 0.34. y= 0.35) | Class I. Class II | IK08 |  |  | 50 | 830 | -40 | 1 | 153 | RAL9006 | 50/60Hz | Passive | LED | colour adjustable | Tunnel | TLBt/TMBt | Tunnel |  |  | 18520 | NO Sensor | 78000 | RG01
TBD | TMBt/4/F/AA/153/50/... | image | datasheet | deeplink | TUNGSRAM - TLBt/TMBt - 17960lm - 153W - 5000K - 70CRI - TBD[SKU] - Bracket | 9 | Bracket | LED | 1 | 153 | AMP dimming. CLO. DALI. Dynadim. LineSwitch. Static | [7 empty] | CE | [6 empty] | 66 | 5000 | 510 x 316 x 148 |  | 220/240V |  | 5 |  |  | ≤5 | 70 |  | 5000 |  |  | >=0.95 |  |  | 181000 | 117.39 |  |  | 9 | AA | 25 | <10% at 100000 hours |  | Phased-out | 750/559 | CIE(x= 0.34. y= 0.35) | Class I. Class II | IK08 |  |  | 50 | 830 | -40 | 1 | 153 | RAL9006 | 50/60Hz | Passive | LED | colour adjustable | Tunnel | TLBt/TMBt | Tunnel |  |  | 17960 | NO Sensor | 78000 | RG01
TBD | TMBt/4/F/AQ/131/50/... | image | datasheet | deeplink | TUNGSRAM - TLBt/TMBt - 15840lm - 131W - 5000K - 70CRI - TBD[SKU] - Bracket | 9 | Bracket | LED | 1 | 131 | AMP dimming. CLO. DALI. Dynadim. LineSwitch. Static | [7 empty] | CE | [6 empty] | 66 | 5000 | 510 x 316 x 148 |  | 220/240V |  | 5 |  |  | ≤5 | 70 |  | 5000 |  |  | >=0.95 |  |  | 181000 | 120.92 |  |  | 9 | AQ | 25 | <10% at 100000 hours |  | Phased-out | 750/559 | CIE(x= 0.34. y= 0.35) | Class I. Class II | IK08 |  |  | 50 | 710 | -40 | 1 | 131 | RAL9006 | 50/60Hz | Passive | LED | colour adjustable | Tunnel | TLBt/TMBt | Tunnel |  |  | 15840 | NO Sensor | 78000 | RG01
TBD | TMBt/4/F/SE5/131/50/... | image | datasheet | deeplink | TUNGSRAM - TLBt/TMBt - 17730lm - 131W - 5000K - 70CRI - TBD[SKU] - Bracket | 9 | Bracket | LED | 1 | 131 | AMP dimming. CLO. DALI. Dynadim. LineSwitch. Static | [7 empty] | CE | [6 empty] | 66 | 5000 | 510 x 316 x 148 |  | 220/240V |  | 5 |  |  | ≤5 | 70 |  | 5000 |  |  | >=0.95 |  |  | 181000 | 135.34 |  |  | 9 | SE5 | 25 | <10% at 100000 hours |  | Phased-out | 750/559 | CIE(x= 0.34. y= 0.35) | Class I. Class II | IK08 |  |  | 50 | 710 | -40 | 1 | 131 | RAL9006 | 50/60Hz | Passive | LED | colour adjustable | Tunnel | TLBt/TMBt | Tunnel |  |  | 17730 | NO Sensor | 78000 | RG01
TBD | TMBt/4/F/SB5/131/50/... | image | datasheet | deeplink | TUNGSRAM - TLBt/TMBt - 17900lm - 131W - 5000K - 70CRI - TBD[SKU] - Bracket | 9 | Bracket | LED | 1 | 131 | AMP dimming. CLO. DALI. Dynadim. LineSwitch. Static | [7 empty] | CE | [6 empty] | 66 | 5000 | 510 x 316 x 148 |  | 220/240V |  | 5 |  |  | ≤5 | 70 |  | 5000 |  |  | >=0.95 |  |  | 181000 | 136.64 |  |  | 9 | SB5 | 25 | <10% at 100000 hours |  | Phased-out | 750/559 | CIE(x= 0.34. y= 0.35) | Class I. Class II | IK08 |  |  | 50 | 710 | -40 | 1 | 131 | RAL9006 | 50/60Hz | Passive | LED | colour adjustable | Tunnel | TLBt/TMBt | Tunnel |  |  | 17900 | NO Sensor | 78000 | RG01
TBD | TMBt/4/F/SE/131/50/... | image | datasheet | deeplink | TUNGSRAM - TLBt/TMBt - 16690lm - 131W - 5000K - 70CRI - TBD[SKU] - Bracket | 9 | Bracket | LED | 1 | 131 | AMP dimming. CLO. DALI. Dynadim. LineSwitch. Static | [7 empty] | CE | [6 empty] | 66 | 5000 | 510 x 316 x 148 |  | 220/240V |  | 5 |  |  | ≤5 | 70 |  | 5000 |  |  | >=0.95 |  |  | 181000 | 127.4 |  |  | 9 | SE | 25 | <10% at 100000 hours |  | Phased-out | 750/559 | CIE(x= 0.34. y= 0.35) | Class I. Class II | IK08 |  |  | 50 | 710 | -40 | 1 | 131 | RAL9006 | 50/60Hz | Passive | LED | colour adjustable | Tunnel | TLBt/TMBt | Tunnel |  |  | 16690 | NO Sensor | 78000 | RG01
TBD | TMBt/4/F/SD/131/50/... | image | datasheet | deeplink | TUNGSRAM - TLBt/TMBt - 16170lm - 131W - 5000K - 70CRI - TBD[SKU] - Bracket | 9 | Bracket | LED | 1 | 131 | AMP dimming. CLO. DALI. Dynadim. LineSwitch. Static | [7 empty] | CE | [6 empty] | 66 | 5000 | 510 x 316 x 148 |  | 220/240V |  | 5 |  |  | ≤5 | 70 |  | 5000 |  |  | >=0.95 |  |  | 181000 | 123.44 |  |  | 9 | SD | 25 | <10% at 100000 hours |  | Phased-out | 750/559 | CIE(x= 0.34. y= 0.35) | Class I. Class II | IK08 |  |  | 50 | 710 | -40 | 1 | 131 | RAL9006 | 50/60Hz | Passive | LED | colour adjustable | Tunnel | TLBt/TMBt | Tunnel |  |  | 16170 | NO Sensor | 78000 | RG01
TBD | TMBt/4/F/SC/131/50/... | image | datasheet | deeplink | TUNGSRAM - TLBt/TMBt - 16590lm - 131W - 5000K - 70CRI - TBD[SKU] - Bracket | 9 | Bracket | LED | 1 | 131 | AMP dimming. CLO. DALI. Dynadim. LineSwitch. Static | [7 empty] | CE | [6 empty] | 66 | 5000 | 510 x 316 x 148 |  | 220/240V |  | 5 |  |  | ≤5 | 70 |  | 5000 |  |  | >=0.95 |  |  | 181000 | 126.64 |  |  | 9 | SC | 25 | <10% at 100000 hours |  | Phased-out | 750/559 | CIE(x= 0.34. y= 0.35) | Class I. Class II | IK08 |  |  | 50 | 710 | -40 | 1 | 131 | RAL9006 | 50/60Hz | Passive | LED | colour adjustable | Tunnel | TLBt/TMBt | Tunnel |  |  | 16590 | NO Sensor | 78000 | RG01
TBD | TMBt/4/F/SB/131/50/... | image | datasheet | deeplink | TUNGSRAM - TLBt/TMBt - 16560lm - 131W - 5000K - 70CRI - TBD[SKU] - Bracket | 9 | Bracket | LED | 1 | 131 | AMP dimming. CLO. DALI. Dynadim. LineSwitch. Static | [7 empty] | CE | [6 empty] | 66 | 5000 | 510 x 316 x 148 |  | 220/240V |  | 5 |  |  | ≤5 | 70 |  | 5000 |  |  | >=0.95 |  |  | 181000 | 126.41 |  |  | 9 | SB | 25 | <10% at 100000 hours |  | Phased-out | 750/559 | CIE(x= 0.34. y= 0.35) | Class I. Class II | IK08 |  |  | 50 | 710 | -40 | 1 | 131 | RAL9006 | 50/60Hz | Passive | LED | colour adjustable | Tunnel | TLBt/TMBt | Tunnel |  |  | 16560 | NO Sensor | 78000 | RG01
TBD | TMBt/4/F/SA/131/50/... | image | datasheet | deeplink | TUNGSRAM - TLBt/TMBt - 16060lm - 131W - 5000K - 70CRI - TBD[SKU] - Bracket | 9 | Bracket | LED | 1 | 131 | AMP dimming. CLO. DALI. Dynadim. LineSwitch. Static | [7 empty] | CE | [6 empty] | 66 | 5000 | 510 x 316 x 148 |  | 220/240V |  | 5 |  |  | ≤5 | 70 |  | 5000 |  |  | >=0.95 |  |  | 181000 | 122.6 |  |  | 9 | SA | 25 | <10% at 100000 hours |  | Phased-out | 750/559 | CIE(x= 0.34. y= 0.35) | Class I. Class II | IK08 |  |  | 50 | 710 | -40 | 1 | 131 | RAL9006 | 50/60Hz | Passive | LED | colour adjustable | Tunnel | TLBt/TMBt | Tunnel |  |  | 16060 | NO Sensor | 78000 | RG01
TBD | TMBt/4/F/AE5/131/50/... | image | datasheet | deeplink | TUNGSRAM - TLBt/TMBt - 17580lm - 131W - 5000K - 70CRI - TBD[SKU] - Bracket | 9 | Bracket | LED | 1 | 131 | AMP dimming. CLO. DALI. Dynadim. LineSwitch. Static | [7 empty] | CE | [6 empty] | 66 | 5000 | 510 x 316 x 148 |  | 220/240V |  | 5 |  |  | ≤5 | 70 |  | 5000 |  |  | >=0.95 |  |  | 181000 | 134.2 |  |  | 9 | AE5 | 25 | <10% at 100000 hours |  | Phased-out | 750/559 | CIE(x= 0.34. y= 0.35) | Class I. Class II | IK08 |  |  | 50 | 710 | -40 | 1 | 131 | RAL9006 | 50/60Hz | Passive | LED | colour adjustable | Tunnel | TLBt/TMBt | Tunnel |  |  | 17580 | NO Sensor | 78000 | RG01
TBD | TMBt/4/F/AB5/131/50/... | image | datasheet | deeplink | TUNGSRAM - TLBt/TMBt - 17750lm - 131W - 5000K - 70CRI - TBD[SKU] - Bracket | 9 | Bracket | LED | 1 | 131 | AMP dimming. CLO. DALI. Dynadim. LineSwitch. Static | [7 empty] | CE | [6 empty] | 66 | 5000 | 510 x 316 x 148 |  | 220/240V |  | 5 |  |  | ≤5 | 70 |  | 5000 |  |  | >=0.95 |  |  | 181000 | 135.5 |  |  | 9 | AB5 | 25 | <10% at 100000 hours |  | Phased-out | 750/559 | CIE(x= 0.34. y= 0.35) | Class I. Class II | IK08 |  |  | 50 | 710 | -40 | 1 | 131 | RAL9006 | 50/60Hz | Passive | LED | colour adjustable | Tunnel | TLBt/TMBt | Tunnel |  |  | 17750 | NO Sensor | 78000 | RG01
TBD | TMBt/4/F/AE/131/50/... | image | datasheet | deeplink | TUNGSRAM - TLBt/TMBt - 16550lm - 131W - 5000K - 70CRI - TBD[SKU] - Bracket | 9 | Bracket | LED | 1 | 131 | AMP dimming. CLO. DALI. Dynadim. LineSwitch. Static | [7 empty] | CE | [6 empty] | 66 | 5000 | 510 x 316 x 148 |  | 220/240V |  | 5 |  |  | ≤5 | 70 |  | 5000 |  |  | >=0.95 |  |  | 181000 | 126.34 |  |  | 9 | AE | 25 | <10% at 100000 hours |  | Phased-out | 750/559 | CIE(x= 0.34. y= 0.35) | Class I. Class II | IK08 |  |  | 50 | 710 | -40 | 1 | 131 | RAL9006 | 50/60Hz | Passive | LED | colour adjustable | Tunnel | TLBt/TMBt | Tunnel |  |  | 16550 | NO Sensor | 78000 | RG01
TBD | TMBt/4/F/AD/131/50/... | image | datasheet | deeplink | TUNGSRAM - TLBt/TMBt - 16030lm - 131W - 5000K - 70CRI - TBD[SKU] - Bracket | 9 | Bracket | LED | 1 | 131 | AMP dimming. CLO. DALI. Dynadim. LineSwitch. Static | [7 empty] | CE | [6 empty] | 66 | 5000 | 510 x 316 x 148 |  | 220/240V |  | 5 |  |  | ≤5 | 70 |  | 5000 |  |  | >=0.95 |  |  | 181000 | 122.37 |  |  | 9 | AD | 25 | <10% at 100000 hours |  | Phased-out | 750/559 | CIE(x= 0.34. y= 0.35) | Class I. Class II | IK08 |  |  | 50 | 710 | -40 | 1 | 131 | RAL9006 | 50/60Hz | Passive | LED | colour adjustable | Tunnel | TLBt/TMBt | Tunnel |  |  | 16030 | NO Sensor | 78000 | RG01
TBD | TMBt/4/F/AC/131/50/... | image | datasheet | deeplink | TUNGSRAM - TLBt/TMBt - 16450lm - 131W - 5000K - 70CRI - TBD[SKU] - Bracket | 9 | Bracket | LED | 1 | 131 | AMP dimming. CLO. DALI. Dynadim. LineSwitch. Static | [7 empty] | CE | [6 empty] | 66 | 5000 | 510 x 316 x 148 |  | 220/240V |  | 5 |  |  | ≤5 | 70 |  | 5000 |  |  | >=0.95 |  |  | 181000 | 125.57 |  |  | 9 | AC | 25 | <10% at 100000 hours |  | Phased-out | 750/559 | CIE(x= 0.34. y= 0.35) | Class I. Class II | IK08 |  |  | 50 | 710 | -40 | 1 | 131 | RAL9006 | 50/60Hz | Passive | LED | colour adjustable | Tunnel | TLBt/TMBt | Tunnel |  |  | 16450 | NO Sensor | 78000 | RG01
TBD | TMBt/4/F/AB/131/50/... | image | datasheet | deeplink | TUNGSRAM - TLBt/TMBt - 16420lm - 131W - 5000K - 70CRI - TBD[SKU] - Bracket | 9 | Bracket | LED | 1 | 131 | AMP dimming. CLO. DALI. Dynadim. LineSwitch. Static | [7 empty] | CE | [6 empty] | 66 | 5000 | 510 x 316 x 148 |  | 220/240V |  | 5 |  |  | ≤5 | 70 |  | 5000 |  |  | >=0.95 |  |  | 181000 | 125.34 |  |  | 9 | AB | 25 | <10% at 100000 hours |  | Phased-out | 750/559 | CIE(x= 0.34. y= 0.35) | Class I. Class II | IK08 |  |  | 50 | 710 | -40 | 1 | 131 | RAL9006 | 50/60Hz | Passive | LED | colour adjustable | Tunnel | TLBt/TMBt | Tunnel |  |  | 16420 | NO Sensor | 78000 | RG01
TBD | TMBt/4/F/AA/131/50/... | image | datasheet | deeplink | TUNGSRAM - TLBt/TMBt - 15920lm - 131W - 5000K - 70CRI - TBD[SKU] - Bracket | 9 | Bracket | LED | 1 | 131 | AMP dimming. CLO. DALI. Dynadim. LineSwitch. Static | [7 empty] | CE | [6 empty] | 66 | 5000 | 510 x 316 x 148 |  | 220/240V |  | 5 |  |  | ≤5 | 70 |  | 5000 |  |  | >=0.95 |  |  | 181000 | 121.53 |  |  | 9 | AA | 25 | <10% at 100000 hours |  | Phased-out | 750/559 | CIE(x= 0.34. y= 0.35) | Class I. Class II | IK08 |  |  | 50 | 710 | -40 | 1 | 131 | RAL9006 | 50/60Hz | Passive | LED | colour adjustable | Tunnel | TLBt/TMBt | Tunnel |  |  | 15920 | NO Sensor | 78000 | RG01
TBD | TMBt/4/F/AQ/176/30/... | image | datasheet | deeplink | TUNGSRAM - TLBt/TMBt - 19450lm - 176W - 3000K - 70CRI - TBD[SKU] - Bracket | 9 | Bracket | LED | 1 | 176 | AMP dimming. CLO. DALI. Dynadim. LineSwitch. Static | [7 empty] | CE | [6 empty] | 66 | 3000 | 510 x 316 x 148 |  | 220/240V |  | 5 |  |  | ≤5 | 70 |  | 3000 |  |  | >=0.95 |  |  | 181000 | 110.51 |  |  | 9 | AQ | 25 | <10% at 100000 hours |  | Phased-out | 730/559 | CIE(x=0.4338. y=0.403) | Class I. Class II | IK08 |  |  | 50 | 960 | -40 | 1 | 176 | RAL9006 | 50/60Hz | Passive | LED | colour adjustable | Tunnel | TLBt/TMBt | Tunnel |  |  | 19450 | NO Sensor | 78000 | RG01
TBD | TMBt/4/F/SE5/176/30/... | image | datasheet | deeplink | TUNGSRAM - TLBt/TMBt - 21780lm - 176W - 3000K - 70CRI - TBD[SKU] - Bracket | 9 | Bracket | LED | 1 | 176 | AMP dimming. CLO. DALI. Dynadim. LineSwitch. Static | [7 empty] | CE | [6 empty] | 66 | 3000 | 510 x 316 x 148 |  | 220/240V |  | 5 |  |  | ≤5 | 70 |  | 3000 |  |  | >=0.95 |  |  | 181000 | 123.75 |  |  | 9 | SE5 | 25 | <10% at 100000 hours |  | Phased-out | 730/559 | CIE(x=0.4338. y=0.403) | Class I. Class II | IK08 |  |  | 50 | 960 | -40 | 1 | 176 | RAL9006 | 50/60Hz | Passive | LED | colour adjustable | Tunnel | TLBt/TMBt | Tunnel |  |  | 21780 | NO Sensor | 78000 | RG01
TBD | TMBt/4/F/SB5/176/30/... | image | datasheet | deeplink | TUNGSRAM - TLBt/TMBt - 21990lm - 176W - 3000K - 70CRI - TBD[SKU] - Bracket | 9 | Bracket | LED | 1 | 176 | AMP dimming. CLO. DALI. Dynadim. LineSwitch. Static | [7 empty] | CE | [6 empty] | 66 | 3000 | 510 x 316 x 148 |  | 220/240V |  | 5 |  |  | ≤5 | 70 |  | 3000 |  |  | >=0.95 |  |  | 181000 | 124.94 |  |  | 9 | SB5 | 25 | <10% at 100000 hours |  | Phased-out | 730/559 | CIE(x=0.4338. y=0.403) | Class I. Class II | IK08 |  |  | 50 | 960 | -40 | 1 | 176 | RAL9006 | 50/60Hz | Passive | LED | colour adjustable | Tunnel | TLBt/TMBt | Tunnel |  |  | 21990 | NO Sensor | 78000 | RG01
TBD | TMBt/4/F/SE/176/30/... | image | datasheet | deeplink | TUNGSRAM - TLBt/TMBt - 20500lm - 176W - 3000K - 70CRI - TBD[SKU] - Bracket | 9 | Bracket | LED | 1 | 176 | AMP dimming. CLO. DALI. Dynadim. LineSwitch. Static | [7 empty] | CE | [6 empty] | 66 | 3000 | 510 x 316 x 148 |  | 220/240V |  | 5 |  |  | ≤5 | 70 |  | 3000 |  |  | >=0.95 |  |  | 181000 | 116.48 |  |  | 9 | SE | 25 | <10% at 100000 hours |  | Phased-out | 730/559 | CIE(x=0.4338. y=0.403) | Class I. Class II | IK08 |  |  | 50 | 960 | -40 | 1 | 176 | RAL9006 | 50/60Hz | Passive | LED | colour adjustable | Tunnel | TLBt/TMBt | Tunnel |  |  | 20500 | NO Sensor | 78000 | RG01
TBD | TMBt/4/F/SD/176/30/... | image | datasheet | deeplink | TUNGSRAM - TLBt/TMBt - 19860lm - 176W - 3000K - 70CRI - TBD[SKU] - Bracket | 9 | Bracket | LED | 1 | 176 | AMP dimming. CLO. DALI. Dynadim. LineSwitch. Static | [7 empty] | CE | [6 empty] | 66 | 3000 | 510 x 316 x 148 |  | 220/240V |  | 5 |  |  | ≤5 | 70 |  | 3000 |  |  | >=0.95 |  |  | 181000 | 112.84 |  |  | 9 | SD | 25 | <10% at 100000 hours |  | Phased-out | 730/559 | CIE(x=0.4338. y=0.403) | Class I. Class II | IK08 |  |  | 50 | 960 | -40 | 1 | 176 | RAL9006 | 50/60Hz | Passive | LED | colour adjustable | Tunnel | TLBt/TMBt | Tunnel |  |  | 19860 | NO Sensor | 78000 | RG01
TBD | TMBt/4/F/SC/176/30/... | image | datasheet | deeplink | TUNGSRAM - TLBt/TMBt - 20380lm - 176W - 3000K - 70CRI - TBD[SKU] - Bracket | 9 | Bracket | LED | 1 | 176 | AMP dimming. CLO. DALI. Dynadim. LineSwitch. Static | [7 empty] | CE | [6 empty] | 66 | 3000 | 510 x 316 x 148 |  | 220/240V |  | 5 |  |  | ≤5 | 70 |  | 3000 |  |  | >=0.95 |  |  | 181000 | 115.8 |  |  | 9 | SC | 25 | <10% at 100000 hours |  | Phased-out | 730/559 | CIE(x=0.4338. y=0.403) | Class I. Class II | IK08 |  |  | 50 | 960 | -40 | 1 | 176 | RAL9006 | 50/60Hz | Passive | LED | colour adjustable | Tunnel | TLBt/TMBt | Tunnel |  |  | 20380 | NO Sensor | 78000 | RG01
TBD | TMBt/4/F/SB/176/30/... | image | datasheet | deeplink | TUNGSRAM - TLBt/TMBt - 20340lm - 176W - 3000K - 70CRI - TBD[SKU] - Bracket | 9 | Bracket | LED | 1 | 176 | AMP dimming. CLO. DALI. Dynadim. LineSwitch. Static | [7 empty] | CE | [6 empty] | 66 | 3000 | 510 x 316 x 148 |  | 220/240V |  | 5 |  |  | ≤5 | 70 |  | 3000 |  |  | >=0.95 |  |  | 181000 | 115.57 |  |  | 9 | SB | 25 | <10% at 100000 hours |  | Phased-out | 730/559 | CIE(x=0.4338. y=0.403) | Class I. Class II | IK08 |  |  | 50 | 960 | -40 | 1 | 176 | RAL9006 | 50/60Hz | Passive | LED | colour adjustable | Tunnel | TLBt/TMBt | Tunnel |  |  | 20340 | NO Sensor | 78000 | RG01
TBD | TMBt/4/F/SA/176/30/... | image | datasheet | deeplink | TUNGSRAM - TLBt/TMBt - 19720lm - 176W - 3000K - 70CRI - TBD[SKU] - Bracket | 9 | Bracket | LED | 1 | 176 | AMP dimming. CLO. DALI. Dynadim. LineSwitch. Static | [7 empty] | CE | [6 empty] | 66 | 3000 | 510 x 316 x 148 |  | 220/240V |  | 5 |  |  | ≤5 | 70 |  | 3000 |  |  | >=0.95 |  |  | 181000 | 112.05 |  |  | 9 | SA | 25 | <10% at 100000 hours |  | Phased-out | 730/559 | CIE(x=0.4338. y=0.403) | Class I. Class II | IK08 |  |  | 50 | 960 | -40 | 1 | 176 | RAL9006 | 50/60Hz | Passive | LED | colour adjustable | Tunnel | TLBt/TMBt | Tunnel |  |  | 19720 | NO Sensor | 78000 | RG01
TBD | TMBt/4/F/AE5/176/30/... | image | datasheet | deeplink | TUNGSRAM - TLBt/TMBt - 21590lm - 176W - 3000K - 70CRI - TBD[SKU] - Bracket | 9 | Bracket | LED | 1 | 176 | AMP dimming. CLO. DALI. Dynadim. LineSwitch. Static | [7 empty] | CE | [6 empty] | 66 | 3000 | 510 x 316 x 148 |  | 220/240V |  | 5 |  |  | ≤5 | 70 |  | 3000 |  |  | >=0.95 |  |  | 181000 | 122.67 |  |  | 9 | AE5 | 25 | <10% at 100000 hours |  | Phased-out | 730/559 | CIE(x=0.4338. y=0.403) | Class I. Class II | IK08 |  |  | 50 | 960 | -40 | 1 | 176 | RAL9006 | 50/60Hz | Passive | LED | colour adjustable | Tunnel | TLBt/TMBt | Tunnel |  |  | 21590 | NO Sensor | 78000 | RG01
TBD | TMBt/4/F/AB5/176/30/... | image | datasheet | deeplink | TUNGSRAM - TLBt/TMBt - 21800lm - 176W - 3000K - 70CRI - TBD[SKU] - Bracket | 9 | Bracket | LED | 1 | 176 | AMP dimming. CLO. DALI. Dynadim. LineSwitch. Static | [7 empty] | CE | [6 empty] | 66 | 3000 | 510 x 316 x 148 |  | 220/240V |  | 5 |  |  | ≤5 | 70 |  | 3000 |  |  | >=0.95 |  |  | 181000 | 123.86 |  |  | 9 | AB5 | 25 | <10% at 100000 hours |  | Phased-out | 730/559 | CIE(x=0.4338. y=0.403) | Class I. Class II | IK08 |  |  | 50 | 960 | -40 | 1 | 176 | RAL9006 | 50/60Hz | Passive | LED | colour adjustable | Tunnel | TLBt/TMBt | Tunnel |  |  | 21800 | NO Sensor | 78000 | RG01
TBD | TMBt/4/F/AE/176/30/... | image | datasheet | deeplink | TUNGSRAM - TLBt/TMBt - 20320lm - 176W - 3000K - 70CRI - TBD[SKU] - Bracket | 9 | Bracket | LED | 1 | 176 | AMP dimming. CLO. DALI. Dynadim. LineSwitch. Static | [7 empty] | CE | [6 empty] | 66 | 3000 | 510 x 316 x 148 |  | 220/240V |  | 5 |  |  | ≤5 | 70 |  | 3000 |  |  | >=0.95 |  |  | 181000 | 115.45 |  |  | 9 | AE | 25 | <10% at 100000 hours |  | Phased-out | 730/559 | CIE(x=0.4338. y=0.403) | Class I. Class II | IK08 |  |  | 50 | 960 | -40 | 1 | 176 | RAL9006 | 50/60Hz | Passive | LED | colour adjustable | Tunnel | TLBt/TMBt | Tunnel |  |  | 20320 | NO Sensor | 78000 | RG01
TBD | TMBt/4/F/AD/176/30/... | image | datasheet | deeplink | TUNGSRAM - TLBt/TMBt - 19690lm - 176W - 3000K - 70CRI - TBD[SKU] - Bracket | 9 | Bracket | LED | 1 | 176 | AMP dimming. CLO. DALI. Dynadim. LineSwitch. Static | [7 empty] | CE | [6 empty] | 66 | 3000 | 510 x 316 x 148 |  | 220/240V |  | 5 |  |  | ≤5 | 70 |  | 3000 |  |  | >=0.95 |  |  | 181000 | 111.88 |  |  | 9 | AD | 25 | <10% at 100000 hours |  | Phased-out | 730/559 | CIE(x=0.4338. y=0.403) | Class I. Class II | IK08 |  |  | 50 | 960 | -40 | 1 | 176 | RAL9006 | 50/60Hz | Passive | LED | colour adjustable | Tunnel | TLBt/TMBt | Tunnel |  |  | 19690 | NO Sensor | 78000 | RG01
TBD | TMBt/4/F/AC/176/30/... | image | datasheet | deeplink | TUNGSRAM - TLBt/TMBt - 20200lm - 176W - 3000K - 70CRI - TBD[SKU] - Bracket | 9 | Bracket | LED | 1 | 176 | AMP dimming. CLO. DALI. Dynadim. LineSwitch. Static | [7 empty] | CE | [6 empty] | 66 | 3000 | 510 x 316 x 148 |  | 220/240V |  | 5 |  |  | ≤5 | 70 |  | 3000 |  |  | >=0.95 |  |  | 181000 | 114.77 |  |  | 9 | AC | 25 | <10% at 100000 hours |  | Phased-out | 730/559 | CIE(x=0.4338. y=0.403) | Class I. Class II | IK08 |  |  | 50 | 960 | -40 | 1 | 176 | RAL9006 | 50/60Hz | Passive | LED | colour adjustable | Tunnel | TLBt/TMBt | Tunnel |  |  | 20200 | NO Sensor | 78000 | RG01
TBD | TMBt/4/F/AB/176/30/... | image | datasheet | deeplink | TUNGSRAM - TLBt/TMBt - 20160lm - 176W - 3000K - 70CRI - TBD[SKU] - Bracket | 9 | Bracket | LED | 1 | 176 | AMP dimming. CLO. DALI. Dynadim. LineSwitch. Static | [7 empty] | CE | [6 empty] | 66 | 3000 | 510 x 316 x 148 |  | 220/240V |  | 5 |  |  | ≤5 | 70 |  | 3000 |  |  | >=0.95 |  |  | 181000 | 114.55 |  |  | 9 | AB | 25 | <10% at 100000 hours |  | Phased-out | 730/559 | CIE(x=0.4338. y=0.403) | Class I. Class II | IK08 |  |  | 50 | 960 | -40 | 1 | 176 | RAL9006 | 50/60Hz | Passive | LED | colour adjustable | Tunnel | TLBt/TMBt | Tunnel |  |  | 20160 | NO Sensor | 78000 | RG01
TBD | TMBt/4/F/AQ/153/30/... | image | datasheet | deeplink | TUNGSRAM - TLBt/TMBt - 17360lm - 153W - 3000K - 70CRI - TBD[SKU] - Bracket | 9 | Bracket | LED | 1 | 153 | AMP dimming. CLO. DALI. Dynadim. LineSwitch. Static | [7 empty] | CE | [6 empty] | 66 | 3000 | 510 x 316 x 148 |  | 220/240V |  | 5 |  |  | ≤5 | 70 |  | 3000 |  |  | >=0.9 |  |  | 181000 | 113.46 |  |  | 9 | AQ | 25 | <10% at 100000 hours |  | Phased-out | 730/559 | CIE(x=0.4338. y=0.403) | Class I. Class II | IK08 |  |  | 50 | 830 | -40 | 1 | 153 | RAL9006 | 50/60Hz | Passive | LED | colour adjustable | Tunnel | TLBt/TMBt | Tunnel |  |  | 17360 | NO Sensor | 78000 | RG01
TBD | TMBt/4/F/SE5/153/30/... | image | datasheet | deeplink | TUNGSRAM - TLBt/TMBt - 19430lm - 153W - 3000K - 70CRI - TBD[SKU] - Bracket | 9 | Bracket | LED | 1 | 153 | AMP dimming. CLO. DALI. Dynadim. LineSwitch. Static | [7 empty] | CE | [6 empty] | 66 | 3000 | 510 x 316 x 148 |  | 220/240V |  | 5 |  |  | ≤5 | 70 |  | 3000 |  |  | >=0.9 |  |  | 181000 | 126.99 |  |  | 9 | SE5 | 25 | <10% at 100000 hours |  | Phased-out | 730/559 | CIE(x=0.4338. y=0.403) | Class I. Class II | IK08 |  |  | 50 | 830 | -40 | 1 | 153 | RAL9006 | 50/60Hz | Passive | LED | colour adjustable | Tunnel | TLBt/TMBt | Tunnel |  |  | 19430 | NO Sensor | 78000 | RG01
TBD | TMBt/4/F/SB5/153/30/... | image | datasheet | deeplink | TUNGSRAM - TLBt/TMBt - 19630lm - 153W - 3000K - 70CRI - TBD[SKU] - Bracket | 9 | Bracket | LED | 1 | 153 | AMP dimming. CLO. DALI. Dynadim. LineSwitch. Static | [7 empty] | CE | [6 empty] | 66 | 3000 | 510 x 316 x 148 |  | 220/240V |  | 5 |  |  | ≤5 | 70 |  | 3000 |  |  | >=0.9 |  |  | 181000 | 128.3 |  |  | 9 | SB5 | 25 | <10% at 100000 hours |  | Phased-out | 730/559 | CIE(x=0.4338. y=0.403) | Class I. Class II | IK08 |  |  | 50 | 830 | -40 | 1 | 153 | RAL9006 | 50/60Hz | Passive | LED | colour adjustable | Tunnel | TLBt/TMBt | Tunnel |  |  | 19630 | NO Sensor | 78000 | RG01
TBD | TMBt/4/F/SE/153/30/... | image | datasheet | deeplink | TUNGSRAM - TLBt/TMBt - 18300lm - 153W - 3000K - 70CRI - TBD[SKU] - Bracket | 9 | Bracket | LED | 1 | 153 | AMP dimming. CLO. DALI. Dynadim. LineSwitch. Static | [7 empty] | CE | [6 empty] | 66 | 3000 | 510 x 316 x 148 |  | 220/240V |  | 5 |  |  | ≤5 | 70 |  | 3000 |  |  | >=0.9 |  |  | 181000 | 119.61 |  |  | 9 | SE | 25 | <10% at 100000 hours |  | Phased-out | 730/559 | CIE(x=0.4338. y=0.403) | Class I. Class II | IK08 |  |  | 50 | 830 | -40 | 1 | 153 | RAL9006 | 50/60Hz | Passive | LED | colour adjustable | Tunnel | TLBt/TMBt | Tunnel |  |  | 18300 | NO Sensor | 78000 | RG01
TBD | TMBt/4/F/SD/153/30/... | image | datasheet | deeplink | TUNGSRAM - TLBt/TMBt - 17730lm - 153W - 3000K - 70CRI - TBD[SKU] - Bracket | 9 | Bracket | LED | 1 | 153 | AMP dimming. CLO. DALI. Dynadim. LineSwitch. Static | [7 empty] | CE | [6 empty] | 66 | 3000 | 510 x 316 x 148 |  | 220/240V |  | 5 |  |  | ≤5 | 70 |  | 3000 |  |  | >=0.9 |  |  | 181000 | 115.88 |  |  | 9 | SD | 25 | <10% at 100000 hours |  | Phased-out | 730/559 | CIE(x=0.4338. y=0.403) | Class I. Class II | IK08 |  |  | 50 | 830 | -40 | 1 | 153 | RAL9006 | 50/60Hz | Passive | LED | colour adjustable | Tunnel | TLBt/TMBt | Tunnel |  |  | 17730 | NO Sensor | 78000 | RG01
TBD | TMBt/4/F/SC/153/30/... | image | datasheet | deeplink | TUNGSRAM - TLBt/TMBt - 18190lm - 153W - 3000K - 70CRI - TBD[SKU] - Bracket | 9 | Bracket | LED | 1 | 153 | AMP dimming. CLO. DALI. Dynadim. LineSwitch. Static | [7 empty] | CE | [6 empty] | 66 | 3000 | 510 x 316 x 148 |  | 220/240V |  | 5 |  |  | ≤5 | 70 |  | 3000 |  |  | >=0.9 |  |  | 181000 | 118.89 |  |  | 9 | SC | 25 | <10% at 100000 hours |  | Phased-out | 730/559 | CIE(x=0.4338. y=0.403) | Class I. Class II | IK08 |  |  | 50 | 830 | -40 | 1 | 153 | RAL9006 | 50/60Hz | Passive | LED | colour adjustable | Tunnel | TLBt/TMBt | Tunnel |  |  | 18190 | NO Sensor | 78000 | RG01
TBD | TMBt/4/F/SB/153/30/... | image | datasheet | deeplink | TUNGSRAM - TLBt/TMBt - 18150lm - 153W - 3000K - 70CRI - TBD[SKU] - Bracket | 9 | Bracket | LED | 1 | 153 | AMP dimming. CLO. DALI. Dynadim. LineSwitch. Static | [7 empty] | CE | [6 empty] | 66 | 3000 | 510 x 316 x 148 |  | 220/240V |  | 5 |  |  | ≤5 | 70 |  | 3000 |  |  | >=0.9 |  |  | 181000 | 118.63 |  |  | 9 | SB | 25 | <10% at 100000 hours |  | Phased-out | 730/559 | CIE(x=0.4338. y=0.403) | Class I. Class II | IK08 |  |  | 50 | 830 | -40 | 1 | 153 | RAL9006 | 50/60Hz | Passive | LED | colour adjustable | Tunnel | TLBt/TMBt | Tunnel |  |  | 18150 | NO Sensor | 78000 | RG01
TBD | TMBt/4/F/SA/153/30/... | image | datasheet | deeplink | TUNGSRAM - TLBt/TMBt - 17600lm - 153W - 3000K - 70CRI - TBD[SKU] - Bracket | 9 | Bracket | LED | 1 | 153 | AMP dimming. CLO. DALI. Dynadim. LineSwitch. Static | [7 empty] | CE | [6 empty] | 66 | 3000 | 510 x 316 x 148 |  | 220/240V |  | 5 |  |  | ≤5 | 70 |  | 3000 |  |  | >=0.9 |  |  | 181000 | 115.03 |  |  | 9 | SA | 25 | <10% at 100000 hours |  | Phased-out | 730/559 | CIE(x=0.4338. y=0.403) | Class I. Class II | IK08 |  |  | 50 | 830 | -40 | 1 | 153 | RAL9006 | 50/60Hz | Passive | LED | colour adjustable | Tunnel | TLBt/TMBt | Tunnel |  |  | 17600 | NO Sensor | 78000 | RG01
TBD | TMBt/4/F/AE5/153/30/... | image | datasheet | deeplink | TUNGSRAM - TLBt/TMBt - 19260lm - 153W - 3000K - 70CRI - TBD[SKU] - Bracket | 9 | Bracket | LED | 1 | 153 | AMP dimming. CLO. DALI. Dynadim. LineSwitch. Static | [7 empty] | CE | [6 empty] | 66 | 3000 | 510 x 316 x 148 |  | 220/240V |  | 5 |  |  | ≤5 | 70 |  | 3000 |  |  | >=0.9 |  |  | 181000 | 125.88 |  |  | 9 | AE5 | 25 | <10% at 100000 hours |  | Phased-out | 730/559 | CIE(x=0.4338. y=0.403) | Class I. Class II | IK08 |  |  | 50 | 830 | -40 | 1 | 153 | RAL9006 | 50/60Hz | Passive | LED | colour adjustable | Tunnel | TLBt/TMBt | Tunnel |  |  | 19260 | NO Sensor | 78000 | RG01
TBD | TMBt/4/F/AB5/153/30/... | image | datasheet | deeplink | TUNGSRAM - TLBt/TMBt - 19460lm - 153W - 3000K - 70CRI - TBD[SKU] - Bracket | 9 | Bracket | LED | 1 | 153 | AMP dimming. CLO. DALI. Dynadim. LineSwitch. Static | [7 empty] | CE | [6 empty] | 66 | 3000 | 510 x 316 x 148 |  | 220/240V |  | 5 |  |  | ≤5 | 70 |  | 3000 |  |  | >=0.9 |  |  | 181000 | 127.19 |  |  | 9 | AB5 | 25 | <10% at 100000 hours |  | Phased-out | 730/559 | CIE(x=0.4338. y=0.403) | Class I. Class II | IK08 |  |  | 50 | 830 | -40 | 1 | 153 | RAL9006 | 50/60Hz | Passive | LED | colour adjustable | Tunnel | TLBt/TMBt | Tunnel |  |  | 19460 | NO Sensor | 78000 | RG01
TBD | TMBt/4/F/AE/153/30/... | image | datasheet | deeplink | TUNGSRAM - TLBt/TMBt - 18140lm - 153W - 3000K - 70CRI - TBD[SKU] - Bracket | 9 | Bracket | LED | 1 | 153 | AMP dimming. CLO. DALI. Dynadim. LineSwitch. Static | [7 empty] | CE | [6 empty] | 66 | 3000 | 510 x 316 x 148 |  | 220/240V |  | 5 |  |  | ≤5 | 70 |  | 3000 |  |  | >=0.9 |  |  | 181000 | 118.56 |  |  | 9 | AE | 25 | <10% at 100000 hours |  | Phased-out | 730/559 | CIE(x=0.4338. y=0.403) | Class I. Class II | IK08 |  |  | 50 | 830 | -40 | 1 | 153 | RAL9006 | 50/60Hz | Passive | LED | colour adjustable | Tunnel | TLBt/TMBt | Tunnel |  |  | 18140 | NO Sensor | 78000 | RG01
TBD | TMBt/4/F/AD/153/30/... | image | datasheet | deeplink | TUNGSRAM - TLBt/TMBt - 17580lm - 153W - 3000K - 70CRI - TBD[SKU] - Bracket | 9 | Bracket | LED | 1 | 153 | AMP dimming. CLO. DALI. Dynadim. LineSwitch. Static | [7 empty] | CE | [6 empty] | 66 | 3000 | 510 x 316 x 148 |  | 220/240V |  | 5 |  |  | ≤5 | 70 |  | 3000 |  |  | >=0.9 |  |  | 181000 | 114.9 |  |  | 9 | AD | 25 | <10% at 100000 hours |  | Phased-out | 730/559 | CIE(x=0.4338. y=0.403) | Class I. Class II | IK08 |  |  | 50 | 830 | -40 | 1 | 153 | RAL9006 | 50/60Hz | Passive | LED | colour adjustable | Tunnel | TLBt/TMBt | Tunnel |  |  | 17580 | NO Sensor | 78000 | RG01
TBD | TMBt/4/F/AC/153/30/... | image | datasheet | deeplink | TUNGSRAM - TLBt/TMBt - 18030lm - 153W - 3000K - 70CRI - TBD[SKU] - Bracket | 9 | Bracket | LED | 1 | 153 | AMP dimming. CLO. DALI. Dynadim. LineSwitch. Static | [7 empty] | CE | [6 empty] | 66 | 3000 | 510 x 316 x 148 |  | 220/240V |  | 5 |  |  | ≤5 | 70 |  | 3000 |  |  | >=0.9 |  |  | 181000 | 117.84 |  |  | 9 | AC | 25 | <10% at 100000 hours |  | Phased-out | 730/559 | CIE(x=0.4338. y=0.403) | Class I. Class II | IK08 |  |  | 50 | 830 | -40 | 1 | 153 | RAL9006 | 50/60Hz | Passive | LED | colour adjustable | Tunnel | TLBt/TMBt | Tunnel |  |  | 18030 | NO Sensor | 78000 | RG01
TBD | TMBt/4/F/AB/153/30/... | image | datasheet | deeplink | TUNGSRAM - TLBt/TMBt - 17990lm - 153W - 3000K - 70CRI - TBD[SKU] - Bracket | 9 | Bracket | LED | 1 | 153 | AMP dimming. CLO. DALI. Dynadim. LineSwitch. Static | [7 empty] | CE | [6 empty] | 66 | 3000 | 510 x 316 x 148 |  | 220/240V |  | 5 |  |  | ≤5 | 70 |  | 3000 |  |  | >=0.9 |  |  | 181000 | 117.58 |  |  | 9 | AB | 25 | <10% at 100000 hours |  | Phased-out | 730/559 | CIE(x=0.4338. y=0.403) | Class I. Class II | IK08 |  |  | 50 | 830 | -40 | 1 | 153 | RAL9006 | 50/60Hz | Passive | LED | colour adjustable | Tunnel | TLBt/TMBt | Tunnel |  |  | 17990 | NO Sensor | 78000 | RG01
TBD | TMBt/4/F/AQ/131/30/... | image | datasheet | deeplink | TUNGSRAM - TLBt/TMBt - 15390lm - 131W - 3000K - 70CRI - TBD[SKU] - Bracket | 9 | Bracket | LED | 1 | 131 | AMP dimming. CLO. DALI. Dynadim. LineSwitch. Static | [7 empty] | CE | [6 empty] | 66 | 3000 | 510 x 316 x 148 |  | 220/240V |  | 5 |  |  | ≤5 | 70 |  | 3000 |  |  | >=0.9 |  |  | 181000 | 117.48 |  |  | 9 | AQ | 25 | <10% at 100000 hours |  | Phased-out | 730/559 | CIE(x=0.4338. y=0.403) | Class I. Class II | IK08 |  |  | 50 | 710 | -40 | 1 | 131 | RAL9006 | 50/60Hz | Passive | LED | colour adjustable | Tunnel | TLBt/TMBt | Tunnel |  |  | 15390 | NO Sensor | 78000 | RG01
TBD | TMBt/4/F/SE5/131/30/... | image | datasheet | deeplink | TUNGSRAM - TLBt/TMBt - 17230lm - 131W - 3000K - 70CRI - TBD[SKU] - Bracket | 9 | Bracket | LED | 1 | 131 | AMP dimming. CLO. DALI. Dynadim. LineSwitch. Static | [7 empty] | CE | [6 empty] | 66 | 3000 | 510 x 316 x 148 |  | 220/240V |  | 5 |  |  | ≤5 | 70 |  | 3000 |  |  | >=0.9 |  |  | 181000 | 131.53 |  |  | 9 | SE5 | 25 | <10% at 100000 hours |  | Phased-out | 730/559 | CIE(x=0.4338. y=0.403) | Class I. Class II | IK08 |  |  | 50 | 710 | -40 | 1 | 131 | RAL9006 | 50/60Hz | Passive | LED | colour adjustable | Tunnel | TLBt/TMBt | Tunnel |  |  | 17230 | NO Sensor | 78000 | RG01
TBD | TMBt/4/F/SB5/131/30/... | image | datasheet | deeplink | TUNGSRAM - TLBt/TMBt - 17400lm - 131W - 3000K - 70CRI - TBD[SKU] - Bracket | 9 | Bracket | LED | 1 | 131 | AMP dimming. CLO. DALI. Dynadim. LineSwitch. Static | [7 empty] | CE | [6 empty] | 66 | 3000 | 510 x 316 x 148 |  | 220/240V |  | 5 |  |  | ≤5 | 70 |  | 3000 |  |  | >=0.9 |  |  | 181000 | 132.82 |  |  | 9 | SB5 | 25 | <10% at 100000 hours |  | Phased-out | 730/559 | CIE(x=0.4338. y=0.403) | Class I. Class II | IK08 |  |  | 50 | 710 | -40 | 1 | 131 | RAL9006 | 50/60Hz | Passive | LED | colour adjustable | Tunnel | TLBt/TMBt | Tunnel |  |  | 17400 | NO Sensor | 78000 | RG01
TBD | TMBt/4/F/SE/131/30/... | image | datasheet | deeplink | TUNGSRAM - TLBt/TMBt - 16230lm - 131W - 3000K - 70CRI - TBD[SKU] - Bracket | 9 | Bracket | LED | 1 | 131 | AMP dimming. CLO. DALI. Dynadim. LineSwitch. Static | [7 empty] | CE | [6 empty] | 66 | 3000 | 510 x 316 x 148 |  | 220/240V |  | 5 |  |  | ≤5 | 70 |  | 3000 |  |  | >=0.9 |  |  | 181000 | 123.89 |  |  | 9 | SE | 25 | <10% at 100000 hours |  | Phased-out | 730/559 | CIE(x=0.4338. y=0.403) | Class I. Class II | IK08 |  |  | 50 | 710 | -40 | 1 | 131 | RAL9006 | 50/60Hz | Passive | LED | colour adjustable | Tunnel | TLBt/TMBt | Tunnel |  |  | 16230 | NO Sensor | 78000 | RG01
TBD | TMBt/4/F/SD/131/30/... | image | datasheet | deeplink | TUNGSRAM - TLBt/TMBt - 15720lm - 131W - 3000K - 70CRI - TBD[SKU] - Bracket | 9 | Bracket | LED | 1 | 131 | AMP dimming. CLO. DALI. Dynadim. LineSwitch. Static | [7 empty] | CE | [6 empty] | 66 | 3000 | 510 x 316 x 148 |  | 220/240V |  | 5 |  |  | ≤5 | 70 |  | 3000 |  |  | >=0.9 |  |  | 181000 | 120 |  |  | 9 | SD | 25 | <10% at 100000 hours |  | Phased-out | 730/559 | CIE(x=0.4338. y=0.403) | Class I. Class II | IK08 |  |  | 50 | 710 | -40 | 1 | 131 | RAL9006 | 50/60Hz | Passive | LED | colour adjustable | Tunnel | TLBt/TMBt | Tunnel |  |  | 15720 | NO Sensor | 78000 | RG01
TBD | TMBt/4/F/SC/131/30/... | image | datasheet | deeplink | TUNGSRAM - TLBt/TMBt - 16120lm - 131W - 3000K - 70CRI - TBD[SKU] - Bracket | 9 | Bracket | LED | 1 | 131 | AMP dimming. CLO. DALI. Dynadim. LineSwitch. Static | [7 empty] | CE | [6 empty] | 66 | 3000 | 510 x 316 x 148 |  | 220/240V |  | 5 |  |  | ≤5 | 70 |  | 3000 |  |  | >=0.9 |  |  | 181000 | 123.05 |  |  | 9 | SC | 25 | <10% at 100000 hours |  | Phased-out | 730/559 | CIE(x=0.4338. y=0.403) | Class I. Class II | IK08 |  |  | 50 | 710 | -40 | 1 | 131 | RAL9006 | 50/60Hz | Passive | LED | colour adjustable | Tunnel | TLBt/TMBt | Tunnel |  |  | 16120 | NO Sensor | 78000 | RG01
TBD | TMBt/4/F/SB/131/30/... | image | datasheet | deeplink | TUNGSRAM - TLBt/TMBt - 16090lm - 131W - 3000K - 70CRI - TBD[SKU] - Bracket | 9 | Bracket | LED | 1 | 131 | AMP dimming. CLO. DALI. Dynadim. LineSwitch. Static | [7 empty] | CE | [6 empty] | 66 | 3000 | 510 x 316 x 148 |  | 220/240V |  | 5 |  |  | ≤5 | 70 |  | 3000 |  |  | >=0.9 |  |  | 181000 | 122.82 |  |  | 9 | SB | 25 | <10% at 100000 hours |  | Phased-out | 730/559 | CIE(x=0.4338. y=0.403) | Class I. Class II | IK08 |  |  | 50 | 710 | -40 | 1 | 131 | RAL9006 | 50/60Hz | Passive | LED | colour adjustable | Tunnel | TLBt/TMBt | Tunnel |  |  | 16090 | NO Sensor | 78000 | RG01
TBD | TMBt/4/F/SA/131/30/... | image | datasheet | deeplink | TUNGSRAM - TLBt/TMBt - 15600lm - 131W - 3000K - 70CRI - TBD[SKU] - Bracket | 9 | Bracket | LED | 1 | 131 | AMP dimming. CLO. DALI. Dynadim. LineSwitch. Static | [7 empty] | CE | [6 empty] | 66 | 3000 | 510 x 316 x 148 |  | 220/240V |  | 5 |  |  | ≤5 | 70 |  | 3000 |  |  | >=0.9 |  |  | 181000 | 119.08 |  |  | 9 | SA | 25 | <10% at 100000 hours |  | Phased-out | 730/559 | CIE(x=0.4338. y=0.403) | Class I. Class II | IK08 |  |  | 50 | 710 | -40 | 1 | 131 | RAL9006 | 50/60Hz | Passive | LED | colour adjustable | Tunnel | TLBt/TMBt | Tunnel |  |  | 15600 | NO Sensor | 78000 | RG01
TBD | TMBt/4/F/AE5/131/30/... | image | datasheet | deeplink | TUNGSRAM - TLBt/TMBt - 17080lm - 131W - 3000K - 70CRI - TBD[SKU] - Bracket | 9 | Bracket | LED | 1 | 131 | AMP dimming. CLO. DALI. Dynadim. LineSwitch. Static | [7 empty] | CE | [6 empty] | 66 | 3000 | 510 x 316 x 148 |  | 220/240V |  | 5 |  |  | ≤5 | 70 |  | 3000 |  |  | >=0.9 |  |  | 181000 | 130.38 |  |  | 9 | AE5 | 25 | <10% at 100000 hours |  | Phased-out | 730/559 | CIE(x=0.4338. y=0.403) | Class I. Class II | IK08 |  |  | 50 | 710 | -40 | 1 | 131 | RAL9006 | 50/60Hz | Passive | LED | colour adjustable | Tunnel | TLBt/TMBt | Tunnel |  |  | 17080 | NO Sensor | 78000 | RG01
TBD | TMBt/4/F/AB5/131/30/... | image | datasheet | deeplink | TUNGSRAM - TLBt/TMBt - 17250lm - 131W - 3000K - 70CRI - TBD[SKU] - Bracket | 9 | Bracket | LED | 1 | 131 | AMP dimming. CLO. DALI. Dynadim. LineSwitch. Static | [7 empty] | CE | [6 empty] | 66 | 3000 | 510 x 316 x 148 |  | 220/240V |  | 5 |  |  | ≤5 | 70 |  | 3000 |  |  | >=0.9 |  |  | 181000 | 131.68 |  |  | 9 | AB5 | 25 | <10% at 100000 hours |  | Phased-out | 730/559 | CIE(x=0.4338. y=0.403) | Class I. Class II | IK08 |  |  | 50 | 710 | -40 | 1 | 131 | RAL9006 | 50/60Hz | Passive | LED | colour adjustable | Tunnel | TLBt/TMBt | Tunnel |  |  | 17250 | NO Sensor | 78000 | RG01
TBD | TMBt/4/F/AE/131/30/... | image | datasheet | deeplink | TUNGSRAM - TLBt/TMBt - 16090lm - 131W - 3000K - 70CRI - TBD[SKU] - Bracket | 9 | Bracket | LED | 1 | 131 | AMP dimming. CLO. DALI. Dynadim. LineSwitch. Static | [7 empty] | CE | [6 empty] | 66 | 3000 | 510 x 316 x 148 |  | 220/240V |  | 5 |  |  | ≤5 | 70 |  | 3000 |  |  | >=0.9 |  |  | 181000 | 122.82 |  |  | 9 | AE | 25 | <10% at 100000 hours |  | Phased-out | 730/559 | CIE(x=0.4338. y=0.403) | Class I. Class II | IK08 |  |  | 50 | 710 | -40 | 1 | 131 | RAL9006 | 50/60Hz | Passive | LED | colour adjustable | Tunnel | TLBt/TMBt | Tunnel |  |  | 16090 | NO Sensor | 78000 | RG01
TBD | TMBt/4/F/AD/131/30/... | image | datasheet | deeplink | TUNGSRAM - TLBt/TMBt - 15580lm - 131W - 3000K - 70CRI - TBD[SKU] - Bracket | 9 | Bracket | LED | 1 | 131 | AMP dimming. CLO. DALI. Dynadim. LineSwitch. Static | [7 empty] | CE | [6 empty] | 66 | 3000 | 510 x 316 x 148 |  | 220/240V |  | 5 |  |  | ≤5 | 70 |  | 3000 |  |  | >=0.9 |  |  | 181000 | 118.93 |  |  | 9 | AD | 25 | <10% at 100000 hours |  | Phased-out | 730/559 | CIE(x=0.4338. y=0.403) | Class I. Class II | IK08 |  |  | 50 | 710 | -40 | 1 | 131 | RAL9006 | 50/60Hz | Passive | LED | colour adjustable | Tunnel | TLBt/TMBt | Tunnel |  |  | 15580 | NO Sensor | 78000 | RG01
TBD | TMBt/4/F/AC/131/30/... | image | datasheet | deeplink | TUNGSRAM - TLBt/TMBt - 15980lm - 131W - 3000K - 70CRI - TBD[SKU] - Bracket | 9 | Bracket | LED | 1 | 131 | AMP dimming. CLO. DALI. Dynadim. LineSwitch. Static | [7 empty] | CE | [6 empty] | 66 | 3000 | 510 x 316 x 148 |  | 220/240V |  | 5 |  |  | ≤5 | 70 |  | 3000 |  |  | >=0.9 |  |  | 181000 | 121.98 |  |  | 9 | AC | 25 | <10% at 100000 hours |  | Phased-out | 730/559 | CIE(x=0.4338. y=0.403) | Class I. Class II | IK08 |  |  | 50 | 710 | -40 | 1 | 131 | RAL9006 | 50/60Hz | Passive | LED | colour adjustable | Tunnel | TLBt/TMBt | Tunnel |  |  | 15980 | NO Sensor | 78000 | RG01
TBD | TMBt/4/F/AB/131/30/... | image | datasheet | deeplink | TUNGSRAM - TLBt/TMBt - 15950lm - 131W - 3000K - 70CRI - TBD[SKU] - Bracket | 9 | Bracket | LED | 1 | 131 | AMP dimming. CLO. DALI. Dynadim. LineSwitch. Static | [7 empty] | CE | [6 empty] | 66 | 3000 | 510 x 316 x 148 |  | 220/240V |  | 5 |  |  | ≤5 | 70 |  | 3000 |  |  | >=0.9 |  |  | 181000 | 121.76 |  |  | 9 | AB | 25 | <10% at 100000 hours |  | Phased-out | 730/559 | CIE(x=0.4338. y=0.403) | Class I. Class II | IK08 |  |  | 50 | 710 | -40 | 1 | 131 | RAL9006 | 50/60Hz | Passive | LED | colour adjustable | Tunnel | TLBt/TMBt | Tunnel |  |  | 15950 | NO Sensor | 78000 | RG01
TBD | TLBt/4/F/E5/91/50/… | image | datasheet | deeplink | TUNGSRAM - TLBt/TMBt - 11300lm - 91W - 5000K - 70CRI - TBD[SKU] - Bracket | 9 | Bracket | LED | 1 | 91 | AMP dimming. CLO. DALI. Dynadim. LineSwitch. Static | [7 empty] | CE | [6 empty] | 66 | 5000 | 510 x 316 x 148 |  | 220/240V |  | 5 |  |  | ≤5 | 70 |  | 5000 |  |  | >=0.95 |  |  | 181000 | 124.18 |  |  | 9 | E5 | 25 | <10% at 100000 hours |  | Phased-out | 750/559 | CIE(x= 0.34. y= 0.35) | Class I. Class II | IK08 |  |  | 50 | 500 | -40 | 1 | 91 | RAL9006 | 50/60Hz | Passive | LED | colour adjustable | Tunnel | TLBt/TMBt | Tunnel |  |  | 11300 | NO Sensor | 78000 | RG01
TBD | TLBt/4/F/B5/91/50/… | image | datasheet | deeplink | TUNGSRAM - TLBt/TMBt - 11410lm - 91W - 5000K - 70CRI - TBD[SKU] - Bracket | 9 | Bracket | LED | 1 | 91 | AMP dimming. CLO. DALI. Dynadim. LineSwitch. Static | [7 empty] | CE | [6 empty] | 66 | 5000 | 510 x 316 x 148 |  | 220/240V |  | 5 |  |  | ≤5 | 70 |  | 5000 |  |  | >=0.95 |  |  | 181000 | 125.38 |  |  | 9 | B5 | 25 | <10% at 100000 hours |  | Phased-out | 750/559 | CIE(x= 0.34. y= 0.35) | Class I. Class II | IK08 |  |  | 50 | 500 | -40 | 1 | 91 | RAL9006 | 50/60Hz | Passive | LED | colour adjustable | Tunnel | TLBt/TMBt | Tunnel |  |  | 11410 | NO Sensor | 78000 | RG01
TBD | TLBt/4/F/Y5/91/50/… | image | datasheet | deeplink | TUNGSRAM - TLBt/TMBt - 10830lm - 91W - 5000K - 70CRI - TBD[SKU] - Bracket | 9 | Bracket | LED | 1 | 91 | AMP dimming. CLO. DALI. Dynadim. LineSwitch. Static | [7 empty] | CE | [6 empty] | 66 | 5000 | 510 x 316 x 148 |  | 220/240V |  | 5 |  |  | ≤5 | 70 |  | 5000 |  |  | >=0.95 |  |  | 181000 | 119.01 |  |  | 9 | Y5 | 25 | <10% at 100000 hours |  | Phased-out | 750/559 | CIE(x= 0.34. y= 0.35) | Class I. Class II | IK08 |  |  | 50 | 500 | -40 | 1 | 91 | RAL9006 | 50/60Hz | Passive | LED | colour adjustable | Tunnel | TLBt/TMBt | Tunnel |  |  | 10830 | NO Sensor | 78000 | RG01
TBD | TLBt/4/F/E/91/50/… | image | datasheet | deeplink | TUNGSRAM - TLBt/TMBt - 10650lm - 91W - 5000K - 70CRI - TBD[SKU] - Bracket | 9 | Bracket | LED | 1 | 91 | AMP dimming. CLO. DALI. Dynadim. LineSwitch. Static | [7 empty] | CE | [6 empty] | 66 | 5000 | 510 x 316 x 148 |  | 220/240V |  | 5 |  |  | ≤5 | 70 |  | 5000 |  |  | >=0.95 |  |  | 181000 | 117.03 |  |  | 9 | E | 25 | <10% at 100000 hours |  | Phased-out | 750/559 | CIE(x= 0.34. y= 0.35) | Class I. Class II | IK08 |  |  | 50 | 500 | -40 | 1 | 91 | RAL9006 | 50/60Hz | Passive | LED | colour adjustable | Tunnel | TLBt/TMBt | Tunnel |  |  | 10650 | NO Sensor | 78000 | RG01
TBD | TLBt/4/F/D/91/50/… | image | datasheet | deeplink | TUNGSRAM - TLBt/TMBt - 10310lm - 91W - 5000K - 70CRI - TBD[SKU] - Bracket | 9 | Bracket | LED | 1 | 91 | AMP dimming. CLO. DALI. Dynadim. LineSwitch. Static | [7 empty] | CE | [6 empty] | 66 | 5000 | 510 x 316 x 148 |  | 220/240V |  | 5 |  |  | ≤5 | 70 |  | 5000 |  |  | >=0.95 |  |  | 181000 | 113.3 |  |  | 9 | D | 25 | <10% at 100000 hours |  | Phased-out | 750/559 | CIE(x= 0.34. y= 0.35) | Class I. Class II | IK08 |  |  | 50 | 500 | -40 | 1 | 91 | RAL9006 | 50/60Hz | Passive | LED | colour adjustable | Tunnel | TLBt/TMBt | Tunnel |  |  | 10310 | NO Sensor | 78000 | RG01
TBD | TLBt/4/F/C/91/50/… | image | datasheet | deeplink | TUNGSRAM - TLBt/TMBt - 10580lm - 91W - 5000K - 70CRI - TBD[SKU] - Bracket | 9 | Bracket | LED | 1 | 91 | AMP dimming. CLO. DALI. Dynadim. LineSwitch. Static | [7 empty] | CE | [6 empty] | 66 | 5000 | 510 x 316 x 148 |  | 220/240V |  | 5 |  |  | ≤5 | 70 |  | 5000 |  |  | >=0.95 |  |  | 181000 | 116.26 |  |  | 9 | C | 25 | <10% at 100000 hours |  | Phased-out | 750/559 | CIE(x= 0.34. y= 0.35) | Class I. Class II | IK08 |  |  | 50 | 500 | -40 | 1 | 91 | RAL9006 | 50/60Hz | Passive | LED | colour adjustable | Tunnel | TLBt/TMBt | Tunnel |  |  | 10580 | NO Sensor | 78000 | RG01
TBD | TLBt/4/F/B/91/50/… | image | datasheet | deeplink | TUNGSRAM - TLBt/TMBt - 10560lm - 91W - 5000K - 70CRI - TBD[SKU] - Bracket | 9 | Bracket | LED | 1 | 91 | AMP dimming. CLO. DALI. Dynadim. LineSwitch. Static | [7 empty] | CE | [6 empty] | 66 | 5000 | 510 x 316 x 148 |  | 220/240V |  | 5 |  |  | ≤5 | 70 |  | 5000 |  |  | >=0.95 |  |  | 181000 | 116.04 |  |  | 9 | B | 25 | <10% at 100000 hours |  | Phased-out | 750/559 | CIE(x= 0.34. y= 0.35) | Class I. Class II | IK08 |  |  | 50 | 500 | -40 | 1 | 91 | RAL9006 | 50/60Hz | Passive | LED | colour adjustable | Tunnel | TLBt/TMBt | Tunnel |  |  | 10560 | NO Sensor | 78000 | RG01
TBD | TLBt/4/F/A/91/50/… | image | datasheet | deeplink | TUNGSRAM - TLBt/TMBt - 10240lm - 91W - 5000K - 70CRI - TBD[SKU] - Bracket | 9 | Bracket | LED | 1 | 91 | AMP dimming. CLO. DALI. Dynadim. LineSwitch. Static | [7 empty] | CE | [6 empty] | 66 | 5000 | 510 x 316 x 148 |  | 220/240V |  | 5 |  |  | ≤5 | 70 |  | 5000 |  |  | >=0.95 |  |  | 181000 | 112.53 |  |  | 9 | A | 25 | <10% at 100000 hours |  | Phased-out | 750/559 | CIE(x= 0.34. y= 0.35) | Class I. Class II | IK08 |  |  | 50 | 500 | -40 | 1 | 91 | RAL9006 | 50/60Hz | Passive | LED | colour adjustable | Tunnel | TLBt/TMBt | Tunnel |  |  | 10240 | NO Sensor | 78000 | RG01
TBD | TLBt/4/F/E5/68/50/… | image | datasheet | deeplink | TUNGSRAM - TLBt/TMBt - 8940lm - 68W - 5000K - 70CRI - TBD[SKU] - Bracket | 9 | Bracket | LED | 1 | 68 | AMP dimming. CLO. DALI. Dynadim. LineSwitch. Static | [7 empty] | CE | [6 empty] | 66 | 5000 | 510 x 316 x 148 |  | 220/240V |  | 5 |  |  | ≤5 | 70 |  | 5000 | [5 empty] | 181000 | 131.47 |  |  | 9 | E5 | 25 | <10% at 100000 hours |  | Phased-out | 750/559 | CIE(x= 0.34. y= 0.35) | Class I. Class II | IK08 |  |  | 50 | 370 | -40 | 1 | 68 | RAL9006 | 50/60Hz | Passive | LED | colour adjustable | Tunnel | TLBt/TMBt | Tunnel |  |  | 8940 | NO Sensor | 78000 | RG01
TBD | TLBt/4/F/B5/68/50/… | image | datasheet | deeplink | TUNGSRAM - TLBt/TMBt - 9030lm - 68W - 5000K - 70CRI - TBD[SKU] - Bracket | 9 | Bracket | LED | 1 | 68 | AMP dimming. CLO. DALI. Dynadim. LineSwitch. Static | [7 empty] | CE | [6 empty] | 66 | 5000 | 510 x 316 x 148 |  | 220/240V |  | 5 |  |  | ≤5 | 70 |  | 5000 | [5 empty] | 181000 | 132.79 |  |  | 9 | B5 | 25 | <10% at 100000 hours |  | Phased-out | 750/559 | CIE(x= 0.34. y= 0.35) | Class I. Class II | IK08 |  |  | 50 | 370 | -40 | 1 | 68 | RAL9006 | 50/60Hz | Passive | LED | colour adjustable | Tunnel | TLBt/TMBt | Tunnel |  |  | 9030 | NO Sensor | 78000 | RG01
TBD | TLBt/4/F/Y5/68/50/… | image | datasheet | deeplink | TUNGSRAM - TLBt/TMBt - 8580lm - 68W - 5000K - 70CRI - TBD[SKU] - Bracket | 9 | Bracket | LED | 1 | 68 | AMP dimming. CLO. DALI. Dynadim. LineSwitch. Static | [7 empty] | CE | [6 empty] | 66 | 5000 | 510 x 316 x 148 |  | 220/240V |  | 5 |  |  | ≤5 | 70 |  | 5000 | [5 empty] | 181000 | 126.18 |  |  | 9 | Y5 | 25 | <10% at 100000 hours |  | Phased-out | 750/559 | CIE(x= 0.34. y= 0.35) | Class I. Class II | IK08 |  |  | 50 | 370 | -40 | 1 | 68 | RAL9006 | 50/60Hz | Passive | LED | colour adjustable | Tunnel | TLBt/TMBt | Tunnel |  |  | 8580 | NO Sensor | 78000 | RG01
TBD | TLBt/4/F/E/68/50/… | image | datasheet | deeplink | TUNGSRAM - TLBt/TMBt - 8430lm - 68W - 5000K - 70CRI - TBD[SKU] - Bracket | 9 | Bracket | LED | 1 | 68 | AMP dimming. CLO. DALI. Dynadim. LineSwitch. Static | [7 empty] | CE | [6 empty] | 66 | 5000 | 510 x 316 x 148 |  | 220/240V |  | 5 |  |  | ≤5 | 70 |  | 5000 | [5 empty] | 181000 | 123.97 |  |  | 9 | E | 25 | <10% at 100000 hours |  | Phased-out | 750/559 | CIE(x= 0.34. y= 0.35) | Class I. Class II | IK08 |  |  | 50 | 370 | -40 | 1 | 68 | RAL9006 | 50/60Hz | Passive | LED | colour adjustable | Tunnel | TLBt/TMBt | Tunnel |  |  | 8430 | NO Sensor | 78000 | RG01
TBD | TLBt/4/F/D/68/50/… | image | datasheet | deeplink | TUNGSRAM - TLBt/TMBt - 8160lm - 68W - 5000K - 70CRI - TBD[SKU] - Bracket | 9 | Bracket | LED | 1 | 68 | AMP dimming. CLO. DALI. Dynadim. LineSwitch. Static | [7 empty] | CE | [6 empty] | 66 | 5000 | 510 x 316 x 148 |  | 220/240V |  | 5 |  |  | ≤5 | 70 |  | 5000 | [5 empty] | 181000 | 120 |  |  | 9 | D | 25 | <10% at 100000 hours |  | Phased-out | 750/559 | CIE(x= 0.34. y= 0.35) | Class I. Class II | IK08 |  |  | 50 | 370 | -40 | 1 | 68 | RAL9006 | 50/60Hz | Passive | LED | colour adjustable | Tunnel | TLBt/TMBt | Tunnel |  |  | 8160 | NO Sensor | 78000 | RG01
TBD | TLBt/4/F/C/68/50/… | image | datasheet | deeplink | TUNGSRAM - TLBt/TMBt - 8370lm - 68W - 5000K - 70CRI - TBD[SKU] - Bracket | 9 | Bracket | LED | 1 | 68 | AMP dimming. CLO. DALI. Dynadim. LineSwitch. Static | [7 empty] | CE | [6 empty] | 66 | 5000 | 510 x 316 x 148 |  | 220/240V |  | 5 |  |  | ≤5 | 70 |  | 5000 | [5 empty] | 181000 | 123.09 |  |  | 9 | C | 25 | <10% at 100000 hours |  | Phased-out | 750/559 | CIE(x= 0.34. y= 0.35) | Class I. Class II | IK08 |  |  | 50 | 370 | -40 | 1 | 68 | RAL9006 | 50/60Hz | Passive | LED | colour adjustable | Tunnel | TLBt/TMBt | Tunnel |  |  | 8370 | NO Sensor | 78000 | RG01
TBD | TLBt/4/F/B/68/50/… | image | datasheet | deeplink | TUNGSRAM - TLBt/TMBt - 8360lm - 68W - 5000K - 70CRI - TBD[SKU] - Bracket | 9 | Bracket | LED | 1 | 68 | AMP dimming. CLO. DALI. Dynadim. LineSwitch. Static | [7 empty] | CE | [6 empty] | 66 | 5000 | 510 x 316 x 148 |  | 220/240V |  | 5 |  |  | ≤5 | 70 |  | 5000 | [5 empty] | 181000 | 122.94 |  |  | 9 | B | 25 | <10% at 100000 hours |  | Phased-out | 750/559 | CIE(x= 0.34. y= 0.35) | Class I. Class II | IK08 |  |  | 50 | 370 | -40 | 1 | 68 | RAL9006 | 50/60Hz | Passive | LED | colour adjustable | Tunnel | TLBt/TMBt | Tunnel |  |  | 8360 | NO Sensor | 78000 | RG01
TBD | TLBt/4/F/A/68/50/… | image | datasheet | deeplink | TUNGSRAM - TLBt/TMBt - 8100lm - 68W - 5000K - 70CRI - TBD[SKU] - Bracket | 9 | Bracket | LED | 1 | 68 | AMP dimming. CLO. DALI. Dynadim. LineSwitch. Static | [7 empty] | CE | [6 empty] | 66 | 5000 | 510 x 316 x 148 |  | 220/240V |  | 5 |  |  | ≤5 | 70 |  | 5000 | [5 empty] | 181000 | 119.12 |  |  | 9 | A | 25 | <10% at 100000 hours |  | Phased-out | 750/559 | CIE(x= 0.34. y= 0.35) | Class I. Class II | IK08 |  |  | 50 | 370 | -40 | 1 | 68 | RAL9006 | 50/60Hz | Passive | LED | colour adjustable | Tunnel | TLBt/TMBt | Tunnel |  |  | 8100 | NO Sensor | 78000 | RG01
TBD | TLBt/4/F/E5/56/50/… | image | datasheet | deeplink | TUNGSRAM - TLBt/TMBt - 7610lm - 56W - 5000K - 70CRI - TBD[SKU] - Bracket | 9 | Bracket | LED | 1 | 56 | AMP dimming. CLO. DALI. Dynadim. LineSwitch. Static | [7 empty] | CE | [6 empty] | 66 | 5000 | 510 x 316 x 148 |  | 220/240V |  | 5 |  |  | ≤5 | 70 |  | 5000 |  |  | >=0.95 |  |  | 181000 | 135.89 |  |  | 9 | E5 | 25 | <10% at 100000 hours |  | Phased-out | 750/559 | CIE(x= 0.34. y= 0.35) | Class I. Class II | IK08 |  |  | 50 | 310 | -40 | 1 | 56 | RAL9006 | 50/60Hz | Passive | LED | colour adjustable | Tunnel | TLBt/TMBt | Tunnel |  |  | 7610 | NO Sensor | 78000 | RG01
TBD | TLBt/4/F/B5/56/50/… | image | datasheet | deeplink | TUNGSRAM - TLBt/TMBt - 7690lm - 56W - 5000K - 70CRI - TBD[SKU] - Bracket | 9 | Bracket | LED | 1 | 56 | AMP dimming. CLO. DALI. Dynadim. LineSwitch. Static | [7 empty] | CE | [6 empty] | 66 | 5000 | 510 x 316 x 148 |  | 220/240V |  | 5 |  |  | ≤5 | 70 |  | 5000 |  |  | >=0.95 |  |  | 181000 | 137.32 |  |  | 9 | B5 | 25 | <10% at 100000 hours |  | Phased-out | 750/559 | CIE(x= 0.34. y= 0.35) | Class I. Class II | IK08 |  |  | 50 | 310 | -40 | 1 | 56 | RAL9006 | 50/60Hz | Passive | LED | colour adjustable | Tunnel | TLBt/TMBt | Tunnel |  |  | 7690 | NO Sensor | 78000 | RG01
TBD | TLBt/4/F/Y5/56/50/… | image | datasheet | deeplink | TUNGSRAM - TLBt/TMBt - 7290lm - 56W - 5000K - 70CRI - TBD[SKU] - Bracket | 9 | Bracket | LED | 1 | 56 | AMP dimming. CLO. DALI. Dynadim. LineSwitch. Static | [7 empty] | CE | [6 empty] | 66 | 5000 | 510 x 316 x 148 |  | 220/240V |  | 5 |  |  | ≤5 | 70 |  | 5000 |  |  | >=0.95 |  |  | 181000 | 130.18 |  |  | 9 | Y5 | 25 | <10% at 100000 hours |  | Phased-out | 750/559 | CIE(x= 0.34. y= 0.35) | Class I. Class II | IK08 |  |  | 50 | 310 | -40 | 1 | 56 | RAL9006 | 50/60Hz | Passive | LED | colour adjustable | Tunnel | TLBt/TMBt | Tunnel |  |  | 7290 | NO Sensor | 78000 | RG01
TBD | TLBt/4/F/E/56/50/… | image | datasheet | deeplink | TUNGSRAM - TLBt/TMBt - 7170lm - 56W - 5000K - 70CRI - TBD[SKU] - Bracket | 9 | Bracket | LED | 1 | 56 | AMP dimming. CLO. DALI. Dynadim. LineSwitch. Static | [7 empty] | CE | [6 empty] | 66 | 5000 | 510 x 316 x 148 |  | 220/240V |  | 5 |  |  | ≤5 | 70 |  | 5000 |  |  | >=0.95 |  |  | 181000 | 128.04 |  |  | 9 | E | 25 | <10% at 100000 hours |  | Phased-out | 750/559 | CIE(x= 0.34. y= 0.35) | Class I. Class II | IK08 |  |  | 50 | 310 | -40 | 1 | 56 | RAL9006 | 50/60Hz | Passive | LED | colour adjustable | Tunnel | TLBt/TMBt | Tunnel |  |  | 7170 | NO Sensor | 78000 | RG01
TBD | TLBt/4/F/D/56/50/… | image | datasheet | deeplink | TUNGSRAM - TLBt/TMBt - 6940lm - 56W - 5000K - 70CRI - TBD[SKU] - Bracket | 9 | Bracket | LED | 1 | 56 | AMP dimming. CLO. DALI. Dynadim. LineSwitch. Static | [7 empty] | CE | [6 empty] | 66 | 5000 | 510 x 316 x 148 |  | 220/240V |  | 5 |  |  | ≤5 | 70 |  | 5000 |  |  | >=0.95 |  |  | 181000 | 123.93 |  |  | 9 | D | 25 | <10% at 100000 hours |  | Phased-out | 750/559 | CIE(x= 0.34. y= 0.35) | Class I. Class II | IK08 |  |  | 50 | 310 | -40 | 1 | 56 | RAL9006 | 50/60Hz | Passive | LED | colour adjustable | Tunnel | TLBt/TMBt | Tunnel |  |  | 6940 | NO Sensor | 78000 | RG01
TBD | TLBt/4/F/C/56/50/… | image | datasheet | deeplink | TUNGSRAM - TLBt/TMBt - 7120lm - 56W - 5000K - 70CRI - TBD[SKU] - Bracket | 9 | Bracket | LED | 1 | 56 | AMP dimming. CLO. DALI. Dynadim. LineSwitch. Static | [7 empty] | CE | [6 empty] | 66 | 5000 | 510 x 316 x 148 |  | 220/240V |  | 5 |  |  | ≤5 | 70 |  | 5000 |  |  | >=0.95 |  |  | 181000 | 127.14 |  |  | 9 | C | 25 | <10% at 100000 hours |  | Phased-out | 750/559 | CIE(x= 0.34. y= 0.35) | Class I. Class II | IK08 |  |  | 50 | 310 | -40 | 1 | 56 | RAL9006 | 50/60Hz | Passive | LED | colour adjustable | Tunnel | TLBt/TMBt | Tunnel |  |  | 7120 | NO Sensor | 78000 | RG01
TBD | TLBt/4/F/B/56/50/… | image | datasheet | deeplink | TUNGSRAM - TLBt/TMBt - 7110lm - 56W - 5000K - 70CRI - TBD[SKU] - Bracket | 9 | Bracket | LED | 1 | 56 | AMP dimming. CLO. DALI. Dynadim. LineSwitch. Static | [7 empty] | CE | [6 empty] | 66 | 5000 | 510 x 316 x 148 |  | 220/240V |  | 5 |  |  | ≤5 | 70 |  | 5000 |  |  | >=0.95 |  |  | 181000 | 126.96 |  |  | 9 | B | 25 | <10% at 100000 hours |  | Phased-out | 750/559 | CIE(x= 0.34. y= 0.35) | Class I. Class II | IK08 |  |  | 50 | 310 | -40 | 1 | 56 | RAL9006 | 50/60Hz | Passive | LED | colour adjustable | Tunnel | TLBt/TMBt | Tunnel |  |  | 7110 | NO Sensor | 78000 | RG01
TBD | TLBt/4/F/A/56/50/… | image | datasheet | deeplink | TUNGSRAM - TLBt/TMBt - 6890lm - 56W - 5000K - 70CRI - TBD[SKU] - Bracket | 9 | Bracket | LED | 1 | 56 | AMP dimming. CLO. DALI. Dynadim. LineSwitch. Static | [7 empty] | CE | [6 empty] | 66 | 5000 | 510 x 316 x 148 |  | 220/240V |  | 5 |  |  | ≤5 | 70 |  | 5000 |  |  | >=0.95 |  |  | 181000 | 123.04 |  |  | 9 | A | 25 | <10% at 100000 hours |  | Phased-out | 750/559 | CIE(x= 0.34. y= 0.35) | Class I. Class II | IK08 |  |  | 50 | 310 | -40 | 1 | 56 | RAL9006 | 50/60Hz | Passive | LED | colour adjustable | Tunnel | TLBt/TMBt | Tunnel |  |  | 6890 | NO Sensor | 78000 | RG01
TBD | TLBt/4/F/E5/44/50/… | image | datasheet | deeplink | TUNGSRAM - TLBt/TMBt - 6040lm - 44W - 5000K - 70CRI - TBD[SKU] - Bracket | 9 | Bracket | LED | 1 | 44 | AMP dimming. CLO. DALI. Dynadim. LineSwitch. Static | [7 empty] | CE | [6 empty] | 66 | 5000 | 510 x 316 x 148 |  | 220/240V |  | 5 |  |  | ≤5 | 70 |  | 5000 | [5 empty] | 181000 | 137.27 |  |  | 9 | E5 | 25 | <10% at 100000 hours |  | Phased-out | 750/559 | CIE(x= 0.34. y= 0.35) | Class I. Class II | IK08 |  |  | 50 | 240 | -40 | 1 | 44 | RAL9006 | 50/60Hz | Passive | LED | colour adjustable | Tunnel | TLBt/TMBt | Tunnel |  |  | 6040 | NO Sensor | 78000 | RG01
TBD | TLBt/4/F/B5/44/50/… | image | datasheet | deeplink | TUNGSRAM - TLBt/TMBt - 6100lm - 44W - 5000K - 70CRI - TBD[SKU] - Bracket | 9 | Bracket | LED | 1 | 44 | AMP dimming. CLO. DALI. Dynadim. LineSwitch. Static | [7 empty] | CE | [6 empty] | 66 | 5000 | 510 x 316 x 148 |  | 220/240V |  | 5 |  |  | ≤5 | 70 |  | 5000 | [5 empty] | 181000 | 138.64 |  |  | 9 | B5 | 25 | <10% at 100000 hours |  | Phased-out | 750/559 | CIE(x= 0.34. y= 0.35) | Class I. Class II | IK08 |  |  | 50 | 240 | -40 | 1 | 44 | RAL9006 | 50/60Hz | Passive | LED | colour adjustable | Tunnel | TLBt/TMBt | Tunnel |  |  | 6100 | NO Sensor | 78000 | RG01
TBD | TLBt/4/F/Y5/44/50/… | image | datasheet | deeplink | TUNGSRAM - TLBt/TMBt - 5780lm - 44W - 5000K - 70CRI - TBD[SKU] - Bracket | 9 | Bracket | LED | 1 | 44 | AMP dimming. CLO. DALI. Dynadim. LineSwitch. Static | [7 empty] | CE | [6 empty] | 66 | 5000 | 510 x 316 x 148 |  | 220/240V |  | 5 |  |  | ≤5 | 70 |  | 5000 | [5 empty] | 181000 | 131.36 |  |  | 9 | Y5 | 25 | <10% at 100000 hours |  | Phased-out | 750/559 | CIE(x= 0.34. y= 0.35) | Class I. Class II | IK08 |  |  | 50 | 240 | -40 | 1 | 44 | RAL9006 | 50/60Hz | Passive | LED | colour adjustable | Tunnel | TLBt/TMBt | Tunnel |  |  | 5780 | NO Sensor | 78000 | RG01
TBD | TLBt/4/F/E/44/50/… | image | datasheet | deeplink | TUNGSRAM - TLBt/TMBt - 5680lm - 44W - 5000K - 70CRI - TBD[SKU] - Bracket | 9 | Bracket | LED | 1 | 44 | AMP dimming. CLO. DALI. Dynadim. LineSwitch. Static | [7 empty] | CE | [6 empty] | 66 | 5000 | 510 x 316 x 148 |  | 220/240V |  | 5 |  |  | ≤5 | 70 |  | 5000 | [5 empty] | 181000 | 129.09 |  |  | 9 | E | 25 | <10% at 100000 hours |  | Phased-out | 750/559 | CIE(x= 0.34. y= 0.35) | Class I. Class II | IK08 |  |  | 50 | 240 | -40 | 1 | 44 | RAL9006 | 50/60Hz | Passive | LED | colour adjustable | Tunnel | TLBt/TMBt | Tunnel |  |  | 5680 | NO Sensor | 78000 | RG01
TBD | TLBt/4/F/D/44/50/… | image | datasheet | deeplink | TUNGSRAM - TLBt/TMBt - 5500lm - 44W - 5000K - 70CRI - TBD[SKU] - Bracket | 9 | Bracket | LED | 1 | 44 | AMP dimming. CLO. DALI. Dynadim. LineSwitch. Static | [7 empty] | CE | [6 empty] | 66 | 5000 | 510 x 316 x 148 |  | 220/240V |  | 5 |  |  | ≤5 | 70 |  | 5000 | [5 empty] | 181000 | 125 |  |  | 9 | D | 25 | <10% at 100000 hours |  | Phased-out | 750/559 | CIE(x= 0.34. y= 0.35) | Class I. Class II | IK08 |  |  | 50 | 240 | -40 | 1 | 44 | RAL9006 | 50/60Hz | Passive | LED | colour adjustable | Tunnel | TLBt/TMBt | Tunnel |  |  | 5500 | NO Sensor | 78000 | RG01
TBD | TLBt/4/F/C/44/50/… | image | datasheet | deeplink | TUNGSRAM - TLBt/TMBt - 5650lm - 44W - 5000K - 70CRI - TBD[SKU] - Bracket | 9 | Bracket | LED | 1 | 44 | AMP dimming. CLO. DALI. Dynadim. LineSwitch. Static | [7 empty] | CE | [6 empty] | 66 | 5000 | 510 x 316 x 148 |  | 220/240V |  | 5 |  |  | ≤5 | 70 |  | 5000 | [5 empty] | 181000 | 128.41 |  |  | 9 | C | 25 | <10% at 100000 hours |  | Phased-out | 750/559 | CIE(x= 0.34. y= 0.35) | Class I. Class II | IK08 |  |  | 50 | 240 | -40 | 1 | 44 | RAL9006 | 50/60Hz | Passive | LED | colour adjustable | Tunnel | TLBt/TMBt | Tunnel |  |  | 5650 | NO Sensor | 78000 | RG01
TBD | TLBt/4/F/B/44/50/… | image | datasheet | deeplink | TUNGSRAM - TLBt/TMBt - 5640lm - 44W - 5000K - 70CRI - TBD[SKU] - Bracket | 9 | Bracket | LED | 1 | 44 | AMP dimming. CLO. DALI. Dynadim. LineSwitch. Static | [7 empty] | CE | [6 empty] | 66 | 5000 | 510 x 316 x 148 |  | 220/240V |  | 5 |  |  | ≤5 | 70 |  | 5000 | [5 empty] | 181000 | 128.18 |  |  | 9 | B | 25 | <10% at 100000 hours |  | Phased-out | 750/559 | CIE(x= 0.34. y= 0.35) | Class I. Class II | IK08 |  |  | 50 | 240 | -40 | 1 | 44 | RAL9006 | 50/60Hz | Passive | LED | colour adjustable | Tunnel | TLBt/TMBt | Tunnel |  |  | 5640 | NO Sensor | 78000 | RG01
TBD | TLBt/4/F/A/44/50/… | image | datasheet | deeplink | TUNGSRAM - TLBt/TMBt - 5480lm - 44W - 5000K - 70CRI - TBD[SKU] - Bracket | 9 | Bracket | LED | 1 | 44 | AMP dimming. CLO. DALI. Dynadim. LineSwitch. Static | [7 empty] | CE | [6 empty] | 66 | 5000 | 510 x 316 x 148 |  | 220/240V |  | 5 |  |  | ≤5 | 70 |  | 5000 | [5 empty] | 181000 | 124.55 |  |  | 9 | A | 25 | <10% at 100000 hours |  | Phased-out | 750/559 | CIE(x= 0.34. y= 0.35) | Class I. Class II | IK08 |  |  | 50 | 240 | -40 | 1 | 44 | RAL9006 | 50/60Hz | Passive | LED | colour adjustable | Tunnel | TLBt/TMBt | Tunnel |  |  | 5480 | NO Sensor | 78000 | RG01
TBD | TLBt/4/F/E5/33/50/… | image | datasheet | deeplink | TUNGSRAM - TLBt/TMBt - 4650lm - 33W - 5000K - 70CRI - TBD[SKU] - Bracket | 9 | Bracket | LED | 1 | 33 | AMP dimming. CLO. DALI. Dynadim. LineSwitch. Static | [7 empty] | CE | [6 empty] | 66 | 5000 | 510 x 316 x 148 |  | 220/240V |  | 5 |  |  | ≤5 | 70 |  | 5000 |  |  | >=0.95 |  |  | 181000 | 140.91 |  |  | 9 | E5 | 25 | <10% at 100000 hours |  | Phased-out | 750/559 | CIE(x= 0.34. y= 0.35) | Class I. Class II | IK08 |  |  | 50 | 180 | -40 | 1 | 33 | RAL9006 | 50/60Hz | Passive | LED | colour adjustable | Tunnel | TLBt/TMBt | Tunnel |  |  | 4650 | NO Sensor | 78000 | RG01
TBD | TLBt/4/F/B5/33/50/… | image | datasheet | deeplink | TUNGSRAM - TLBt/TMBt - 4690lm - 33W - 5000K - 70CRI - TBD[SKU] - Bracket | 9 | Bracket | LED | 1 | 33 | AMP dimming. CLO. DALI. Dynadim. LineSwitch. Static | [7 empty] | CE | [6 empty] | 66 | 5000 | 510 x 316 x 148 |  | 220/240V |  | 5 |  |  | ≤5 | 70 |  | 5000 |  |  | >=0.95 |  |  | 181000 | 142.12 |  |  | 9 | B5 | 25 | <10% at 100000 hours |  | Phased-out | 750/559 | CIE(x= 0.34. y= 0.35) | Class I. Class II | IK08 |  |  | 50 | 180 | -40 | 1 | 33 | RAL9006 | 50/60Hz | Passive | LED | colour adjustable | Tunnel | TLBt/TMBt | Tunnel |  |  | 4690 | NO Sensor | 78000 | RG01
TBD | TLBt/4/F/Y5/33/50/… | image | datasheet | deeplink | TUNGSRAM - TLBt/TMBt - 4450lm - 33W - 5000K - 70CRI - TBD[SKU] - Bracket | 9 | Bracket | LED | 1 | 33 | AMP dimming. CLO. DALI. Dynadim. LineSwitch. Static | [7 empty] | CE | [6 empty] | 66 | 5000 | 510 x 316 x 148 |  | 220/240V |  | 5 |  |  | ≤5 | 70 |  | 5000 |  |  | >=0.95 |  |  | 181000 | 134.85 |  |  | 9 | Y5 | 25 | <10% at 100000 hours |  | Phased-out | 750/559 | CIE(x= 0.34. y= 0.35) | Class I. Class II | IK08 |  |  | 50 | 180 | -40 | 1 | 33 | RAL9006 | 50/60Hz | Passive | LED | colour adjustable | Tunnel | TLBt/TMBt | Tunnel |  |  | 4450 | NO Sensor | 78000 | RG01
TBD | TLBt/4/F/E/33/50/… | image | datasheet | deeplink | TUNGSRAM - TLBt/TMBt - 4380lm - 33W - 5000K - 70CRI - TBD[SKU] - Bracket | 9 | Bracket | LED | 1 | 33 | AMP dimming. CLO. DALI. Dynadim. LineSwitch. Static | [7 empty] | CE | [6 empty] | 66 | 5000 | 510 x 316 x 148 |  | 220/240V |  | 5 |  |  | ≤5 | 70 |  | 5000 |  |  | >=0.95 |  |  | 181000 | 132.73 |  |  | 9 | E | 25 | <10% at 100000 hours |  | Phased-out | 750/559 | CIE(x= 0.34. y= 0.35) | Class I. Class II | IK08 |  |  | 50 | 180 | -40 | 1 | 33 | RAL9006 | 50/60Hz | Passive | LED | colour adjustable | Tunnel | TLBt/TMBt | Tunnel |  |  | 4380 | NO Sensor | 78000 | RG01
TBD | TLBt/4/F/D/33/50/… | image | datasheet | deeplink | TUNGSRAM - TLBt/TMBt - 4240lm - 33W - 5000K - 70CRI - TBD[SKU] - Bracket | 9 | Bracket | LED | 1 | 33 | AMP dimming. CLO. DALI. Dynadim. LineSwitch. Static | [7 empty] | CE | [6 empty] | 66 | 5000 | 510 x 316 x 148 |  | 220/240V |  | 5 |  |  | ≤5 | 70 |  | 5000 |  |  | >=0.95 |  |  | 181000 | 128.48 |  |  | 9 | D | 25 | <10% at 100000 hours |  | Phased-out | 750/559 | CIE(x= 0.34. y= 0.35) | Class I. Class II | IK08 |  |  | 50 | 180 | -40 | 1 | 33 | RAL9006 | 50/60Hz | Passive | LED | colour adjustable | Tunnel | TLBt/TMBt | Tunnel |  |  | 4240 | NO Sensor | 78000 | RG01
TBD | TLBt/4/F/C/33/50/… | image | datasheet | deeplink | TUNGSRAM - TLBt/TMBt - 4350lm - 33W - 5000K - 70CRI - TBD[SKU] - Bracket | 9 | Bracket | LED | 1 | 33 | AMP dimming. CLO. DALI. Dynadim. LineSwitch. Static | [7 empty] | CE | [6 empty] | 66 | 5000 | 510 x 316 x 148 |  | 220/240V |  | 5 |  |  | ≤5 | 70 |  | 5000 |  |  | >=0.95 |  |  | 181000 | 131.82 |  |  | 9 | C | 25 | <10% at 100000 hours |  | Phased-out | 750/559 | CIE(x= 0.34. y= 0.35) | Class I. Class II | IK08 |  |  | 50 | 180 | -40 | 1 | 33 | RAL9006 | 50/60Hz | Passive | LED | colour adjustable | Tunnel | TLBt/TMBt | Tunnel |  |  | 4350 | NO Sensor | 78000 | RG01
TBD | TLBt/4/F/B/33/50/… | image | datasheet | deeplink | TUNGSRAM - TLBt/TMBt - 4350lm - 33W - 5000K - 70CRI - TBD[SKU] - Bracket | 9 | Bracket | LED | 1 | 33 | AMP dimming. CLO. DALI. Dynadim. LineSwitch. Static | [7 empty] | CE | [6 empty] | 66 | 5000 | 510 x 316 x 148 |  | 220/240V |  | 5 |  |  | ≤5 | 70 |  | 5000 |  |  | >=0.95 |  |  | 181000 | 131.82 |  |  | 9 | B | 25 | <10% at 100000 hours |  | Phased-out | 750/559 | CIE(x= 0.34. y= 0.35) | Class I. Class II | IK08 |  |  | 50 | 180 | -40 | 1 | 33 | RAL9006 | 50/60Hz | Passive | LED | colour adjustable | Tunnel | TLBt/TMBt | Tunnel |  |  | 4350 | NO Sensor | 78000 | RG01
TBD | TLBt/4/F/A/33/50/… | image | datasheet | deeplink | TUNGSRAM - TLBt/TMBt - 4210lm - 33W - 5000K - 70CRI - TBD[SKU] - Bracket | 9 | Bracket | LED | 1 | 33 | AMP dimming. CLO. DALI. Dynadim. LineSwitch. Static | [7 empty] | CE | [6 empty] | 66 | 5000 | 510 x 316 x 148 |  | 220/240V |  | 5 |  |  | ≤5 | 70 |  | 5000 |  |  | >=0.95 |  |  | 181000 | 127.58 |  |  | 9 | A | 25 | <10% at 100000 hours |  | Phased-out | 750/559 | CIE(x= 0.34. y= 0.35) | Class I. Class II | IK08 |  |  | 50 | 180 | -40 | 1 | 33 | RAL9006 | 50/60Hz | Passive | LED | colour adjustable | Tunnel | TLBt/TMBt | Tunnel |  |  | 4210 | NO Sensor | 78000 | RG01
TBD | TLBt/4/F/E5/91/30/… | image | datasheet | deeplink | TUNGSRAM - TLBt/TMBt - 10980lm - 91W - 3000K - 70CRI - TBD[SKU] - Bracket | 9 | Bracket | LED | 1 | 91 | AMP dimming. CLO. DALI. Dynadim. LineSwitch. Static | [7 empty] | CE | [6 empty] | 66 | 3000 | 510 x 316 x 148 |  | 220/240V |  | 5 |  |  | ≤5 | 70 |  | 3000 |  |  | >=0.95 |  |  | 181000 | 120.66 |  |  | 9 | E5 | 25 | <10% at 100000 hours |  | Phased-out | 730/559 | CIE(x=0.4338. y=0.403) | Class I. Class II | IK08 |  |  | 50 | 500 | -40 | 1 | 91 | RAL9006 | 50/60Hz | Passive | LED | colour adjustable | Tunnel | TLBt/TMBt | Tunnel |  |  | 10980 | NO Sensor | 78000 | RG01
TBD | TLBt/4/F/B5/91/30/… | image | datasheet | deeplink | TUNGSRAM - TLBt/TMBt - 11090lm - 91W - 3000K - 70CRI - TBD[SKU] - Bracket | 9 | Bracket | LED | 1 | 91 | AMP dimming. CLO. DALI. Dynadim. LineSwitch. Static | [7 empty] | CE | [6 empty] | 66 | 3000 | 510 x 316 x 148 |  | 220/240V |  | 5 |  |  | ≤5 | 70 |  | 3000 |  |  | >=0.95 |  |  | 181000 | 121.87 |  |  | 9 | B5 | 25 | <10% at 100000 hours |  | Phased-out | 730/559 | CIE(x=0.4338. y=0.403) | Class I. Class II | IK08 |  |  | 50 | 500 | -40 | 1 | 91 | RAL9006 | 50/60Hz | Passive | LED | colour adjustable | Tunnel | TLBt/TMBt | Tunnel |  |  | 11090 | NO Sensor | 78000 | RG01
TBD | TLBt/4/F/Y5/91/30/… | image | datasheet | deeplink | TUNGSRAM - TLBt/TMBt - 10520lm - 91W - 3000K - 70CRI - TBD[SKU] - Bracket | 9 | Bracket | LED | 1 | 91 | AMP dimming. CLO. DALI. Dynadim. LineSwitch. Static | [7 empty] | CE | [6 empty] | 66 | 3000 | 510 x 316 x 148 |  | 220/240V |  | 5 |  |  | ≤5 | 70 |  | 3000 |  |  | >=0.95 |  |  | 181000 | 115.6 |  |  | 9 | Y5 | 25 | <10% at 100000 hours |  | Phased-out | 730/559 | CIE(x=0.4338. y=0.403) | Class I. Class II | IK08 |  |  | 50 | 500 | -40 | 1 | 91 | RAL9006 | 50/60Hz | Passive | LED | colour adjustable | Tunnel | TLBt/TMBt | Tunnel |  |  | 10520 | NO Sensor | 78000 | RG01
TBD | TLBt/4/F/E/91/30/… | image | datasheet | deeplink | TUNGSRAM - TLBt/TMBt - 10350lm - 91W - 3000K - 70CRI - TBD[SKU] - Bracket | 9 | Bracket | LED | 1 | 91 | AMP dimming. CLO. DALI. Dynadim. LineSwitch. Static | [7 empty] | CE | [6 empty] | 66 | 3000 | 510 x 316 x 148 |  | 220/240V |  | 5 |  |  | ≤5 | 70 |  | 3000 |  |  | >=0.95 |  |  | 181000 | 113.74 |  |  | 9 | E | 25 | <10% at 100000 hours |  | Phased-out | 730/559 | CIE(x=0.4338. y=0.403) | Class I. Class II | IK08 |  |  | 50 | 500 | -40 | 1 | 91 | RAL9006 | 50/60Hz | Passive | LED | colour adjustable | Tunnel | TLBt/TMBt | Tunnel |  |  | 10350 | NO Sensor | 78000 | RG01
TBD | TLBt/4/F/D/91/30/… | image | datasheet | deeplink | TUNGSRAM - TLBt/TMBt - 10020lm - 91W - 3000K - 70CRI - TBD[SKU] - Bracket | 9 | Bracket | LED | 1 | 91 | AMP dimming. CLO. DALI. Dynadim. LineSwitch. Static | [7 empty] | CE | [6 empty] | 66 | 3000 | 510 x 316 x 148 |  | 220/240V |  | 5 |  |  | ≤5 | 70 |  | 3000 |  |  | >=0.95 |  |  | 181000 | 110.11 |  |  | 9 | D | 25 | <10% at 100000 hours |  | Phased-out | 730/559 | CIE(x=0.4338. y=0.403) | Class I. Class II | IK08 |  |  | 50 | 500 | -40 | 1 | 91 | RAL9006 | 50/60Hz | Passive | LED | colour adjustable | Tunnel | TLBt/TMBt | Tunnel |  |  | 10020 | NO Sensor | 78000 | RG01
TBD | TLBt/4/F/C/91/30/… | image | datasheet | deeplink | TUNGSRAM - TLBt/TMBt - 10280lm - 91W - 3000K - 70CRI - TBD[SKU] - Bracket | 9 | Bracket | LED | 1 | 91 | AMP dimming. CLO. DALI. Dynadim. LineSwitch. Static | [7 empty] | CE | [6 empty] | 66 | 3000 | 510 x 316 x 148 |  | 220/240V |  | 5 |  |  | ≤5 | 70 |  | 3000 |  |  | >=0.95 |  |  | 181000 | 112.97 |  |  | 9 | C | 25 | <10% at 100000 hours |  | Phased-out | 730/559 | CIE(x=0.4338. y=0.403) | Class I. Class II | IK08 |  |  | 50 | 500 | -40 | 1 | 91 | RAL9006 | 50/60Hz | Passive | LED | colour adjustable | Tunnel | TLBt/TMBt | Tunnel |  |  | 10280 | NO Sensor | 78000 | RG01
TBD | TLBt/4/F/B/91/30/… | image | datasheet | deeplink | TUNGSRAM - TLBt/TMBt - 10260lm - 91W - 3000K - 70CRI - TBD[SKU] - Bracket | 9 | Bracket | LED | 1 | 91 | AMP dimming. CLO. DALI. Dynadim. LineSwitch. Static | [7 empty] | CE | [6 empty] | 66 | 3000 | 510 x 316 x 148 |  | 220/240V |  | 5 |  |  | ≤5 | 70 |  | 3000 |  |  | >=0.95 |  |  | 181000 | 112.75 |  |  | 9 | B | 25 | <10% at 100000 hours |  | Phased-out | 730/559 | CIE(x=0.4338. y=0.403) | Class I. Class II | IK08 |  |  | 50 | 500 | -40 | 1 | 91 | RAL9006 | 50/60Hz | Passive | LED | colour adjustable | Tunnel | TLBt/TMBt | Tunnel |  |  | 10260 | NO Sensor | 78000 | RG01
TBD | TLBt/4/F/A/91/30/… | image | datasheet | deeplink | TUNGSRAM - TLBt/TMBt - 9950lm - 91W - 3000K - 70CRI - TBD[SKU] - Bracket | 9 | Bracket | LED | 1 | 91 | AMP dimming. CLO. DALI. Dynadim. LineSwitch. Static | [7 empty] | CE | [6 empty] | 66 | 3000 | 510 x 316 x 148 |  | 220/240V |  | 5 |  |  | ≤5 | 70 |  | 3000 |  |  | >=0.95 |  |  | 181000 | 109.34 |  |  | 9 | A | 25 | <10% at 100000 hours |  | Phased-out | 730/559 | CIE(x=0.4338. y=0.403) | Class I. Class II | IK08 |  |  | 50 | 500 | -40 | 1 | 91 | RAL9006 | 50/60Hz | Passive | LED | colour adjustable | Tunnel | TLBt/TMBt | Tunnel |  |  | 9950 | NO Sensor | 78000 | RG01
TBD | TLBt/4/F/E5/68/30/… | image | datasheet | deeplink | TUNGSRAM - TLBt/TMBt - 8690lm - 68W - 3000K - 70CRI - TBD[SKU] - Bracket | 9 | Bracket | LED | 1 | 68 | AMP dimming. CLO. DALI. Dynadim. LineSwitch. Static | [7 empty] | CE | [6 empty] | 66 | 3000 | 510 x 316 x 148 |  | 220/240V |  | 5 |  |  | ≤5 | 70 |  | 3000 | [5 empty] | 181000 | 127.79 |  |  | 9 | E5 | 25 | <10% at 100000 hours |  | Phased-out | 730/559 | CIE(x=0.4338. y=0.403) | Class I. Class II | IK08 |  |  | 50 | 370 | -40 | 1 | 68 | RAL9006 | 50/60Hz | Passive | LED | colour adjustable | Tunnel | TLBt/TMBt | Tunnel |  |  | 8690 | NO Sensor | 78000 | RG01
TBD | TLBt/4/F/B5/68/30/… | image | datasheet | deeplink | TUNGSRAM - TLBt/TMBt - 8780lm - 68W - 3000K - 70CRI - TBD[SKU] - Bracket | 9 | Bracket | LED | 1 | 68 | AMP dimming. CLO. DALI. Dynadim. LineSwitch. Static | [7 empty] | CE | [6 empty] | 66 | 3000 | 510 x 316 x 148 |  | 220/240V |  | 5 |  |  | ≤5 | 70 |  | 3000 | [5 empty] | 181000 | 129.12 |  |  | 9 | B5 | 25 | <10% at 100000 hours |  | Phased-out | 730/559 | CIE(x=0.4338. y=0.403) | Class I. Class II | IK08 |  |  | 50 | 370 | -40 | 1 | 68 | RAL9006 | 50/60Hz | Passive | LED | colour adjustable | Tunnel | TLBt/TMBt | Tunnel |  |  | 8780 | NO Sensor | 78000 | RG01
TBD | TLBt/4/F/Y5/68/30/… | image | datasheet | deeplink | TUNGSRAM - TLBt/TMBt - 8330lm - 68W - 3000K - 70CRI - TBD[SKU] - Bracket | 9 | Bracket | LED | 1 | 68 | AMP dimming. CLO. DALI. Dynadim. LineSwitch. Static | [7 empty] | CE | [6 empty] | 66 | 3000 | 510 x 316 x 148 |  | 220/240V |  | 5 |  |  | ≤5 | 70 |  | 3000 | [5 empty] | 181000 | 122.5 |  |  | 9 | Y5 | 25 | <10% at 100000 hours |  | Phased-out | 730/559 | CIE(x=0.4338. y=0.403) | Class I. Class II | IK08 |  |  | 50 | 370 | -40 | 1 | 68 | RAL9006 | 50/60Hz | Passive | LED | colour adjustable | Tunnel | TLBt/TMBt | Tunnel |  |  | 8330 | NO Sensor | 78000 | RG01
TBD | TLBt/4/F/E/68/30/… | image | datasheet | deeplink | TUNGSRAM - TLBt/TMBt - 8190lm - 68W - 3000K - 70CRI - TBD[SKU] - Bracket | 9 | Bracket | LED | 1 | 68 | AMP dimming. CLO. DALI. Dynadim. LineSwitch. Static | [7 empty] | CE | [6 empty] | 66 | 3000 | 510 x 316 x 148 |  | 220/240V |  | 5 |  |  | ≤5 | 70 |  | 3000 | [5 empty] | 181000 | 120.44 |  |  | 9 | E | 25 | <10% at 100000 hours |  | Phased-out | 730/559 | CIE(x=0.4338. y=0.403) | Class I. Class II | IK08 |  |  | 50 | 370 | -40 | 1 | 68 | RAL9006 | 50/60Hz | Passive | LED | colour adjustable | Tunnel | TLBt/TMBt | Tunnel |  |  | 8190 | NO Sensor | 78000 | RG01
TBD | TLBt/4/F/D/68/30/… | image | datasheet | deeplink | TUNGSRAM - TLBt/TMBt - 7930lm - 68W - 3000K - 70CRI - TBD[SKU] - Bracket | 9 | Bracket | LED | 1 | 68 | AMP dimming. CLO. DALI. Dynadim. LineSwitch. Static | [7 empty] | CE | [6 empty] | 66 | 3000 | 510 x 316 x 148 |  | 220/240V |  | 5 |  |  | ≤5 | 70 |  | 3000 | [5 empty] | 181000 | 116.62 |  |  | 9 | D | 25 | <10% at 100000 hours |  | Phased-out | 730/559 | CIE(x=0.4338. y=0.403) | Class I. Class II | IK08 |  |  | 50 | 370 | -40 | 1 | 68 | RAL9006 | 50/60Hz | Passive | LED | colour adjustable | Tunnel | TLBt/TMBt | Tunnel |  |  | 7930 | NO Sensor | 78000 | RG01
TBD | TLBt/4/F/C/68/30/… | image | datasheet | deeplink | TUNGSRAM - TLBt/TMBt - 8130lm - 68W - 3000K - 70CRI - TBD[SKU] - Bracket | 9 | Bracket | LED | 1 | 68 | AMP dimming. CLO. DALI. Dynadim. LineSwitch. Static | [7 empty] | CE | [6 empty] | 66 | 3000 | 510 x 316 x 148 |  | 220/240V |  | 5 |  |  | ≤5 | 70 |  | 3000 | [5 empty] | 181000 | 119.56 |  |  | 9 | C | 25 | <10% at 100000 hours |  | Phased-out | 730/559 | CIE(x=0.4338. y=0.403) | Class I. Class II | IK08 |  |  | 50 | 370 | -40 | 1 | 68 | RAL9006 | 50/60Hz | Passive | LED | colour adjustable | Tunnel | TLBt/TMBt | Tunnel |  |  | 8130 | NO Sensor | 78000 | RG01
TBD | TLBt/4/F/B/68/30/… | image | datasheet | deeplink | TUNGSRAM - TLBt/TMBt - 8120lm - 68W - 3000K - 70CRI - TBD[SKU] - Bracket | 9 | Bracket | LED | 1 | 68 | AMP dimming. CLO. DALI. Dynadim. LineSwitch. Static | [7 empty] | CE | [6 empty] | 66 | 3000 | 510 x 316 x 148 |  | 220/240V |  | 5 |  |  | ≤5 | 70 |  | 3000 | [5 empty] | 181000 | 119.41 |  |  | 9 | B | 25 | <10% at 100000 hours |  | Phased-out | 730/559 | CIE(x=0.4338. y=0.403) | Class I. Class II | IK08 |  |  | 50 | 370 | -40 | 1 | 68 | RAL9006 | 50/60Hz | Passive | LED | colour adjustable | Tunnel | TLBt/TMBt | Tunnel |  |  | 8120 | NO Sensor | 78000 | RG01
TBD | TLBt/4/F/A/68/30/… | image | datasheet | deeplink | TUNGSRAM - TLBt/TMBt - 7870lm - 68W - 3000K - 70CRI - TBD[SKU] - Bracket | 9 | Bracket | LED | 1 | 68 | AMP dimming. CLO. DALI. Dynadim. LineSwitch. Static | [7 empty] | CE | [6 empty] | 66 | 3000 | 510 x 316 x 148 |  | 220/240V |  | 5 |  |  | ≤5 | 70 |  | 3000 | [5 empty] | 181000 | 115.74 |  |  | 9 | A | 25 | <10% at 100000 hours |  | Phased-out | 730/559 | CIE(x=0.4338. y=0.403) | Class I. Class II | IK08 |  |  | 50 | 370 | -40 | 1 | 68 | RAL9006 | 50/60Hz | Passive | LED | colour adjustable | Tunnel | TLBt/TMBt | Tunnel |  |  | 7870 | NO Sensor | 78000 | RG01
TBD | TLBt/4/F/E5/56/30/… | image | datasheet | deeplink | TUNGSRAM - TLBt/TMBt - 7390lm - 56W - 3000K - 70CRI - TBD[SKU] - Bracket | 9 | Bracket | LED | 1 | 56 | AMP dimming. CLO. DALI. Dynadim. LineSwitch. Static | [7 empty] | CE | [6 empty] | 66 | 3000 | 510 x 316 x 148 |  | 220/240V |  | 5 |  |  | ≤5 | 70 |  | 3000 |  |  | >=0.95 |  |  | 181000 | 131.96 |  |  | 9 | E5 | 25 | <10% at 100000 hours |  | Phased-out | 730/559 | CIE(x=0.4338. y=0.403) | Class I. Class II | IK08 |  |  | 50 | 310 | -40 | 1 | 56 | RAL9006 | 50/60Hz | Passive | LED | colour adjustable | Tunnel | TLBt/TMBt | Tunnel |  |  | 7390 | NO Sensor | 78000 | RG01
TBD | TLBt/4/F/B5/56/30/… | image | datasheet | deeplink | TUNGSRAM - TLBt/TMBt - 7470lm - 56W - 3000K - 70CRI - TBD[SKU] - Bracket | 9 | Bracket | LED | 1 | 56 | AMP dimming. CLO. DALI. Dynadim. LineSwitch. Static | [7 empty] | CE | [6 empty] | 66 | 3000 | 510 x 316 x 148 |  | 220/240V |  | 5 |  |  | ≤5 | 70 |  | 3000 |  |  | >=0.95 |  |  | 181000 | 133.39 |  |  | 9 | B5 | 25 | <10% at 100000 hours |  | Phased-out | 730/559 | CIE(x=0.4338. y=0.403) | Class I. Class II | IK08 |  |  | 50 | 310 | -40 | 1 | 56 | RAL9006 | 50/60Hz | Passive | LED | colour adjustable | Tunnel | TLBt/TMBt | Tunnel |  |  | 7470 | NO Sensor | 78000 | RG01
TBD | TLBt/4/F/Y5/56/30/… | image | datasheet | deeplink | TUNGSRAM - TLBt/TMBt - 7080lm - 56W - 3000K - 70CRI - TBD[SKU] - Bracket | 9 | Bracket | LED | 1 | 56 | AMP dimming. CLO. DALI. Dynadim. LineSwitch. Static | [7 empty] | CE | [6 empty] | 66 | 3000 | 510 x 316 x 148 |  | 220/240V |  | 5 |  |  | ≤5 | 70 |  | 3000 |  |  | >=0.95 |  |  | 181000 | 126.43 |  |  | 9 | Y5 | 25 | <10% at 100000 hours |  | Phased-out | 730/559 | CIE(x=0.4338. y=0.403) | Class I. Class II | IK08 |  |  | 50 | 310 | -40 | 1 | 56 | RAL9006 | 50/60Hz | Passive | LED | colour adjustable | Tunnel | TLBt/TMBt | Tunnel |  |  | 7080 | NO Sensor | 78000 | RG01
TBD | TLBt/4/F/E/56/30/… | image | datasheet | deeplink | TUNGSRAM - TLBt/TMBt - 6970lm - 56W - 3000K - 70CRI - TBD[SKU] - Bracket | 9 | Bracket | LED | 1 | 56 | AMP dimming. CLO. DALI. Dynadim. LineSwitch. Static | [7 empty] | CE | [6 empty] | 66 | 3000 | 510 x 316 x 148 |  | 220/240V |  | 5 |  |  | ≤5 | 70 |  | 3000 |  |  | >=0.95 |  |  | 181000 | 124.46 |  |  | 9 | E | 25 | <10% at 100000 hours |  | Phased-out | 730/559 | CIE(x=0.4338. y=0.403) | Class I. Class II | IK08 |  |  | 50 | 310 | -40 | 1 | 56 | RAL9006 | 50/60Hz | Passive | LED | colour adjustable | Tunnel | TLBt/TMBt | Tunnel |  |  | 6970 | NO Sensor | 78000 | RG01
TBD | TLBt/4/F/D/56/30/… | image | datasheet | deeplink | TUNGSRAM - TLBt/TMBt - 6750lm - 56W - 3000K - 70CRI - TBD[SKU] - Bracket | 9 | Bracket | LED | 1 | 56 | AMP dimming. CLO. DALI. Dynadim. LineSwitch. Static | [7 empty] | CE | [6 empty] | 66 | 3000 | 510 x 316 x 148 |  | 220/240V |  | 5 |  |  | ≤5 | 70 |  | 3000 |  |  | >=0.95 |  |  | 181000 | 120.54 |  |  | 9 | D | 25 | <10% at 100000 hours |  | Phased-out | 730/559 | CIE(x=0.4338. y=0.403) | Class I. Class II | IK08 |  |  | 50 | 310 | -40 | 1 | 56 | RAL9006 | 50/60Hz | Passive | LED | colour adjustable | Tunnel | TLBt/TMBt | Tunnel |  |  | 6750 | NO Sensor | 78000 | RG01
TBD | TLBt/4/F/C/56/30/… | image | datasheet | deeplink | TUNGSRAM - TLBt/TMBt - 6920lm - 56W - 3000K - 70CRI - TBD[SKU] - Bracket | 9 | Bracket | LED | 1 | 56 | AMP dimming. CLO. DALI. Dynadim. LineSwitch. Static | [7 empty] | CE | [6 empty] | 66 | 3000 | 510 x 316 x 148 |  | 220/240V |  | 5 |  |  | ≤5 | 70 |  | 3000 |  |  | >=0.95 |  |  | 181000 | 123.57 |  |  | 9 | C | 25 | <10% at 100000 hours |  | Phased-out | 730/559 | CIE(x=0.4338. y=0.403) | Class I. Class II | IK08 |  |  | 50 | 310 | -40 | 1 | 56 | RAL9006 | 50/60Hz | Passive | LED | colour adjustable | Tunnel | TLBt/TMBt | Tunnel |  |  | 6920 | NO Sensor | 78000 | RG01
TBD | TLBt/4/F/B/56/30/… | image | datasheet | deeplink | TUNGSRAM - TLBt/TMBt - 6910lm - 56W - 3000K - 70CRI - TBD[SKU] - Bracket | 9 | Bracket | LED | 1 | 56 | AMP dimming. CLO. DALI. Dynadim. LineSwitch. Static | [7 empty] | CE | [6 empty] | 66 | 3000 | 510 x 316 x 148 |  | 220/240V |  | 5 |  |  | ≤5 | 70 |  | 3000 |  |  | >=0.95 |  |  | 181000 | 123.39 |  |  | 9 | B | 25 | <10% at 100000 hours |  | Phased-out | 730/559 | CIE(x=0.4338. y=0.403) | Class I. Class II | IK08 |  |  | 50 | 310 | -40 | 1 | 56 | RAL9006 | 50/60Hz | Passive | LED | colour adjustable | Tunnel | TLBt/TMBt | Tunnel |  |  | 6910 | NO Sensor | 78000 | RG01
TBD | TLBt/4/F/A/56/30/… | image | datasheet | deeplink | TUNGSRAM - TLBt/TMBt - 6700lm - 56W - 3000K - 70CRI - TBD[SKU] - Bracket | 9 | Bracket | LED | 1 | 56 | AMP dimming. CLO. DALI. Dynadim. LineSwitch. Static | [7 empty] | CE | [6 empty] | 66 | 3000 | 510 x 316 x 148 |  | 220/240V |  | 5 |  |  | ≤5 | 70 |  | 3000 |  |  | >=0.95 |  |  | 181000 | 119.64 |  |  | 9 | A | 25 | <10% at 100000 hours |  | Phased-out | 730/559 | CIE(x=0.4338. y=0.403) | Class I. Class II | IK08 |  |  | 50 | 310 | -40 | 1 | 56 | RAL9006 | 50/60Hz | Passive | LED | colour adjustable | Tunnel | TLBt/TMBt | Tunnel |  |  | 6700 | NO Sensor | 78000 | RG01
TBD | TLBt/4/F/E5/44/30/… | image | datasheet | deeplink | TUNGSRAM - TLBt/TMBt - 5870lm - 44W - 3000K - 70CRI - TBD[SKU] - Bracket | 9 | Bracket | LED | 1 | 44 | AMP dimming. CLO. DALI. Dynadim. LineSwitch. Static | [7 empty] | CE | [6 empty] | 66 | 3000 | 510 x 316 x 148 |  | 220/240V |  | 5 |  |  | ≤5 | 70 |  | 3000 | [5 empty] | 181000 | 133.41 |  |  | 9 | E5 | 25 | <10% at 100000 hours |  | Phased-out | 730/559 | CIE(x=0.4338. y=0.403) | Class I. Class II | IK08 |  |  | 50 | 240 | -40 | 1 | 44 | RAL9006 | 50/60Hz | Passive | LED | colour adjustable | Tunnel | TLBt/TMBt | Tunnel |  |  | 5870 | NO Sensor | 78000 | RG01
TBD | TLBt/4/F/B5/44/30/… | image | datasheet | deeplink | TUNGSRAM - TLBt/TMBt - 5930lm - 44W - 3000K - 70CRI - TBD[SKU] - Bracket | 9 | Bracket | LED | 1 | 44 | AMP dimming. CLO. DALI. Dynadim. LineSwitch. Static | [7 empty] | CE | [6 empty] | 66 | 3000 | 510 x 316 x 148 |  | 220/240V |  | 5 |  |  | ≤5 | 70 |  | 3000 | [5 empty] | 181000 | 134.77 |  |  | 9 | B5 | 25 | <10% at 100000 hours |  | Phased-out | 730/559 | CIE(x=0.4338. y=0.403) | Class I. Class II | IK08 |  |  | 50 | 240 | -40 | 1 | 44 | RAL9006 | 50/60Hz | Passive | LED | colour adjustable | Tunnel | TLBt/TMBt | Tunnel |  |  | 5930 | NO Sensor | 78000 | RG01
TBD | TLBt/4/F/Y5/44/30/… | image | datasheet | deeplink | TUNGSRAM - TLBt/TMBt - 5620lm - 44W - 3000K - 70CRI - TBD[SKU] - Bracket | 9 | Bracket | LED | 1 | 44 | AMP dimming. CLO. DALI. Dynadim. LineSwitch. Static | [7 empty] | CE | [6 empty] | 66 | 3000 | 510 x 316 x 148 |  | 220/240V |  | 5 |  |  | ≤5 | 70 |  | 3000 | [5 empty] | 181000 | 127.73 |  |  | 9 | Y5 | 25 | <10% at 100000 hours |  | Phased-out | 730/559 | CIE(x=0.4338. y=0.403) | Class I. Class II | IK08 |  |  | 50 | 240 | -40 | 1 | 44 | RAL9006 | 50/60Hz | Passive | LED | colour adjustable | Tunnel | TLBt/TMBt | Tunnel |  |  | 5620 | NO Sensor | 78000 | RG01
TBD | TLBt/4/F/E/44/30/… | image | datasheet | deeplink | TUNGSRAM - TLBt/TMBt - 5520lm - 44W - 3000K - 70CRI - TBD[SKU] - Bracket | 9 | Bracket | LED | 1 | 44 | AMP dimming. CLO. DALI. Dynadim. LineSwitch. Static | [7 empty] | CE | [6 empty] | 66 | 3000 | 510 x 316 x 148 |  | 220/240V |  | 5 |  |  | ≤5 | 70 |  | 3000 | [5 empty] | 181000 | 125.45 |  |  | 9 | E | 25 | <10% at 100000 hours |  | Phased-out | 730/559 | CIE(x=0.4338. y=0.403) | Class I. Class II | IK08 |  |  | 50 | 240 | -40 | 1 | 44 | RAL9006 | 50/60Hz | Passive | LED | colour adjustable | Tunnel | TLBt/TMBt | Tunnel |  |  | 5520 | NO Sensor | 78000 | RG01
TBD | TLBt/4/F/D/44/30/… | image | datasheet | deeplink | TUNGSRAM - TLBt/TMBt - 5350lm - 44W - 3000K - 70CRI - TBD[SKU] - Bracket | 9 | Bracket | LED | 1 | 44 | AMP dimming. CLO. DALI. Dynadim. LineSwitch. Static | [7 empty] | CE | [6 empty] | 66 | 3000 | 510 x 316 x 148 |  | 220/240V |  | 5 |  |  | ≤5 | 70 |  | 3000 | [5 empty] | 181000 | 121.59 |  |  | 9 | D | 25 | <10% at 100000 hours |  | Phased-out | 730/559 | CIE(x=0.4338. y=0.403) | Class I. Class II | IK08 |  |  | 50 | 240 | -40 | 1 | 44 | RAL9006 | 50/60Hz | Passive | LED | colour adjustable | Tunnel | TLBt/TMBt | Tunnel |  |  | 5350 | NO Sensor | 78000 | RG01
TBD | TLBt/4/F/C/44/30/… | image | datasheet | deeplink | TUNGSRAM - TLBt/TMBt - 5490lm - 44W - 3000K - 70CRI - TBD[SKU] - Bracket | 9 | Bracket | LED | 1 | 44 | AMP dimming. CLO. DALI. Dynadim. LineSwitch. Static | [7 empty] | CE | [6 empty] | 66 | 3000 | 510 x 316 x 148 |  | 220/240V |  | 5 |  |  | ≤5 | 70 |  | 3000 | [5 empty] | 181000 | 124.77 |  |  | 9 | C | 25 | <10% at 100000 hours |  | Phased-out | 730/559 | CIE(x=0.4338. y=0.403) | Class I. Class II | IK08 |  |  | 50 | 240 | -40 | 1 | 44 | RAL9006 | 50/60Hz | Passive | LED | colour adjustable | Tunnel | TLBt/TMBt | Tunnel |  |  | 5490 | NO Sensor | 78000 | RG01
TBD | TLBt/4/F/B/44/30/… | image | datasheet | deeplink | TUNGSRAM - TLBt/TMBt - 5480lm - 44W - 3000K - 70CRI - TBD[SKU] - Bracket | 9 | Bracket | LED | 1 | 44 | AMP dimming. CLO. DALI. Dynadim. LineSwitch. Static | [7 empty] | CE | [6 empty] | 66 | 3000 | 510 x 316 x 148 |  | 220/240V |  | 5 |  |  | ≤5 | 70 |  | 3000 | [5 empty] | 181000 | 124.55 |  |  | 9 | B | 25 | <10% at 100000 hours |  | Phased-out | 730/559 | CIE(x=0.4338. y=0.403) | Class I. Class II | IK08 |  |  | 50 | 240 | -40 | 1 | 44 | RAL9006 | 50/60Hz | Passive | LED | colour adjustable | Tunnel | TLBt/TMBt | Tunnel |  |  | 5480 | NO Sensor | 78000 | RG01
TBD | TLBt/4/F/A/44/30/… | image | datasheet | deeplink | TUNGSRAM - TLBt/TMBt - 5320lm - 44W - 3000K - 70CRI - TBD[SKU] - Bracket | 9 | Bracket | LED | 1 | 44 | AMP dimming. CLO. DALI. Dynadim. LineSwitch. Static | [7 empty] | CE | [6 empty] | 66 | 3000 | 510 x 316 x 148 |  | 220/240V |  | 5 |  |  | ≤5 | 70 |  | 3000 | [5 empty] | 181000 | 120.91 |  |  | 9 | A | 25 | <10% at 100000 hours |  | Phased-out | 730/559 | CIE(x=0.4338. y=0.403) | Class I. Class II | IK08 |  |  | 50 | 240 | -40 | 1 | 44 | RAL9006 | 50/60Hz | Passive | LED | colour adjustable | Tunnel | TLBt/TMBt | Tunnel |  |  | 5320 | NO Sensor | 78000 | RG01
TBD | TLBt/4/F/E5/33/30/… | image | datasheet | deeplink | TUNGSRAM - TLBt/TMBt - 4520lm - 33W - 3000K - 70CRI - TBD[SKU] - Bracket | 9 | Bracket | LED | 1 | 33 | AMP dimming. CLO. DALI. Dynadim. LineSwitch. Static | [7 empty] | CE | [6 empty] | 66 | 3000 | 510 x 316 x 148 |  | 220/240V |  | 5 |  |  | ≤5 | 70 |  | 3000 |  |  | >=0.95 |  |  | 181000 | 136.97 |  |  | 9 | E5 | 25 | <10% at 100000 hours |  | Phased-out | 730/559 | CIE(x=0.4338. y=0.403) | Class I. Class II | IK08 |  |  | 50 | 180 | -40 | 1 | 33 | RAL9006 | 50/60Hz | Passive | LED | colour adjustable | Tunnel | TLBt/TMBt | Tunnel |  |  | 4520 | NO Sensor | 78000 | RG01
TBD | TLBt/4/F/B5/33/30/… | image | datasheet | deeplink | TUNGSRAM - TLBt/TMBt - 4560lm - 33W - 3000K - 70CRI - TBD[SKU] - Bracket | 9 | Bracket | LED | 1 | 33 | AMP dimming. CLO. DALI. Dynadim. LineSwitch. Static | [7 empty] | CE | [6 empty] | 66 | 3000 | 510 x 316 x 148 |  | 220/240V |  | 5 |  |  | ≤5 | 70 |  | 3000 |  |  | >=0.95 |  |  | 181000 | 138.18 |  |  | 9 | B5 | 25 | <10% at 100000 hours |  | Phased-out | 730/559 | CIE(x=0.4338. y=0.403) | Class I. Class II | IK08 |  |  | 50 | 180 | -40 | 1 | 33 | RAL9006 | 50/60Hz | Passive | LED | colour adjustable | Tunnel | TLBt/TMBt | Tunnel |  |  | 4560 | NO Sensor | 78000 | RG01
TBD | TLBt/4/F/Y5/33/30/… | image | datasheet | deeplink | TUNGSRAM - TLBt/TMBt - 4330lm - 33W - 3000K - 70CRI - TBD[SKU] - Bracket | 9 | Bracket | LED | 1 | 33 | AMP dimming. CLO. DALI. Dynadim. LineSwitch. Static | [7 empty] | CE | [6 empty] | 66 | 3000 | 510 x 316 x 148 |  | 220/240V |  | 5 |  |  | ≤5 | 70 |  | 3000 |  |  | >=0.95 |  |  | 181000 | 131.21 |  |  | 9 | Y5 | 25 | <10% at 100000 hours |  | Phased-out | 730/559 | CIE(x=0.4338. y=0.403) | Class I. Class II | IK08 |  |  | 50 | 180 | -40 | 1 | 33 | RAL9006 | 50/60Hz | Passive | LED | colour adjustable | Tunnel | TLBt/TMBt | Tunnel |  |  | 4330 | NO Sensor | 78000 | RG01
TBD | TLBt/4/F/E/33/30/… | image | datasheet | deeplink | TUNGSRAM - TLBt/TMBt - 4250lm - 33W - 3000K - 70CRI - TBD[SKU] - Bracket | 9 | Bracket | LED | 1 | 33 | AMP dimming. CLO. DALI. Dynadim. LineSwitch. Static | [7 empty] | CE | [6 empty] | 66 | 3000 | 510 x 316 x 148 |  | 220/240V |  | 5 |  |  | ≤5 | 70 |  | 3000 |  |  | >=0.95 |  |  | 181000 | 128.79 |  |  | 9 | E | 25 | <10% at 100000 hours |  | Phased-out | 730/559 | CIE(x=0.4338. y=0.403) | Class I. Class II | IK08 |  |  | 50 | 180 | -40 | 1 | 33 | RAL9006 | 50/60Hz | Passive | LED | colour adjustable | Tunnel | TLBt/TMBt | Tunnel |  |  | 4250 | NO Sensor | 78000 | RG01
TBD | TLBt/4/F/D/33/30/… | image | datasheet | deeplink | TUNGSRAM - TLBt/TMBt - 4120lm - 33W - 3000K - 70CRI - TBD[SKU] - Bracket | 9 | Bracket | LED | 1 | 33 | AMP dimming. CLO. DALI. Dynadim. LineSwitch. Static | [7 empty] | CE | [6 empty] | 66 | 3000 | 510 x 316 x 148 |  | 220/240V |  | 5 |  |  | ≤5 | 70 |  | 3000 |  |  | >=0.95 |  |  | 181000 | 124.85 |  |  | 9 | D | 25 | <10% at 100000 hours |  | Phased-out | 730/559 | CIE(x=0.4338. y=0.403) | Class I. Class II | IK08 |  |  | 50 | 180 | -40 | 1 | 33 | RAL9006 | 50/60Hz | Passive | LED | colour adjustable | Tunnel | TLBt/TMBt | Tunnel |  |  | 4120 | NO Sensor | 78000 | RG01
TBD | TLBt/4/F/C/33/30/… | image | datasheet | deeplink | TUNGSRAM - TLBt/TMBt - 4220lm - 33W - 3000K - 70CRI - TBD[SKU] - Bracket | 9 | Bracket | LED | 1 | 33 | AMP dimming. CLO. DALI. Dynadim. LineSwitch. Static | [7 empty] | CE | [6 empty] | 66 | 3000 | 510 x 316 x 148 |  | 220/240V |  | 5 |  |  | ≤5 | 70 |  | 3000 |  |  | >=0.95 |  |  | 181000 | 127.88 |  |  | 9 | C | 25 | <10% at 100000 hours |  | Phased-out | 730/559 | CIE(x=0.4338. y=0.403) | Class I. Class II | IK08 |  |  | 50 | 180 | -40 | 1 | 33 | RAL9006 | 50/60Hz | Passive | LED | colour adjustable | Tunnel | TLBt/TMBt | Tunnel |  |  | 4220 | NO Sensor | 78000 | RG01
TBD | TLBt/4/F/B/33/30/… | image | datasheet | deeplink | TUNGSRAM - TLBt/TMBt - 4220lm - 33W - 3000K - 70CRI - TBD[SKU] - Bracket | 9 | Bracket | LED | 1 | 33 | AMP dimming. CLO. DALI. Dynadim. LineSwitch. Static | [7 empty] | CE | [6 empty] | 66 | 3000 | 510 x 316 x 148 |  | 220/240V |  | 5 |  |  | ≤5 | 70 |  | 3000 |  |  | >=0.95 |  |  | 181000 | 127.88 |  |  | 9 | B | 25 | <10% at 100000 hours |  | Phased-out | 730/559 | CIE(x=0.4338. y=0.403) | Class I. Class II | IK08 |  |  | 50 | 180 | -40 | 1 | 33 | RAL9006 | 50/60Hz | Passive | LED | colour adjustable | Tunnel | TLBt/TMBt | Tunnel |  |  | 4220 | NO Sensor | 78000 | RG01
TBD | TLBt/4/F/A/33/30/… | image | datasheet | deeplink | TUNGSRAM - TLBt/TMBt - 4090lm - 33W - 3000K - 70CRI - TBD[SKU] - Bracket | 9 | Bracket | LED | 1 | 33 | AMP dimming. CLO. DALI. Dynadim. LineSwitch. Static | [7 empty] | CE | [6 empty] | 66 | 3000 | 510 x 316 x 148 |  | 220/240V |  | 5 |  |  | ≤5 | 70 |  | 3000 |  |  | >=0.95 |  |  | 181000 | 123.94 |  |  | 9 | A | 25 | <10% at 100000 hours |  | Phased-out | 730/559 | CIE(x=0.4338. y=0.403) | Class I. Class II | IK08 |  |  | 50 | 180 | -40 | 1 | 33 | RAL9006 | 50/60Hz | Passive | LED | colour adjustable | Tunnel | TLBt/TMBt | Tunnel |  |  | 4090 | NO Sensor | 78000 | RG01
93118429 | TUNG Mariner PR G1 5 63W 865 S PIR | image | datasheet | deeplink | TUNGSRAM - Premium Sensor Mariner - 8500lm - 63W - 6500K - 80CRI - 93118429[SKU] - Surface mount and suspended | 1.9 | Surface mount and suspended | LED | 1 | 63 | Static | 65 | 65 |  | Class I |  |  |  | CE | [5 empty] | 98000 | 65 | 6500 | 1660 x 84 x 68 |  | 220-240V |  | 5 |  | 120 | ≤6 | >=80 |  | 6500 |  |  | >=0.95 |  |  | 171000 | 135 |  |  |  | Wide | 25 |  |  | Available |  |  | Class I | IK08 | 65 | 65 | 40 | 290 | -20 | 1 | 63 | Grey | 50/60Hz | Passive | LED | none | Weatherproof luminaires | Premium Sensor Mariner | Warehouses. factories. garages |  |  | 8500 | PIR |  | RG0 | 15994100070495 | mounting bracket and screws |  |  |  | 86000
93118428 | TUNG Mariner PR G1 5 63W 840 S PIR | image | datasheet | deeplink | TUNGSRAM - Premium Sensor Mariner - 8800lm - 63W - 4000K - 80CRI - 93118428[SKU] - Surface mount and suspended | 1.9 | Surface mount and suspended | LED | 1 | 63 | Static | 65 | 65 |  | Class I |  |  |  | CE | [5 empty] | 98000 | 65 | 4000 | 1660 x 84 x 68 |  | 220-240V |  | 5 | D | 120 | ≤6 | >=80 |  | 4000 |  |  | >=0.95 |  |  | 171000 | 140 |  |  |  | Wide | 25 |  |  | Available |  |  | Class I | IK08 | 65 | 65 | 40 | 290 | -20 | 1 | 63 | Grey | 50/60Hz | Passive | LED | none | Weatherproof luminaires | Premium Sensor Mariner | Warehouses. factories. garages |  |  | 8800 | PIR |  | RG0 | 15994100070488 | mounting bracket and screws |  |  |  | 86000
93118427 | TUNG Mariner PR G1 5 50W 865 S PIR | image | datasheet | deeplink | TUNGSRAM - Premium Sensor Mariner - 6700lm - 50W - 6500K - 80CRI - 93118427[SKU] - Surface mount and suspended | 1.9 | Surface mount and suspended | LED | 1 | 50 | Static | 65 | 65 |  | Class I |  |  |  | CE | [5 empty] | 98000 | 65 | 6500 | 1660 x 84 x 68 |  | 220-240V |  | 5 | D | 120 | ≤6 | >=80 |  | 6500 |  |  | >=0.95 |  |  | 171000 | 134 |  |  |  | Wide | 25 |  |  | Available |  |  | Class I | IK08 | 65 | 65 | 40 | 230 | -20 | 1 | 50 | Grey | 50/60Hz | Passive | LED | none | Weatherproof luminaires | Premium Sensor Mariner | Warehouses. factories. garages |  |  | 6700 | PIR |  | RG0 | 15994100070471 | mounting bracket and screws |  |  |  | 86000
93118426 | TUNG Mariner PR G1 5 50W 840 S PIR | image | datasheet | deeplink | TUNGSRAM - Premium Sensor Mariner - 7000lm - 50W - 4000K - 80CRI - 93118426[SKU] - Surface mount and suspended | 1.9 | Surface mount and suspended | LED | 1 | 50 | Static | 65 | 65 |  | Class I |  |  |  | CE | [5 empty] | 98000 | 65 | 4000 | 1660 x 84 x 68 |  | 220-240V |  | 5 | D | 120 | ≤6 | >=80 |  | 4000 |  |  | >=0.95 |  |  | 171000 | 140 |  |  |  | Wide | 25 |  |  | Available |  |  | Class I | IK08 | 65 | 65 | 40 | 230 | -20 | 1 | 50 | Grey | 50/60Hz | Passive | LED | none | Weatherproof luminaires | Premium Sensor Mariner | Warehouses. factories. garages |  |  | 7000 | PIR |  | RG0 | 15994100070464 | mounting bracket and screws |  |  |  | 86000
93103730 | LED Mariner PR G1 TU 5' 70W 840 SST DS | image | datasheet | deeplink | TUNGSRAM - Mariner Premium - 9600lm - 70W - 4000K - 80CRI - 93103730[SKU] - Surface /Suspended mount | 0.88 | Surface /Suspended mount | LED | 1 | 70 | Static | 65 | 65 |  | Class II |  |  |  | CE. EAC | [6 empty] | 65 | 4000 | 1465 x 66 x 63 |  | 220-240V |  | 5 | D | 125 |  | >=80 |  | 4000 |  |  | >=0.9 |  |  | 50000 | 137 |  |  |  | Wide | 25 |  |  | Available |  |  | Class II | IK08 | 65 | 65 | 40 | 310 | -20 | 1 | 70 | Gray | 50/60Hz | Passive | LED | none | Waterproof Mariner Integrated Premium | Mariners | Warehouse / Industrial / Garage |  | 25.3 / 27.2 | 9600 | No sensor |  | RG0 | 10064894562348 | 93044483 / 93044484
93101687 | LED Mariner PR G1 TU 5' 70W 840 SST | image | datasheet | deeplink | TUNGSRAM - Mariner Premium - 9600lm - 70W - 4000K - 80CRI - 93101687[SKU] - Surface /Suspended mount | 0.88 | Surface /Suspended mount | LED | 1 | 70 | Static | 65 | 65 |  | Class II |  |  |  | CE. EAC | [6 empty] | 65 | 4000 | 1465 x 66 x 63 |  | 220-240V |  | 5 | D | 125 | ≤4 | >=80 |  | 4000 |  |  | >=0.9 |  |  | 50000 | 137 |  |  |  | Wide | 25 |  |  | Available |  |  | Class II | IK08 | 65 | 65 | 40 | 310 | -20 | 1 | 70 | Gray | 50/60Hz | Passive | LED | none | Waterproof Mariner Integrated Premium | Mariners | Warehouse / Industrial / Garage | 93103730 - LED Mariner PR G1 TU 5' 70W 840 SST DS | 25.3 / 27.2 | 9600 | No sensor |  | RG0 | 10064894567305 | 93044483 / 93044484
93103737 | LED Mariner PR G1 TU 5' 49W 840 DST DS | image | datasheet | deeplink | TUNGSRAM - Mariner Premium - 6200lm - 49W - 4000K - 80CRI - 93103737[SKU] - Surface /Suspended mount | 1.06 | Surface /Suspended mount | LED | 1 | 49 | Yes | 65 | 65 |  | Class II |  |  |  | CE | [6 empty] | 65 | 4000 | 1165 x 66 x 63 |  | 220-240V |  | 5 | E | 125 |  | >=80 |  | 4000 |  |  | >=0.9 |  |  | 50000 | 127 |  |  |  | Wide | 25 |  |  | Available |  |  | Class II | IK08 | 65 | 65 | 40 | 229 | -20 | 1 | 49 | Gray and White | 50/60Hz | Passive | LED | dimmable | Waterproof Mariner Integrated Premium | Mariners | Warehouse / Industrial / Garage |  | 27.1 / 28.9 | 6200 | No sensor |  | RG0
93101696 | LED Mariner PR G1 TU 5' 49W 840 DST | image | datasheet | deeplink | TUNGSRAM - Mariner Premium - 6200lm - 49W - 4000K - 80CRI - 93101696[SKU] - Surface /Suspended mount | 1.06 | Surface /Suspended mount | LED | 1 | 49 | Yes | 65 | 65 |  | Class II |  |  |  | CE | [6 empty] | 65 | 4000 | 1165 x 66 x 63 |  | 220-240V |  | 5 | E | 125 | ≤4 | >=80 |  | 4000 |  |  | >=0.9 |  |  | 50000 | 127 |  |  |  | Wide | 25 |  |  | Available |  |  | Class II | IK08 | 65 | 65 | 40 | 229 | -20 | 1 | 49 | Gray and White | 50/60Hz | Passive | LED | dimmable | Waterproof Mariner Integrated Premium | Mariners | Warehouse / Industrial / Garage | 93103737 - LED Mariner PR G1 TU 5' 49W 840 DST DS | 27.1 / 28.9 | 6200 | No sensor |  | RG0
93103736 | LED Mariner PR G1 TU 4' 30W 840 DST DS | image | datasheet | deeplink | TUNGSRAM - Mariner Premium - 3800lm - 30W - 4000K - 80CRI - 93103736[SKU] - Surface /Suspended mount | 0.89 | Surface /Suspended mount | LED | 1 | 30 | Yes | 65 | 65 |  | Class II |  |  |  | CE | [6 empty] | 65 | 4000 | 1165 x 66 x 63 |  | 220-240V |  | 5 | E | 125 |  | >=80 |  | 4000 |  |  | >=0.9 |  |  | 50000 | 127 |  |  |  | Wide | 25 |  |  | Available |  |  | Class II | IK08 | 65 | 65 | 40 | 143 | -20 | 1 | 30 | Gray and White | 50/60Hz | Passive | LED | dimmable | Waterproof Mariner Integrated Premium | Mariners | Warehouse / Industrial / Garage |  | 24.9 / 28.1 | 3800 | No sensor |  | RG0
93101691 | LED Mariner PR G1 TU 4' 30W 840 DST | image | datasheet | deeplink | TUNGSRAM - Mariner Premium - 3800lm - 30W - 4000K - 80CRI - 93101691[SKU] - Surface /Suspended mount | 0.89 | Surface /Suspended mount | LED | 1 | 30 | Yes | 65 | 65 |  | Class II |  |  |  | CE | [6 empty] | 65 | 4000 | 1165 x 66 x 63 |  | 220-240V |  | 5 | E | 125 | ≤4 | >=80 |  | 4000 |  |  | >=0.9 |  |  | 50000 | 127 |  |  |  | Wide | 25 |  |  | Available |  |  | Class II | IK08 | 65 | 65 | 40 | 143 | -20 | 1 | 30 | Gray and White | 50/60Hz | Passive | LED | dimmable | Waterproof Mariner Integrated Premium | Mariners | Warehouse / Industrial / Garage | 93103736 - LED Mariner PR G1 TU 4' 30W 840 DST DS | 24.9 / 28.1 | 3800 | No sensor |  | RG0
93103731 | LED Mariner PR G1 TU 5' 70W 865 SST DS | image | datasheet | deeplink | TUNGSRAM - Mariner Premium - 9600lm - 70W - 6500K - 80CRI - 93103731[SKU] - Surface /Suspended mount | 0.88 | Surface /Suspended mount | LED | 1 | 70 | Static | 65 | 65 |  | Class II |  |  |  | CE. EAC | [6 empty] | 65 | 6500 | 1465 x 66 x 63 |  | 220-240V |  | 5 | D | 125 |  | >=80 |  | 6500 |  |  | >=0.9 |  |  | 50000 | 137 |  |  |  | Wide | 25 |  |  | Available |  |  | Class II | IK08 | 65 | 65 | 40 | 310 | -20 | 1 | 70 | Gray | 50/60Hz | Passive | LED | none | Waterproof Mariner Integrated Premium | Mariners | Warehouse / Industrial / Garage |  | 25.3 / 27.3 | 9600 | No sensor |  | RG0
93107568 | LED Mariner PR G1 TU 5' 70W 865 SST | image | datasheet | deeplink | TUNGSRAM - Mariner Premium - 9600lm - 70W - 6500K - 80CRI - 93107568[SKU] - Surface /Suspended mount | 0.88 | Surface /Suspended mount | LED | 1 | 70 | Static | 65 | 65 |  | Class II |  |  |  | CE. EAC | [6 empty] | 65 | 6500 | 1465 x 66 x 63 |  | 220-240V |  | 5 | D | 125 | ≤4 | >=80 |  | 6500 |  |  | >=0.9 |  |  | 50000 | 137 |  |  |  | Wide | 25 |  |  | Available |  |  | Class II | IK08 | 65 | 65 | 40 | 310 | -20 | 1 | 70 | Gray | 50/60Hz | Passive | LED | none | Waterproof Mariner Integrated Premium | Mariners | Warehouse / Industrial / Garage | 93103731 - LED Mariner PR G1 TU 5' 70W 865 SST DS | 25.3 / 27.3 | 9600 | No sensor |  | RG0
93115674 | LED Mariner PR G1 TU 5' 70W 830 SST | image | datasheet | deeplink | TUNGSRAM - Mariner Premium - 9000lm - 70W - 3000K - 80CRI - 93115674[SKU] - Surface /Suspended mount | 0.88 | Surface /Suspended mount | LED | 1 | 70 | Static | 65 | 65 |  | Class II |  |  |  | CE | [6 empty] | 65 | 3000 | 1465 x 66 x 63 |  | 220-240V |  | 5 | E | 125 |  | >=80 |  | 3000 |  |  | >=0.9 |  |  | 50000 | 129 |  |  |  | Wide | 25 |  |  | Available |  |  | Class II | IK08 | 65 | 65 | 40 | 310 | -20 | 1 | 70 | Gray | 50/60Hz | Passive | LED | none | Waterproof Mariner Integrated Premium | Mariners | Warehouse / Industrial / Garage |  |  | 9000 | No sensor |  | RG0
93108075 - Emergency Mode | LED Mariner PR G1 TU 5' 52W 865 SEM | image | datasheet | deeplink | TUNGSRAM - Mariner Premium - 280lm - 3W - 6500K - 80CRI - 93108075 - Emergency Mode[SKU] - Surface /Suspended mount | 1.33 | Surface /Suspended mount | LED | 1 | 3 | Static | 65 | 65 |  | Class II |  |  |  | CE. EAC | Yes | [5 empty] | 65 | 6500 | 1465 x 66 x 63 |  |  |  | 5 | A++ | 125 | ≤4 | >=80 |  | 6500 | [5 empty] | 50000 | 93 |  |  |  | Wide | 25 |  |  | Available |  |  | Class II | IK08 | 65 | 65 | 25 |  | -5 | 1 | 3 | Gray |  | Passive | LED | none | Waterproof Mariner Integrated Premium | Mariners | Warehouse / Industrial / Garage |  | 13.3/15.4 |  | No sensor |  | RG0 |  | Battery: 93074914
93108075 | LED Mariner PR G1 TU 5' 52W 865 SEM | image | datasheet | deeplink | TUNGSRAM - Mariner Premium - 6600lm - 52W - 6500K - 80CRI - 93108075[SKU] - Surface /Suspended mount | 1.33 | Surface /Suspended mount | LED | 1 | 52 | Static | 65 | 65 |  | Class II |  |  |  | CE. EAC | Yes | [5 empty] | 65 | 6500 | 1465 x 66 x 63 |  | 220-240V |  | 5 | E | 125 | ≤4 | >=80 |  | 6500 |  |  | >=0.9 |  |  | 50000 | 127 |  |  |  | Wide | 25 |  |  | Available |  |  | Class II | IK08 | 65 | 65 | 25 | 250 | -5 | 1 | 52 | Gray | 50/60Hz | Passive | LED | none | Waterproof Mariner Integrated Premium | Mariners | Warehouse / Industrial / Garage |  | 23.9/26.2 | 6600 | No sensor |  | RG0 |  | Battery: 93074914
93103662 | LED Mariner PR G1 TU 5' 49W 865 SST DS | image | datasheet | deeplink | TUNGSRAM - Mariner Premium - 6600lm - 49W - 6500K - 80CRI - 93103662[SKU] - Surface /Suspended mount | 0.87 | Surface /Suspended mount | LED | 1 | 49 | Static | 65 | 65 |  | Class II |  |  |  | CE | [6 empty] | 65 | 6500 | 1465 x 66 x 63 |  | 220-240V |  | 5 | E | 125 |  | >=80 |  | 6500 |  |  | >=0.9 |  |  | 50000 | 135 |  |  |  | Wide | 25 |  |  | Available |  |  | Class II | IK08 | 65 | 65 | 40 | 229 | -20 | 1 | 49 | Gray | 50/60Hz | Passive | LED | none | Waterproof Mariner Integrated Premium | Mariners | Warehouse / Industrial / Garage |  | 23.9 / 26.2 | 6600 | No sensor |  | RG0
93107532 | LED Mariner PR G1 TU 5' 49W 865 SST | image | datasheet | deeplink | TUNGSRAM - Mariner Premium - 6600lm - 49W - 6500K - 80CRI - 93107532[SKU] - Surface /Suspended mount | 0.87 | Surface /Suspended mount | LED | 1 | 49 | Static | 65 | 65 |  | Class II |  |  |  | CE. EAC | [6 empty] | 65 | 6500 | 1465 x 66 x 63 |  | 220-240V |  | 5 | E | 125 | ≤4 | >=80 |  | 6500 |  |  | >=0.9 |  |  | 50000 | 135 |  |  |  | Wide | 25 |  |  | Available |  |  | Class II | IK08 | 65 | 65 | 40 | 229 | -20 | 1 | 49 | Gray | 50/60Hz | Passive | LED | none | Waterproof Mariner Integrated Premium | Mariners | Warehouse / Industrial / Garage | 93103662 - LED Mariner PR G1 TU 5' 49W 865 SST DS | 23.9 / 26.2 | 6600 | No sensor |  | RG0
93108074 - Emergency Mode | LED Mariner PR G1 TU 5' 52W 840 SEM | image | datasheet | deeplink | TUNGSRAM - Mariner Premium - 280lm - 3W - 4000K - 80CRI - 93108074 - Emergency Mode[SKU] - Surface /Suspended mount | 1.33 | Surface /Suspended mount | LED | 1 | 3 | Static | 65 | 65 |  | Class II |  |  |  | CE. EAC | Yes | [5 empty] | 65 | 4000 | 1465 x 66 x 63 |  |  |  | 5 | A++ | 125 | ≤4 | >=80 |  | 4000 | [5 empty] | 50000 | 93 |  |  |  | Wide | 25 |  |  | Available |  |  | Class II | IK08 | 65 | 65 | 25 |  | -5 | 1 | 3 | Gray |  | Passive | LED | none | Waterproof Mariner Integrated Premium | Mariners | Warehouse / Industrial / Garage |  | 13.3/15.4 |  | No sensor |  | RG0 |  | Battery: 93074914
93108074 | LED Mariner PR G1 TU 5' 52W 840 SEM | image | datasheet | deeplink | TUNGSRAM - Mariner Premium - 6600lm - 52W - 4000K - 80CRI - 93108074[SKU] - Surface /Suspended mount | 1.33 | Surface /Suspended mount | LED | 1 | 52 | Static | 65 | 65 |  | Class II |  |  |  | CE. EAC | Yes | [5 empty] | 65 | 4000 | 1465 x 66 x 63 |  | 220-240V |  | 5 | E | 125 | ≤4 | >=80 |  | 4000 |  |  | >=0.9 |  |  | 50000 | 127 |  |  |  | Wide | 25 |  |  | Available |  |  | Class II | IK08 | 65 | 65 | 25 | 250 | -5 | 1 | 52 | Gray | 50/60Hz | Passive | LED | none | Waterproof Mariner Integrated Premium | Mariners | Warehouse / Industrial / Garage |  | 24.0/26.1 | 6600 | No sensor |  | RG0 |  | Battery: 93074914
93103661 | LED Mariner PR G1 TU 5' 49W 840 SST DS | image | datasheet | deeplink | TUNGSRAM - Mariner Premium - 6600lm - 49W - 4000K - 80CRI - 93103661[SKU] - Surface /Suspended mount | 0.87 | Surface /Suspended mount | LED | 1 | 49 | Static | 65 | 65 |  | Class II |  |  |  | CE | [6 empty] | 65 | 4000 | 1465 x 66 x 63 |  | 220-240V |  | 5 | E | 125 |  | >=80 |  | 4000 |  |  | >=0.9 |  |  | 50000 | 135 |  |  |  | Wide | 25 |  |  | Available |  |  | Class II | IK08 | 65 | 65 | 40 | 229 | -20 | 1 | 49 | Gray | 50/60Hz | Passive | LED | none | Waterproof Mariner Integrated Premium | Mariners | Warehouse / Industrial / Garage |  | 24.0 / 26.1 | 6600 | No sensor |  | RG0 | 10064894596152
93101668 | LED Mariner PR G1 TU 5' 49W 840 SST | image | datasheet | deeplink | TUNGSRAM - Mariner Premium - 6600lm - 49W - 4000K - 80CRI - 93101668[SKU] - Surface /Suspended mount | 0.87 | Surface /Suspended mount | LED | 1 | 49 | Static | 65 | 65 |  | Class II |  |  |  | CE. EAC | [6 empty] | 65 | 4000 | 1465 x 66 x 63 |  | 220-240V |  | 5 | E | 125 | ≤4 | >=80 |  | 4000 |  |  | >=0.9 |  |  | 50000 | 135 |  |  |  | Wide | 25 |  |  | Available |  |  | Class II | IK08 | 65 | 65 | 40 | 229 | -20 | 1 | 49 | Gray | 50/60Hz | Passive | LED | none | Waterproof Mariner Integrated Premium | Mariners | Warehouse / Industrial / Garage | 93103661 - LED Mariner PR G1 TU 5' 49W 840 SST DS | 24.0 / 26.1 | 6600 | No sensor |  | RG0 | 10064894596152
93115673 | LED Mariner PR G1 TU 5' 49W 830 SST | image | datasheet | deeplink | TUNGSRAM - Mariner Premium - 6100lm - 49W - 3000K - 80CRI - 93115673[SKU] - Surface /Suspended mount | 0.87 | Surface /Suspended mount | LED | 1 | 49 | Static | 65 | 65 |  | Class II |  |  |  | CE | [6 empty] | 65 | 3000 | 1465 x 66 x 63 |  | 220-240V |  | 5 | E | 125 |  | >=80 |  | 3000 |  |  | >=0.9 |  |  | 50000 | 124 |  |  |  | Wide | 25 |  |  | Available |  |  | Class II | IK08 | 65 | 65 | 40 | 229 | -20 | 1 | 49 | Gray | 50/60Hz | Passive | LED | none | Waterproof Mariner Integrated Premium | Mariners | Warehouse / Industrial / Garage |  | 23.9 / 26.1 | 6100 | No sensor |  | RG0
93103660 | LED Mariner PR G1 TU 5' 30W 865 SST DS | image | datasheet | deeplink | TUNGSRAM - Mariner Premium - 4200lm - 30W - 6500K - 80CRI - 93103660[SKU] - Surface /Suspended mount | 0.82 | Surface /Suspended mount | LED | 1 | 30 | Static | 65 | 65 |  | Class II |  |  |  | CE | [6 empty] | 65 | 6500 | 1465 x 66 x 63 |  | 220-240V |  | 5 | D | 125 |  | >=80 |  | 6500 |  |  | >=0.9 |  |  | 50000 | 140 |  |  |  | Wide | 25 |  |  | Available |  |  | Class II | IK08 | 65 | 65 | 40 | 138 | -20 | 1 | 30 | Gray | 50/60Hz | Passive | LED | none | Waterproof Mariner Integrated Premium | Mariners | Warehouse / Industrial / Garage |  | 22.1 / 24.3 | 4200 | No sensor |  | RG0 | 10064894578301
93107531 | LED Mariner PR G1 TU 5' 30W 865 SST | image | datasheet | deeplink | TUNGSRAM - Mariner Premium - 4200lm - 30W - 6500K - 80CRI - 93107531[SKU] - Surface /Suspended mount | 0.82 | Surface /Suspended mount | LED | 1 | 30 | Static | 65 | 65 |  | Class II |  |  |  | CE. EAC | [6 empty] | 65 | 6500 | 1465 x 66 x 63 |  | 220-240V |  | 5 | D | 125 | ≤4 | >=80 |  | 6500 |  |  | >=0.9 |  |  | 50000 | 140 |  |  |  | Wide | 25 |  |  | Available |  |  | Class II | IK08 | 65 | 65 | 40 | 138 | -20 | 1 | 30 | Gray | 50/60Hz | Passive | LED | none | Waterproof Mariner Integrated Premium | Mariners | Warehouse / Industrial / Garage | 93103660 - LED Mariner PR G1 TU 5' 30W 865 SST DS | 22.1 / 24.3 | 4200 | No sensor |  | RG0 | 10064894567114
93103659 | LED Mariner PR G1 TU 5' 30W 840 SST DS | image | datasheet | deeplink | TUNGSRAM - Mariner Premium - 4200lm - 30W - 4000K - 80CRI - 93103659[SKU] - Surface /Suspended mount | 0.82 | Surface /Suspended mount | LED | 1 | 30 | Static | 65 | 65 |  | Class II |  |  |  | CE | [6 empty] | 65 | 4000 | 1465 x 66 x 63 |  | 220-240V |  | 5 | D | 125 |  | >=80 |  | 4000 |  |  | >=0.9 |  |  | 50000 | 140 |  |  |  | Wide | 25 |  |  | Available |  |  | Class II | IK08 | 65 | 65 | 40 | 138 | -20 | 1 | 30 | Gray | 50/60Hz | Passive | LED | none | Waterproof Mariner Integrated Premium | Mariners | Warehouse / Industrial / Garage |  | 22.2 / 24.3 | 4200 | No sensor |  | RG0 | 10064894578295
93107530 | LED Mariner PR G1 TU 5' 30W 840 SST | image | datasheet | deeplink | TUNGSRAM - Mariner Premium - 4200lm - 30W - 4000K - 80CRI - 93107530[SKU] - Surface /Suspended mount | 0.82 | Surface /Suspended mount | LED | 1 | 30 | Static | 65 | 65 |  | Class II |  |  |  | CE. EAC | [6 empty] | 65 | 4000 | 1465 x 66 x 63 |  | 220-240V |  | 5 | D | 125 | ≤4 | >=80 |  | 4000 |  |  | >=0.9 |  |  | 50000 | 140 |  |  |  | Wide | 25 |  |  | Available |  |  | Class II | IK08 | 65 | 65 | 40 | 138 | -20 | 1 | 30 | Gray | 50/60Hz | Passive | LED | none | Waterproof Mariner Integrated Premium | Mariners | Warehouse / Industrial / Garage | 93103659 - LED Mariner PR G1 TU 5' 30W 840 SST DS | 22.2 / 24.3 | 4200 | No sensor |  | RG0 | 10064894567091
93108073 - Emergency Mode | LED Mariner PR G1 TU 4' 34W 865 SEM | image | datasheet | deeplink | TUNGSRAM - Mariner Premium - 280lm - 3W - 6500K - 80CRI - 93108073 - Emergency Mode[SKU] - Surface /Suspended mount | 1.13 | Surface /Suspended mount | LED | 1 | 3 | Static | 65 | 65 |  | Class II |  |  |  | CE. EAC | Yes | [5 empty] | 65 | 6500 | 1165 x 66 x 63 |  |  |  | 5 | A++ | 125 | ≤4 | >=80 |  | 6500 | [5 empty] | 50000 | 93 |  |  |  | Wide | 25 |  |  | Available |  |  | Class II | IK08 | 65 | 65 | 25 |  | -5 | 1 | 3 | Gray |  | Passive | LED | none | Waterproof Mariner Integrated Premium | Mariners | Warehouse / Industrial / Garage |  | 14.2/16.2 |  | No sensor |  | RG0 | 10064894567084 | Battery: 93074914
93108073 | LED Mariner PR G1 TU 4' 34W 865 SEM | image | datasheet | deeplink | TUNGSRAM - Mariner Premium - 4100lm - 34W - 6500K - 80CRI - 93108073[SKU] - Surface /Suspended mount | 1.13 | Surface /Suspended mount | LED | 1 | 34 | Static | 65 | 65 |  | Class II |  |  |  | CE. EAC | Yes | [5 empty] | 65 | 6500 | 1165 x 66 x 63 |  | 220-240V |  | 5 | D | 125 | ≤4 | >=80 |  | 6500 |  |  | >=0.9 |  |  | 50000 | 121 |  |  |  | Wide | 25 |  |  | Available |  |  | Class II | IK08 | 65 | 65 | 25 | 160 | -5 | 1 | 34 | Gray | 50/60Hz | Passive | LED | none | Waterproof Mariner Integrated Premium | Mariners | Warehouse / Industrial / Garage |  | 23.0/25.3 | 4100 | No sensor |  | RG0 | 10064894567084 | Battery: 93074914
93103658 | LED Mariner PR G1 TU 4' 30W 865 SST DS | image | datasheet | deeplink | TUNGSRAM - Mariner Premium - 4100lm - 30W - 6500K - 80CRI - 93103658[SKU] - Surface /Suspended mount | 0.67 | Surface /Suspended mount | LED | 1 | 30 | Static | 65 | 65 |  | Class II |  |  |  | CE | [6 empty] | 65 | 6500 | 1165 x 66 x 63 |  | 220-240V |  | 5 | D | 125 |  | >=80 |  | 6500 |  |  | >=0.9 |  |  | 50000 | 137 |  |  |  | Wide | 25 |  |  | Available |  |  | Class II | IK08 | 65 | 65 | 40 | 143 | -20 | 1 | 30 | Gray | 50/60Hz | Passive | LED | none | Waterproof Mariner Integrated Premium | Mariners | Warehouse / Industrial / Garage |  | 23.0 / 25.3 | 4100 | No sensor |  | RG0 | 10064894578288
93107529 | LED Mariner PR G1 TU 4' 30W 865 SST | image | datasheet | deeplink | TUNGSRAM - Mariner Premium - 4100lm - 30W - 6500K - 80CRI - 93107529[SKU] - Surface /Suspended mount | 0.67 | Surface /Suspended mount | LED | 1 | 30 | Static | 65 | 65 |  | Class II |  |  |  | CE. EAC | [6 empty] | 65 | 6500 | 1165 x 66 x 63 |  | 220-240V |  | 5 | D | 125 | ≤4 | >=80 |  | 6500 |  |  | >=0.9 |  |  | 50000 | 137 |  |  |  | Wide | 25 |  |  | Available |  |  | Class II | IK08 | 65 | 65 | 40 | 143 | -20 | 1 | 30 | Gray | 50/60Hz | Passive | LED | none | Waterproof Mariner Integrated Premium | Mariners | Warehouse / Industrial / Garage | 93103658 - LED Mariner PR G1 TU 4' 30W 865 SST DS | 23.0 / 25.3 | 4100 | No sensor |  | RG0 | 10064894567077
93108072 - Emergency Mode | LED Mariner PR G1 TU 4' 34W 840 SEM | image | datasheet | deeplink | TUNGSRAM - Mariner Premium - 280lm - 3W - 4000K - 80CRI - 93108072 - Emergency Mode[SKU] - Surface /Suspended mount | 1.13 | Surface /Suspended mount | LED | 1 | 3 | Static | 65 | 65 |  | Class II |  |  |  | CE. EAC | Yes | [5 empty] | 65 | 4000 | 1165 x 66 x 63 |  |  |  | 5 | A++ | 125 | ≤4 | >=80 |  | 4000 | [5 empty] | 50000 | 93 |  |  |  | Wide | 25 |  |  | Available |  |  | Class II | IK08 | 65 | 65 | 25 |  | -5 | 1 | 3 | Gray |  | Passive | LED | none | Waterproof Mariner Integrated Premium | Mariners | Warehouse / Industrial / Garage |  | 14.2/16.2 |  | No sensor |  | RG0 | 10064894567060 | Battery: 93074914
93108072 | LED Mariner PR G1 TU 4' 34W 840 SEM | image | datasheet | deeplink | TUNGSRAM - Mariner Premium - 4100lm - 34W - 4000K - 80CRI - 93108072[SKU] - Surface /Suspended mount | 1.11 | Surface /Suspended mount | LED | 1 | 34 | Static | 65 | 65 |  | Class II |  |  |  | CE. EAC | Yes | [5 empty] | 65 | 4000 | 1165 x 66 x 63 |  | 220-240V |  | 5 | D | 125 | ≤4 | >=80 |  | 4000 |  |  | >=0.9 |  |  | 50000 | 121 |  |  |  | Wide | 25 |  |  | Available |  |  | Class II | IK08 | 65 | 65 | 25 | 160 | -5 | 1 | 34 | Gray | 50/60Hz | Passive | LED | none | Waterproof Mariner Integrated Premium | Mariners | Warehouse / Industrial / Garage | 93119841 - LED Mariner PR G1 TU 4' 34W 840 SEM DS | 23.1/25.3 | 4100 | No sensor |  | RG0 | 10064894567060 | Battery: 93074914
93103657 | LED Mariner PR G1 TU 4' 30W 840 SST DS | image | datasheet | deeplink | TUNGSRAM - Mariner Premium - 4100lm - 30W - 4000K - 80CRI - 93103657[SKU] - Surface /Suspended mount | 0.67 | Surface /Suspended mount | LED | 1 | 30 | Static | 65 | 65 |  | Class II |  |  |  | CE | [6 empty] | 65 | 4000 | 1165 x 66 x 63 |  | 220-240V |  | 5 | D | 125 |  | >=80 |  | 4000 |  |  | >=0.9 |  |  | 50000 | 137 |  |  |  | Wide | 25 |  |  | Available |  |  | Class II | IK08 | 65 | 65 | 40 | 143 | -20 | 1 | 30 | Gray | 50/60Hz | Passive | LED | none | Waterproof Mariner Integrated Premium | Mariners | Warehouse / Industrial / Garage |  | 23.1 / 25.3 | 4100 | No sensor |  | RG0 | 10064894578271
93101663 | LED Mariner PR G1 TU 4' 30W 840 SST | image | datasheet | deeplink | TUNGSRAM - Mariner Premium - 4100lm - 30W - 4000K - 80CRI - 93101663[SKU] - Surface /Suspended mount | 0.67 | Surface /Suspended mount | LED | 1 | 30 | Static | 65 | 65 |  | Class II |  |  |  | CE. EAC | [6 empty] | 65 | 4000 | 1165 x 66 x 63 |  | 220-240V |  | 5 | D | 125 | ≤4 | >=80 |  | 4000 |  |  | >=0.9 |  |  | 50000 | 137 |  |  |  | Wide | 25 |  |  | Available |  |  | Class II | IK08 | 65 | 65 | 40 | 143 | -20 | 1 | 30 | Gray | 50/60Hz | Passive | LED | none | Waterproof Mariner Integrated Premium | Mariners | Warehouse / Industrial / Garage | 93103657 - LED Mariner PR G1 TU 4' 30W 840 SST DS | 23.1 / 25.3 | 4100 | No sensor |  | RG0 | 15994100025662
93115393 | LED Mariner PR G1 TU 4' 30W 830 SST | image | datasheet | deeplink | TUNGSRAM - Mariner Premium - 3800lm - 30W - 3000K - 80CRI - 93115393[SKU] - Surface /Suspended mount | 0.67 | Surface /Suspended mount | LED | 1 | 30 | Static | 65 | 65 |  | Class II |  |  |  | CE | [6 empty] | 65 | 3000 | 1165 x 66 x 63 |  | 220-240V |  | 5 | E | 125 |  | >=80 |  | 3000 |  |  | >=0.9 |  |  | 50000 | 127 |  |  |  | Wide | 25 |  |  | Available |  |  | Class II | IK08 | 65 | 65 | 40 | 143 | -20 | 1 | 30 | Gray | 50/60Hz | Passive | LED | none | Waterproof Mariner Integrated Premium | Mariners | Warehouse / Industrial / Garage |  |  | 3800 | No sensor |  | RG0
93103656 | LED Mariner PR G1 TU 4' 20W 865 SST DS | image | datasheet | deeplink | TUNGSRAM - Mariner Premium - 2700lm - 20W - 6500K - 80CRI - 93103656[SKU] - Surface /Suspended mount | 0.67 | Surface /Suspended mount | LED | 1 | 20 | Static | 65 | 65 |  | Class II |  |  |  | CE | [6 empty] | 65 | 6500 | 1165 x 66 x 63 |  | 220-240V |  | 5 | D | 125 |  | >=80 |  | 6500 |  |  | >=0.9 |  |  | 50000 | 135 |  |  |  | Wide | 25 |  |  | Available |  |  | Class II | IK08 | 65 | 65 | 40 | 93 | -20 | 1 | 20 | Gray | 50/60Hz | Passive | LED | none | Waterproof Mariner Integrated Premium | Mariners | Warehouse / Industrial / Garage |  | 21.8 / 23.8 | 2700 | No sensor |  | RG0 | 10064894578264
93107528 | LED Mariner PR G1 TU 4' 20W 865 SST | image | datasheet | deeplink | TUNGSRAM - Mariner Premium - 2700lm - 20W - 6500K - 80CRI - 93107528[SKU] - Surface /Suspended mount | 0.67 | Surface /Suspended mount | LED | 1 | 20 | Static | 65 | 65 |  | Class II |  |  |  | CE. EAC | [6 empty] | 65 | 6500 | 1165 x 66 x 63 |  | 220-240V |  | 5 | D | 125 | ≤4 | >=80 |  | 6500 |  |  | >=0.9 |  |  | 50000 | 135 |  |  |  | Wide | 25 |  |  | Available |  |  | Class II | IK08 | 65 | 65 | 40 | 93 | -20 | 1 | 20 | Gray | 50/60Hz | Passive | LED | none | Waterproof Mariner Integrated Premium | Mariners | Warehouse / Industrial / Garage | 93103656 - LED Mariner PR G1 TU 4' 20W 865 SST DS | 21.8 / 23.8 | 2700 | No sensor |  | RG0 | 10064894567039
93115672 | LED Mariner PR G1 TU 4' 20W 830 SST | image | datasheet | deeplink | TUNGSRAM - Mariner Premium - 2500lm - 20W - 3000K - 80CRI - 93115672[SKU] - Surface /Suspended mount | 0.67 | Surface /Suspended mount | LED | 1 | 20 | Static | 65 | 65 |  | Class II |  |  |  | CE | [6 empty] | 65 | 3000 | 1165 x 66 x 63 |  | 220-240V |  | 5 | E | 125 |  | >=80 |  | 3000 |  |  | >=0.9 |  |  | 50000 | 125 |  |  |  | Wide | 25 |  |  | Available |  |  | Class II | IK08 | 65 | 65 | 40 | 93 | -20 | 1 | 20 | Gray | 50/60Hz | Passive | LED | none | Waterproof Mariner Integrated Premium | Mariners | Warehouse / Industrial / Garage |  | 21.5/23.9 | 2500 | No sensor |  | RG0
93103655 | LED Mariner PR G1 TU 4' 20W 840 SST DS | image | datasheet | deeplink | TUNGSRAM - Mariner Premium - 2700lm - 20W - 4000K - 80CRI - 93103655[SKU] - Surface /Suspended mount | 0.67 | Surface /Suspended mount | LED | 1 | 20 | Static | 65 | 65 |  | Class II |  |  |  | CE | [6 empty] | 65 | 4000 | 1165 x 66 x 63 |  | 220-240V |  | 5 | D | 125 |  | >=80 |  | 4000 |  |  | >=0.9 |  |  | 50000 | 135 |  |  |  | Wide | 25 |  |  | Available |  |  | Class II | IK08 | 65 | 65 | 40 | 93 | -20 | 1 | 20 | Gray | 50/60Hz | Passive | LED | none | Waterproof Mariner Integrated Premium | Mariners | Warehouse / Industrial / Garage |  | 21.8 / 23.8 | 2700 | No sensor |  | RG0 | 10064894578257
93101662 | LED Mariner PR G1 TU 4' 20W 840 SST | image | datasheet | deeplink | TUNGSRAM - Mariner Premium - 2700lm - 20W - 4000K - 80CRI - 93101662[SKU] - Surface /Suspended mount | 0.67 | Surface /Suspended mount | LED | 1 | 20 | Static | 65 | 65 |  | Class II |  |  |  | CE. EAC | [6 empty] | 65 | 4000 | 1165 x 66 x 63 |  | 220-240V |  | 5 | D | 125 | ≤4 | >=80 |  | 4000 |  |  | >=0.9 |  |  | 50000 | 135 |  |  |  | Wide | 25 |  |  | Available |  |  | Class II | IK08 | 65 | 65 | 40 | 93 | -20 | 1 | 20 | Gray | 50/60Hz | Passive | LED | none | Waterproof Mariner Integrated Premium | Mariners | Warehouse / Industrial / Garage | 93103655 - LED Mariner PR G1 TU 4' 20W 840 SST DS | 21.8 / 23.8 | 2700 | No sensor |  | RG0 | 10064894567015
93101684 | LED Flood G1 TU S 150W 840 AS ST BN | image | datasheet | deeplink | TUNGSRAM - Floodlight - 17250lm - 150W - 4000K - 80CRI - 93101684[SKU] - Surface mount | 5.36 | Surface mount | LED | 1 | 150 |  | 66 | 66 |  | Class I |  |  |  | CE | [6 empty] | 65 | 4000 | 451 x 376 x 90 |  | 220-240V |  | 5 |  | 45 x 85 | ≤5 | >=80 |  | 4000 |  |  | >=0.95 |  |  | 54000 | 115 |  |  |  | Asymmetrical Wide | 25 |  |  | Available |  |  | Class I | IK08 | 66 | 66 | 50 | 700 | -30 | 1 | 150 | Black | 50/60Hz | Passive | LED | none | Floodlights | Floodlights | Car park. garage. warehouse |  |  | 17250 | No sensor |  | RG0 | 15994100025914 |  |  |  |  | 50000
93101682 | LED Flood G1 TU S 115W 840 AS ST BN | image | datasheet | deeplink | TUNGSRAM - Floodlight - 14500lm - 115W - 4000K - 80CRI - 93101682[SKU] - Surface mount | 4.15 | Surface mount | LED | 1 | 115 |  | 66 | 66 |  | Class I |  |  |  | CE | [6 empty] | 65 | 4000 | 416 x 336 x 90 |  | 220-240V |  | 5 |  | 45 x 85 | ≤5 | >=80 |  | 4000 |  |  | >=0.95 |  |  | 54000 | 126 |  |  |  | Asymmetrical Wide | 25 |  |  | Available |  |  | Class I | IK08 | 66 | 66 | 50 | 520 | -30 | 1 | 115 | Black | 50/60Hz | Passive | LED | none | Floodlights | Floodlights | Car park. garage. warehouse |  |  | 14500 | No sensor |  | RG0 | 15994100025907 |  |  |  |  | 50000
93100667 | LED Flood G1 TU S 150W 865 SY SA BN DS | image | datasheet | deeplink | TUNGSRAM - Floodlight - 20000lm - 154W - 6500K - 80CRI - 93100667[SKU] - Surface mount | 5.36 | Surface mount | LED | 1 | 154 |  | 66 | 66 |  | Class I |  |  |  | Saudi | [6 empty] | 65 | 6500 | 451 x 376 x 90 |  | 100-277V |  | 5 |  | 120 | ≤5 | >=80 |  | 6500 |  |  | >=0.9 |  |  | 54000 | 130 |  |  |  | Symmetrical Wide | 25 |  |  | Available |  |  | Class I | IK08 | 66 | 66 | 50 | 1500 | -30 | 1 | 154 | Black | 50/60Hz | Passive | LED | none | Floodlights | Floodlights | Car park. garage. warehouse |  | 28.8 | 20000 | No sensor |  | RG0 | 30064894510497 |  |  |  |  | 50000
93100670 | LED Flood G1 TU S 150W 840 SY SA BN DS | image | datasheet | deeplink | TUNGSRAM - Floodlight - 20000lm - 154W - 4000K - 80CRI - 93100670[SKU] - Surface mount | 5.36 | Surface mount | LED | 1 | 154 |  | 66 | 66 |  | Class I |  |  |  | Saudi | [6 empty] | 65 | 4000 | 451 x 376 x 90 |  | 100-277V |  | 5 |  | 120 | ≤5 | >=80 |  | 4000 |  |  | >=0.9 |  |  | 54000 | 130 |  |  |  | Symmetrical Wide | 25 |  |  | Available |  |  | Class I | IK08 | 66 | 66 | 50 | 1500 | -30 | 1 | 154 | Black | 50/60Hz | Passive | LED | none | Floodlights | Floodlights | Car park. garage. warehouse |  | 28.8 | 20000 | No sensor |  | RG0 | 30064894510527 |  |  |  |  | 50000
93100666 | LED Flood G1 TU S 115W 865 SY SA BN DS | image | datasheet | deeplink | TUNGSRAM - Floodlight - 15000lm - 117W - 6500K - 80CRI - 93100666[SKU] - Surface mount | 4.15 | Surface mount | LED | 1 | 117 |  | 66 | 66 |  | Class I |  |  |  | Saudi | [6 empty] | 65 | 6500 | 416 x 336 x 90 |  | 100-277V |  | 5 |  | 120 | ≤5 | >=80 |  | 6500 |  |  | >=0.9 |  |  | 54000 | 128 |  |  |  | Symmetrical Wide | 25 |  |  | Available |  |  | Class I | IK08 | 66 | 66 | 50 | 1200 | -30 | 1 | 117 | Black | 50/60Hz | Passive | LED | none | Floodlights | Floodlights | Car park. garage. warehouse |  | 29 | 15000 | No sensor |  | RG0 | 30064894510480 |  |  |  |  | 50000
93100669 | LED Flood G1 TU S 115W 840 SY SA BN DS | image | datasheet | deeplink | TUNGSRAM - Floodlight - 15000lm - 117W - 4000K - 80CRI - 93100669[SKU] - Surface mount | 4.15 | Surface mount | LED | 1 | 117 |  | 66 | 66 |  | Class I |  |  |  | Saudi | [6 empty] | 65 | 4000 | 416 x 336 x 90 |  | 100-277V |  | 5 |  | 120 | ≤5 | >=80 |  | 4000 |  |  | >=0.9 |  |  | 54000 | 128 |  |  |  | Symmetrical Wide | 25 |  |  | Available |  |  | Class I | IK08 | 66 | 66 | 50 | 1200 | -30 | 1 | 117 | Black | 50/60Hz | Passive | LED | none | Floodlights | Floodlights | Car park. garage. warehouse |  | 28.3 | 15000 | No sensor |  | RG0 | 30064894510510 |  |  |  |  | 50000
93100455 | LED Flood G1 TU S 75W 865 SY SA BN DS | image | datasheet | deeplink | TUNGSRAM - Floodlight - 10000lm - 82W - 6500K - 80CRI - 93100455[SKU] - Surface mount | 3.35 | Surface mount | LED | 1 | 82 |  | 66 | 66 |  | Class I |  |  |  | Saudi | [6 empty] | 65 | 6500 | 367 x 286 x 90 |  | 100-277V |  | 5 |  | 120 | ≤5 | >=80 |  | 6500 |  |  | >=0.9 |  |  | 54000 | 122 |  |  |  | Symmetrical Wide | 25 |  |  | Available |  |  | Class I | IK08 | 66 | 66 | 50 | 760 | -30 | 1 | 82 | Black | 50/60Hz | Passive | LED | none | Floodlights | Floodlights | Car park. garage. warehouse |  | 28.8 | 10000 | No sensor |  | RG0 | 30064894510473 |  |  |  |  | 50000
93100668 | LED Flood G1 TU S 75W 840 SY SA BN DS | image | datasheet | deeplink | TUNGSRAM - Floodlight - 10000lm - 82W - 4000K - 80CRI - 93100668[SKU] - Surface mount | 3.35 | Surface mount | LED | 1 | 82 |  | 66 | 66 |  | Class I |  |  |  | Saudi | [6 empty] | 65 | 4000 | 367 x 286 x 90 |  | 100-277V |  | 5 |  | 120 | ≤5 | >=80 |  | 4000 |  |  | >=0.9 |  |  | 54000 | 122 |  |  |  | Symmetrical Wide | 25 |  |  | Available |  |  | Class I | IK08 | 66 | 66 | 50 | 760 | -30 | 1 | 82 | Black | 50/60Hz | Passive | LED | none | Floodlights | Floodlights | Car park. garage. warehouse |  | 28.7 | 10000 | No sensor |  | RG0 | 30064894510503 |  |  |  |  | 50000
93115912 | LED Flood G1 TU S 150W 830 SY ST BN | image | datasheet | deeplink | TUNGSRAM - Floodlight - 18500lm - 150W - 3000K - 80CRI - 93115912[SKU] - Surface mount | 5.36 | Surface mount | LED | 1 | 150 |  | 66 | 66 |  | Class I |  |  |  | CE | [6 empty] | 65 | 3000 | 451 x 376 x 90 |  | 220-240V |  | 5 |  | 120 | ≤5 | >=80 |  | 3000 |  |  | >=0.95 |  |  | 54000 | 123 |  |  |  | Symmetrical Wide | 25 |  |  | Available |  |  | Class I | IK08 | 66 | 66 | 50 | 700 | -30 | 1 | 150 | Black | 50/60Hz | Passive | LED | none | Floodlights | Floodlights | Car park. garage. warehouse |  | 30.5 | 18500 | No sensor |  | RG0 | 15994100046308 |  |  |  |  | 50000
93115911 | LED Flood G1 TU S 115W 830 SY ST BN | image | datasheet | deeplink | TUNGSRAM - Floodlight - 14000lm - 115W - 3000K - 80CRI - 93115911[SKU] - Surface mount | 4.15 | Surface mount | LED | 1 | 115 |  | 66 | 66 |  | Class I |  |  |  | CE | [6 empty] | 65 | 3000 | 416 x 336 x 90 |  | 220-240V |  | 5 |  | 120 | ≤5 | >=80 |  | 3000 |  |  | >=0.95 |  |  | 54000 | 122 |  |  |  | Symmetrical Wide | 25 |  |  | Available |  |  | Class I | IK08 | 66 | 66 | 50 | 520 | -30 | 1 | 115 | Black | 50/60Hz | Passive | LED | none | Floodlights | Floodlights | Car park. garage. warehouse |  | 30.1 | 14000 | No sensor |  | RG0 | 15994100046292 |  |  |  |  | 50000
93115910 | LED Flood G1 TU S 75W 830 SY ST BN | image | datasheet | deeplink | TUNGSRAM - Floodlight - 9000lm - 75W - 3000K - 80CRI - 93115910[SKU] - Surface mount | 3.35 | Surface mount | LED | 1 | 75 |  | 66 | 66 |  | Class I |  |  |  | CE | [6 empty] | 65 | 3000 | 367 x 286 x 90 |  | 220-240V |  | 5 |  | 120 | ≤5 | >=80 |  | 3000 |  |  | >=0.95 |  |  | 54000 | 120 |  |  |  | Symmetrical Wide | 25 |  |  | Available |  |  | Class I | IK08 | 66 | 66 | 50 | 340 | -30 | 1 | 75 | Black | 50/60Hz | Passive | LED | none | Floodlights | Floodlights | Car park. garage. warehouse |  | 30 | 9000 | No sensor |  | RG0 | 15994100046285 |  |  |  |  | 50000
93115909 | LED Flood G1 TU S 50W 830 SY ST BN | image | datasheet | deeplink | TUNGSRAM - Floodlight - 5600lm - 50W - 3000K - 80CRI - 93115909[SKU] - Surface mount | 1.14 | Surface mount | LED | 1 | 50 |  | 65 | 65 |  | Class I |  |  |  | CE | [6 empty] | 65 | 3000 | 216 x 221 x 35 |  | 220-240V |  | 5 |  | 100 | ≤5 | >=80 |  | 3000 |  |  | >=0.95 |  |  | 54000 | 112 |  |  |  | Symmetrical Wide | 25 |  |  | Available |  |  | Class I | IK07 | 65 | 65 | 40 | 230 | -20 | 1 | 50 | Black | 50/60Hz | Passive | LED | none | Floodlights | Floodlights | Car park. garage. warehouse |  | 31 | 5600 | No sensor |  | RG0 | 15994100046278 |  |  |  |  | 50000
93115908 | LED Flood G1 TU S 30W 830 SY ST BN | image | datasheet | deeplink | TUNGSRAM - Floodlight - 2800lm - 30W - 3000K - 80CRI - 93115908[SKU] - Surface mount | 0.97 | Surface mount | LED | 1 | 30 |  | 65 | 65 |  | Class I |  |  |  | CE | [6 empty] | 65 | 3000 | 202 x 202 x 35 |  | 220-240V |  | 5 |  | 100 | ≤5 | >=80 |  | 3000 |  |  | >=0.95 |  |  | 54000 | 92 |  |  |  | Symmetrical Wide | 25 |  |  | Available |  |  | Class I | IK07 | 65 | 65 | 40 | 135 | -20 | 1 | 30 | Black | 50/60Hz | Passive | LED | none | Floodlights | Floodlights | Car park. garage. warehouse |  | 29.3 | 2800 | No sensor |  | RG0 | 15994100046261 |  |  |  |  | 50000
93115907 | LED Flood G1 TU S 20W 830 SY ST BN | image | datasheet | deeplink | TUNGSRAM - Floodlight - 1800lm - 20W - 3000K - 80CRI - 93115907[SKU] - Surface mount | 0.62 | Surface mount | LED | 1 | 20 |  | 65 | 65 |  | Class I |  |  |  | CE | [6 empty] | 65 | 3000 | 162 x 161 x 34 |  | 220-240V |  | 5 |  | 100 | ≤5 | >=80 |  | 3000 |  |  | >=0.9 |  |  | 54000 | 90 |  |  |  | Symmetrical Wide | 25 |  |  | Available |  |  | Class I | IK07 | 65 | 65 | 40 | 92 | -20 | 1 | 20 | Black | 50/60Hz | Passive | LED | none | Floodlights | Floodlights | Car park. garage. warehouse |  | 28.8 | 1800 | No sensor |  | RG0 | 15994100046254 |  |  |  |  | 50000
93103753 | LED Flood G1 TU S 50W 865 SY ST BM DS | image | datasheet | deeplink | TUNGSRAM - Floodlight - 6000lm - 50W - 6500K - 80CRI - 93103753[SKU] - Surface mount | 1.25 | Surface mount | LED | 1 | 50 |  | 65 | 65 |  | Class I | [10 empty] | 65 | 6500 | 289 x 224 x 59 |  | 220-240V |  | 5 |  | 100 | ≤5 | >=80 |  | 6500 |  |  | >=0.95 |  |  | 54000 | 120 |  |  |  | Symmetrical Wide | 25 |  |  | Available |  |  | Class I | IK07 | 65 | 65 | 40 | 230 | -20 | 1 | 50 | Black | 50/60Hz | Passive | LED | none | Floodlights | Floodlights | Car park. garage. warehouse |  | 32 | 6000 | Yes |  | RG0 | 15994100018855 |  |  |  |  | 50000
93107580 | LED Flood G1 TU S 50W 865 SY ST BM | image | datasheet | deeplink | TUNGSRAM - Floodlight - 6000lm - 50W - 6500K - 80CRI - 93107580[SKU] - Surface mount | 1.25 | Surface mount | LED | 1 | 50 |  | 65 | 65 |  | Class I | [10 empty] | 65 | 6500 | 289 x 224 x 59 |  | 220-240V |  | 5 |  | 100 | ≤5 | >=80 |  | 6500 |  |  | >=0.95 |  |  | 54000 | 120 |  |  |  | Symmetrical Wide | 25 |  |  | Available |  |  | Class I | IK07 | 65 | 65 | 40 | 230 | -20 | 1 | 50 | Black | 50/60Hz | Passive | LED | none | Floodlights | Floodlights | Car park. garage. warehouse |  | 32 | 6000 | Yes |  | RG0 | 15994100024733 |  |  |  |  | 50000
93103752 | LED Flood G1 TU S 50W 840 SY ST BM DS | image | datasheet | deeplink | TUNGSRAM - Floodlight - 6000lm - 50W - 4000K - 80CRI - 93103752[SKU] - Surface mount | 1.25 | Surface mount | LED | 1 | 50 |  | 65 | 65 |  | Class I | [10 empty] | 65 | 4000 | 289 x 224 x 59 |  | 220-240V |  | 5 |  | 100 | ≤5 | >=80 |  | 4000 |  |  | >=0.95 |  |  | 54000 | 120 |  |  |  | Symmetrical Wide | 25 |  |  | Available |  |  | Class I | IK07 | 65 | 65 | 40 | 230 | -20 | 1 | 50 | Black | 50/60Hz | Passive | LED | none | Floodlights | Floodlights | Car park. garage. warehouse |  | 32 | 6000 | Yes |  | RG0 | 15994100018848 |  |  |  |  | 50000
93107579 | LED Flood G1 TU S 50W 840 SY ST BM | image | datasheet | deeplink | TUNGSRAM - Floodlight - 6000lm - 50W - 4000K - 80CRI - 93107579[SKU] - Surface mount | 1.25 | Surface mount | LED | 1 | 50 |  | 65 | 65 |  | Class I | [10 empty] | 65 | 4000 | 289 x 224 x 59 |  | 220-240V |  | 5 |  | 100 | ≤5 | >=80 |  | 4000 |  |  | >=0.95 |  |  | 54000 | 120 |  |  |  | Symmetrical Wide | 25 |  |  | Available |  |  | Class I | IK07 | 65 | 65 | 40 | 230 | -20 | 1 | 50 | Black | 50/60Hz | Passive | LED | none | Floodlights | Floodlights | Car park. garage. warehouse |  | 32 | 6000 | Yes |  | RG0 | 15994100024726 |  |  |  |  | 50000
93103751 | LED Flood G1 TU S 30W 865 SY ST BM DS | image | datasheet | deeplink | TUNGSRAM - Floodlight - 3000lm - 30W - 6500K - 80CRI - 93103751[SKU] - Surface mount | 1.08 | Surface mount | LED | 1 | 30 |  | 65 | 65 |  | Class I | [10 empty] | 65 | 6500 | 276 x 200 x 59 |  | 220-240V |  | 5 |  | 100 | ≤5 | >=80 |  | 6500 |  |  | >=0.95 |  |  | 54000 | 100 |  |  |  | Symmetrical Wide | 25 |  |  | Available |  |  | Class I | IK07 | 65 | 65 | 40 | 135 | -20 | 1 | 30 | Black | 50/60Hz | Passive | LED | none | Floodlights | Floodlights | Car park. garage. warehouse |  | 29.6 | 3000 | Yes |  | RG0 | 15994100018831 |  |  |  |  | 50000
93107578 | LED Flood G1 TU S 30W 865 SY ST BM | image | datasheet | deeplink | TUNGSRAM - Floodlight - 3000lm - 30W - 6500K - 80CRI - 93107578[SKU] - Surface mount | 1.08 | Surface mount | LED | 1 | 30 |  | 65 | 65 |  | Class I | [10 empty] | 65 | 6500 | 276 x 200 x 59 |  | 220-240V |  | 5 |  | 100 | ≤5 | >=80 |  | 6500 |  |  | >=0.95 |  |  | 54000 | 100 |  |  |  | Symmetrical Wide | 25 |  |  | Available |  |  | Class I | IK07 | 65 | 65 | 40 | 135 | -20 | 1 | 30 | Black | 50/60Hz | Passive | LED | none | Floodlights | Floodlights | Car park. garage. warehouse |  | 29.6 | 3000 | Yes |  | RG0 | 15994100024719 |  |  |  |  | 50000
93103750 | LED Flood G1 TU S 30W 840 SY ST BM DS | image | datasheet | deeplink | TUNGSRAM - Floodlight - 3000lm - 30W - 4000K - 80CRI - 93103750[SKU] - Surface mount | 1.08 | Surface mount | LED | 1 | 30 |  | 65 | 65 |  | Class I | [10 empty] | 65 | 4000 | 276 x 200 x 59 |  | 220-240V |  | 5 |  | 100 | ≤5 | >=80 |  | 4000 |  |  | >=0.95 |  |  | 54000 | 100 |  |  |  | Symmetrical Wide | 25 |  |  | Available |  |  | Class I | IK07 | 65 | 65 | 40 | 135 | -20 | 1 | 30 | Black | 50/60Hz | Passive | LED | none | Floodlights | Floodlights | Car park. garage. warehouse |  | 29.3 | 3000 | Yes |  | RG0 | 15994100018824 |  |  |  |  | 50000
93107577 | LED Flood G1 TU S 30W 840 SY ST BM | image | datasheet | deeplink | TUNGSRAM - Floodlight - 3000lm - 30W - 4000K - 80CRI - 93107577[SKU] - Surface mount | 1.08 | Surface mount | LED | 1 | 30 |  | 65 | 65 |  | Class I | [10 empty] | 65 | 4000 | 276 x 200 x 59 |  | 220-240V |  | 5 |  | 100 | ≤5 | >=80 |  | 4000 |  |  | >=0.95 |  |  | 54000 | 100 |  |  |  | Symmetrical Wide | 25 |  |  | Available |  |  | Class I | IK07 | 65 | 65 | 40 | 135 | -20 | 1 | 30 | Black | 50/60Hz | Passive | LED | none | Floodlights | Floodlights | Car park. garage. warehouse |  | 29.3 | 3000 | Yes |  | RG0 | 15994100024702 |  |  |  |  | 50000
93103749 | LED Flood G1 TU S 20W 865 SY ST BM DS | image | datasheet | deeplink | TUNGSRAM - Floodlight - 2000lm - 20W - 6500K - 80CRI - 93103749[SKU] - Surface mount | 0.74 | Surface mount | LED | 1 | 20 |  | 65 | 65 |  | Class I |  |  |  | CE | [6 empty] | 65 | 6500 | 236 x 172 x 59 |  | 220-240V |  | 5 |  | 100 | ≤5 | >=80 |  | 6500 |  |  | >=0.9 |  |  | 54000 | 100 |  |  |  | Symmetrical Wide | 25 |  |  | Available |  |  | Class I | IK07 | 65 | 65 | 40 | 92 | -20 | 1 | 20 | Black | 50/60Hz | Passive | LED | none | Floodlights | Floodlights | Car park. garage. warehouse |  | 29.5 | 2000 | Yes |  | RG0 | 15994100018817 |  |  |  |  | 50000
93107576 | LED Flood G1 TU S 20W 865 SY ST BM | image | datasheet | deeplink | TUNGSRAM - Floodlight - 2000lm - 20W - 6500K - 80CRI - 93107576[SKU] - Surface mount | 0.74 | Surface mount | LED | 1 | 20 |  | 65 | 65 |  | Class I |  |  |  | CE | [6 empty] | 65 | 6500 | 236 x 172 x 59 |  | 220-240V |  | 5 |  | 100 | ≤5 | >=80 |  | 6500 |  |  | >=0.9 |  |  | 54000 | 100 |  |  |  | Symmetrical Wide | 25 |  |  | Available |  |  | Class I | IK07 | 65 | 65 | 40 | 92 | -20 | 1 | 20 | Black | 50/60Hz | Passive | LED | none | Floodlights | Floodlights | Car park. garage. warehouse |  | 29.5 | 2000 | Yes |  | RG0 | 15994100024696 |  |  |  |  | 50000
93103748 | LED Flood G1 TU S 20W 840 SY ST BM DS | image | datasheet | deeplink | TUNGSRAM - Floodlight - 2000lm - 20W - 4000K - 80CRI - 93103748[SKU] - Surface mount | 0.74 | Surface mount | LED | 1 | 20 |  | 65 | 65 |  | Class I |  |  |  | CE | [6 empty] | 65 | 4000 | 236 x 172 x 59 |  | 220-240V |  | 5 |  | 100 | ≤5 | >=80 |  | 4000 |  |  | >=0.9 |  |  | 54000 | 100 |  |  |  | Symmetrical Wide | 25 |  |  | Available |  |  | Class I | IK07 | 65 | 65 | 40 | 92 | -20 | 1 | 20 | Black | 50/60Hz | Passive | LED | none | Floodlights | Floodlights | Car park. garage. warehouse |  | 30 | 2000 | Yes |  | RG0 | 15994100018800 |  |  |  |  | 50000
93107575 | LED Flood G1 TU S 20W 840 SY ST BM | image | datasheet | deeplink | TUNGSRAM - Floodlight - 2000lm - 20W - 4000K - 80CRI - 93107575[SKU] - Surface mount | 0.74 | Surface mount | LED | 1 | 20 |  | 65 | 65 |  | Class I |  |  |  | CE | [6 empty] | 65 | 4000 | 236 x 172 x 59 |  | 220-240V |  | 5 |  | 100 | ≤5 | >=80 |  | 4000 |  |  | >=0.9 |  |  | 54000 | 100 |  |  |  | Symmetrical Wide | 25 |  |  | Available |  |  | Class I | IK07 | 65 | 65 | 40 | 92 | -20 | 1 | 20 | Black | 50/60Hz | Passive | LED | none | Floodlights | Floodlights | Car park. garage. warehouse |  | 30 | 2000 | Yes |  | RG0 | 15994100024689 |  |  |  |  | 50000
93103720 | LED Flood G1 TU S 150W 865 SY ST BN DS | image | datasheet | deeplink | TUNGSRAM - Floodlight - 20000lm - 150W - 6500K - 80CRI - 93103720[SKU] - Surface mount | 5.36 | Surface mount | LED | 1 | 150 |  | 66 | 66 |  | Class I |  |  |  | CE | [6 empty] | 65 | 6500 | 451 x 376 x 90 |  | 220-240V |  | 5 |  | 120 | ≤5 | >=80 |  | 6500 |  |  | >=0.95 |  |  | 54000 | 133 |  |  |  | Symmetrical Wide | 25 |  |  | Available |  |  | Class I | IK08 | 66 | 66 | 50 | 700 | -30 | 1 | 150 | Black | 50/60Hz | Passive | LED | none | Floodlights | Floodlights | Car park. garage. warehouse |  | 30.9 | 20000 | No sensor |  | RG0 | 15994100025013 |  |  |  |  | 50000
93107566 | LED Flood G1 TU S 150W 865 SY ST BN | image | datasheet | deeplink | TUNGSRAM - Floodlight - 20000lm - 150W - 6500K - 80CRI - 93107566[SKU] - Surface mount | 5.36 | Surface mount | LED | 1 | 150 |  | 66 | 66 |  | Class I |  |  |  | CE | [6 empty] | 65 | 6500 | 451 x 376 x 90 |  | 220-240V |  | 5 |  | 120 | ≤5 | >=80 |  | 6500 |  |  | >=0.95 |  |  | 54000 | 133 |  |  |  | Symmetrical Wide | 25 |  |  | Available |  |  | Class I | IK08 | 66 | 66 | 50 | 700 | -30 | 1 | 150 | Black | 50/60Hz | Passive | LED | none | Floodlights | Floodlights | Car park. garage. warehouse |  | 30.9 | 20000 | No sensor |  | RG0 | 15994100024603 |  |  |  |  | 50000
93103714 | LED Flood G1 TU S 150W 840 SY ST BN DS | image | datasheet | deeplink | TUNGSRAM - Floodlight - 20000lm - 150W - 4000K - 80CRI - 93103714[SKU] - Surface mount | 5.36 | Surface mount | LED | 1 | 150 |  | 66 | 66 |  | Class I |  |  |  | CE | [6 empty] | 65 | 4000 | 451 x 376 x 90 |  | 220-240V |  | 5 |  | 120 | ≤5 | >=80 |  | 4000 |  |  | >=0.95 |  |  | 54000 | 133 |  |  |  | Symmetrical Wide | 25 |  |  | Available |  |  | Class I | IK08 | 66 | 66 | 50 | 700 | -30 | 1 | 150 | Black | 50/60Hz | Passive | LED | none | Floodlights | Floodlights | Car park. garage. warehouse |  | 30.8 | 20000 | No sensor |  | RG0 | 15994100024955 |  |  |  |  | 50000
93101683 | LED Flood G1 TU S 150W 840 SY ST BN | image | datasheet | deeplink | TUNGSRAM - Floodlight - 20000lm - 150W - 4000K - 80CRI - 93101683[SKU] - Surface mount | 5.36 | Surface mount | LED | 1 | 150 |  | 66 | 66 |  | Class I |  |  |  | CE | [6 empty] | 65 | 4000 | 451 x 376 x 90 |  | 220-240V |  | 5 |  | 120 | ≤5 | >=80 |  | 4000 |  |  | >=0.95 |  |  | 54000 | 133 |  |  |  | Symmetrical Wide | 25 |  |  | Available |  |  | Class I | IK08 | 66 | 66 | 50 | 700 | -30 | 1 | 150 | Black | 50/60Hz | Passive | LED | none | Floodlights | Floodlights | Car park. garage. warehouse |  | 30.8 | 20000 | No sensor |  | RG0 | 15994100025709 |  |  |  |  | 50000
93103719 | LED Flood G1 TU S 115W 865 SY ST BN DS | image | datasheet | deeplink | TUNGSRAM - Floodlight - 15000lm - 115W - 6500K - 80CRI - 93103719[SKU] - Surface mount | 4.15 | Surface mount | LED | 1 | 115 |  | 66 | 66 |  | Class I |  |  |  | CE | [6 empty] | 65 | 6500 | 416 x 336 x 90 |  | 220-240V |  | 5 |  | 120 | ≤5 | >=80 |  | 6500 |  |  | >=0.95 |  |  | 54000 | 131 |  |  |  | Symmetrical Wide | 25 |  |  | Available |  |  | Class I | IK08 | 66 | 66 | 50 | 520 | -30 | 1 | 115 | Black | 50/60Hz | Passive | LED | none | Floodlights | Floodlights | Car park. garage. warehouse |  | 31.3 | 15000 | No sensor |  | RG0 | 15994100025006 |  |  |  |  | 50000
93107565 | LED Flood G1 TU S 115W 865 SY ST BN | image | datasheet | deeplink | TUNGSRAM - Floodlight - 15000lm - 115W - 6500K - 80CRI - 93107565[SKU] - Surface mount | 4.15 | Surface mount | LED | 1 | 115 |  | 66 | 66 |  | Class I |  |  |  | CE | [6 empty] | 65 | 6500 | 416 x 336 x 90 |  | 220-240V |  | 5 |  | 120 | ≤5 | >=80 |  | 6500 |  |  | >=0.95 |  |  | 54000 | 131 |  |  |  | Symmetrical Wide | 25 |  |  | Available |  |  | Class I | IK08 | 66 | 66 | 50 | 520 | -30 | 1 | 115 | Black | 50/60Hz | Passive | LED | none | Floodlights | Floodlights | Car park. garage. warehouse |  | 31.3 | 15000 | No sensor |  | RG0 | 15994100024597 |  |  |  |  | 50000
93103713 | LED Flood G1 TU S 115W 840 SY ST BN DS | image | datasheet | deeplink | TUNGSRAM - Floodlight - 15000lm - 115W - 4000K - 80CRI - 93103713[SKU] - Surface mount | 4.15 | Surface mount | LED | 1 | 115 |  | 66 | 66 |  | Class I |  |  |  | CE | [6 empty] | 65 | 4000 | 416 x 336 x 90 |  | 220-240V |  | 5 |  | 120 | ≤5 | >=80 |  | 4000 |  |  | >=0.95 |  |  | 54000 | 131 |  |  |  | Symmetrical Wide | 25 |  |  | Available |  |  | Class I | IK08 | 66 | 66 | 50 | 520 | -30 | 1 | 115 | Black | 50/60Hz | Passive | LED | none | Floodlights | Floodlights | Car park. garage. warehouse |  | 30.5 | 15000 | No sensor |  | RG0 | 15994100024948 |  |  |  |  | 50000
93101681 | LED Flood G1 TU S 115W 840 SY ST BN | image | datasheet | deeplink | TUNGSRAM - Floodlight - 15000lm - 115W - 4000K - 80CRI - 93101681[SKU] - Surface mount | 4.15 | Surface mount | LED | 1 | 115 |  | 66 | 66 |  | Class I |  |  |  | CE | [6 empty] | 65 | 4000 | 416 x 336 x 90 |  | 220-240V |  | 5 |  | 120 | ≤5 | >=80 |  | 4000 |  |  | >=0.95 |  |  | 54000 | 131 |  |  |  | Symmetrical Wide | 25 |  |  | Available |  |  | Class I | IK08 | 66 | 66 | 50 | 520 | -30 | 1 | 115 | Black | 50/60Hz | Passive | LED | none | Floodlights | Floodlights | Car park. garage. warehouse |  | 30.5 | 15000 | No sensor |  | RG0 | 15994100025693 |  |  |  |  | 50000
93103718 | LED Flood G1 TU S 75W 865 SY ST BN DS | image | datasheet | deeplink | TUNGSRAM - Floodlight - 10000lm - 75W - 6500K - 80CRI - 93103718[SKU] - Surface mount | 3.35 | Surface mount | LED | 1 | 75 |  | 66 | 66 |  | Class I |  |  |  | CE | [6 empty] | 65 | 6500 | 367 x 286 x 90 |  | 220-240V |  | 5 |  | 120 | ≤5 | >=80 |  | 6500 |  |  | >=0.95 |  |  | 54000 | 133 |  |  |  | Symmetrical Wide | 25 |  |  | Available |  |  | Class I | IK08 | 66 | 66 | 50 | 340 | -30 | 1 | 75 | Black | 50/60Hz | Passive | LED | none | Floodlights | Floodlights | Car park. garage. warehouse |  | 31.5 | 10000 | No sensor |  | RG0 | 15994100024993 |  |  |  |  | 50000
93107564 | LED Flood G1 TU S 75W 865 SY ST BN | image | datasheet | deeplink | TUNGSRAM - Floodlight - 10000lm - 75W - 6500K - 80CRI - 93107564[SKU] - Surface mount | 3.35 | Surface mount | LED | 1 | 75 |  | 66 | 66 |  | Class I |  |  |  | CE | [6 empty] | 65 | 6500 | 367 x 286 x 90 |  | 220-240V |  | 5 |  | 120 | ≤5 | >=80 |  | 6500 |  |  | >=0.95 |  |  | 54000 | 133 |  |  |  | Symmetrical Wide | 25 |  |  | Available |  |  | Class I | IK08 | 66 | 66 | 50 | 340 | -30 | 1 | 75 | Black | 50/60Hz | Passive | LED | none | Floodlights | Floodlights | Car park. garage. warehouse |  | 31.5 | 10000 | No sensor |  | RG0 | 15994100024580 |  |  |  |  | 50000
93103712 | LED Flood G1 TU S 75W 840 SY ST BN DS | image | datasheet | deeplink | TUNGSRAM - Floodlight - 10000lm - 75W - 4000K - 80CRI - 93103712[SKU] - Surface mount | 3.35 | Surface mount | LED | 1 | 75 |  | 66 | 66 |  | Class I |  |  |  | CE | [6 empty] | 65 | 4000 | 367 x 286 x 90 |  | 220-240V |  | 5 |  | 120 | ≤5 | >=80 |  | 4000 |  |  | >=0.95 |  |  | 54000 | 133 |  |  |  | Symmetrical Wide | 25 |  |  | Available |  |  | Class I | IK08 | 66 | 66 | 50 | 340 | -30 | 1 | 75 | Black | 50/60Hz | Passive | LED | none | Floodlights | Floodlights | Car park. garage. warehouse |  | 31.4 | 10000 | No sensor |  | RG0 | 15994100024931 |  |  |  |  | 50000
93101680 | LED Flood G1 TU S 75W 840 SY ST BN | image | datasheet | deeplink | TUNGSRAM - Floodlight - 10000lm - 75W - 4000K - 80CRI - 93101680[SKU] - Surface mount | 3.35 | Surface mount | LED | 1 | 75 |  | 66 | 66 |  | Class I |  |  |  | CE | [6 empty] | 65 | 4000 | 367 x 286 x 90 |  | 220-240V |  | 5 |  | 120 | ≤5 | >=80 |  | 4000 |  |  | >=0.95 |  |  | 54000 | 133 |  |  |  | Symmetrical Wide | 25 |  |  | Available |  |  | Class I | IK08 | 66 | 66 | 50 | 340 | -30 | 1 | 75 | Black | 50/60Hz | Passive | LED | none | Floodlights | Floodlights | Car park. garage. warehouse |  | 31.4 | 10000 | No sensor |  | RG0 | 15994100025884 |  |  |  |  | 50000
93103717 | LED Flood G1 TU S 50W 865 SY ST BN DS | image | datasheet | deeplink | TUNGSRAM - Floodlight - 6000lm - 50W - 6500K - 80CRI - 93103717[SKU] - Surface mount | 1.14 | Surface mount | LED | 1 | 50 |  | 65 | 65 |  | Class I |  |  |  | CE | [6 empty] | 65 | 6500 | 216 x 221 x 35 |  | 220-240V |  | 5 |  | 100 | ≤5 | >=80 |  | 6500 |  |  | >=0.95 |  |  | 54000 | 120 |  |  |  | Symmetrical Wide | 25 |  |  | Available |  |  | Class I | IK07 | 65 | 65 | 40 | 230 | -20 | 1 | 50 | Black | 50/60Hz | Passive | LED | none | Floodlights | Floodlights | Car park. garage. warehouse |  | 32 | 6000 | No sensor |  | RG0 | 15994100024986 |  |  |  |  | 50000
93107563 | LED Flood G1 TU S 50W 865 SY ST BN | image | datasheet | deeplink | TUNGSRAM - Floodlight - 6000lm - 50W - 6500K - 80CRI - 93107563[SKU] - Surface mount | 1.14 | Surface mount | LED | 1 | 50 |  | 65 | 65 |  | Class I |  |  |  | CE | [6 empty] | 65 | 6500 | 216 x 221 x 35 |  | 220-240V |  | 5 |  | 100 | ≤5 | >=80 |  | 6500 |  |  | >=0.95 |  |  | 54000 | 120 |  |  |  | Symmetrical Wide | 25 |  |  | Available |  |  | Class I | IK07 | 65 | 65 | 40 | 230 | -20 | 1 | 50 | Black | 50/60Hz | Passive | LED | none | Floodlights | Floodlights | Car park. garage. warehouse |  | 32 | 6000 | No sensor |  | RG0 | 15994100024573 |  |  |  |  | 50000
93103711 | LED Flood G1 TU S 50W 840 SY ST BN DS | image | datasheet | deeplink | TUNGSRAM - Floodlight - 6000lm - 50W - 4000K - 80CRI - 93103711[SKU] - Surface mount | 1.14 | Surface mount | LED | 1 | 50 |  | 65 | 65 |  | Class I |  |  |  | CE | [6 empty] | 65 | 4000 | 216 x 221 x 35 |  | 220-240V |  | 5 |  | 100 | ≤5 | >=80 |  | 4000 |  |  | >=0.95 |  |  | 54000 | 120 |  |  |  | Symmetrical Wide | 25 |  |  | Available |  |  | Class I | IK07 | 65 | 65 | 40 | 230 | -20 | 1 | 50 | Black | 50/60Hz | Passive | LED | none | Floodlights | Floodlights | Car park. garage. warehouse |  | 32 | 6000 | No sensor |  | RG0 | 15994100024924 |  |  |  |  | 50000
93101679 | LED Flood G1 TU S 50W 840 SY ST BN | image | datasheet | deeplink | TUNGSRAM - Floodlight - 6000lm - 50W - 4000K - 80CRI - 93101679[SKU] - Surface mount | 1.14 | Surface mount | LED | 1 | 50 |  | 65 | 65 |  | Class I |  |  |  | CE | [6 empty] | 65 | 4000 | 216 x 221 x 35 |  | 220-240V |  | 5 |  | 100 | ≤5 | >=80 |  | 4000 |  |  | >=0.95 |  |  | 54000 | 120 |  |  |  | Symmetrical Wide | 25 |  |  | Available |  |  | Class I | IK07 | 65 | 65 | 40 | 230 | -20 | 1 | 50 | Black | 50/60Hz | Passive | LED | none | Floodlights | Floodlights | Car park. garage. warehouse |  | 32 | 6000 | No sensor |  | RG0 | 15994100025877 |  |  |  |  | 50000
93103716 | LED Flood G1 TU S 30W 865 SY ST BN DS | image | datasheet | deeplink | TUNGSRAM - Floodlight - 3000lm - 30W - 6500K - 80CRI - 93103716[SKU] - Surface mount | 0.97 | Surface mount | LED | 1 | 30 |  | 65 | 65 |  | Class I |  |  |  | CE | [6 empty] | 65 | 6500 | 202 x 202 x 35 |  | 220-240V |  | 5 |  | 100 | ≤5 | >=80 |  | 6500 |  |  | >=0.95 |  |  | 54000 | 100 |  |  |  | Symmetrical Wide | 25 |  |  | Available |  |  | Class I | IK07 | 65 | 65 | 40 | 135 | -20 | 1 | 30 | Black | 50/60Hz | Passive | LED | none | Floodlights | Floodlights | Car park. garage. warehouse |  | 29.6 | 3000 | No sensor |  | RG0 | 15994100024979 |  |  |  |  | 50000
93107562 | LED Flood G1 TU S 30W 865 SY ST BN | image | datasheet | deeplink | TUNGSRAM - Floodlight - 3000lm - 30W - 6500K - 80CRI - 93107562[SKU] - Surface mount | 0.97 | Surface mount | LED | 1 | 30 |  | 65 | 65 |  | Class I |  |  |  | CE | [6 empty] | 65 | 6500 | 202 x 202 x 35 |  | 220-240V |  | 5 |  | 100 | ≤5 | >=80 |  | 6500 |  |  | >=0.95 |  |  | 54000 | 100 |  |  |  | Symmetrical Wide | 25 |  |  | Available |  |  | Class I | IK07 | 65 | 65 | 40 | 135 | -20 | 1 | 30 | Black | 50/60Hz | Passive | LED | none | Floodlights | Floodlights | Car park. garage. warehouse |  | 29.6 | 3000 | No sensor |  | RG0 | 15994100024566 |  |  |  |  | 50000
93103710 | LED Flood G1 TU S 30W 840 SY ST BN DS | image | datasheet | deeplink | TUNGSRAM - Floodlight - 3000lm - 30W - 4000K - 80CRI - 93103710[SKU] - Surface mount | 0.97 | Surface mount | LED | 1 | 30 |  | 65 | 65 |  | Class I |  |  |  | CE | [6 empty] | 65 | 4000 | 202 x 202 x 35 |  | 220-240V |  | 5 |  | 100 | ≤5 | >=80 |  | 4000 |  |  | >=0.95 |  |  | 54000 | 100 |  |  |  | Symmetrical Wide | 25 |  |  | Available |  |  | Class I | IK07 | 65 | 65 | 40 | 135 | -20 | 1 | 30 | Black | 50/60Hz | Passive | LED | none | Floodlights | Floodlights | Car park. garage. warehouse |  | 29.3 | 3000 | No sensor |  | RG0 | 15994100024917 |  |  |  |  | 50000
93101678 | LED Flood G1 TU S 30W 840 SY ST BN | image | datasheet | deeplink | TUNGSRAM - Floodlight - 3000lm - 30W - 4000K - 80CRI - 93101678[SKU] - Surface mount | 0.97 | Surface mount | LED | 1 | 30 |  | 65 | 65 |  | Class I |  |  |  | CE | [6 empty] | 65 | 4000 | 202 x 202 x 35 |  | 220-240V |  | 5 |  | 100 | ≤5 | >=80 |  | 4000 |  |  | >=0.95 |  |  | 54000 | 100 |  |  |  | Symmetrical Wide | 25 |  |  | Available |  |  | Class I | IK07 | 65 | 65 | 40 | 135 | -20 | 1 | 30 | Black | 50/60Hz | Passive | LED | none | Floodlights | Floodlights | Car park. garage. warehouse |  | 29.3 | 3000 | No sensor |  | RG0 | 15994100025860 |  |  |  |  | 50000
93103715 | LED Flood G1 TU S 20W 865 SY ST BN DS | image | datasheet | deeplink | TUNGSRAM - Floodlight - 2000lm - 20W - 6500K - 80CRI - 93103715[SKU] - Surface mount | 0.62 | Surface mount | LED | 1 | 20 |  | 65 | 65 |  | Class I |  |  |  | CE | [6 empty] | 65 | 6500 | 162 x 161 x 34 |  | 220-240V |  | 5 |  | 100 | ≤5 | >=80 |  | 6500 |  |  | >=0.9 |  |  | 54000 | 100 |  |  |  | Symmetrical Wide | 25 |  |  | Available |  |  | Class I | IK07 | 65 | 65 | 40 | 92 | -20 | 1 | 20 | Black | 50/60Hz | Passive | LED | none | Floodlights | Floodlights | Car park. garage. warehouse |  | 29.5 | 2000 | No sensor |  | RG0 | 15994100024962 |  |  |  |  | 50000
93107561 | LED Flood G1 TU S 20W 865 SY ST BN | image | datasheet | deeplink | TUNGSRAM - Floodlight - 2000lm - 20W - 6500K - 80CRI - 93107561[SKU] - Surface mount | 0.62 | Surface mount | LED | 1 | 20 |  | 65 | 65 |  | Class I |  |  |  | CE | [6 empty] | 65 | 6500 | 162 x 161 x 34 |  | 220-240V |  | 5 |  | 100 | ≤5 | >=80 |  | 6500 |  |  | >=0.9 |  |  | 54000 | 100 |  |  |  | Symmetrical Wide | 25 |  |  | Available |  |  | Class I | IK07 | 65 | 65 | 40 | 92 | -20 | 1 | 20 | Black | 50/60Hz | Passive | LED | none | Floodlights | Floodlights | Car park. garage. warehouse |  | 29.5 | 2000 | No sensor |  | RG0 | 15994100024559 |  |  |  |  | 50000
93103709 | LED Flood G1 TU S 20W 840 SY ST BN DS | image | datasheet | deeplink | TUNGSRAM - Floodlight - 2000lm - 20W - 4000K - 80CRI - 93103709[SKU] - Surface mount | 0.62 | Surface mount | LED | 1 | 20 |  | 65 | 65 |  | Class I |  |  |  | CE | [6 empty] | 65 | 4000 | 162 x 161 x 34 |  | 220-240V |  | 5 |  | 100 | ≤5 | >=80 |  | 4000 |  |  | >=0.9 |  |  | 54000 | 100 |  |  |  | Symmetrical Wide | 25 |  |  | Available |  |  | Class I | IK07 | 65 | 65 | 40 | 92 | -20 | 1 | 20 | Black | 50/60Hz | Passive | LED | none | Floodlights | Floodlights | Car park. garage. warehouse |  | 30 | 2000 | No sensor |  | RG0 | 15994100024900 |  |  |  |  | 50000
93101677 | LED Flood G1 TU S 20W 840 SY ST BN | image | datasheet | deeplink | TUNGSRAM - Floodlight - 2000lm - 20W - 4000K - 80CRI - 93101677[SKU] - Surface mount | 0.62 | Surface mount | LED | 1 | 20 |  | 65 | 65 |  | Class I |  |  |  | CE | [6 empty] | 65 | 4000 | 162 x 161 x 34 |  | 220-240V |  | 5 |  | 100 | ≤5 | >=80 |  | 4000 |  |  | >=0.9 |  |  | 54000 | 100 |  |  |  | Symmetrical Wide | 25 |  |  | Available |  |  | Class I | IK07 | 65 | 65 | 40 | 92 | -20 | 1 | 20 | Black | 50/60Hz | Passive | LED | none | Floodlights | Floodlights | Car park. garage. warehouse |  | 30 | 2000 | No sensor |  | RG0 | 15994100025853 |  |  |  |  | 50000
93117924 | TUNG SB BH 2DO D36 12.5W 840 S | image | datasheet | deeplink | TUNGSRAM - 2D Bulkhead - 1550lm - 12.5W - 4000K - 80CRI - 93117924[SKU] - Wall mounting | 1.15 | Wall mounting | LED | 1 | 12.5 |  | 54 | 54 |  | Class II |  |  |  | CE | [6 empty] | 54 | 4000 | 363 x 363 x 115 |  | 220-240V |  | 3 |  | 120 | ≤4 | 80 |  | 4000 |  |  | >=0.9 |  |  | 40000 | 122 |  |  |  | Wide | 25 |  |  | Available |  |  | Class II | IK06 | 54 | 54 | 40 | 59 | -10 | 1 | 12.5 | White | 50/60Hz | Passive | 2D LED lamp | none | Bulkheads | 2D Bulkhead | Corridors. staircases |  | 24 | 1550 | No sensor |  |  | #N/A
93117923 | TUNG SB BH 2DO D27 6.5W 840 S | image | datasheet | deeplink | TUNGSRAM - 2D Bulkhead - 790lm - 6.5W - 4000K - 80CRI - 93117923[SKU] - Wall mounting | 0.66 | Wall mounting | LED | 1 | 6.5 |  | 54 | 54 |  | Class II |  |  |  | CE | [6 empty] | 54 | 4000 | 268 x 268 x 98 |  | 220-240V |  | 3 |  | 120 | ≤4 | 80 |  | 4000 |  |  | >=0.9 |  |  | 40000 | 123 |  |  |  | Wide | 25 |  |  | Available |  |  | Class II | IK06 | 54 | 54 | 40 | 30 | -10 | 1 | 6.5 | White | 50/60Hz | Passive | 2D LED lamp | none | Bulkheads | 2D Bulkhead | Corridors. staircases |  | 24.1 | 790 | No sensor |  |  | #N/A
93117722 | TUNG SB BH 2DC D36 12.5W 840 S | image | datasheet | deeplink | TUNGSRAM - 2D Bulkhead - 1675lm - 12.5W - 4000K - 80CRI - 93117722[SKU] - Wall mounting | 1.15 | Wall mounting | LED | 1 | 12.5 |  | 54 | 54 |  | Class II |  |  |  | CE | [6 empty] | 54 | 4000 | 363 x 363 x 115 |  | 220-240V |  | 3 |  | 125 | ≤4 | 80 |  | 4000 |  |  | >=0.9 |  |  | 40000 | 133 |  |  |  | Wide | 25 |  |  | Available |  |  | Class II | IK03 | 54 | 54 | 40 | 59 | -10 | 1 | 12.5 | White | 50/60Hz | Passive | 2D LED lamp | none | Bulkheads | 2D Bulkhead | Corridors. staircases |  | 24.4 | 1675 | No sensor |  |  | #N/A
93117721 | TUNG SB BH 2DC D27 6.5W 840 S | image | datasheet | deeplink | TUNGSRAM - 2D Bulkhead - 905lm - 6.5W - 4000K - 80CRI - 93117721[SKU] - Wall mounting | 0.67 | Wall mounting | LED | 1 | 6.5 |  | 54 | 54 |  | Class II |  |  |  | CE | [6 empty] | 54 | 4000 | 268 x 268 x 98 |  | 220-240V |  | 3 |  | 125 | ≤4 | 80 |  | 4000 |  |  | >=0.8 |  |  | 40000 | 138 |  |  |  | Wide | 25 |  |  | Available |  |  | Class II | IK03 | 54 | 54 | 40 | 30 | -10 | 1 | 6.5 | White | 50/60Hz | Passive | 2D LED lamp | none | Bulkheads | 2D Bulkhead | Corridors. staircases |  | 24.7 | 905 | No sensor |  |  | #N/A
93118138 | TUNG BH 2DO D36 12.5W 840 S | image | datasheet | deeplink | TUNGSRAM - 2D Bulkhead - 1550lm - 12.5W - 4000K - 80CRI - 93118138[SKU] - Wall mounting | 1.15 | Wall mounting | LED | 1 | 12.5 |  | 54 | 54 |  | Class II |  |  |  | CE | [6 empty] | 54 | 4000 | 363 x 363 x 115 |  | 220-240V |  | 3 | A++ | 120 | ≤4 | 80 |  | 4000 |  |  | >=0.9 |  |  | 40000 | 122 |  |  |  | Wide | 25 |  |  | Available |  |  | Class II | IK06 | 54 | 54 | 40 | 57 | -10 | 1 | 12.5 | White | 50/60Hz | Passive | 2D LED lamp | none | Bulkheads | 2D Bulkhead | Corridors. staircases |  | 24 | 1550 | No sensor |  |  | 15994100066665
93118136 | TUNG BH 2DO D27 6.5W 840 S | image | datasheet | deeplink | TUNGSRAM - 2D Bulkhead - 790lm - 6.5W - 4000K - 80CRI - 93118136[SKU] - Wall mounting | 0.66 | Wall mounting | LED | 1 | 6.5 |  | 54 | 54 |  | Class II |  |  |  | CE | [6 empty] | 54 | 4000 | 268 x 268 x 98 |  | 220-240V |  | 3 | A++ | 120 | ≤4 | 80 |  | 4000 |  |  | >=0.9 |  |  | 40000 | 123 |  |  |  | Wide | 25 |  |  | Available |  |  | Class II | IK06 | 54 | 54 | 40 | 31 | -10 | 1 | 6.5 | White | 50/60Hz | Passive | 2D LED lamp | none | Bulkheads | 2D Bulkhead | Corridors. staircases |  | 24.1 | 790 | No sensor |  |  | 15994100066641
93118134 | TUNG BH 2DC D36 12.5W 840 S | image | datasheet | deeplink | TUNGSRAM - 2D Bulkhead - 1675lm - 12.5W - 4000K - 80CRI - 93118134[SKU] - Wall mounting | 1.15 | Wall mounting | LED | 1 | 12.5 |  | 54 | 54 |  | Class II |  |  |  | CE | [6 empty] | 54 | 4000 | 363 x 363 x 115 |  | 220-240V |  | 3 | A++ | 125 | ≤4 | 80 |  | 4000 |  |  | >=0.9 |  |  | 40000 | 133 |  |  |  | Wide | 25 |  |  | Available |  |  | Class II | IK03 | 54 | 54 | 40 | 57 | -10 | 1 | 12.5 | White | 50/60Hz | Passive | 2D LED lamp | none | Bulkheads | 2D Bulkhead | Corridors. staircases |  | 24.4 | 1675 | No sensor |  |  | 15994100066627
93118132 | TUNG BH 2DC D27 6.5W 840 S | image | datasheet | deeplink | TUNGSRAM - 2D Bulkhead - 905lm - 6.5W - 4000K - 80CRI - 93118132[SKU] - Wall mounting | 0.67 | Wall mounting | LED | 1 | 6.5 |  | 54 | 54 |  | Class II |  |  |  | CE | [6 empty] | 54 | 4000 | 268 x 268 x 98 |  | 220-240V |  | 3 | A++ | 125 | ≤4 | 80 |  | 4000 |  |  | >=0.9 |  |  | 40000 | 138 |  |  |  | Wide | 25 |  |  | Available |  |  | Class II | IK03 | 54 | 54 | 40 | 31 | -10 | 1 | 6.5 | White | 50/60Hz | Passive | 2D LED lamp | none | Bulkheads | 2D Bulkhead | Corridors. staircases |  | 24.7 | 905 | No sensor |  |  | 15994100064500
93118137 | TUNG BH 2DO D36 12.5W 835 S | image | datasheet | deeplink | TUNGSRAM - 2D Bulkhead - 1300lm - 12.5W - 3500K - 80CRI - 93118137[SKU] - Wall mounting | 1.15 | Wall mounting | LED | 1 | 12.5 |  | 54 | 54 |  | Class II |  |  |  | CE | [6 empty] | 54 | 3500 | 363 x 363 x 115 |  | 220-240V |  | 3 | A++ | 120 | ≤4 | 80 |  | 3500 |  |  | >=0.9 |  |  | 40000 | 104 |  |  |  | Wide | 25 |  |  | Available |  |  | Class II | IK06 | 54 | 54 | 40 | 55 | -10 | 1 | 12.5 | White | 50/60Hz | Passive | 2D LED lamp | none | Bulkheads | 2D Bulkhead | Corridors. staircases |  | 23.8 | 1300 | No sensor |  |  | 15994100066658
93118135 | TUNG BH 2DO D27 6.5W 835 S | image | datasheet | deeplink | TUNGSRAM - 2D Bulkhead - 700lm - 6.5W - 3500K - 80CRI - 93118135[SKU] - Wall mounting | 0.66 | Wall mounting | LED | 1 | 6.5 |  | 54 | 54 |  | Class II |  |  |  | CE | [6 empty] | 54 | 3500 | 268 x 268 x 98 |  | 220-240V |  | 3 | A++ | 120 | ≤4 | 80 |  | 3500 |  |  | >=0.9 |  |  | 40000 | 108 |  |  |  | Wide | 25 |  |  | Available |  |  | Class II | IK06 | 54 | 54 | 40 | 30 | -10 | 1 | 6.5 | White | 50/60Hz | Passive | 2D LED lamp | none | Bulkheads | 2D Bulkhead | Corridors. staircases |  | 24.4 | 700 | No sensor |  |  | 15994100066634
93118133 | TUNG BH 2DC D36 12.5W 835 S | image | datasheet | deeplink | TUNGSRAM - 2D Bulkhead - 1500lm - 12.5W - 3500K - 80CRI - 93118133[SKU] - Wall mounting | 1.15 | Wall mounting | LED | 1 | 12.5 |  | 54 | 54 |  | Class II |  |  |  | CE | [6 empty] | 54 | 3500 | 363 x 363 x 115 |  | 220-240V |  | 3 | A++ | 125 | ≤4 | 80 |  | 3500 |  |  | >=0.9 |  |  | 40000 | 120 |  |  |  | Wide | 25 |  |  | Available |  |  | Class II | IK03 | 54 | 54 | 40 | 55 | -10 | 1 | 12.5 | White | 50/60Hz | Passive | 2D LED lamp | none | Bulkheads | 2D Bulkhead | Corridors. staircases |  | 24.5 | 1500 | No sensor |  |  | 15994100066610
93118131 | TUNG BH 2DC D27 6.5W 835 S | image | datasheet | deeplink | TUNGSRAM - 2D Bulkhead - 800lm - 6.5W - 3500K - 80CRI - 93118131[SKU] - Wall mounting | 0.67 | Wall mounting | LED | 1 | 6.5 |  | 54 | 54 |  | Class II |  |  |  | CE | [6 empty] | 54 | 3500 | 268 x 268 x 98 |  | 220-240V |  | 3 | A++ | 125 | ≤4 | 80 |  | 3500 |  |  | >=0.8 |  |  | 40000 | 123 |  |  |  | Wide | 25 |  |  | Available |  |  | Class II | IK03 | 54 | 54 | 40 | 30 | -10 | 1 | 6.5 | White | 50/60Hz | Passive | 2D LED lamp | none | Bulkheads | 2D Bulkhead | Corridors. staircases |  | 24.9 | 800 | No sensor |  |  | 15994100064494
93103729 | LED Batten G1 TU IP20 16W 4ft 865 S DS | image | datasheet | deeplink | TUNGSRAM - T5 Batten Switch - 1800lm - 16W - 6500K - 80CRI - 93103729[SKU] - Surface mount | 0.2 | Surface mount | LED | 1 | 16 |  | 20 | 20 |  | Class II |  |  |  | CE | [6 empty] | 20 | 6500 | 1184 x 24 x 35 |  | 220-240V |  | 5 |  | 150 | ≤6 | >=80 |  | 6500 |  |  | >=0.9 |  |  | 50000 | 112.5 |  |  |  | Wide | 25 |  |  | Available |  |  | Class II | IK03 | 20 | 20 | 40 | 73 | -20 | 1 | 16 | White | 50/60Hz | Passive | LED | none | Battens | T5 Switch Batten | Office. Retail. Residential |  | 23.8 / 26.1 | 1800 | No sensor |  | RG0 | 15994100018619
93103649 | LED Batten G1 TU IP20 16W 4ft 840 S DS | image | datasheet | deeplink | TUNGSRAM - T5 Batten Switch - 1800lm - 16W - 4000K - 80CRI - 93103649[SKU] - Surface mount | 0.2 | Surface mount | LED | 1 | 16 |  | 20 | 20 |  | Class II |  |  |  | CE | [6 empty] | 20 | 4000 | 1184 x 24 x 35 |  | 220-240V |  | 5 |  | 150 | ≤6 | >=80 |  | 4000 |  |  | >=0.9 |  |  | 50000 | 112.5 |  |  |  | Wide | 25 |  |  | Available |  |  | Class II | IK03 | 20 | 20 | 40 | 73 | -20 | 1 | 16 | White | 50/60Hz | Passive | LED | none | Battens | T5 Switch Batten | Office. Retail. Residential |  | 23.8 / 26.1 | 1800 | No sensor |  | RG0 | 15994100017964
93108071 | LED Batten G1 TU IP20 16W 4ft 840 S | image | datasheet | deeplink | TUNGSRAM - T5 Batten Switch - 1800lm - 16W - 4000K - 80CRI - 93108071[SKU] - Surface mount | 0.2 | Surface mount | LED | 1 | 16 |  | 20 | 20 |  | Class II |  |  |  | CE | [6 empty] | 20 | 4000 | 1184 x 24 x 35 |  | 220-240V |  | 5 |  | 150 | ≤6 | >=80 |  | 4000 |  |  | >=0.9 |  |  | 50000 | 112.5 |  |  |  | Wide | 25 |  |  | Available |  |  | Class II | IK03 | 20 | 20 | 40 | 73 | -20 | 1 | 16 | White | 50/60Hz | Passive | LED | none | Battens | T5 Switch Batten | Office. Retail. Residential |  | 23.8 / 26.1 | 1800 | No sensor |  | RG0 | 15994100022302
93107524 | LED Batten G1 TU IP20 16W 4ft 830 S | image | datasheet | deeplink | TUNGSRAM - T5 Batten Switch - 1800lm - 16W - 3000K - 80CRI - 93107524[SKU] - Surface mount | 0.2 | Surface mount | LED | 1 | 16 |  | 20 | 20 |  | Class II |  |  |  | CE | [6 empty] | 20 | 3000 | 1184 x 24 x 35 |  | 220-240V |  | 5 |  | 150 | ≤6 | >=80 |  | 3000 |  |  | >=0.9 |  |  | 50000 | 112.5 |  |  |  | Wide | 25 |  |  | Available |  |  | Class II | IK03 | 20 | 20 | 40 | 73 | -20 | 1 | 16 | White | 50/60Hz | Passive | LED | none | Battens | T5 Switch Batten | Office. Retail. Residential |  | 23.8 / 26.1 | 1800 | No sensor |  | RG0 | 15994100024214
93103728 | LED Batten G1 TU IP20 12W 3ft 865 S DS | image | datasheet | deeplink | TUNGSRAM - T5 Batten Switch - 1350lm - 12W - 6500K - 80CRI - 93103728[SKU] - Surface mount | 0.16 | Surface mount | LED | 1 | 12 |  | 20 | 20 |  | Class II |  |  |  | CE | [6 empty] | 20 | 6500 | 902 x 24 x 35 |  | 220-240V |  | 5 |  | 150 | ≤6 | >=80 |  | 6500 |  |  | >=0.85 |  |  | 50000 | 112.5 |  |  |  | Wide | 25 |  |  | Available |  |  | Class II | IK03 | 20 | 20 | 40 | 53 | -20 | 1 | 12 | White | 50/60Hz | Passive | LED | none | Battens | T5 Switch Batten | Office. Retail. Residential |  | 23.4 / 26.1 | 1350 | No sensor |  | RG0 | 15994100018602
93103648 | LED Batten G1 TU IP20 12W 3ft 840 S DS | image | datasheet | deeplink | TUNGSRAM - T5 Batten Switch - 1350lm - 12W - 4000K - 80CRI - 93103648[SKU] - Surface mount | 0.16 | Surface mount | LED | 1 | 12 |  | 20 | 20 |  | Class II |  |  |  | CE | [6 empty] | 20 | 4000 | 902 x 24 x 35 |  | 220-240V |  | 5 |  | 150 | ≤6 | >=80 |  | 4000 |  |  | >=0.85 |  |  | 50000 | 112.5 |  |  |  | Wide | 25 |  |  | Available |  |  | Class II | IK03 | 20 | 20 | 40 | 53 | -20 | 1 | 12 | White | 50/60Hz | Passive | LED | none | Battens | T5 Switch Batten | Office. Retail. Residential |  | 23.4 / 26.1 | 1350 | No sensor |  | RG0 | 15994100017957
93108070 | LED Batten G1 TU IP20 12W 3ft 840 S | image | datasheet | deeplink | TUNGSRAM - T5 Batten Switch - 1350lm - 12W - 4000K - 80CRI - 93108070[SKU] - Surface mount | 0.16 | Surface mount | LED | 1 | 12 |  | 20 | 20 |  | Class II |  |  |  | CE | [6 empty] | 20 | 4000 | 902 x 24 x 35 |  | 220-240V |  | 5 |  | 150 | ≤6 | >=80 |  | 4000 |  |  | >=0.85 |  |  | 50000 | 112.5 |  |  |  | Wide | 25 |  |  | Available |  |  | Class II | IK03 | 20 | 20 | 40 | 53 | -20 | 1 | 12 | White | 50/60Hz | Passive | LED | none | Battens | T5 Switch Batten | Office. Retail. Residential |  | 23.4 / 26.1 | 1350 | No sensor |  | RG0 | 15994100022265
93107523 | LED Batten G1 TU IP20 12W 3ft 830 S | image | datasheet | deeplink | TUNGSRAM - T5 Batten Switch - 1350lm - 12W - 3000K - 80CRI - 93107523[SKU] - Surface mount | 0.16 | Surface mount | LED | 1 | 12 |  | 20 | 20 |  | Class II |  |  |  | CE | [6 empty] | 20 | 3000 | 902 x 24 x 35 |  | 220-240V |  | 5 |  | 150 | ≤6 | >=80 |  | 3000 |  |  | >=0.85 |  |  | 50000 | 112.5 |  |  |  | Wide | 25 |  |  | Available |  |  | Class II | IK03 | 20 | 20 | 40 | 53 | -20 | 1 | 12 | White | 50/60Hz | Passive | LED | none | Battens | T5 Switch Batten | Office. Retail. Residential |  | 23.4 / 26.1 | 1350 | No sensor |  | RG0 | 15994100024818
93103727 | LED Batten G1 TU IP20 8W 2ft 865 S DS | image | datasheet | deeplink | TUNGSRAM - T5 Batten Switch - 900lm - 8W - 6500K - 80CRI - 93103727[SKU] - Surface mount | 0.115 | Surface mount | LED | 1 | 8 |  | 20 | 20 |  | Class II |  |  |  | CE | [6 empty] | 20 | 6500 | 602 x 24 x 35 |  | 220-240V |  | 5 |  | 150 | ≤6 | >=80 |  | 6500 |  |  | >=0.85 |  |  | 50000 | 112.5 |  |  |  | Wide | 25 |  |  | Available |  |  | Class II | IK03 | 20 | 20 | 40 | 38 | -20 | 1 | 8 | White | 50/60Hz | Passive | LED | none | Battens | T5 Switch Batten | Office. Retail. Residential |  | 28.8 / 21.4 | 900 | No sensor |  | RG0 | 15994100018596
93103647 | LED Batten G1 TU IP20 8W 2ft 840 S DS | image | datasheet | deeplink | TUNGSRAM - T5 Batten Switch - 900lm - 8W - 4000K - 80CRI - 93103647[SKU] - Surface mount | 0.115 | Surface mount | LED | 1 | 8 |  | 20 | 20 |  | Class II |  |  |  | CE | [6 empty] | 20 | 4000 | 602 x 24 x 35 |  | 220-240V |  | 5 |  | 150 | ≤6 | >=80 |  | 4000 |  |  | >=0.85 |  |  | 50000 | 112.5 |  |  |  | Wide | 25 |  |  | Available |  |  | Class II | IK03 | 20 | 20 | 40 | 38 | -20 | 1 | 8 | White | 50/60Hz | Passive | LED | none | Battens | T5 Switch Batten | Office. Retail. Residential |  | 28.8 / 21.4 | 900 | No sensor |  | RG0 | 15994100017940
93108069 | LED Batten G1 TU IP20 8W 2ft 840 S | image | datasheet | deeplink | TUNGSRAM - T5 Batten Switch - 900lm - 8W - 4000K - 80CRI - 93108069[SKU] - Surface mount | 0.115 | Surface mount | LED | 1 | 8 |  | 20 | 20 |  | Class II |  |  |  | CE | [6 empty] | 20 | 4000 | 602 x 24 x 35 |  | 220-240V |  | 5 |  | 150 | ≤6 | >=80 |  | 4000 |  |  | >=0.85 |  |  | 50000 | 112.5 |  |  |  | Wide | 25 |  |  | Available |  |  | Class II | IK03 | 20 | 20 | 40 | 38 | -20 | 1 | 8 | White | 50/60Hz | Passive | LED | none | Battens | T5 Switch Batten | Office. Retail. Residential |  | 28.8 / 21.4 | 900 | No sensor |  | RG0 | 15994100022258
93107522 | LED Batten G1 TU IP20 8W 2ft 830 S | image | datasheet | deeplink | TUNGSRAM - T5 Batten Switch - 900lm - 8W - 3000K - 80CRI - 93107522[SKU] - Surface mount | 0.115 | Surface mount | LED | 1 | 8 |  | 20 | 20 |  | Class II |  |  |  | CE | [6 empty] | 20 | 3000 | 602 x 24 x 35 |  | 220-240V |  | 5 |  | 150 | ≤6 | >=80 |  | 3000 |  |  | >=0.85 |  |  | 50000 | 112.5 |  |  |  | Wide | 25 |  |  | Available |  |  | Class II | IK03 | 20 | 20 | 40 | 38 | -20 | 1 | 8 | White | 50/60Hz | Passive | LED | none | Battens | T5 Switch Batten | Office. Retail. Residential |  | 28.8 / 21.4 | 900 | No sensor |  | RG0 | 15994100024801
93103726 | LED Batten G1 TU IP20 5W 1ft 865 S DS | image | datasheet | deeplink | TUNGSRAM - T5 Batten Switch - 550lm - 5W - 6500K - 80CRI - 93103726[SKU] - Surface mount | 0.07 | Surface mount | LED | 1 | 5 |  | 20 | 20 |  | Class II |  |  |  | CE | [6 empty] | 20 | 6500 | 302 x 24 x 35 |  | 220-240V |  | 5 |  | 150 | ≤6 | >=80 |  | 6500 |  |  | >=0.8 |  |  | 50000 | 110 |  |  |  | Wide | 25 |  |  | Available |  |  | Class II | IK03 | 20 | 20 | 40 | 25.5 | -20 | 1 | 5 | White | 50/60Hz | Passive | LED | none | Battens | T5 Switch Batten | Office. Retail. Residential |  | 29.3 / 22.1 | 550 | No sensor |  | RG0 | 15994100018589
93103646 | LED Batten G1 TU IP20 5W 1ft 840 S DS | image | datasheet | deeplink | TUNGSRAM - T5 Batten Switch - 550lm - 5W - 4000K - 80CRI - 93103646[SKU] - Surface mount | 0.07 | Surface mount | LED | 1 | 5 |  | 20 | 20 |  | Class II |  |  |  | CE | [6 empty] | 20 | 4000 | 302 x 24 x 35 |  | 220-240V |  | 5 |  | 150 | ≤6 | >=80 |  | 4000 |  |  | >=0.8 |  |  | 50000 | 110 |  |  |  | Wide | 25 |  |  | Available |  |  | Class II | IK03 | 20 | 20 | 40 | 25.5 | -20 | 1 | 5 | White | 50/60Hz | Passive | LED | none | Battens | T5 Switch Batten | Office. Retail. Residential |  | 29.3 / 22.1 | 550 | No sensor |  | RG0 | 15994100017933
93108068 | LED Batten G1 TU IP20 5W 1ft 840 S | image | datasheet | deeplink | TUNGSRAM - T5 Batten Switch - 550lm - 5W - 4000K - 80CRI - 93108068[SKU] - Surface mount | 0.07 | Surface mount | LED | 1 | 5 |  | 20 | 20 |  | Class II |  |  |  | CE | [6 empty] | 20 | 4000 | 302 x 24 x 35 |  | 220-240V |  | 5 |  | 150 | ≤6 | >=80 |  | 4000 |  |  | >=0.8 |  |  | 50000 | 110 |  |  |  | Wide | 25 |  |  | Available |  |  | Class II | IK03 | 20 | 20 | 40 | 25.5 | -20 | 1 | 5 | White | 50/60Hz | Passive | LED | none | Battens | T5 Switch Batten | Office. Retail. Residential |  | 29.3 / 22.1 | 550 | No sensor |  | RG0 | 15994100022241
93107521 | LED Batten G1 TU IP20 5W 1ft 830 S | image | datasheet | deeplink | TUNGSRAM - T5 Batten Switch - 550lm - 5W - 3000K - 80CRI - 93107521[SKU] - Surface mount | 0.07 | Surface mount | LED | 1 | 5 |  | 20 | 20 |  | Class II |  |  |  | CE | [6 empty] | 20 | 3000 | 302 x 24 x 35 |  | 220-240V |  | 5 |  | 150 | ≤6 | >=80 |  | 3000 |  |  | >=0.8 |  |  | 50000 | 110 |  |  |  | Wide | 25 |  |  | Available |  |  | Class II | IK03 | 20 | 20 | 40 | 25.5 | -20 | 1 | 5 | White | 50/60Hz | Passive | LED | none | Battens | T5 Switch Batten | Office. Retail. Residential |  | 29.3 / 22.1 | 550 | No sensor |  | RG0 | 15994100024795
TBD | AM L/3/F/CF/150/740/… | image | datasheet | deeplink | TUNGSRAM - AMIx - 18750lm - 146W - 4000K - 70CRI - TBD[SKU] - Bezel. Surface. Flood-light. No mounting kit | 9 | Bezel. Flood-light. No mounting kit. Surface | LED | 1 | 146 | DALI. No control | [7 empty] | CE | [6 empty] | 65 | 4000 | 350 x 350 x 139 |  | 220-240V |  | 5 |  |  | ≤5 | >=70 |  | 4000 |  | 50000 | >=0.97 | 114000 |  |  | 129 |  |  | 9 | CF | 25 | <10% at 100000 hours |  | Available | 740/559 | CIE(x= 0.38. y= 0.38) | Class I | IK07 |  |  | 50 | 800 | -40 | 1 | 146 | RAL9003 | 50/60Hz | Passive | LED | dimmable | Area | AMIx | Petrol station. Floodlight |  |  | 18750 | NO Sensor | 51000 | 740/559 | [5 empty] | 112000
TBD | AM L/3/F/AF/150/740/… | image | datasheet | deeplink | TUNGSRAM - AMIx - 18750lm - 146W - 4000K - 70CRI - TBD[SKU] - Bezel. Surface. Flood-light. No mounting kit | 9 | Bezel. Flood-light. No mounting kit. Surface | LED | 1 | 146 | DALI. No control | [7 empty] | CE | [6 empty] | 65 | 4000 | 350 x 350 x 139 |  | 220-240V |  | 5 |  |  | ≤5 | >=70 |  | 4000 |  | 50000 | >=0.97 | 114000 |  |  | 129 |  |  | 9 | AF | 25 | <10% at 100000 hours |  | Available | 740/559 | CIE(x= 0.38. y= 0.38) | Class I | IK07 |  |  | 50 | 800 | -40 | 1 | 146 | RAL9003 | 50/60Hz | Passive | LED | dimmable | Area | AMIx | Petrol station. Floodlight |  |  | 18750 | NO Sensor | 51000 | 740/559 | [5 empty] | 112000
TBD | AM L/3/F/SF/150/740/… | image | datasheet | deeplink | TUNGSRAM - AMIx - 18750lm - 146W - 4000K - 70CRI - TBD[SKU] - Bezel. Surface. Flood-light. No mounting kit | 9 | Bezel. Flood-light. No mounting kit. Surface | LED | 1 | 146 | DALI. No control | [7 empty] | CE | [6 empty] | 65 | 4000 | 350 x 350 x 139 |  | 220-240V |  | 5 |  |  | ≤5 | >=70 |  | 4000 |  | 50000 | >=0.97 | 114000 |  |  | 129 |  |  | 9 | SF | 25 | <10% at 100000 hours |  | Available | 740/559 | CIE(x= 0.38. y= 0.38) | Class I | IK07 |  |  | 50 | 800 | -40 | 1 | 146 | RAL9003 | 50/60Hz | Passive | LED | dimmable | Area | AMIx | Petrol station. Floodlight |  |  | 18750 | NO Sensor | 51000 | 740/559 | [5 empty] | 112000
TBD | AM L/3/F/CE/150/740/… | image | datasheet | deeplink | TUNGSRAM - AMIx - 18280lm - 146W - 4000K - 70CRI - TBD[SKU] - Bezel. Surface. Flood-light. No mounting kit | 9 | Bezel. Flood-light. No mounting kit. Surface | LED | 1 | 146 | DALI. No control | [7 empty] | CE | [6 empty] | 65 | 4000 | 350 x 350 x 139 |  | 220-240V |  | 5 |  |  | ≤5 | >=70 |  | 4000 |  | 50000 | >=0.97 | 114000 |  |  | 126 |  |  | 9 | CE | 25 | <10% at 100000 hours |  | Available | 740/559 | CIE(x= 0.38. y= 0.38) | Class I | IK07 |  |  | 50 | 800 | -40 | 1 | 146 | RAL9003 | 50/60Hz | Passive | LED | dimmable | Area | AMIx | Petrol station. Floodlight |  |  | 18280 | NO Sensor | 51000 | 740/559 | [5 empty] | 112000
TBD | AM L/3/F/AE/150/740/… | image | datasheet | deeplink | TUNGSRAM - AMIx - 18280lm - 146W - 4000K - 70CRI - TBD[SKU] - Bezel. Surface. Flood-light. No mounting kit | 9 | Bezel. Flood-light. No mounting kit. Surface | LED | 1 | 146 | DALI. No control | [7 empty] | CE | [6 empty] | 65 | 4000 | 350 x 350 x 139 |  | 220-240V |  | 5 |  |  | ≤5 | >=70 |  | 4000 |  | 50000 | >=0.97 | 114000 |  |  | 126 |  |  | 9 | AE | 25 | <10% at 100000 hours |  | Available | 740/559 | CIE(x= 0.38. y= 0.38) | Class I | IK07 |  |  | 50 | 800 | -40 | 1 | 146 | RAL9003 | 50/60Hz | Passive | LED | dimmable | Area | AMIx | Petrol station. Floodlight |  |  | 18280 | NO Sensor | 51000 | 740/559 | [5 empty] | 112000
TBD | AM L/3/F/SE/150/740/… | image | datasheet | deeplink | TUNGSRAM - AMIx - 18280lm - 146W - 4000K - 70CRI - TBD[SKU] - Bezel. Surface. Flood-light. No mounting kit | 9 | Bezel. Flood-light. No mounting kit. Surface | LED | 1 | 146 | DALI. No control | [7 empty] | CE | [6 empty] | 65 | 4000 | 350 x 350 x 139 |  | 220-240V |  | 5 |  |  | ≤5 | >=70 |  | 4000 |  | 50000 | >=0.97 | 114000 |  |  | 126 |  |  | 9 | SE | 25 | <10% at 100000 hours |  | Available | 740/559 | CIE(x= 0.38. y= 0.38) | Class I | IK07 |  |  | 50 | 800 | -40 | 1 | 146 | RAL9003 | 50/60Hz | Passive | LED | dimmable | Area | AMIx | Petrol station. Floodlight |  |  | 18280 | NO Sensor | 51000 | 740/559 | [5 empty] | 112000
TBD | AM L/3/F/CC/150/740/… | image | datasheet | deeplink | TUNGSRAM - AMIx - 18130lm - 146W - 4000K - 70CRI - TBD[SKU] - Bezel. Surface. Flood-light. No mounting kit | 9 | Bezel. Flood-light. No mounting kit. Surface | LED | 1 | 146 | DALI. No control | [7 empty] | CE | [6 empty] | 65 | 4000 | 350 x 350 x 139 |  | 220-240V |  | 5 |  |  | ≤5 | >=70 |  | 4000 |  | 50000 | >=0.97 | 114000 |  |  | 125 |  |  | 9 | CC | 25 | <10% at 100000 hours |  | Available | 740/559 | CIE(x= 0.38. y= 0.38) | Class I | IK07 |  |  | 50 | 800 | -40 | 1 | 146 | RAL9003 | 50/60Hz | Passive | LED | dimmable | Area | AMIx | Petrol station. Floodlight |  |  | 18130 | NO Sensor | 51000 | 740/559 | [5 empty] | 112000
TBD | AM L/3/F/AC/150/740/… | image | datasheet | deeplink | TUNGSRAM - AMIx - 18130lm - 146W - 4000K - 70CRI - TBD[SKU] - Bezel. Surface. Flood-light. No mounting kit | 9 | Bezel. Flood-light. No mounting kit. Surface | LED | 1 | 146 | DALI. No control | [7 empty] | CE | [6 empty] | 65 | 4000 | 350 x 350 x 139 |  | 220-240V |  | 5 |  |  | ≤5 | >=70 |  | 4000 |  | 50000 | >=0.97 | 114000 |  |  | 125 |  |  | 9 | AC | 25 | <10% at 100000 hours |  | Available | 740/559 | CIE(x= 0.38. y= 0.38) | Class I | IK07 |  |  | 50 | 800 | -40 | 1 | 146 | RAL9003 | 50/60Hz | Passive | LED | dimmable | Area | AMIx | Petrol station. Floodlight |  |  | 18130 | NO Sensor | 51000 | 740/559 | [5 empty] | 112000
TBD | AM L/3/F/SC/150/740/… | image | datasheet | deeplink | TUNGSRAM - AMIx - 18130lm - 146W - 4000K - 70CRI - TBD[SKU] - Bezel. Surface. Flood-light. No mounting kit | 9 | Bezel. Flood-light. No mounting kit. Surface | LED | 1 | 146 | DALI. No control | [7 empty] | CE | [6 empty] | 65 | 4000 | 350 x 350 x 139 |  | 220-240V |  | 5 |  |  | ≤5 | >=70 |  | 4000 |  | 50000 | >=0.97 | 114000 |  |  | 125 |  |  | 9 | SC | 25 | <10% at 100000 hours |  | Available | 740/559 | CIE(x= 0.38. y= 0.38) | Class I | IK07 |  |  | 50 | 800 | -40 | 1 | 146 | RAL9003 | 50/60Hz | Passive | LED | dimmable | Area | AMIx | Petrol station. Floodlight |  |  | 18130 | NO Sensor | 51000 | 740/559 | [5 empty] | 112000
TBD | AM L/3/F/CF/120/740/… | image | datasheet | deeplink | TUNGSRAM - AMIx - 16290lm - 120W - 4000K - 70CRI - TBD[SKU] - Bezel. Surface. Flood-light. No mounting kit | 9 | Bezel. Flood-light. No mounting kit. Surface | LED | 1 | 120 | DALI. No control | [7 empty] | CE | [6 empty] | 65 | 4000 | 350 x 350 x 139 |  | 220-240V |  | 5 |  |  | ≤5 | >=70 |  | 4000 |  | 50000 | >=0.97 | 114000 |  |  | 136 |  |  | 9 | CF | 25 | <10% at 100000 hours |  | Available | 740/559 | CIE(x= 0.38. y= 0.38) | Class I | IK07 |  |  | 50 | 650 | -40 | 1 | 120 | RAL9003 | 50/60Hz | Passive | LED | dimmable | Area | AMIx | Petrol station. Floodlight |  |  | 16290 | NO Sensor | 51000 | 740/559 | [5 empty] | 112000
TBD | AM L/3/F/AF/120/740/… | image | datasheet | deeplink | TUNGSRAM - AMIx - 16290lm - 120W - 4000K - 70CRI - TBD[SKU] - Bezel. Surface. Flood-light. No mounting kit | 9 | Bezel. Flood-light. No mounting kit. Surface | LED | 1 | 120 | DALI. No control | [7 empty] | CE | [6 empty] | 65 | 4000 | 350 x 350 x 139 |  | 220-240V |  | 5 |  |  | ≤5 | >=70 |  | 4000 |  | 50000 | >=0.97 | 114000 |  |  | 136 |  |  | 9 | AF | 25 | <10% at 100000 hours |  | Available | 740/559 | CIE(x= 0.38. y= 0.38) | Class I | IK07 |  |  | 50 | 650 | -40 | 1 | 120 | RAL9003 | 50/60Hz | Passive | LED | dimmable | Area | AMIx | Petrol station. Floodlight |  |  | 16290 | NO Sensor | 51000 | 740/559 | [5 empty] | 112000
TBD | AM L/3/F/SF/120/740/… | image | datasheet | deeplink | TUNGSRAM - AMIx - 16290lm - 120W - 4000K - 70CRI - TBD[SKU] - Bezel. Surface. Flood-light. No mounting kit | 9 | Bezel. Flood-light. No mounting kit. Surface | LED | 1 | 120 | DALI. No control | [7 empty] | CE | [6 empty] | 65 | 4000 | 350 x 350 x 139 |  | 220-240V |  | 5 |  |  | ≤5 | >=70 |  | 4000 |  | 50000 | >=0.97 | 114000 |  |  | 136 |  |  | 9 | SF | 25 | <10% at 100000 hours |  | Available | 740/559 | CIE(x= 0.38. y= 0.38) | Class I | IK07 |  |  | 50 | 650 | -40 | 1 | 120 | RAL9003 | 50/60Hz | Passive | LED | dimmable | Area | AMIx | Petrol station. Floodlight |  |  | 16290 | NO Sensor | 51000 | 740/559 | [5 empty] | 112000
TBD | AM L/3/F/CE/120/740/… | image | datasheet | deeplink | TUNGSRAM - AMIx - 15880lm - 120W - 4000K - 70CRI - TBD[SKU] - Bezel. Surface. Flood-light. No mounting kit | 9 | Bezel. Flood-light. No mounting kit. Surface | LED | 1 | 120 | DALI. No control | [7 empty] | CE | [6 empty] | 65 | 4000 | 350 x 350 x 139 |  | 220-240V |  | 5 |  |  | ≤5 | >=70 |  | 4000 |  | 50000 | >=0.97 | 114000 |  |  | 133 |  |  | 9 | CE | 25 | <10% at 100000 hours |  | Available | 740/559 | CIE(x= 0.38. y= 0.38) | Class I | IK07 |  |  | 50 | 650 | -40 | 1 | 120 | RAL9003 | 50/60Hz | Passive | LED | dimmable | Area | AMIx | Petrol station. Floodlight |  |  | 15880 | NO Sensor | 51000 | 740/559 | [5 empty] | 112000
TBD | AM L/3/F/AE/120/740/… | image | datasheet | deeplink | TUNGSRAM - AMIx - 15880lm - 120W - 4000K - 70CRI - TBD[SKU] - Bezel. Surface. Flood-light. No mounting kit | 9 | Bezel. Flood-light. No mounting kit. Surface | LED | 1 | 120 | DALI. No control | [7 empty] | CE | [6 empty] | 65 | 4000 | 350 x 350 x 139 |  | 220-240V |  | 5 |  |  | ≤5 | >=70 |  | 4000 |  | 50000 | >=0.97 | 114000 |  |  | 133 |  |  | 9 | AE | 25 | <10% at 100000 hours |  | Available | 740/559 | CIE(x= 0.38. y= 0.38) | Class I | IK07 |  |  | 50 | 650 | -40 | 1 | 120 | RAL9003 | 50/60Hz | Passive | LED | dimmable | Area | AMIx | Petrol station. Floodlight |  |  | 15880 | NO Sensor | 51000 | 740/559 | [5 empty] | 112000
TBD | AM L/3/F/SE/120/740/… | image | datasheet | deeplink | TUNGSRAM - AMIx - 15880lm - 120W - 4000K - 70CRI - TBD[SKU] - Bezel. Surface. Flood-light. No mounting kit | 9 | Bezel. Flood-light. No mounting kit. Surface | LED | 1 | 120 | DALI. No control | [7 empty] | CE | [6 empty] | 65 | 4000 | 350 x 350 x 139 |  | 220-240V |  | 5 |  |  | ≤5 | >=70 |  | 4000 |  | 50000 | >=0.97 | 114000 |  |  | 133 |  |  | 9 | SE | 25 | <10% at 100000 hours |  | Available | 740/559 | CIE(x= 0.38. y= 0.38) | Class I | IK07 |  |  | 50 | 650 | -40 | 1 | 120 | RAL9003 | 50/60Hz | Passive | LED | dimmable | Area | AMIx | Petrol station. Floodlight |  |  | 15880 | NO Sensor | 51000 | 740/559 | [5 empty] | 112000
TBD | AM L/3/F/CC/120/740/… | image | datasheet | deeplink | TUNGSRAM - AMIx - 15750lm - 120W - 4000K - 70CRI - TBD[SKU] - Bezel. Surface. Flood-light. No mounting kit | 9 | Bezel. Flood-light. No mounting kit. Surface | LED | 1 | 120 | DALI. No control | [7 empty] | CE | [6 empty] | 65 | 4000 | 350 x 350 x 139 |  | 220-240V |  | 5 |  |  | ≤5 | >=70 |  | 4000 |  | 50000 | >=0.97 | 114000 |  |  | 132 |  |  | 9 | CC | 25 | <10% at 100000 hours |  | Available | 740/559 | CIE(x= 0.38. y= 0.38) | Class I | IK07 |  |  | 50 | 650 | -40 | 1 | 120 | RAL9003 | 50/60Hz | Passive | LED | dimmable | Area | AMIx | Petrol station. Floodlight |  |  | 15750 | NO Sensor | 51000 | 740/559 | [5 empty] | 112000
TBD | AM L/3/F/AC/120/740/… | image | datasheet | deeplink | TUNGSRAM - AMIx - 15750lm - 120W - 4000K - 70CRI - TBD[SKU] - Bezel. Surface. Flood-light. No mounting kit | 9 | Bezel. Flood-light. No mounting kit. Surface | LED | 1 | 120 | DALI. No control | [7 empty] | CE | [6 empty] | 65 | 4000 | 350 x 350 x 139 |  | 220-240V |  | 5 |  |  | ≤5 | >=70 |  | 4000 |  | 50000 | >=0.97 | 114000 |  |  | 132 |  |  | 9 | AC | 25 | <10% at 100000 hours |  | Available | 740/559 | CIE(x= 0.38. y= 0.38) | Class I | IK07 |  |  | 50 | 650 | -40 | 1 | 120 | RAL9003 | 50/60Hz | Passive | LED | dimmable | Area | AMIx | Petrol station. Floodlight |  |  | 15750 | NO Sensor | 51000 | 740/559 | [5 empty] | 112000
TBD | AM L/3/F/SC/120/740/… | image | datasheet | deeplink | TUNGSRAM - AMIx - 15750lm - 120W - 4000K - 70CRI - TBD[SKU] - Bezel. Surface. Flood-light. No mounting kit | 9 | Bezel. Flood-light. No mounting kit. Surface | LED | 1 | 120 | DALI. No control | [7 empty] | CE | [6 empty] | 65 | 4000 | 350 x 350 x 139 |  | 220-240V |  | 5 |  |  | ≤5 | >=70 |  | 4000 |  | 50000 | >=0.97 | 114000 |  |  | 132 |  |  | 9 | SC | 25 | <10% at 100000 hours |  | Available | 740/559 | CIE(x= 0.38. y= 0.38) | Class I | IK07 |  |  | 50 | 650 | -40 | 1 | 120 | RAL9003 | 50/60Hz | Passive | LED | dimmable | Area | AMIx | Petrol station. Floodlight |  |  | 15750 | NO Sensor | 51000 | 740/559 | [5 empty] | 112000
TBD | AM L/3/F/CF/100/740/… | image | datasheet | deeplink | TUNGSRAM - AMIx - 13860lm - 97W - 4000K - 70CRI - TBD[SKU] - Bezel. Surface. Flood-light. No mounting kit | 9 | Bezel. Flood-light. No mounting kit. Surface | LED | 1 | 97 | DALI. No control | [7 empty] | CE | [6 empty] | 65 | 4000 | 350 x 350 x 139 |  | 220-240V |  | 5 |  |  | ≤5 | >=70 |  | 4000 |  | 50000 | >=0.97 | 114000 |  |  | 143 |  |  | 9 | CF | 25 | <10% at 100000 hours |  | Available | 740/559 | CIE(x= 0.38. y= 0.38) | Class I | IK07 |  |  | 50 | 530 | -40 | 1 | 97 | RAL9003 | 50/60Hz | Passive | LED | dimmable | Area | AMIx | Petrol station. Floodlight |  |  | 13860 | NO Sensor | 51000 | 740/559 | [5 empty] | 112000
TBD | AM L/3/F/AF/100/740/… | image | datasheet | deeplink | TUNGSRAM - AMIx - 13860lm - 97W - 4000K - 70CRI - TBD[SKU] - Bezel. Surface. Flood-light. No mounting kit | 9 | Bezel. Flood-light. No mounting kit. Surface | LED | 1 | 97 | DALI. No control | [7 empty] | CE | [6 empty] | 65 | 4000 | 350 x 350 x 139 |  | 220-240V |  | 5 |  |  | ≤5 | >=70 |  | 4000 |  | 50000 | >=0.97 | 114000 |  |  | 143 |  |  | 9 | AF | 25 | <10% at 100000 hours |  | Available | 740/559 | CIE(x= 0.38. y= 0.38) | Class I | IK07 |  |  | 50 | 530 | -40 | 1 | 97 | RAL9003 | 50/60Hz | Passive | LED | dimmable | Area | AMIx | Petrol station. Floodlight |  |  | 13860 | NO Sensor | 51000 | 740/559 | [5 empty] | 112000
TBD | AM L/3/F/SF/100/740/… | image | datasheet | deeplink | TUNGSRAM - AMIx - 13860lm - 97W - 4000K - 70CRI - TBD[SKU] - Bezel. Surface. Flood-light. No mounting kit | 9 | Bezel. Flood-light. No mounting kit. Surface | LED | 1 | 97 | DALI. No control | [7 empty] | CE | [6 empty] | 65 | 4000 | 350 x 350 x 139 |  | 220-240V |  | 5 |  |  | ≤5 | >=70 |  | 4000 |  | 50000 | >=0.97 | 114000 |  |  | 143 |  |  | 9 | SF | 25 | <10% at 100000 hours |  | Available | 740/559 | CIE(x= 0.38. y= 0.38) | Class I | IK07 |  |  | 50 | 530 | -40 | 1 | 97 | RAL9003 | 50/60Hz | Passive | LED | dimmable | Area | AMIx | Petrol station. Floodlight |  |  | 13860 | NO Sensor | 51000 | 740/559 | [5 empty] | 112000
TBD | AM L/3/F/CE/100/740/… | image | datasheet | deeplink | TUNGSRAM - AMIx - 13510lm - 97W - 4000K - 70CRI - TBD[SKU] - Bezel. Surface. Flood-light. No mounting kit | 9 | Bezel. Flood-light. No mounting kit. Surface | LED | 1 | 97 | DALI. No control | [7 empty] | CE | [6 empty] | 65 | 4000 | 350 x 350 x 139 |  | 220-240V |  | 5 |  |  | ≤5 | >=70 |  | 4000 |  | 50000 | >=0.97 | 114000 |  |  | 140 |  |  | 9 | CE | 25 | <10% at 100000 hours |  | Available | 740/559 | CIE(x= 0.38. y= 0.38) | Class I | IK07 |  |  | 50 | 530 | -40 | 1 | 97 | RAL9003 | 50/60Hz | Passive | LED | dimmable | Area | AMIx | Petrol station. Floodlight |  |  | 13510 | NO Sensor | 51000 | 740/559 | [5 empty] | 112000
TBD | AM L/3/F/AE/100/740/… | image | datasheet | deeplink | TUNGSRAM - AMIx - 13510lm - 97W - 4000K - 70CRI - TBD[SKU] - Bezel. Surface. Flood-light. No mounting kit | 9 | Bezel. Flood-light. No mounting kit. Surface | LED | 1 | 97 | DALI. No control | [7 empty] | CE | [6 empty] | 65 | 4000 | 350 x 350 x 139 |  | 220-240V |  | 5 |  |  | ≤5 | >=70 |  | 4000 |  | 50000 | >=0.97 | 114000 |  |  | 140 |  |  | 9 | AE | 25 | <10% at 100000 hours |  | Available | 740/559 | CIE(x= 0.38. y= 0.38) | Class I | IK07 |  |  | 50 | 530 | -40 | 1 | 97 | RAL9003 | 50/60Hz | Passive | LED | dimmable | Area | AMIx | Petrol station. Floodlight |  |  | 13510 | NO Sensor | 51000 | 740/559 | [5 empty] | 112000
TBD | AM L/3/F/SE/100/740/… | image | datasheet | deeplink | TUNGSRAM - AMIx - 13510lm - 97W - 4000K - 70CRI - TBD[SKU] - Bezel. Surface. Flood-light. No mounting kit | 9 | Bezel. Flood-light. No mounting kit. Surface | LED | 1 | 97 | DALI. No control | [7 empty] | CE | [6 empty] | 65 | 4000 | 350 x 350 x 139 |  | 220-240V |  | 5 |  |  | ≤5 | >=70 |  | 4000 |  | 50000 | >=0.97 | 114000 |  |  | 140 |  |  | 9 | SE | 25 | <10% at 100000 hours |  | Available | 740/559 | CIE(x= 0.38. y= 0.38) | Class I | IK07 |  |  | 50 | 530 | -40 | 1 | 97 | RAL9003 | 50/60Hz | Passive | LED | dimmable | Area | AMIx | Petrol station. Floodlight |  |  | 13510 | NO Sensor | 51000 | 740/559 | [5 empty] | 112000
TBD | AM L/3/F/CC/100/740/… | image | datasheet | deeplink | TUNGSRAM - AMIx - 13390lm - 97W - 4000K - 70CRI - TBD[SKU] - Bezel. Surface. Flood-light. No mounting kit | 9 | Bezel. Flood-light. No mounting kit. Surface | LED | 1 | 97 | DALI. No control | [7 empty] | CE | [6 empty] | 65 | 4000 | 350 x 350 x 139 |  | 220-240V |  | 5 |  |  | ≤5 | >=70 |  | 4000 |  | 50000 | >=0.97 | 114000 |  |  | 139 |  |  | 9 | CC | 25 | <10% at 100000 hours |  | Available | 740/559 | CIE(x= 0.38. y= 0.38) | Class I | IK07 |  |  | 50 | 530 | -40 | 1 | 97 | RAL9003 | 50/60Hz | Passive | LED | dimmable | Area | AMIx | Petrol station. Floodlight |  |  | 13390 | NO Sensor | 51000 | 740/559 | [5 empty] | 112000
TBD | AM L/3/F/AC/100/740/… | image | datasheet | deeplink | TUNGSRAM - AMIx - 13390lm - 97W - 4000K - 70CRI - TBD[SKU] - Bezel. Surface. Flood-light. No mounting kit | 9 | Bezel. Flood-light. No mounting kit. Surface | LED | 1 | 97 | DALI. No control | [7 empty] | CE | [6 empty] | 65 | 4000 | 350 x 350 x 139 |  | 220-240V |  | 5 |  |  | ≤5 | >=70 |  | 4000 |  | 50000 | >=0.97 | 114000 |  |  | 139 |  |  | 9 | AC | 25 | <10% at 100000 hours |  | Available | 740/559 | CIE(x= 0.38. y= 0.38) | Class I | IK07 |  |  | 50 | 530 | -40 | 1 | 97 | RAL9003 | 50/60Hz | Passive | LED | dimmable | Area | AMIx | Petrol station. Floodlight |  |  | 13390 | NO Sensor | 51000 | 740/559 | [5 empty] | 112000
TBD | AM L/3/F/SC/100/740/… | image | datasheet | deeplink | TUNGSRAM - AMIx - 13390lm - 97W - 4000K - 70CRI - TBD[SKU] - Bezel. Surface. Flood-light. No mounting kit | 9 | Bezel. Flood-light. No mounting kit. Surface | LED | 1 | 97 | DALI. No control | [7 empty] | CE | [6 empty] | 65 | 4000 | 350 x 350 x 139 |  | 220-240V |  | 5 |  |  | ≤5 | >=70 |  | 4000 |  | 50000 | >=0.97 | 114000 |  |  | 139 |  |  | 9 | SC | 25 | <10% at 100000 hours |  | Available | 740/559 | CIE(x= 0.38. y= 0.38) | Class I | IK07 |  |  | 50 | 530 | -40 | 1 | 97 | RAL9003 | 50/60Hz | Passive | LED | dimmable | Area | AMIx | Petrol station. Floodlight |  |  | 13390 | NO Sensor | 51000 | 740/559 | [5 empty] | 112000
TBD | AM L/3/F/CF/80/740/… | image | datasheet | deeplink | TUNGSRAM - AMIx - 11690lm - 80W - 4000K - 70CRI - TBD[SKU] - Bezel. Surface. Flood-light. No mounting kit | 9 | Bezel. Flood-light. No mounting kit. Surface | LED | 1 | 80 | DALI. No control | [7 empty] | CE | [6 empty] | 65 | 4000 | 350 x 350 x 139 |  | 220-240V |  | 5 |  |  | ≤5 | >=70 |  | 4000 |  | 50000 | >=0.97 | 114000 |  |  | 147 |  |  | 9 | CF | 25 | <10% at 100000 hours |  | Available | 740/559 | CIE(x= 0.38. y= 0.38) | Class I | IK07 |  |  | 50 | 440 | -40 | 1 | 80 | RAL9003 | 50/60Hz | Passive | LED | dimmable | Area | AMIx | Petrol station. Floodlight |  |  | 11690 | NO Sensor | 51000 | 740/559 | [5 empty] | 112000
TBD | AM L/3/F/AF/80/740/… | image | datasheet | deeplink | TUNGSRAM - AMIx - 11690lm - 80W - 4000K - 70CRI - TBD[SKU] - Bezel. Surface. Flood-light. No mounting kit | 9 | Bezel. Flood-light. No mounting kit. Surface | LED | 1 | 80 | DALI. No control | [7 empty] | CE | [6 empty] | 65 | 4000 | 350 x 350 x 139 |  | 220-240V |  | 5 |  |  | ≤5 | >=70 |  | 4000 |  | 50000 | >=0.97 | 114000 |  |  | 147 |  |  | 9 | AF | 25 | <10% at 100000 hours |  | Available | 740/559 | CIE(x= 0.38. y= 0.38) | Class I | IK07 |  |  | 50 | 440 | -40 | 1 | 80 | RAL9003 | 50/60Hz | Passive | LED | dimmable | Area | AMIx | Petrol station. Floodlight |  |  | 11690 | NO Sensor | 51000 | 740/559 | [5 empty] | 112000
TBD | AM L/3/F/SF/80/740/… | image | datasheet | deeplink | TUNGSRAM - AMIx - 11690lm - 80W - 4000K - 70CRI - TBD[SKU] - Bezel. Surface. Flood-light. No mounting kit | 9 | Bezel. Flood-light. No mounting kit. Surface | LED | 1 | 80 | DALI. No control | [7 empty] | CE | [6 empty] | 65 | 4000 | 350 x 350 x 139 |  | 220-240V |  | 5 |  |  | ≤5 | >=70 |  | 4000 |  | 50000 | >=0.97 | 114000 |  |  | 147 |  |  | 9 | SF | 25 | <10% at 100000 hours |  | Available | 740/559 | CIE(x= 0.38. y= 0.38) | Class I | IK07 |  |  | 50 | 440 | -40 | 1 | 80 | RAL9003 | 50/60Hz | Passive | LED | dimmable | Area | AMIx | Petrol station. Floodlight |  |  | 11690 | NO Sensor | 51000 | 740/559 | [5 empty] | 112000
TBD | AM L/3/F/CE/80/740/… | image | datasheet | deeplink | TUNGSRAM - AMIx - 11400lm - 80W - 4000K - 70CRI - TBD[SKU] - Bezel. Surface. Flood-light. No mounting kit | 9 | Bezel. Flood-light. No mounting kit. Surface | LED | 1 | 80 | DALI. No control | [7 empty] | CE | [6 empty] | 65 | 4000 | 350 x 350 x 139 |  | 220-240V |  | 5 |  |  | ≤5 | >=70 |  | 4000 |  | 50000 | >=0.97 | 114000 |  |  | 143 |  |  | 9 | CE | 25 | <10% at 100000 hours |  | Available | 740/559 | CIE(x= 0.38. y= 0.38) | Class I | IK07 |  |  | 50 | 440 | -40 | 1 | 80 | RAL9003 | 50/60Hz | Passive | LED | dimmable | Area | AMIx | Petrol station. Floodlight |  |  | 11400 | NO Sensor | 51000 | 740/559 | [5 empty] | 112000
TBD | AM L/3/F/AE/80/740/… | image | datasheet | deeplink | TUNGSRAM - AMIx - 11400lm - 80W - 4000K - 70CRI - TBD[SKU] - Bezel. Surface. Flood-light. No mounting kit | 9 | Bezel. Flood-light. No mounting kit. Surface | LED | 1 | 80 | DALI. No control | [7 empty] | CE | [6 empty] | 65 | 4000 | 350 x 350 x 139 |  | 220-240V |  | 5 |  |  | ≤5 | >=70 |  | 4000 |  | 50000 | >=0.97 | 114000 |  |  | 143 |  |  | 9 | AE | 25 | <10% at 100000 hours |  | Available | 740/559 | CIE(x= 0.38. y= 0.38) | Class I | IK07 |  |  | 50 | 440 | -40 | 1 | 80 | RAL9003 | 50/60Hz | Passive | LED | dimmable | Area | AMIx | Petrol station. Floodlight |  |  | 11400 | NO Sensor | 51000 | 740/559 | [5 empty] | 112000
TBD | AM L/3/F/SE/80/740/… | image | datasheet | deeplink | TUNGSRAM - AMIx - 11400lm - 80W - 4000K - 70CRI - TBD[SKU] - Bezel. Surface. Flood-light. No mounting kit | 9 | Bezel. Flood-light. No mounting kit. Surface | LED | 1 | 80 | DALI. No control | [7 empty] | CE | [6 empty] | 65 | 4000 | 350 x 350 x 139 |  | 220-240V |  | 5 |  |  | ≤5 | >=70 |  | 4000 |  | 50000 | >=0.97 | 114000 |  |  | 143 |  |  | 9 | SE | 25 | <10% at 100000 hours |  | Available | 740/559 | CIE(x= 0.38. y= 0.38) | Class I | IK07 |  |  | 50 | 440 | -40 | 1 | 80 | RAL9003 | 50/60Hz | Passive | LED | dimmable | Area | AMIx | Petrol station. Floodlight |  |  | 11400 | NO Sensor | 51000 | 740/559 | [5 empty] | 112000
TBD | AM L/3/F/CC/80/740/… | image | datasheet | deeplink | TUNGSRAM - AMIx - 11300lm - 80W - 4000K - 70CRI - TBD[SKU] - Bezel. Surface. Flood-light. No mounting kit | 9 | Bezel. Flood-light. No mounting kit. Surface | LED | 1 | 80 | DALI. No control | [7 empty] | CE | [6 empty] | 65 | 4000 | 350 x 350 x 139 |  | 220-240V |  | 5 |  |  | ≤5 | >=70 |  | 4000 |  | 50000 | >=0.97 | 114000 |  |  | 142 |  |  | 9 | CC | 25 | <10% at 100000 hours |  | Available | 740/559 | CIE(x= 0.38. y= 0.38) | Class I | IK07 |  |  | 50 | 440 | -40 | 1 | 80 | RAL9003 | 50/60Hz | Passive | LED | dimmable | Area | AMIx | Petrol station. Floodlight |  |  | 11300 | NO Sensor | 51000 | 740/559 | [5 empty] | 112000
TBD | AM L/3/F/AC/80/740/… | image | datasheet | deeplink | TUNGSRAM - AMIx - 11300lm - 80W - 4000K - 70CRI - TBD[SKU] - Bezel. Surface. Flood-light. No mounting kit | 9 | Bezel. Flood-light. No mounting kit. Surface | LED | 1 | 80 | DALI. No control | [7 empty] | CE | [6 empty] | 65 | 4000 | 350 x 350 x 139 |  | 220-240V |  | 5 |  |  | ≤5 | >=70 |  | 4000 |  | 50000 | >=0.97 | 114000 |  |  | 142 |  |  | 9 | AC | 25 | <10% at 100000 hours |  | Available | 740/559 | CIE(x= 0.38. y= 0.38) | Class I | IK07 |  |  | 50 | 440 | -40 | 1 | 80 | RAL9003 | 50/60Hz | Passive | LED | dimmable | Area | AMIx | Petrol station. Floodlight |  |  | 11300 | NO Sensor | 51000 | 740/559 | [5 empty] | 112000
TBD | AM L/3/F/SC/80/740/… | image | datasheet | deeplink | TUNGSRAM - AMIx - 11300lm - 80W - 4000K - 70CRI - TBD[SKU] - Bezel. Surface. Flood-light. No mounting kit | 9 | Bezel. Flood-light. No mounting kit. Surface | LED | 1 | 80 | DALI. No control | [7 empty] | CE | [6 empty] | 65 | 4000 | 350 x 350 x 139 |  | 220-240V |  | 5 |  |  | ≤5 | >=70 |  | 4000 |  | 50000 | >=0.97 | 114000 |  |  | 142 |  |  | 9 | SC | 25 | <10% at 100000 hours |  | Available | 740/559 | CIE(x= 0.38. y= 0.38) | Class I | IK07 |  |  | 50 | 440 | -40 | 1 | 80 | RAL9003 | 50/60Hz | Passive | LED | dimmable | Area | AMIx | Petrol station. Floodlight |  |  | 11300 | NO Sensor | 51000 | 740/559 | [5 empty] | 112000
TBD | AM L/3/F/CF/65/740/… | image | datasheet | deeplink | TUNGSRAM - AMIx - 9640lm - 66W - 4000K - 70CRI - TBD[SKU] - Bezel. Surface. Flood-light. No mounting kit | 9 | Bezel. Flood-light. No mounting kit. Surface | LED | 1 | 66 | DALI. No control | [7 empty] | CE | [6 empty] | 65 | 4000 | 350 x 350 x 139 |  | 220-240V |  | 5 |  |  | ≤5 | >=70 |  | 4000 |  | 50000 | >=0.97 | 114000 |  |  | 147 |  |  | 9 | CF | 25 | <10% at 100000 hours |  | Available | 740/559 | CIE(x= 0.38. y= 0.38) | Class I | IK07 |  |  | 50 | 360 | -40 | 1 | 66 | RAL9003 | 50/60Hz | Passive | LED | dimmable | Area | AMIx | Petrol station. Floodlight |  |  | 9640 | NO Sensor | 51000 | 740/559 | [5 empty] | 112000
TBD | AM L/3/F/AF/65/740/… | image | datasheet | deeplink | TUNGSRAM - AMIx - 9640lm - 66W - 4000K - 70CRI - TBD[SKU] - Bezel. Surface. Flood-light. No mounting kit | 9 | Bezel. Flood-light. No mounting kit. Surface | LED | 1 | 66 | DALI. No control | [7 empty] | CE | [6 empty] | 65 | 4000 | 350 x 350 x 139 |  | 220-240V |  | 5 |  |  | ≤5 | >=70 |  | 4000 |  | 50000 | >=0.97 | 114000 |  |  | 147 |  |  | 9 | AF | 25 | <10% at 100000 hours |  | Available | 740/559 | CIE(x= 0.38. y= 0.38) | Class I | IK07 |  |  | 50 | 360 | -40 | 1 | 66 | RAL9003 | 50/60Hz | Passive | LED | dimmable | Area | AMIx | Petrol station. Floodlight |  |  | 9640 | NO Sensor | 51000 | 740/559 | [5 empty] | 112000
TBD | AM L/3/F/SF/65/740/… | image | datasheet | deeplink | TUNGSRAM - AMIx - 9640lm - 66W - 4000K - 70CRI - TBD[SKU] - Bezel. Surface. Flood-light. No mounting kit | 9 | Bezel. Flood-light. No mounting kit. Surface | LED | 1 | 66 | DALI. No control | [7 empty] | CE | [6 empty] | 65 | 4000 | 350 x 350 x 139 |  | 220-240V |  | 5 |  |  | ≤5 | >=70 |  | 4000 |  | 50000 | >=0.97 | 114000 |  |  | 147 |  |  | 9 | SF | 25 | <10% at 100000 hours |  | Available | 740/559 | CIE(x= 0.38. y= 0.38) | Class I | IK07 |  |  | 50 | 360 | -40 | 1 | 66 | RAL9003 | 50/60Hz | Passive | LED | dimmable | Area | AMIx | Petrol station. Floodlight |  |  | 9640 | NO Sensor | 51000 | 740/559 | [5 empty] | 112000
TBD | AM L/3/F/CE/65/740/… | image | datasheet | deeplink | TUNGSRAM - AMIx - 9400lm - 66W - 4000K - 70CRI - TBD[SKU] - Bezel. Surface. Flood-light. No mounting kit | 9 | Bezel. Flood-light. No mounting kit. Surface | LED | 1 | 66 | DALI. No control | [7 empty] | CE | [6 empty] | 65 | 4000 | 350 x 350 x 139 |  | 220-240V |  | 5 |  |  | ≤5 | >=70 |  | 4000 |  | 50000 | >=0.97 | 114000 |  |  | 143 |  |  | 9 | CE | 25 | <10% at 100000 hours |  | Available | 740/559 | CIE(x= 0.38. y= 0.38) | Class I | IK07 |  |  | 50 | 360 | -40 | 1 | 66 | RAL9003 | 50/60Hz | Passive | LED | dimmable | Area | AMIx | Petrol station. Floodlight |  |  | 9400 | NO Sensor | 51000 | 740/559 | [5 empty] | 112000
TBD | AM L/3/F/AE/65/740/… | image | datasheet | deeplink | TUNGSRAM - AMIx - 9400lm - 66W - 4000K - 70CRI - TBD[SKU] - Bezel. Surface. Flood-light. No mounting kit | 9 | Bezel. Flood-light. No mounting kit. Surface | LED | 1 | 66 | DALI. No control | [7 empty] | CE | [6 empty] | 65 | 4000 | 350 x 350 x 139 |  | 220-240V |  | 5 |  |  | ≤5 | >=70 |  | 4000 |  | 50000 | >=0.97 | 114000 |  |  | 143 |  |  | 9 | AE | 25 | <10% at 100000 hours |  | Available | 740/559 | CIE(x= 0.38. y= 0.38) | Class I | IK07 |  |  | 50 | 360 | -40 | 1 | 66 | RAL9003 | 50/60Hz | Passive | LED | dimmable | Area | AMIx | Petrol station. Floodlight |  |  | 9400 | NO Sensor | 51000 | 740/559 | [5 empty] | 112000
TBD | AM L/3/F/SE/65/740/… | image | datasheet | deeplink | TUNGSRAM - AMIx - 9400lm - 66W - 4000K - 70CRI - TBD[SKU] - Bezel. Surface. Flood-light. No mounting kit | 9 | Bezel. Flood-light. No mounting kit. Surface | LED | 1 | 66 | DALI. No control | [7 empty] | CE | [6 empty] | 65 | 4000 | 350 x 350 x 139 |  | 220-240V |  | 5 |  |  | ≤5 | >=70 |  | 4000 |  | 50000 | >=0.97 | 114000 |  |  | 143 |  |  | 9 | SE | 25 | <10% at 100000 hours |  | Available | 740/559 | CIE(x= 0.38. y= 0.38) | Class I | IK07 |  |  | 50 | 360 | -40 | 1 | 66 | RAL9003 | 50/60Hz | Passive | LED | dimmable | Area | AMIx | Petrol station. Floodlight |  |  | 9400 | NO Sensor | 51000 | 740/559 | [5 empty] | 112000
TBD | AM L/3/F/CC/65/740/… | image | datasheet | deeplink | TUNGSRAM - AMIx - 9320lm - 66W - 4000K - 70CRI - TBD[SKU] - Bezel. Surface. Flood-light. No mounting kit | 9 | Bezel. Flood-light. No mounting kit. Surface | LED | 1 | 66 | DALI. No control | [7 empty] | CE | [6 empty] | 65 | 4000 | 350 x 350 x 139 |  | 220-240V |  | 5 |  |  | ≤5 | >=70 |  | 4000 |  | 50000 | >=0.97 | 114000 |  |  | 142 |  |  | 9 | CC | 25 | <10% at 100000 hours |  | Available | 740/559 | CIE(x= 0.38. y= 0.38) | Class I | IK07 |  |  | 50 | 360 | -40 | 1 | 66 | RAL9003 | 50/60Hz | Passive | LED | dimmable | Area | AMIx | Petrol station. Floodlight |  |  | 9320 | NO Sensor | 51000 | 740/559 | [5 empty] | 112000
TBD | AM L/3/F/AC/65/740/… | image | datasheet | deeplink | TUNGSRAM - AMIx - 9320lm - 66W - 4000K - 70CRI - TBD[SKU] - Bezel. Surface. Flood-light. No mounting kit | 9 | Bezel. Flood-light. No mounting kit. Surface | LED | 1 | 66 | DALI. No control | [7 empty] | CE | [6 empty] | 65 | 4000 | 350 x 350 x 139 |  | 220-240V |  | 5 |  |  | ≤5 | >=70 |  | 4000 |  | 50000 | >=0.97 | 114000 |  |  | 142 |  |  | 9 | AC | 25 | <10% at 100000 hours |  | Available | 740/559 | CIE(x= 0.38. y= 0.38) | Class I | IK07 |  |  | 50 | 360 | -40 | 1 | 66 | RAL9003 | 50/60Hz | Passive | LED | dimmable | Area | AMIx | Petrol station. Floodlight |  |  | 9320 | NO Sensor | 51000 | 740/559 | [5 empty] | 112000
TBD | AM L/3/F/SC/65/740/… | image | datasheet | deeplink | TUNGSRAM - AMIx - 9320lm - 66W - 4000K - 70CRI - TBD[SKU] - Bezel. Surface. Flood-light. No mounting kit | 9 | Bezel. Flood-light. No mounting kit. Surface | LED | 1 | 66 | DALI. No control | [7 empty] | CE | [6 empty] | 65 | 4000 | 350 x 350 x 139 |  | 220-240V |  | 5 |  |  | ≤5 | >=70 |  | 4000 |  | 50000 | >=0.97 | 114000 |  |  | 142 |  |  | 9 | SC | 25 | <10% at 100000 hours |  | Available | 740/559 | CIE(x= 0.38. y= 0.38) | Class I | IK07 |  |  | 50 | 360 | -40 | 1 | 66 | RAL9003 | 50/60Hz | Passive | LED | dimmable | Area | AMIx | Petrol station. Floodlight |  |  | 9320 | NO Sensor | 51000 | 740/559 | [5 empty] | 112000
TBD | AM L/3/F/CF/55/740/… | image | datasheet | deeplink | TUNGSRAM - AMIx - 8040lm - 55W - 4000K - 70CRI - TBD[SKU] - Bezel. Surface. Flood-light. No mounting kit | 9 | Bezel. Flood-light. No mounting kit. Surface | LED | 1 | 55 | DALI. No control | [7 empty] | CE | [6 empty] | 65 | 4000 | 350 x 350 x 139 |  | 220-240V |  | 5 |  |  | ≤5 | >=70 |  | 4000 |  | 50000 | >=0.97 | 114000 |  |  | 147 |  |  | 9 | CF | 25 | <10% at 100000 hours |  | Available | 740/559 | CIE(x= 0.38. y= 0.38) | Class I | IK07 |  |  | 50 | 300 | -40 | 1 | 55 | RAL9003 | 50/60Hz | Passive | LED | dimmable | Area | AMIx | Petrol station. Floodlight |  |  | 8040 | NO Sensor | 51000 | 740/559 | [5 empty] | 112000
TBD | AM L/3/F/AF/55/740/… | image | datasheet | deeplink | TUNGSRAM - AMIx - 8040lm - 55W - 4000K - 70CRI - TBD[SKU] - Bezel. Surface. Flood-light. No mounting kit | 9 | Bezel. Flood-light. No mounting kit. Surface | LED | 1 | 55 | DALI. No control | [7 empty] | CE | [6 empty] | 65 | 4000 | 350 x 350 x 139 |  | 220-240V |  | 5 |  |  | ≤5 | >=70 |  | 4000 |  | 50000 | >=0.97 | 114000 |  |  | 147 |  |  | 9 | AF | 25 | <10% at 100000 hours |  | Available | 740/559 | CIE(x= 0.38. y= 0.38) | Class I | IK07 |  |  | 50 | 300 | -40 | 1 | 55 | RAL9003 | 50/60Hz | Passive | LED | dimmable | Area | AMIx | Petrol station. Floodlight |  |  | 8040 | NO Sensor | 51000 | 740/559 | [5 empty] | 112000
TBD | AM L/3/F/SF/55/740/… | image | datasheet | deeplink | TUNGSRAM - AMIx - 8040lm - 55W - 4000K - 70CRI - TBD[SKU] - Bezel. Surface. Flood-light. No mounting kit | 9 | Bezel. Flood-light. No mounting kit. Surface | LED | 1 | 55 | DALI. No control | [7 empty] | CE | [6 empty] | 65 | 4000 | 350 x 350 x 139 |  | 220-240V |  | 5 |  |  | ≤5 | >=70 |  | 4000 |  | 50000 | >=0.97 | 114000 |  |  | 147 |  |  | 9 | SF | 25 | <10% at 100000 hours |  | Available | 740/559 | CIE(x= 0.38. y= 0.38) | Class I | IK07 |  |  | 50 | 300 | -40 | 1 | 55 | RAL9003 | 50/60Hz | Passive | LED | dimmable | Area | AMIx | Petrol station. Floodlight |  |  | 8040 | NO Sensor | 51000 | 740/559 | [5 empty] | 112000
TBD | AM L/3/F/CE/55/740/… | image | datasheet | deeplink | TUNGSRAM - AMIx - 7840lm - 55W - 4000K - 70CRI - TBD[SKU] - Bezel. Surface. Flood-light. No mounting kit | 9 | Bezel. Flood-light. No mounting kit. Surface | LED | 1 | 55 | DALI. No control | [7 empty] | CE | [6 empty] | 65 | 4000 | 350 x 350 x 139 |  | 220-240V |  | 5 |  |  | ≤5 | >=70 |  | 4000 |  | 50000 | >=0.97 | 114000 |  |  | 143 |  |  | 9 | CE | 25 | <10% at 100000 hours |  | Available | 740/559 | CIE(x= 0.38. y= 0.38) | Class I | IK07 |  |  | 50 | 300 | -40 | 1 | 55 | RAL9003 | 50/60Hz | Passive | LED | dimmable | Area | AMIx | Petrol station. Floodlight |  |  | 7840 | NO Sensor | 51000 | 740/559 | [5 empty] | 112000
TBD | AM L/3/F/AE/55/740/… | image | datasheet | deeplink | TUNGSRAM - AMIx - 7840lm - 55W - 4000K - 70CRI - TBD[SKU] - Bezel. Surface. Flood-light. No mounting kit | 9 | Bezel. Flood-light. No mounting kit. Surface | LED | 1 | 55 | DALI. No control | [7 empty] | CE | [6 empty] | 65 | 4000 | 350 x 350 x 139 |  | 220-240V |  | 5 |  |  | ≤5 | >=70 |  | 4000 |  | 50000 | >=0.97 | 114000 |  |  | 143 |  |  | 9 | AE | 25 | <10% at 100000 hours |  | Available | 740/559 | CIE(x= 0.38. y= 0.38) | Class I | IK07 |  |  | 50 | 300 | -40 | 1 | 55 | RAL9003 | 50/60Hz | Passive | LED | dimmable | Area | AMIx | Petrol station. Floodlight |  |  | 7840 | NO Sensor | 51000 | 740/559 | [5 empty] | 112000
TBD | AM L/3/F/SE/55/740/… | image | datasheet | deeplink | TUNGSRAM - AMIx - 7840lm - 55W - 4000K - 70CRI - TBD[SKU] - Bezel. Surface. Flood-light. No mounting kit | 9 | Bezel. Flood-light. No mounting kit. Surface | LED | 1 | 55 | DALI. No control | [7 empty] | CE | [6 empty] | 65 | 4000 | 350 x 350 x 139 |  | 220-240V |  | 5 |  |  | ≤5 | >=70 |  | 4000 |  | 50000 | >=0.97 | 114000 |  |  | 143 |  |  | 9 | SE | 25 | <10% at 100000 hours |  | Available | 740/559 | CIE(x= 0.38. y= 0.38) | Class I | IK07 |  |  | 50 | 300 | -40 | 1 | 55 | RAL9003 | 50/60Hz | Passive | LED | dimmable | Area | AMIx | Petrol station. Floodlight |  |  | 7840 | NO Sensor | 51000 | 740/559 | [5 empty] | 112000
TBD | AM L/3/F/CC/55/740/… | image | datasheet | deeplink | TUNGSRAM - AMIx - 7770lm - 55W - 4000K - 70CRI - TBD[SKU] - Bezel. Surface. Flood-light. No mounting kit | 9 | Bezel. Flood-light. No mounting kit. Surface | LED | 1 | 55 | DALI. No control | [7 empty] | CE | [6 empty] | 65 | 4000 | 350 x 350 x 139 |  | 220-240V |  | 5 |  |  | ≤5 | >=70 |  | 4000 |  | 50000 | >=0.97 | 114000 |  |  | 142 |  |  | 9 | CC | 25 | <10% at 100000 hours |  | Available | 740/559 | CIE(x= 0.38. y= 0.38) | Class I | IK07 |  |  | 50 | 300 | -40 | 1 | 55 | RAL9003 | 50/60Hz | Passive | LED | dimmable | Area | AMIx | Petrol station. Floodlight |  |  | 7770 | NO Sensor | 51000 | 740/559 | [5 empty] | 112000
TBD | AM L/3/F/AC/55/740/… | image | datasheet | deeplink | TUNGSRAM - AMIx - 7770lm - 55W - 4000K - 70CRI - TBD[SKU] - Bezel. Surface. Flood-light. No mounting kit | 9 | Bezel. Flood-light. No mounting kit. Surface | LED | 1 | 55 | DALI. No control | [7 empty] | CE | [6 empty] | 65 | 4000 | 350 x 350 x 139 |  | 220-240V |  | 5 |  |  | ≤5 | >=70 |  | 4000 |  | 50000 | >=0.97 | 114000 |  |  | 142 |  |  | 9 | AC | 25 | <10% at 100000 hours |  | Available | 740/559 | CIE(x= 0.38. y= 0.38) | Class I | IK07 |  |  | 50 | 300 | -40 | 1 | 55 | RAL9003 | 50/60Hz | Passive | LED | dimmable | Area | AMIx | Petrol station. Floodlight |  |  | 7770 | NO Sensor | 51000 | 740/559 | [5 empty] | 112000
TBD | AM L/3/F/SC/55/740/… | image | datasheet | deeplink | TUNGSRAM - AMIx - 7770lm - 55W - 4000K - 70CRI - TBD[SKU] - Bezel. Surface. Flood-light. No mounting kit | 9 | Bezel. Flood-light. No mounting kit. Surface | LED | 1 | 55 | DALI. No control | [7 empty] | CE | [6 empty] | 65 | 4000 | 350 x 350 x 139 |  | 220-240V |  | 5 |  |  | ≤5 | >=70 |  | 4000 |  | 50000 | >=0.97 | 114000 |  |  | 142 |  |  | 9 | SC | 25 | <10% at 100000 hours |  | Available | 740/559 | CIE(x= 0.38. y= 0.38) | Class I | IK07 |  |  | 50 | 300 | -40 | 1 | 55 | RAL9003 | 50/60Hz | Passive | LED | dimmable | Area | AMIx | Petrol station. Floodlight |  |  | 7770 | NO Sensor | 51000 | 740/559 | [5 empty] | 112000
TBD | AM L/3/F/CF/150/730/… | image | datasheet | deeplink | TUNGSRAM - AMIx - 18230lm - 146W - 3000K - 70CRI - TBD[SKU] - Bezel. Surface. Flood-light. No mounting kit | 9 | Bezel. Flood-light. No mounting kit. Surface | LED | 1 | 146 | DALI. No control | [7 empty] | CE | [6 empty] | 65 | 3000 | 350 x 350 x 139 |  | 220-240V |  | 5 |  |  | ≤5 | >=70 |  | 3000 |  | 50000 | >=0.97 | 114000 |  |  | 125 |  |  | 9 | CF | 25 | <10% at 100000 hours |  | Available | 730/559 | CIE(x= 0.43. y= 0.403) | Class I | IK07 |  |  | 50 | 800 | -40 | 1 | 146 | RAL9003 | 50/60Hz | Passive | LED | dimmable | Area | AMIx | Petrol station. Floodlight |  |  | 18230 | NO Sensor | 51000 | 730/559 | [5 empty] | 112000
TBD | AM L/3/F/AF/150/730/… | image | datasheet | deeplink | TUNGSRAM - AMIx - 18230lm - 146W - 3000K - 70CRI - TBD[SKU] - Bezel. Surface. Flood-light. No mounting kit | 9 | Bezel. Flood-light. No mounting kit. Surface | LED | 1 | 146 | DALI. No control | [7 empty] | CE | [6 empty] | 65 | 3000 | 350 x 350 x 139 |  | 220-240V |  | 5 |  |  | ≤5 | >=70 |  | 3000 |  | 50000 | >=0.97 | 114000 |  |  | 125 |  |  | 9 | AF | 25 | <10% at 100000 hours |  | Available | 730/559 | CIE(x= 0.43. y= 0.403) | Class I | IK07 |  |  | 50 | 800 | -40 | 1 | 146 | RAL9003 | 50/60Hz | Passive | LED | dimmable | Area | AMIx | Petrol station. Floodlight |  |  | 18230 | NO Sensor | 51000 | 730/559 | [5 empty] | 112000
TBD | AM L/3/F/SF/150/730/… | image | datasheet | deeplink | TUNGSRAM - AMIx - 18230lm - 146W - 3000K - 70CRI - TBD[SKU] - Bezel. Surface. Flood-light. No mounting kit | 9 | Bezel. Flood-light. No mounting kit. Surface | LED | 1 | 146 | DALI. No control | [7 empty] | CE | [6 empty] | 65 | 3000 | 350 x 350 x 139 |  | 220-240V |  | 5 |  |  | ≤5 | >=70 |  | 3000 |  | 50000 | >=0.97 | 114000 |  |  | 125 |  |  | 9 | SF | 25 | <10% at 100000 hours |  | Available | 730/559 | CIE(x= 0.43. y= 0.403) | Class I | IK07 |  |  | 50 | 800 | -40 | 1 | 146 | RAL9003 | 50/60Hz | Passive | LED | dimmable | Area | AMIx | Petrol station. Floodlight |  |  | 18230 | NO Sensor | 51000 | 730/559 | [5 empty] | 112000
TBD | AM L/3/F/CE/150/730/… | image | datasheet | deeplink | TUNGSRAM - AMIx - 17770lm - 146W - 3000K - 70CRI - TBD[SKU] - Bezel. Surface. Flood-light. No mounting kit | 9 | Bezel. Flood-light. No mounting kit. Surface | LED | 1 | 146 | DALI. No control | [7 empty] | CE | [6 empty] | 65 | 3000 | 350 x 350 x 139 |  | 220-240V |  | 5 |  |  | ≤5 | >=70 |  | 3000 |  | 50000 | >=0.97 | 114000 |  |  | 122 |  |  | 9 | CE | 25 | <10% at 100000 hours |  | Available | 730/559 | CIE(x= 0.43. y= 0.403) | Class I | IK07 |  |  | 50 | 800 | -40 | 1 | 146 | RAL9003 | 50/60Hz | Passive | LED | dimmable | Area | AMIx | Petrol station. Floodlight |  |  | 17770 | NO Sensor | 51000 | 730/559 | [5 empty] | 112000
TBD | AM L/3/F/AE/150/730/… | image | datasheet | deeplink | TUNGSRAM - AMIx - 17770lm - 146W - 3000K - 70CRI - TBD[SKU] - Bezel. Surface. Flood-light. No mounting kit | 9 | Bezel. Flood-light. No mounting kit. Surface | LED | 1 | 146 | DALI. No control | [7 empty] | CE | [6 empty] | 65 | 3000 | 350 x 350 x 139 |  | 220-240V |  | 5 |  |  | ≤5 | >=70 |  | 3000 |  | 50000 | >=0.97 | 114000 |  |  | 122 |  |  | 9 | AE | 25 | <10% at 100000 hours |  | Available | 730/559 | CIE(x= 0.43. y= 0.403) | Class I | IK07 |  |  | 50 | 800 | -40 | 1 | 146 | RAL9003 | 50/60Hz | Passive | LED | dimmable | Area | AMIx | Petrol station. Floodlight |  |  | 17770 | NO Sensor | 51000 | 730/559 | [5 empty] | 112000
TBD | AM L/3/F/SE/150/730/… | image | datasheet | deeplink | TUNGSRAM - AMIx - 17770lm - 146W - 3000K - 70CRI - TBD[SKU] - Bezel. Surface. Flood-light. No mounting kit | 9 | Bezel. Flood-light. No mounting kit. Surface | LED | 1 | 146 | DALI. No control | [7 empty] | CE | [6 empty] | 65 | 3000 | 350 x 350 x 139 |  | 220-240V |  | 5 |  |  | ≤5 | >=70 |  | 3000 |  | 50000 | >=0.97 | 114000 |  |  | 122 |  |  | 9 | SE | 25 | <10% at 100000 hours |  | Available | 730/559 | CIE(x= 0.43. y= 0.403) | Class I | IK07 |  |  | 50 | 800 | -40 | 1 | 146 | RAL9003 | 50/60Hz | Passive | LED | dimmable | Area | AMIx | Petrol station. Floodlight |  |  | 17770 | NO Sensor | 51000 | 730/559 | [5 empty] | 112000
TBD | AM L/3/F/CC/150/730/… | image | datasheet | deeplink | TUNGSRAM - AMIx - 17620lm - 146W - 3000K - 70CRI - TBD[SKU] - Bezel. Surface. Flood-light. No mounting kit | 9 | Bezel. Flood-light. No mounting kit. Surface | LED | 1 | 146 | DALI. No control | [7 empty] | CE | [6 empty] | 65 | 3000 | 350 x 350 x 139 |  | 220-240V |  | 5 |  |  | ≤5 | >=70 |  | 3000 |  | 50000 | >=0.97 | 114000 |  |  | 121 |  |  | 9 | CC | 25 | <10% at 100000 hours |  | Available | 730/559 | CIE(x= 0.43. y= 0.403) | Class I | IK07 |  |  | 50 | 800 | -40 | 1 | 146 | RAL9003 | 50/60Hz | Passive | LED | dimmable | Area | AMIx | Petrol station. Floodlight |  |  | 17620 | NO Sensor | 51000 | 730/559 | [5 empty] | 112000
TBD | AM L/3/F/AC/150/730/… | image | datasheet | deeplink | TUNGSRAM - AMIx - 17620lm - 146W - 3000K - 70CRI - TBD[SKU] - Bezel. Surface. Flood-light. No mounting kit | 9 | Bezel. Flood-light. No mounting kit. Surface | LED | 1 | 146 | DALI. No control | [7 empty] | CE | [6 empty] | 65 | 3000 | 350 x 350 x 139 |  | 220-240V |  | 5 |  |  | ≤5 | >=70 |  | 3000 |  | 50000 | >=0.97 | 114000 |  |  | 121 |  |  | 9 | AC | 25 | <10% at 100000 hours |  | Available | 730/559 | CIE(x= 0.43. y= 0.403) | Class I | IK07 |  |  | 50 | 800 | -40 | 1 | 146 | RAL9003 | 50/60Hz | Passive | LED | dimmable | Area | AMIx | Petrol station. Floodlight |  |  | 17620 | NO Sensor | 51000 | 730/559 | [5 empty] | 112000
TBD | AM L/3/F/SC/150/730/… | image | datasheet | deeplink | TUNGSRAM - AMIx - 17620lm - 146W - 3000K - 70CRI - TBD[SKU] - Bezel. Surface. Flood-light. No mounting kit | 9 | Bezel. Flood-light. No mounting kit. Surface | LED | 1 | 146 | DALI. No control | [7 empty] | CE | [6 empty] | 65 | 3000 | 350 x 350 x 139 |  | 220-240V |  | 5 |  |  | ≤5 | >=70 |  | 3000 |  | 50000 | >=0.97 | 114000 |  |  | 121 |  |  | 9 | SC | 25 | <10% at 100000 hours |  | Available | 730/559 | CIE(x= 0.43. y= 0.403) | Class I | IK07 |  |  | 50 | 800 | -40 | 1 | 146 | RAL9003 | 50/60Hz | Passive | LED | dimmable | Area | AMIx | Petrol station. Floodlight |  |  | 17620 | NO Sensor | 51000 | 730/559 | [5 empty] | 112000
TBD | AM L/3/F/CF/120/730/… | image | datasheet | deeplink | TUNGSRAM - AMIx - 15840lm - 120W - 3000K - 70CRI - TBD[SKU] - Bezel. Surface. Flood-light. No mounting kit | 9 | Bezel. Flood-light. No mounting kit. Surface | LED | 1 | 120 | DALI. No control | [7 empty] | CE | [6 empty] | 65 | 3000 | 350 x 350 x 139 |  | 220-240V |  | 5 |  |  | ≤5 | >=70 |  | 3000 |  | 50000 | >=0.97 | 114000 |  |  | 132 |  |  | 9 | CF | 25 | <10% at 100000 hours |  | Available | 730/559 | CIE(x= 0.43. y= 0.403) | Class I | IK07 |  |  | 50 | 650 | -40 | 1 | 120 | RAL9003 | 50/60Hz | Passive | LED | dimmable | Area | AMIx | Petrol station. Floodlight |  |  | 15840 | NO Sensor | 51000 | 730/559 | [5 empty] | 112000
TBD | AM L/3/F/AF/120/730/… | image | datasheet | deeplink | TUNGSRAM - AMIx - 15840lm - 120W - 3000K - 70CRI - TBD[SKU] - Bezel. Surface. Flood-light. No mounting kit | 9 | Bezel. Flood-light. No mounting kit. Surface | LED | 1 | 120 | DALI. No control | [7 empty] | CE | [6 empty] | 65 | 3000 | 350 x 350 x 139 |  | 220-240V |  | 5 |  |  | ≤5 | >=70 |  | 3000 |  | 50000 | >=0.97 | 114000 |  |  | 132 |  |  | 9 | AF | 25 | <10% at 100000 hours |  | Available | 730/559 | CIE(x= 0.43. y= 0.403) | Class I | IK07 |  |  | 50 | 650 | -40 | 1 | 120 | RAL9003 | 50/60Hz | Passive | LED | dimmable | Area | AMIx | Petrol station. Floodlight |  |  | 15840 | NO Sensor | 51000 | 730/559 | [5 empty] | 112000
TBD | AM L/3/F/SF/120/730/… | image | datasheet | deeplink | TUNGSRAM - AMIx - 15840lm - 120W - 3000K - 70CRI - TBD[SKU] - Bezel. Surface. Flood-light. No mounting kit | 9 | Bezel. Flood-light. No mounting kit. Surface | LED | 1 | 120 | DALI. No control | [7 empty] | CE | [6 empty] | 65 | 3000 | 350 x 350 x 139 |  | 220-240V |  | 5 |  |  | ≤5 | >=70 |  | 3000 |  | 50000 | >=0.97 | 114000 |  |  | 132 |  |  | 9 | SF | 25 | <10% at 100000 hours |  | Available | 730/559 | CIE(x= 0.43. y= 0.403) | Class I | IK07 |  |  | 50 | 650 | -40 | 1 | 120 | RAL9003 | 50/60Hz | Passive | LED | dimmable | Area | AMIx | Petrol station. Floodlight |  |  | 15840 | NO Sensor | 51000 | 730/559 | [5 empty] | 112000
TBD | AM L/3/F/CE/120/730/… | image | datasheet | deeplink | TUNGSRAM - AMIx - 15440lm - 120W - 3000K - 70CRI - TBD[SKU] - Bezel. Surface. Flood-light. No mounting kit | 9 | Bezel. Flood-light. No mounting kit. Surface | LED | 1 | 120 | DALI. No control | [7 empty] | CE | [6 empty] | 65 | 3000 | 350 x 350 x 139 |  | 220-240V |  | 5 |  |  | ≤5 | >=70 |  | 3000 |  | 50000 | >=0.97 | 114000 |  |  | 129 |  |  | 9 | CE | 25 | <10% at 100000 hours |  | Available | 730/559 | CIE(x= 0.43. y= 0.403) | Class I | IK07 |  |  | 50 | 650 | -40 | 1 | 120 | RAL9003 | 50/60Hz | Passive | LED | dimmable | Area | AMIx | Petrol station. Floodlight |  |  | 15440 | NO Sensor | 51000 | 730/559 | [5 empty] | 112000
TBD | AM L/3/F/AE/120/730/… | image | datasheet | deeplink | TUNGSRAM - AMIx - 15440lm - 120W - 3000K - 70CRI - TBD[SKU] - Bezel. Surface. Flood-light. No mounting kit | 9 | Bezel. Flood-light. No mounting kit. Surface | LED | 1 | 120 | DALI. No control | [7 empty] | CE | [6 empty] | 65 | 3000 | 350 x 350 x 139 |  | 220-240V |  | 5 |  |  | ≤5 | >=70 |  | 3000 |  | 50000 | >=0.97 | 114000 |  |  | 129 |  |  | 9 | AE | 25 | <10% at 100000 hours |  | Available | 730/559 | CIE(x= 0.43. y= 0.403) | Class I | IK07 |  |  | 50 | 650 | -40 | 1 | 120 | RAL9003 | 50/60Hz | Passive | LED | dimmable | Area | AMIx | Petrol station. Floodlight |  |  | 15440 | NO Sensor | 51000 | 730/559 | [5 empty] | 112000
TBD | AM L/3/F/SE/120/730/… | image | datasheet | deeplink | TUNGSRAM - AMIx - 15440lm - 120W - 3000K - 70CRI - TBD[SKU] - Bezel. Surface. Flood-light. No mounting kit | 9 | Bezel. Flood-light. No mounting kit. Surface | LED | 1 | 120 | DALI. No control | [7 empty] | CE | [6 empty] | 65 | 3000 | 350 x 350 x 139 |  | 220-240V |  | 5 |  |  | ≤5 | >=70 |  | 3000 |  | 50000 | >=0.97 | 114000 |  |  | 129 |  |  | 9 | SE | 25 | <10% at 100000 hours |  | Available | 730/559 | CIE(x= 0.43. y= 0.403) | Class I | IK07 |  |  | 50 | 650 | -40 | 1 | 120 | RAL9003 | 50/60Hz | Passive | LED | dimmable | Area | AMIx | Petrol station. Floodlight |  |  | 15440 | NO Sensor | 51000 | 730/559 | [5 empty] | 112000
TBD | AM L/3/F/CC/120/730/… | image | datasheet | deeplink | TUNGSRAM - AMIx - 15310lm - 120W - 3000K - 70CRI - TBD[SKU] - Bezel. Surface. Flood-light. No mounting kit | 9 | Bezel. Flood-light. No mounting kit. Surface | LED | 1 | 120 | DALI. No control | [7 empty] | CE | [6 empty] | 65 | 3000 | 350 x 350 x 139 |  | 220-240V |  | 5 |  |  | ≤5 | >=70 |  | 3000 |  | 50000 | >=0.97 | 114000 |  |  | 128 |  |  | 9 | CC | 25 | <10% at 100000 hours |  | Available | 730/559 | CIE(x= 0.43. y= 0.403) | Class I | IK07 |  |  | 50 | 650 | -40 | 1 | 120 | RAL9003 | 50/60Hz | Passive | LED | dimmable | Area | AMIx | Petrol station. Floodlight |  |  | 15310 | NO Sensor | 51000 | 730/559 | [5 empty] | 112000
TBD | AM L/3/F/AC/120/730/… | image | datasheet | deeplink | TUNGSRAM - AMIx - 15310lm - 120W - 3000K - 70CRI - TBD[SKU] - Bezel. Surface. Flood-light. No mounting kit | 9 | Bezel. Flood-light. No mounting kit. Surface | LED | 1 | 120 | DALI. No control | [7 empty] | CE | [6 empty] | 65 | 3000 | 350 x 350 x 139 |  | 220-240V |  | 5 |  |  | ≤5 | >=70 |  | 3000 |  | 50000 | >=0.97 | 114000 |  |  | 128 |  |  | 9 | AC | 25 | <10% at 100000 hours |  | Available | 730/559 | CIE(x= 0.43. y= 0.403) | Class I | IK07 |  |  | 50 | 650 | -40 | 1 | 120 | RAL9003 | 50/60Hz | Passive | LED | dimmable | Area | AMIx | Petrol station. Floodlight |  |  | 15310 | NO Sensor | 51000 | 730/559 | [5 empty] | 112000
TBD | AM L/3/F/SC/120/730/… | image | datasheet | deeplink | TUNGSRAM - AMIx - 15310lm - 120W - 3000K - 70CRI - TBD[SKU] - Bezel. Surface. Flood-light. No mounting kit | 9 | Bezel. Flood-light. No mounting kit. Surface | LED | 1 | 120 | DALI. No control | [7 empty] | CE | [6 empty] | 65 | 3000 | 350 x 350 x 139 |  | 220-240V |  | 5 |  |  | ≤5 | >=70 |  | 3000 |  | 50000 | >=0.97 | 114000 |  |  | 128 |  |  | 9 | SC | 25 | <10% at 100000 hours |  | Available | 730/559 | CIE(x= 0.43. y= 0.403) | Class I | IK07 |  |  | 50 | 650 | -40 | 1 | 120 | RAL9003 | 50/60Hz | Passive | LED | dimmable | Area | AMIx | Petrol station. Floodlight |  |  | 15310 | NO Sensor | 51000 | 730/559 | [5 empty] | 112000
TBD | AM L/3/F/CF/100/730/… | image | datasheet | deeplink | TUNGSRAM - AMIx - 13470lm - 97W - 3000K - 70CRI - TBD[SKU] - Bezel. Surface. Flood-light. No mounting kit | 9 | Bezel. Flood-light. No mounting kit. Surface | LED | 1 | 97 | DALI. No control | [7 empty] | CE | [6 empty] | 65 | 3000 | 350 x 350 x 139 |  | 220-240V |  | 5 |  |  | ≤5 | >=70 |  | 3000 |  | 50000 | >=0.97 | 114000 |  |  | 139 |  |  | 9 | CF | 25 | <10% at 100000 hours |  | Available | 730/559 | CIE(x= 0.43. y= 0.403) | Class I | IK07 |  |  | 50 | 530 | -40 | 1 | 97 | RAL9003 | 50/60Hz | Passive | LED | dimmable | Area | AMIx | Petrol station. Floodlight |  |  | 13470 | NO Sensor | 51000 | 730/559 | [5 empty] | 112000
TBD | AM L/3/F/AF/100/730/… | image | datasheet | deeplink | TUNGSRAM - AMIx - 13470lm - 97W - 3000K - 70CRI - TBD[SKU] - Bezel. Surface. Flood-light. No mounting kit | 9 | Bezel. Flood-light. No mounting kit. Surface | LED | 1 | 97 | DALI. No control | [7 empty] | CE | [6 empty] | 65 | 3000 | 350 x 350 x 139 |  | 220-240V |  | 5 |  |  | ≤5 | >=70 |  | 3000 |  | 50000 | >=0.97 | 114000 |  |  | 139 |  |  | 9 | AF | 25 | <10% at 100000 hours |  | Available | 730/559 | CIE(x= 0.43. y= 0.403) | Class I | IK07 |  |  | 50 | 530 | -40 | 1 | 97 | RAL9003 | 50/60Hz | Passive | LED | dimmable | Area | AMIx | Petrol station. Floodlight |  |  | 13470 | NO Sensor | 51000 | 730/559 | [5 empty] | 112000
TBD | AM L/3/F/SF/100/730/… | image | datasheet | deeplink | TUNGSRAM - AMIx - 13470lm - 97W - 3000K - 70CRI - TBD[SKU] - Bezel. Surface. Flood-light. No mounting kit | 9 | Bezel. Flood-light. No mounting kit. Surface | LED | 1 | 97 | DALI. No control | [7 empty] | CE | [6 empty] | 65 | 3000 | 350 x 350 x 139 |  | 220-240V |  | 5 |  |  | ≤5 | >=70 |  | 3000 |  | 50000 | >=0.97 | 114000 |  |  | 139 |  |  | 9 | SF | 25 | <10% at 100000 hours |  | Available | 730/559 | CIE(x= 0.43. y= 0.403) | Class I | IK07 |  |  | 50 | 530 | -40 | 1 | 97 | RAL9003 | 50/60Hz | Passive | LED | dimmable | Area | AMIx | Petrol station. Floodlight |  |  | 13470 | NO Sensor | 51000 | 730/559 | [5 empty] | 112000
TBD | AM L/3/F/CE/100/730/… | image | datasheet | deeplink | TUNGSRAM - AMIx - 13130lm - 97W - 3000K - 70CRI - TBD[SKU] - Bezel. Surface. Flood-light. No mounting kit | 9 | Bezel. Flood-light. No mounting kit. Surface | LED | 1 | 97 | DALI. No control | [7 empty] | CE | [6 empty] | 65 | 3000 | 350 x 350 x 139 |  | 220-240V |  | 5 |  |  | ≤5 | >=70 |  | 3000 |  | 50000 | >=0.97 | 114000 |  |  | 136 |  |  | 9 | CE | 25 | <10% at 100000 hours |  | Available | 730/559 | CIE(x= 0.43. y= 0.403) | Class I | IK07 |  |  | 50 | 530 | -40 | 1 | 97 | RAL9003 | 50/60Hz | Passive | LED | dimmable | Area | AMIx | Petrol station. Floodlight |  |  | 13130 | NO Sensor | 51000 | 730/559 | [5 empty] | 112000
TBD | AM L/3/F/AE/100/730/… | image | datasheet | deeplink | TUNGSRAM - AMIx - 13130lm - 97W - 3000K - 70CRI - TBD[SKU] - Bezel. Surface. Flood-light. No mounting kit | 9 | Bezel. Flood-light. No mounting kit. Surface | LED | 1 | 97 | DALI. No control | [7 empty] | CE | [6 empty] | 65 | 3000 | 350 x 350 x 139 |  | 220-240V |  | 5 |  |  | ≤5 | >=70 |  | 3000 |  | 50000 | >=0.97 | 114000 |  |  | 136 |  |  | 9 | AE | 25 | <10% at 100000 hours |  | Available | 730/559 | CIE(x= 0.43. y= 0.403) | Class I | IK07 |  |  | 50 | 530 | -40 | 1 | 97 | RAL9003 | 50/60Hz | Passive | LED | dimmable | Area | AMIx | Petrol station. Floodlight |  |  | 13130 | NO Sensor | 51000 | 730/559 | [5 empty] | 112000
TBD | AM L/3/F/SE/100/730/… | image | datasheet | deeplink | TUNGSRAM - AMIx - 13130lm - 97W - 3000K - 70CRI - TBD[SKU] - Bezel. Surface. Flood-light. No mounting kit | 9 | Bezel. Flood-light. No mounting kit. Surface | LED | 1 | 97 | DALI. No control | [7 empty] | CE | [6 empty] | 65 | 3000 | 350 x 350 x 139 |  | 220-240V |  | 5 |  |  | ≤5 | >=70 |  | 3000 |  | 50000 | >=0.97 | 114000 |  |  | 136 |  |  | 9 | SE | 25 | <10% at 100000 hours |  | Available | 730/559 | CIE(x= 0.43. y= 0.403) | Class I | IK07 |  |  | 50 | 530 | -40 | 1 | 97 | RAL9003 | 50/60Hz | Passive | LED | dimmable | Area | AMIx | Petrol station. Floodlight |  |  | 13130 | NO Sensor | 51000 | 730/559 | [5 empty] | 112000
TBD | AM L/3/F/CC/100/730/… | image | datasheet | deeplink | TUNGSRAM - AMIx - 13020lm - 97W - 3000K - 70CRI - TBD[SKU] - Bezel. Surface. Flood-light. No mounting kit | 9 | Bezel. Flood-light. No mounting kit. Surface | LED | 1 | 97 | DALI. No control | [7 empty] | CE | [6 empty] | 65 | 3000 | 350 x 350 x 139 |  | 220-240V |  | 5 |  |  | ≤5 | >=70 |  | 3000 |  | 50000 | >=0.97 | 114000 |  |  | 135 |  |  | 9 | CC | 25 | <10% at 100000 hours |  | Available | 730/559 | CIE(x= 0.43. y= 0.403) | Class I | IK07 |  |  | 50 | 530 | -40 | 1 | 97 | RAL9003 | 50/60Hz | Passive | LED | dimmable | Area | AMIx | Petrol station. Floodlight |  |  | 13020 | NO Sensor | 51000 | 730/559 | [5 empty] | 112000
TBD | AM L/3/F/AC/100/730/… | image | datasheet | deeplink | TUNGSRAM - AMIx - 13020lm - 97W - 3000K - 70CRI - TBD[SKU] - Bezel. Surface. Flood-light. No mounting kit | 9 | Bezel. Flood-light. No mounting kit. Surface | LED | 1 | 97 | DALI. No control | [7 empty] | CE | [6 empty] | 65 | 3000 | 350 x 350 x 139 |  | 220-240V |  | 5 |  |  | ≤5 | >=70 |  | 3000 |  | 50000 | >=0.97 | 114000 |  |  | 135 |  |  | 9 | AC | 25 | <10% at 100000 hours |  | Available | 730/559 | CIE(x= 0.43. y= 0.403) | Class I | IK07 |  |  | 50 | 530 | -40 | 1 | 97 | RAL9003 | 50/60Hz | Passive | LED | dimmable | Area | AMIx | Petrol station. Floodlight |  |  | 13020 | NO Sensor | 51000 | 730/559 | [5 empty] | 112000
TBD | AM L/3/F/SC/100/730/… | image | datasheet | deeplink | TUNGSRAM - AMIx - 13020lm - 97W - 3000K - 70CRI - TBD[SKU] - Bezel. Surface. Flood-light. No mounting kit | 9 | Bezel. Flood-light. No mounting kit. Surface | LED | 1 | 97 | DALI. No control | [7 empty] | CE | [6 empty] | 65 | 3000 | 350 x 350 x 139 |  | 220-240V |  | 5 |  |  | ≤5 | >=70 |  | 3000 |  | 50000 | >=0.97 | 114000 |  |  | 135 |  |  | 9 | SC | 25 | <10% at 100000 hours |  | Available | 730/559 | CIE(x= 0.43. y= 0.403) | Class I | IK07 |  |  | 50 | 530 | -40 | 1 | 97 | RAL9003 | 50/60Hz | Passive | LED | dimmable | Area | AMIx | Petrol station. Floodlight |  |  | 13020 | NO Sensor | 51000 | 730/559 | [5 empty] | 112000
TBD | AM L/3/F/CF/80/730/… | image | datasheet | deeplink | TUNGSRAM - AMIx - 11370lm - 80W - 3000K - 70CRI - TBD[SKU] - Bezel. Surface. Flood-light. No mounting kit | 9 | Bezel. Flood-light. No mounting kit. Surface | LED | 1 | 80 | DALI. No control | [7 empty] | CE | [6 empty] | 65 | 3000 | 350 x 350 x 139 |  | 220-240V |  | 5 |  |  | ≤5 | >=70 |  | 3000 |  | 50000 | >=0.97 | 114000 |  |  | 143 |  |  | 9 | CF | 25 | <10% at 100000 hours |  | Available | 730/559 | CIE(x= 0.43. y= 0.403) | Class I | IK07 |  |  | 50 | 440 | -40 | 1 | 80 | RAL9003 | 50/60Hz | Passive | LED | dimmable | Area | AMIx | Petrol station. Floodlight |  |  | 11370 | NO Sensor | 51000 | 730/559 | [5 empty] | 112000
TBD | AM L/3/F/AF/80/730/… | image | datasheet | deeplink | TUNGSRAM - AMIx - 11370lm - 80W - 3000K - 70CRI - TBD[SKU] - Bezel. Surface. Flood-light. No mounting kit | 9 | Bezel. Flood-light. No mounting kit. Surface | LED | 1 | 80 | DALI. No control | [7 empty] | CE | [6 empty] | 65 | 3000 | 350 x 350 x 139 |  | 220-240V |  | 5 |  |  | ≤5 | >=70 |  | 3000 |  | 50000 | >=0.97 | 114000 |  |  | 143 |  |  | 9 | AF | 25 | <10% at 100000 hours |  | Available | 730/559 | CIE(x= 0.43. y= 0.403) | Class I | IK07 |  |  | 50 | 440 | -40 | 1 | 80 | RAL9003 | 50/60Hz | Passive | LED | dimmable | Area | AMIx | Petrol station. Floodlight |  |  | 11370 | NO Sensor | 51000 | 730/559 | [5 empty] | 112000
TBD | AM L/3/F/SF/80/730/… | image | datasheet | deeplink | TUNGSRAM - AMIx - 11370lm - 80W - 3000K - 70CRI - TBD[SKU] - Bezel. Surface. Flood-light. No mounting kit | 9 | Bezel. Flood-light. No mounting kit. Surface | LED | 1 | 80 | DALI. No control | [7 empty] | CE | [6 empty] | 65 | 3000 | 350 x 350 x 139 |  | 220-240V |  | 5 |  |  | ≤5 | >=70 |  | 3000 |  | 50000 | >=0.97 | 114000 |  |  | 143 |  |  | 9 | SF | 25 | <10% at 100000 hours |  | Available | 730/559 | CIE(x= 0.43. y= 0.403) | Class I | IK07 |  |  | 50 | 440 | -40 | 1 | 80 | RAL9003 | 50/60Hz | Passive | LED | dimmable | Area | AMIx | Petrol station. Floodlight |  |  | 11370 | NO Sensor | 51000 | 730/559 | [5 empty] | 112000
TBD | AM L/3/F/CE/80/730/… | image | datasheet | deeplink | TUNGSRAM - AMIx - 11080lm - 80W - 3000K - 70CRI - TBD[SKU] - Bezel. Surface. Flood-light. No mounting kit | 9 | Bezel. Flood-light. No mounting kit. Surface | LED | 1 | 80 | DALI. No control | [7 empty] | CE | [6 empty] | 65 | 3000 | 350 x 350 x 139 |  | 220-240V |  | 5 |  |  | ≤5 | >=70 |  | 3000 |  | 50000 | >=0.97 | 114000 |  |  | 139 |  |  | 9 | CE | 25 | <10% at 100000 hours |  | Available | 730/559 | CIE(x= 0.43. y= 0.403) | Class I | IK07 |  |  | 50 | 440 | -40 | 1 | 80 | RAL9003 | 50/60Hz | Passive | LED | dimmable | Area | AMIx | Petrol station. Floodlight |  |  | 11080 | NO Sensor | 51000 | 730/559 | [5 empty] | 112000
TBD | AM L/3/F/AE/80/730/… | image | datasheet | deeplink | TUNGSRAM - AMIx - 11080lm - 80W - 3000K - 70CRI - TBD[SKU] - Bezel. Surface. Flood-light. No mounting kit | 9 | Bezel. Flood-light. No mounting kit. Surface | LED | 1 | 80 | DALI. No control | [7 empty] | CE | [6 empty] | 65 | 3000 | 350 x 350 x 139 |  | 220-240V |  | 5 |  |  | ≤5 | >=70 |  | 3000 |  | 50000 | >=0.97 | 114000 |  |  | 139 |  |  | 9 | AE | 25 | <10% at 100000 hours |  | Available | 730/559 | CIE(x= 0.43. y= 0.403) | Class I | IK07 |  |  | 50 | 440 | -40 | 1 | 80 | RAL9003 | 50/60Hz | Passive | LED | dimmable | Area | AMIx | Petrol station. Floodlight |  |  | 11080 | NO Sensor | 51000 | 730/559 | [5 empty] | 112000
TBD | AM L/3/F/SE/80/730/… | image | datasheet | deeplink | TUNGSRAM - AMIx - 11080lm - 80W - 3000K - 70CRI - TBD[SKU] - Bezel. Surface. Flood-light. No mounting kit | 9 | Bezel. Flood-light. No mounting kit. Surface | LED | 1 | 80 | DALI. No control | [7 empty] | CE | [6 empty] | 65 | 3000 | 350 x 350 x 139 |  | 220-240V |  | 5 |  |  | ≤5 | >=70 |  | 3000 |  | 50000 | >=0.97 | 114000 |  |  | 139 |  |  | 9 | SE | 25 | <10% at 100000 hours |  | Available | 730/559 | CIE(x= 0.43. y= 0.403) | Class I | IK07 |  |  | 50 | 440 | -40 | 1 | 80 | RAL9003 | 50/60Hz | Passive | LED | dimmable | Area | AMIx | Petrol station. Floodlight |  |  | 11080 | NO Sensor | 51000 | 730/559 | [5 empty] | 112000
TBD | AM L/3/F/CC/80/730/… | image | datasheet | deeplink | TUNGSRAM - AMIx - 10990lm - 80W - 3000K - 70CRI - TBD[SKU] - Bezel. Surface. Flood-light. No mounting kit | 9 | Bezel. Flood-light. No mounting kit. Surface | LED | 1 | 80 | DALI. No control | [7 empty] | CE | [6 empty] | 65 | 3000 | 350 x 350 x 139 |  | 220-240V |  | 5 |  |  | ≤5 | >=70 |  | 3000 |  | 50000 | >=0.97 | 114000 |  |  | 138 |  |  | 9 | CC | 25 | <10% at 100000 hours |  | Available | 730/559 | CIE(x= 0.43. y= 0.403) | Class I | IK07 |  |  | 50 | 440 | -40 | 1 | 80 | RAL9003 | 50/60Hz | Passive | LED | dimmable | Area | AMIx | Petrol station. Floodlight |  |  | 10990 | NO Sensor | 51000 | 730/559 | [5 empty] | 112000
TBD | AM L/3/F/AC/80/730/… | image | datasheet | deeplink | TUNGSRAM - AMIx - 10990lm - 80W - 3000K - 70CRI - TBD[SKU] - Bezel. Surface. Flood-light. No mounting kit | 9 | Bezel. Flood-light. No mounting kit. Surface | LED | 1 | 80 | DALI. No control | [7 empty] | CE | [6 empty] | 65 | 3000 | 350 x 350 x 139 |  | 220-240V |  | 5 |  |  | ≤5 | >=70 |  | 3000 |  | 50000 | >=0.97 | 114000 |  |  | 138 |  |  | 9 | AC | 25 | <10% at 100000 hours |  | Available | 730/559 | CIE(x= 0.43. y= 0.403) | Class I | IK07 |  |  | 50 | 440 | -40 | 1 | 80 | RAL9003 | 50/60Hz | Passive | LED | dimmable | Area | AMIx | Petrol station. Floodlight |  |  | 10990 | NO Sensor | 51000 | 730/559 | [5 empty] | 112000
TBD | AM L/3/F/SC/80/730/… | image | datasheet | deeplink | TUNGSRAM - AMIx - 10990lm - 80W - 3000K - 70CRI - TBD[SKU] - Bezel. Surface. Flood-light. No mounting kit | 9 | Bezel. Flood-light. No mounting kit. Surface | LED | 1 | 80 | DALI. No control | [7 empty] | CE | [6 empty] | 65 | 3000 | 350 x 350 x 139 |  | 220-240V |  | 5 |  |  | ≤5 | >=70 |  | 3000 |  | 50000 | >=0.97 | 114000 |  |  | 138 |  |  | 9 | SC | 25 | <10% at 100000 hours |  | Available | 730/559 | CIE(x= 0.43. y= 0.403) | Class I | IK07 |  |  | 50 | 440 | -40 | 1 | 80 | RAL9003 | 50/60Hz | Passive | LED | dimmable | Area | AMIx | Petrol station. Floodlight |  |  | 10990 | NO Sensor | 51000 | 730/559 | [5 empty] | 112000
TBD | AM L/3/F/CF/65/730/… | image | datasheet | deeplink | TUNGSRAM - AMIx - 9370lm - 66W - 3000K - 70CRI - TBD[SKU] - Bezel. Surface. Flood-light. No mounting kit | 9 | Bezel. Flood-light. No mounting kit. Surface | LED | 1 | 66 | DALI. No control | [7 empty] | CE | [6 empty] | 65 | 3000 | 350 x 350 x 139 |  | 220-240V |  | 5 |  |  | ≤5 | >=70 |  | 3000 |  | 50000 | >=0.97 | 114000 |  |  | 142 |  |  | 9 | CF | 25 | <10% at 100000 hours |  | Available | 730/559 | CIE(x= 0.43. y= 0.403) | Class I | IK07 |  |  | 50 | 360 | -40 | 1 | 66 | RAL9003 | 50/60Hz | Passive | LED | dimmable | Area | AMIx | Petrol station. Floodlight |  |  | 9370 | NO Sensor | 51000 | 730/559 | [5 empty] | 112000
TBD | AM L/3/F/AF/65/730/… | image | datasheet | deeplink | TUNGSRAM - AMIx - 9370lm - 66W - 3000K - 70CRI - TBD[SKU] - Bezel. Surface. Flood-light. No mounting kit | 9 | Bezel. Flood-light. No mounting kit. Surface | LED | 1 | 66 | DALI. No control | [7 empty] | CE | [6 empty] | 65 | 3000 | 350 x 350 x 139 |  | 220-240V |  | 5 |  |  | ≤5 | >=70 |  | 3000 |  | 50000 | >=0.97 | 114000 |  |  | 142 |  |  | 9 | AF | 25 | <10% at 100000 hours |  | Available | 730/559 | CIE(x= 0.43. y= 0.403) | Class I | IK07 |  |  | 50 | 360 | -40 | 1 | 66 | RAL9003 | 50/60Hz | Passive | LED | dimmable | Area | AMIx | Petrol station. Floodlight |  |  | 9370 | NO Sensor | 51000 | 730/559 | [5 empty] | 112000
TBD | AM L/3/F/SF/65/730/… | image | datasheet | deeplink | TUNGSRAM - AMIx - 9370lm - 66W - 3000K - 70CRI - TBD[SKU] - Bezel. Surface. Flood-light. No mounting kit | 9 | Bezel. Flood-light. No mounting kit. Surface | LED | 1 | 66 | DALI. No control | [7 empty] | CE | [6 empty] | 65 | 3000 | 350 x 350 x 139 |  | 220-240V |  | 5 |  |  | ≤5 | >=70 |  | 3000 |  | 50000 | >=0.97 | 114000 |  |  | 142 |  |  | 9 | SF | 25 | <10% at 100000 hours |  | Available | 730/559 | CIE(x= 0.43. y= 0.403) | Class I | IK07 |  |  | 50 | 360 | -40 | 1 | 66 | RAL9003 | 50/60Hz | Passive | LED | dimmable | Area | AMIx | Petrol station. Floodlight |  |  | 9370 | NO Sensor | 51000 | 730/559 | [5 empty] | 112000
TBD | AM L/3/F/CE/65/730/… | image | datasheet | deeplink | TUNGSRAM - AMIx - 9140lm - 66W - 3000K - 70CRI - TBD[SKU] - Bezel. Surface. Flood-light. No mounting kit | 9 | Bezel. Flood-light. No mounting kit. Surface | LED | 1 | 66 | DALI. No control | [7 empty] | CE | [6 empty] | 65 | 3000 | 350 x 350 x 139 |  | 220-240V |  | 5 |  |  | ≤5 | >=70 |  | 3000 |  | 50000 | >=0.97 | 114000 |  |  | 139 |  |  | 9 | CE | 25 | <10% at 100000 hours |  | Available | 730/559 | CIE(x= 0.43. y= 0.403) | Class I | IK07 |  |  | 50 | 360 | -40 | 1 | 66 | RAL9003 | 50/60Hz | Passive | LED | dimmable | Area | AMIx | Petrol station. Floodlight |  |  | 9140 | NO Sensor | 51000 | 730/559 | [5 empty] | 112000
TBD | AM L/3/F/AE/65/730/… | image | datasheet | deeplink | TUNGSRAM - AMIx - 9140lm - 66W - 3000K - 70CRI - TBD[SKU] - Bezel. Surface. Flood-light. No mounting kit | 9 | Bezel. Flood-light. No mounting kit. Surface | LED | 1 | 66 | DALI. No control | [7 empty] | CE | [6 empty] | 65 | 3000 | 350 x 350 x 139 |  | 220-240V |  | 5 |  |  | ≤5 | >=70 |  | 3000 |  | 50000 | >=0.97 | 114000 |  |  | 139 |  |  | 9 | AE | 25 | <10% at 100000 hours |  | Available | 730/559 | CIE(x= 0.43. y= 0.403) | Class I | IK07 |  |  | 50 | 360 | -40 | 1 | 66 | RAL9003 | 50/60Hz | Passive | LED | dimmable | Area | AMIx | Petrol station. Floodlight |  |  | 9140 | NO Sensor | 51000 | 730/559 | [5 empty] | 112000
TBD | AM L/3/F/SE/65/730/… | image | datasheet | deeplink | TUNGSRAM - AMIx - 9140lm - 66W - 3000K - 70CRI - TBD[SKU] - Bezel. Surface. Flood-light. No mounting kit | 9 | Bezel. Flood-light. No mounting kit. Surface | LED | 1 | 66 | DALI. No control | [7 empty] | CE | [6 empty] | 65 | 3000 | 350 x 350 x 139 |  | 220-240V |  | 5 |  |  | ≤5 | >=70 |  | 3000 |  | 50000 | >=0.97 | 114000 |  |  | 139 |  |  | 9 | SE | 25 | <10% at 100000 hours |  | Available | 730/559 | CIE(x= 0.43. y= 0.403) | Class I | IK07 |  |  | 50 | 360 | -40 | 1 | 66 | RAL9003 | 50/60Hz | Passive | LED | dimmable | Area | AMIx | Petrol station. Floodlight |  |  | 9140 | NO Sensor | 51000 | 730/559 | [5 empty] | 112000
TBD | AM L/3/F/CC/65/730/… | image | datasheet | deeplink | TUNGSRAM - AMIx - 9060lm - 66W - 3000K - 70CRI - TBD[SKU] - Bezel. Surface. Flood-light. No mounting kit | 9 | Bezel. Flood-light. No mounting kit. Surface | LED | 1 | 66 | DALI. No control | [7 empty] | CE | [6 empty] | 65 | 3000 | 350 x 350 x 139 |  | 220-240V |  | 5 |  |  | ≤5 | >=70 |  | 3000 |  | 50000 | >=0.97 | 114000 |  |  | 138 |  |  | 9 | CC | 25 | <10% at 100000 hours |  | Available | 730/559 | CIE(x= 0.43. y= 0.403) | Class I | IK07 |  |  | 50 | 360 | -40 | 1 | 66 | RAL9003 | 50/60Hz | Passive | LED | dimmable | Area | AMIx | Petrol station. Floodlight |  |  | 9060 | NO Sensor | 51000 | 730/559 | [5 empty] | 112000
TBD | AM L/3/F/AC/65/730/… | image | datasheet | deeplink | TUNGSRAM - AMIx - 9060lm - 66W - 3000K - 70CRI - TBD[SKU] - Bezel. Surface. Flood-light. No mounting kit | 9 | Bezel. Flood-light. No mounting kit. Surface | LED | 1 | 66 | DALI. No control | [7 empty] | CE | [6 empty] | 65 | 3000 | 350 x 350 x 139 |  | 220-240V |  | 5 |  |  | ≤5 | >=70 |  | 3000 |  | 50000 | >=0.97 | 114000 |  |  | 138 |  |  | 9 | AC | 25 | <10% at 100000 hours |  | Available | 730/559 | CIE(x= 0.43. y= 0.403) | Class I | IK07 |  |  | 50 | 360 | -40 | 1 | 66 | RAL9003 | 50/60Hz | Passive | LED | dimmable | Area | AMIx | Petrol station. Floodlight |  |  | 9060 | NO Sensor | 51000 | 730/559 | [5 empty] | 112000
TBD | AM L/3/F/SC/65/730/… | image | datasheet | deeplink | TUNGSRAM - AMIx - 9060lm - 66W - 3000K - 70CRI - TBD[SKU] - Bezel. Surface. Flood-light. No mounting kit | 9 | Bezel. Flood-light. No mounting kit. Surface | LED | 1 | 66 | DALI. No control | [7 empty] | CE | [6 empty] | 65 | 3000 | 350 x 350 x 139 |  | 220-240V |  | 5 |  |  | ≤5 | >=70 |  | 3000 |  | 50000 | >=0.97 | 114000 |  |  | 138 |  |  | 9 | SC | 25 | <10% at 100000 hours |  | Available | 730/559 | CIE(x= 0.43. y= 0.403) | Class I | IK07 |  |  | 50 | 360 | -40 | 1 | 66 | RAL9003 | 50/60Hz | Passive | LED | dimmable | Area | AMIx | Petrol station. Floodlight |  |  | 9060 | NO Sensor | 51000 | 730/559 | [5 empty] | 112000
TBD | AM L/3/F/CF/55/730/… | image | datasheet | deeplink | TUNGSRAM - AMIx - 7820lm - 55W - 3000K - 70CRI - TBD[SKU] - Bezel. Surface. Flood-light. No mounting kit | 9 | Bezel. Flood-light. No mounting kit. Surface | LED | 1 | 55 | DALI. No control | [7 empty] | CE | [6 empty] | 65 | 3000 | 350 x 350 x 139 |  | 220-240V |  | 5 |  |  | ≤5 | >=70 |  | 3000 |  | 50000 | >=0.97 | 114000 |  |  | 143 |  |  | 9 | CF | 25 | <10% at 100000 hours |  | Available | 730/559 | CIE(x= 0.43. y= 0.403) | Class I | IK07 |  |  | 50 | 300 | -40 | 1 | 55 | RAL9003 | 50/60Hz | Passive | LED | dimmable | Area | AMIx | Petrol station. Floodlight |  |  | 7820 | NO Sensor | 51000 | 730/559 | [5 empty] | 112000
TBD | AM L/3/F/AF/55/730/… | image | datasheet | deeplink | TUNGSRAM - AMIx - 7820lm - 55W - 3000K - 70CRI - TBD[SKU] - Bezel. Surface. Flood-light. No mounting kit | 9 | Bezel. Flood-light. No mounting kit. Surface | LED | 1 | 55 | DALI. No control | [7 empty] | CE | [6 empty] | 65 | 3000 | 350 x 350 x 139 |  | 220-240V |  | 5 |  |  | ≤5 | >=70 |  | 3000 |  | 50000 | >=0.97 | 114000 |  |  | 143 |  |  | 9 | AF | 25 | <10% at 100000 hours |  | Available | 730/559 | CIE(x= 0.43. y= 0.403) | Class I | IK07 |  |  | 50 | 300 | -40 | 1 | 55 | RAL9003 | 50/60Hz | Passive | LED | dimmable | Area | AMIx | Petrol station. Floodlight |  |  | 7820 | NO Sensor | 51000 | 730/559 | [5 empty] | 112000
TBD | AM L/3/F/SF/55/730/… | image | datasheet | deeplink | TUNGSRAM - AMIx - 7820lm - 55W - 3000K - 70CRI - TBD[SKU] - Bezel. Surface. Flood-light. No mounting kit | 9 | Bezel. Flood-light. No mounting kit. Surface | LED | 1 | 55 | DALI. No control | [7 empty] | CE | [6 empty] | 65 | 3000 | 350 x 350 x 139 |  | 220-240V |  | 5 |  |  | ≤5 | >=70 |  | 3000 |  | 50000 | >=0.97 | 114000 |  |  | 143 |  |  | 9 | SF | 25 | <10% at 100000 hours |  | Available | 730/559 | CIE(x= 0.43. y= 0.403) | Class I | IK07 |  |  | 50 | 300 | -40 | 1 | 55 | RAL9003 | 50/60Hz | Passive | LED | dimmable | Area | AMIx | Petrol station. Floodlight |  |  | 7820 | NO Sensor | 51000 | 730/559 | [5 empty] | 112000
TBD | AM L/3/F/CE/55/730/… | image | datasheet | deeplink | TUNGSRAM - AMIx - 7620lm - 55W - 3000K - 70CRI - TBD[SKU] - Bezel. Surface. Flood-light. No mounting kit | 9 | Bezel. Flood-light. No mounting kit. Surface | LED | 1 | 55 | DALI. No control | [7 empty] | CE | [6 empty] | 65 | 3000 | 350 x 350 x 139 |  | 220-240V |  | 5 |  |  | ≤5 | >=70 |  | 3000 |  | 50000 | >=0.97 | 114000 |  |  | 139 |  |  | 9 | CE | 25 | <10% at 100000 hours |  | Available | 730/559 | CIE(x= 0.43. y= 0.403) | Class I | IK07 |  |  | 50 | 300 | -40 | 1 | 55 | RAL9003 | 50/60Hz | Passive | LED | dimmable | Area | AMIx | Petrol station. Floodlight |  |  | 7620 | NO Sensor | 51000 | 730/559 | [5 empty] | 112000
TBD | AM L/3/F/AE/55/730/… | image | datasheet | deeplink | TUNGSRAM - AMIx - 7620lm - 55W - 3000K - 70CRI - TBD[SKU] - Bezel. Surface. Flood-light. No mounting kit | 9 | Bezel. Flood-light. No mounting kit. Surface | LED | 1 | 55 | DALI. No control | [7 empty] | CE | [6 empty] | 65 | 3000 | 350 x 350 x 139 |  | 220-240V |  | 5 |  |  | ≤5 | >=70 |  | 3000 |  | 50000 | >=0.97 | 114000 |  |  | 139 |  |  | 9 | AE | 25 | <10% at 100000 hours |  | Available | 730/559 | CIE(x= 0.43. y= 0.403) | Class I | IK07 |  |  | 50 | 300 | -40 | 1 | 55 | RAL9003 | 50/60Hz | Passive | LED | dimmable | Area | AMIx | Petrol station. Floodlight |  |  | 7620 | NO Sensor | 51000 | 730/559 | [5 empty] | 112000
TBD | AM L/3/F/SE/55/730/… | image | datasheet | deeplink | TUNGSRAM - AMIx - 7620lm - 55W - 3000K - 70CRI - TBD[SKU] - Bezel. Surface. Flood-light. No mounting kit | 9 | Bezel. Flood-light. No mounting kit. Surface | LED | 1 | 55 | DALI. No control | [7 empty] | CE | [6 empty] | 65 | 3000 | 350 x 350 x 139 |  | 220-240V |  | 5 |  |  | ≤5 | >=70 |  | 3000 |  | 50000 | >=0.97 | 114000 |  |  | 139 |  |  | 9 | SE | 25 | <10% at 100000 hours |  | Available | 730/559 | CIE(x= 0.43. y= 0.403) | Class I | IK07 |  |  | 50 | 300 | -40 | 1 | 55 | RAL9003 | 50/60Hz | Passive | LED | dimmable | Area | AMIx | Petrol station. Floodlight |  |  | 7620 | NO Sensor | 51000 | 730/559 | [5 empty] | 112000
TBD | AM L/3/F/CC/55/730/… | image | datasheet | deeplink | TUNGSRAM - AMIx - 7560lm - 55W - 3000K - 70CRI - TBD[SKU] - Bezel. Surface. Flood-light. No mounting kit | 9 | Bezel. Flood-light. No mounting kit. Surface | LED | 1 | 55 | DALI. No control | [7 empty] | CE | [6 empty] | 65 | 3000 | 350 x 350 x 139 |  | 220-240V |  | 5 |  |  | ≤5 | >=70 |  | 3000 |  | 50000 | >=0.97 | 114000 |  |  | 138 |  |  | 9 | CC | 25 | <10% at 100000 hours |  | Available | 730/559 | CIE(x= 0.43. y= 0.403) | Class I | IK07 |  |  | 50 | 300 | -40 | 1 | 55 | RAL9003 | 50/60Hz | Passive | LED | dimmable | Area | AMIx | Petrol station. Floodlight |  |  | 7560 | NO Sensor | 51000 | 730/559 | [5 empty] | 112000
TBD | AM L/3/F/AC/55/730/… | image | datasheet | deeplink | TUNGSRAM - AMIx - 7560lm - 55W - 3000K - 70CRI - TBD[SKU] - Bezel. Surface. Flood-light. No mounting kit | 9 | Bezel. Flood-light. No mounting kit. Surface | LED | 1 | 55 | DALI. No control | [7 empty] | CE | [6 empty] | 65 | 3000 | 350 x 350 x 139 |  | 220-240V |  | 5 |  |  | ≤5 | >=70 |  | 3000 |  | 50000 | >=0.97 | 114000 |  |  | 138 |  |  | 9 | AC | 25 | <10% at 100000 hours |  | Available | 730/559 | CIE(x= 0.43. y= 0.403) | Class I | IK07 |  |  | 50 | 300 | -40 | 1 | 55 | RAL9003 | 50/60Hz | Passive | LED | dimmable | Area | AMIx | Petrol station. Floodlight |  |  | 7560 | NO Sensor | 51000 | 730/559 | [5 empty] | 112000
TBD | AM L/3/F/SC/55/730/… | image | datasheet | deeplink | TUNGSRAM - AMIx - 7560lm - 55W - 3000K - 70CRI - TBD[SKU] - Bezel. Surface. Flood-light. No mounting kit | 9 | Bezel. Flood-light. No mounting kit. Surface | LED | 1 | 55 | DALI. No control | [7 empty] | CE | [6 empty] | 65 | 3000 | 350 x 350 x 139 |  | 220-240V |  | 5 |  |  | ≤5 | >=70 |  | 3000 |  | 50000 | >=0.97 | 114000 |  |  | 138 |  |  | 9 | SC | 25 | <10% at 100000 hours |  | Available | 730/559 | CIE(x= 0.43. y= 0.403) | Class I | IK07 |  |  | 50 | 300 | -40 | 1 | 55 | RAL9003 | 50/60Hz | Passive | LED | dimmable | Area | AMIx | Petrol station. Floodlight |  |  | 7560 | NO Sensor | 51000 | 730/559 | [5 empty] | 112000
TBD | TUAS VFR 1200 6-channel ST | image | datasheet | deeplink | TUNGSRAM - Vertical Farm Lightbars - 9999999lm - 71W - 9999999CRI - TBD[SKU] - Bracket | 0.4 | Bracket | LED | 1 | 71 | Yes | [7 empty] | CE. RoHS | [6 empty] | 65 | 9999999 | 1200 x 31 x 54 |  | 220-240V | [21 empty] | Various accessories for ease of installation | Available | [6 empty] | 40 |  |  | 1 | 71 |  |  | Passive | LED | dimmable | Vertical Farm | Vertical Farm Lightbars | Agritech Series |  |  |  |  | 54000 |  |  |  | 150 | 2.11 | IP65
TBD | TUAS VFP 1200 D HO | image | datasheet | deeplink | TUNGSRAM - Vertical Farm Lightbars - 9999999lm - 50W - 9999999CRI - TBD[SKU] - Bracket | 0.4 | Bracket | LED | 1 | 50 | Yes | [7 empty] | CE. RoHS | [6 empty] | 65 | 9999999 | 1200 x 31 x 54 |  | 220-240V | [21 empty] | Various accessories for ease of installation | Available | [6 empty] | 40 |  |  | 1 | 50 |  |  | Passive | LED | dimmable | Vertical Farm | Vertical Farm Lightbars | Agritech Series |  |  |  |  | 54000 |  |  |  | 140 | 2.8 | IP65
TBD | TUAS VFP 1200 D ST | image | datasheet | deeplink | TUNGSRAM - Vertical Farm Lightbars - 9999999lm - 34W - 9999999CRI - TBD[SKU] - Bracket | 0.4 | Bracket | LED | 1 | 34 | Yes | [7 empty] | CE. RoHS | [6 empty] | 65 | 9999999 | 1200 x 31 x 54 |  | 220-240V | [21 empty] | Various accessories for ease of installation | Available | [6 empty] | 40 |  |  | 1 | 34 |  |  | Passive | LED | dimmable | Vertical Farm | Vertical Farm Lightbars | Agritech Series |  |  |  |  | 54000 |  |  |  | 100 | 3.03 | IP65
TBD | TUAS VFS 1200 F HO | image | datasheet | deeplink | TUNGSRAM - Vertical Farm Lightbars - 9999999lm - 50W - 9999999CRI - TBD[SKU] - Bracket | 0.4 | Bracket | LED | 1 | 50 | [8 empty] | CE. RoHS | [6 empty] | 65 | 9999999 | 1200 x 31 x 54 |  | 220-240V | [21 empty] | Various accessories for ease of installation | Available | [6 empty] | 40 |  |  | 1 | 50 |  |  | Passive | LED | none | Vertical Farm | Vertical Farm Lightbars | Agritech Series |  |  |  |  | 54000 |  |  |  | 134 | 2.7 | IP65
TBD | TUAS VFS 1200 F ST | image | datasheet | deeplink | TUNGSRAM - Vertical Farm Lightbars - 9999999lm - 34W - 9999999CRI - TBD[SKU] - Bracket | 0.4 | Bracket | LED | 1 | 34 | [8 empty] | CE. RoHS | [6 empty] | 65 | 9999999 | 1200 x 31 x 54 |  | 220-240V | [21 empty] | Various accessories for ease of installation | Available | [6 empty] | 40 |  |  | 1 | 34 |  |  | Passive | LED | none | Vertical Farm | Vertical Farm Lightbars | Agritech Series |  |  |  |  | 54000 |  |  |  | 96 | 2.9 | IP65
TBD | TUAS GINT 2550 0015008500 C FX ST | image | datasheet | deeplink | TUNGSRAM - Interlight - 9999999lm - 74W - 9999999CRI - TBD[SKU] - Cable/Hook | 4.45 | Cable/Hook | LED | 1 | 74 | [8 empty] | CE. RoHS | [6 empty] | 66 | 9999999 | ø87.5 x 2558 |  | 220-240V |  |  |  | Clear | [17 empty] | Various accessories for ease of installation | Available |  |  |  | IK08 |  |  | 35 |  |  | 1 | 74 |  |  | Passive | LED | none | Interlight | Interlight | Agritech Series |  |  |  |  | 50000 |  |  |  | 232 | 3.14 | IP66
TBD | TUAS GINT 1500 0015008500 C FX ST | image | datasheet | deeplink | TUNGSRAM - Interlight - 9999999lm - 43W - 9999999CRI - TBD[SKU] - Cable/Hook | 2.63 | Cable/Hook | LED | 1 | 43 | [8 empty] | CE. RoHS | [6 empty] | 66 | 9999999 | ø87.5 x 1508 |  | 220-240V |  |  |  | Clear | [17 empty] | Various accessories for ease of installation | Available |  |  |  | IK08 |  |  | 35 |  |  | 1 | 43 |  |  | Passive | LED | none | Interlight | Interlight | Agritech Series |  |  |  |  | 50000 |  |  |  | 136 | 3.16 | IP66
TBD | TUAS GLIN 2H 0010009000 C1 FX ST | image | datasheet | deeplink | TUNGSRAM - Toplight Linear - 9999999lm - 600W - 9999999CRI - TBD[SKU] - Bracket/Cable/Hook | 10 | Bracket/Cable/Hook | LED | 1 | 600 | [8 empty] | CE. RoHS | [6 empty] | 66 | 9999999 | 875 x 254 x 92 |  | 220-240V |  |  |  | 120° | [17 empty] | Various accessories for ease of installation | Available |  |  |  | IK08 |  |  | 40 |  |  | 1 | 600 | White |  | Passive | LED | none | Toplight | Toplight Linear | Agritech Series |  |  |  |  | 50000 |  |  |  | 1820 | 3.03 | IP66
93114817 | TUAS GLIN 1H 0010009000 C1 FX ST | image | datasheet | deeplink | TUNGSRAM - Toplight Linear - 9999999lm - 300W - 9999999CRI - 93114817[SKU] - Bracket/Cable/Hook | 5 | Bracket/Cable/Hook | LED | 1 | 300 | [8 empty] | CE. RoHS | [6 empty] | 66 | 9999999 | 875 x 126 x 86 |  | 220-240V |  |  |  | 120° | [17 empty] | Various accessories for ease of installation | Available |  |  |  | IK08 |  |  | 40 |  |  | 1 | 300 | White |  | Passive | LED | none | Toplight | Toplight Linear | Agritech Series |  |  |  |  | 50000 |  |  |  | 910 | 3.03 | IP66
93110540 | TUAS GLIN 1M 0035006500 C1 DL ST | image | datasheet | deeplink | TUNGSRAM - Toplight Linear - 9999999lm - 175W - 9999999CRI - 93110540[SKU] - Bracket/Cable/Hook | 5 | Bracket/Cable/Hook | LED | 1 | 175 | Yes | [7 empty] | CE. RoHS | [6 empty] | 66 | 9999999 | 875 x 126 x 86 |  | 220-240V |  |  |  | 120° | [17 empty] | Various accessories for ease of installation | Available |  |  |  | IK08 |  |  | 40 |  |  | 1 | 175 | White |  | Passive | LED | dimmable | Toplight | Toplight Linear | Agritech Series |  |  |  |  | 50000 |  |  |  | 464 | 2.65 | IP66
93110539 | TUAS GLIN 1M 0035006500 L5 FX ST | image | datasheet | deeplink | TUNGSRAM - Toplight Linear - 9999999lm - 175W - 9999999CRI - 93110539[SKU] - Bracket/Cable/Hook | 5 | Bracket/Cable/Hook | LED | 1 | 175 | [8 empty] | CE. RoHS | [6 empty] | 66 | 9999999 | 875 x 126 x 86 |  | 220-240V |  |  |  | 50° | [17 empty] | Various accessories for ease of installation | Available |  |  |  | IK08 |  |  | 40 |  |  | 1 | 175 | White |  | Passive | LED | none | Toplight | Toplight Linear | Agritech Series |  |  |  |  | 50000 |  |  |  | 464 | 2.65 | IP66
TBD | TUAS GTR 2V 0012057508 C1 DV ST | image | datasheet | deeplink | TUNGSRAM - Toplight Research - 9999999lm - 443W - 9999999CRI - TBD[SKU] - Bracket/Cable | 10 | Bracket/Cable | LED | 1 | 443 | Yes | [7 empty] | CE. RoHS | [6 empty] | 65 | 9999999 | 877 x 277 x 120 |  | 220-240V |  |  |  | 120° | [17 empty] | Various accessories for ease of installation | Available |  |  |  | IK08 |  |  | 40 |  |  | 1 | 443 | White |  | Passive | LED | dimmable | Toplight | Toplight Research | Agritech Series |  |  |  |  | 50000 |  |  |  | 1160 | 2.64 | IP65
93113506 | TUAS GTR 1V 0012057508 C1 DV ST | image | datasheet | deeplink | TUNGSRAM - Toplight Research - 9999999lm - 190W - 9999999CRI - 93113506[SKU] - Bracket/Cable | 5 | Bracket/Cable | LED | 1 | 190 | Yes | [7 empty] | CE. RoHS | [6 empty] | 65 | 9999999 | 456 x 277 x 120 |  | 220-240V |  |  |  | 120° | [17 empty] | Various accessories for ease of installation | Available |  |  |  | IK08 |  |  | 40 |  |  | 1 | 190 | White |  | Passive | LED | dimmable | Toplight | Toplight Research | Agritech Series |  |  |  |  | 50000 |  |  |  | 540 | 2.84 | IP65
93113065 | TUAS GTS 1H 0010009000 C1 DL ST | image | datasheet | deeplink | TUNGSRAM - Toplight Standard - 9999999lm - 300W - 9999999CRI - 93113065[SKU] - Bracket/Cable | 5 | Bracket/Cable | LED | 1 | 300 | Yes | [7 empty] | CE. RoHS | [6 empty] | 65 | 9999999 | 456 x 277 x 120 |  | 220-240V |  |  |  | 120° | [17 empty] | Various accessories for ease of installation | Available |  |  |  | IK08 |  |  | 40 |  |  | 1 | 300 | White |  | Passive | LED | dimmable | Toplight | Toplight Standard | Agritech Series |  |  |  |  | 50000 |  |  |  | 910 | 3.03 | IP65
93113064 | TUAS GTS 1M 0010009000 C1 DL ST | image | datasheet | deeplink | TUNGSRAM - Toplight Standard - 9999999lm - 160W - 9999999CRI - 93113064[SKU] - Bracket/Cable | 5 | Bracket/Cable | LED | 1 | 160 | Yes | [7 empty] | CE. RoHS | [6 empty] | 65 | 9999999 | 456 x 277 x 120 |  | 220-240V |  |  |  | 120° | [17 empty] | Various accessories for ease of installation | Available |  |  |  | IK08 |  |  | 40 |  |  | 1 | 160 | White |  | Passive | LED | dimmable | Toplight | Toplight Standard | Agritech Series |  |  |  |  | 50000 |  |  |  | 460 | 2.88 | IP65
93116561 | LED Downlight SM 35W D170 840 ST 36D B | image | datasheet | deeplink | TUNGSRAM - Surface mount downlighter IP54 - 3500lm - 35W - 4000K - 80CRI - 93116561[SKU] - Surface mount | 1.45 | Surface mount |  | 1 | 35 |  | 54 | 54 |  | Class I |  |  |  | CE | [6 empty] | 54 | 4000 | 170 x 170 x 159 |  | 220-240V |  | 5 | A+ | 36 | ≤6 | >=80 |  | 4000 |  |  | >=0.9 |  |  | 50000 | 100 |  |  |  | Narrow | 25 |  |  | Phased-out |  |  | Class I | IK03 | 54 | 54 | 40 | 300 | -20 | 1 | 35 | Black RAL9005 | 50-60Hz | Passive | LED | none | Downlighters | Surface mount downlighter IP54 | Office. Retail. Hospitality |  | 16 | 3500 | No sensor |  | RG2
93116560 | LED Downlight SM 35W D170 830 ST 36D B | image | datasheet | deeplink | TUNGSRAM - Surface mount downlighter IP54 - 3325lm - 35W - 3000K - 80CRI - 93116560[SKU] - Surface mount | 1.45 | Surface mount |  | 1 | 35 |  | 54 | 54 |  | Class I |  |  |  | CE | [6 empty] | 54 | 3000 | 170 x 170 x 159 |  | 220-240V |  | 5 | A+ | 36 | ≤6 | >=80 |  | 3000 |  |  | >=0.9 |  |  | 50000 | 95 |  |  |  | Narrow | 25 |  |  | Phased-out |  |  | Class I | IK03 | 54 | 54 | 40 | 300 | -20 | 1 | 35 | Black RAL9005 | 50-60Hz | Passive | LED | none | Downlighters | Surface mount downlighter IP54 | Office. Retail. Hospitality |  | 16 | 3325 | No sensor |  | RG2
93116559 | LED Downlight SM 25W D120 840 ST 36D B | image | datasheet | deeplink | TUNGSRAM - Surface mount downlighter IP54 - 2500lm - 25W - 4000K - 80CRI - 93116559[SKU] - Surface mount | 0.84 | Surface mount |  | 1 | 25 |  | 54 | 54 |  | Class I |  |  |  | CE | [6 empty] | 54 | 4000 | 120 x 120 x 144 |  | 220-240V |  | 5 | A+ | 36 | ≤6 | >=80 |  | 4000 |  |  | >=0.9 |  |  | 50000 | 100 |  |  |  | Narrow | 25 |  |  | Phased-out |  |  | Class I | IK03 | 54 | 54 | 40 | 170 | -20 | 1 | 25 | Black RAL9005 | 50-60Hz | Passive | LED | none | Downlighters | Surface mount downlighter IP54 | Office. Retail. Hospitality |  | 16 | 2500 | No sensor |  | RG1
93116558 | LED Downlight SM 25W D120 830 ST 36D B | image | datasheet | deeplink | TUNGSRAM - Surface mount downlighter IP54 - 2500lm - 25W - 3000K - 80CRI - 93116558[SKU] - Surface mount | 0.84 | Surface mount |  | 1 | 25 |  | 54 | 54 |  | Class I |  |  |  | CE | [6 empty] | 54 | 3000 | 120 x 120 x 144 |  | 220-240V |  | 5 | A+ | 36 | ≤6 | >=80 |  | 3000 |  |  | >=0.9 |  |  | 50000 | 100 |  |  |  | Narrow | 25 |  |  | Phased-out |  |  | Class I | IK03 | 54 | 54 | 40 | 170 | -20 | 1 | 25 | Black RAL9005 | 50-60Hz | Passive | LED | none | Downlighters | Surface mount downlighter IP54 | Office. Retail. Hospitality |  | 16 | 2500 | No sensor |  | RG1
93116557 | LED Downlight SM 15W D100 840 ST 36D B | image | datasheet | deeplink | TUNGSRAM - Surface mount downlighter IP54 - 1575lm - 15W - 4000K - 80CRI - 93116557[SKU] - Surface mount | 0.65 | Surface mount |  | 1 | 15 |  | 54 | 54 |  | Class I |  |  |  | CE | [6 empty] | 54 | 4000 | 100 x 100 x 134 |  | 220-240V |  | 5 | A+ | 36 | ≤6 | >=80 |  | 4000 |  |  | >=0.9 |  |  | 50000 | 105 |  |  |  | Narrow | 25 |  |  | Phased-out |  |  | Class I | IK03 | 54 | 54 | 40 | 90 | -20 | 1 | 15 | Black RAL9005 | 50-60Hz | Passive | LED | none | Downlighters | Surface mount downlighter IP54 | Office. Retail. Hospitality |  | 16 | 1575 | No sensor |  | RG1
93116556 | LED Downlight SM 15W D100 830 ST 36D B | image | datasheet | deeplink | TUNGSRAM - Surface mount downlighter IP54 - 1500lm - 15W - 3000K - 80CRI - 93116556[SKU] - Surface mount | 0.65 | Surface mount |  | 1 | 15 |  | 54 | 54 |  | Class I |  |  |  | CE | [6 empty] | 54 | 3000 | 100 x 100 x 134 |  | 220-240V |  | 5 | A+ | 36 | ≤6 | >=80 |  | 3000 |  |  | >=0.9 |  |  | 50000 | 100 |  |  |  | Narrow | 25 |  |  | Phased-out |  |  | Class I | IK03 | 54 | 54 | 40 | 90 | -20 | 1 | 15 | Black RAL9005 | 50-60Hz | Passive | LED | none | Downlighters | Surface mount downlighter IP54 | Office. Retail. Hospitality |  | 16 | 1500 | No sensor |  | RG1
93116555 | LED Downlight SM 35W D170 840 ST 36D W | image | datasheet | deeplink | TUNGSRAM - Surface mount downlighter IP54 - 3500lm - 35W - 4000K - 80CRI - 93116555[SKU] - Surface mount | 1.45 | Surface mount |  | 1 | 35 |  | 54 | 54 |  | Class I |  |  |  | CE | [6 empty] | 54 | 4000 | 170 x 170 x 159 |  | 220-240V |  | 5 | A+ | 36 | ≤6 | >=80 |  | 4000 |  |  | >=0.9 |  |  | 50000 | 100 |  |  |  | Narrow | 25 |  |  | Phased-out |  |  | Class I | IK03 | 54 | 54 | 40 | 300 | -20 | 1 | 35 | White RAL9016 | 50-60Hz | Passive | LED | none | Downlighters | Surface mount downlighter IP54 | Office. Retail. Hospitality |  | 16 | 3500 | No sensor |  | RG2
93116554 | LED Downlight SM 35W D170 830 ST 36D W | image | datasheet | deeplink | TUNGSRAM - Surface mount downlighter IP54 - 3325lm - 35W - 3000K - 80CRI - 93116554[SKU] - Surface mount | 1.45 | Surface mount |  | 1 | 35 |  | 54 | 54 |  | Class I |  |  |  | CE | [6 empty] | 54 | 3000 | 170 x 170 x 159 |  | 220-240V |  | 5 | A+ | 36 | ≤6 | >=80 |  | 3000 |  |  | >=0.9 |  |  | 50000 | 95 |  |  |  | Narrow | 25 |  |  | Phased-out |  |  | Class I | IK03 | 54 | 54 | 40 | 300 | -20 | 1 | 35 | White RAL9016 | 50-60Hz | Passive | LED | none | Downlighters | Surface mount downlighter IP54 | Office. Retail. Hospitality |  | 16 | 3325 | No sensor |  | RG2
93116553 | LED Downlight SM 25W D120 840 ST 36D W | image | datasheet | deeplink | TUNGSRAM - Surface mount downlighter IP54 - 2500lm - 25W - 4000K - 80CRI - 93116553[SKU] - Surface mount | 0.84 | Surface mount |  | 1 | 25 |  | 54 | 54 |  | Class I |  |  |  | CE | [6 empty] | 54 | 4000 | 120 x 120 x 144 |  | 220-240V |  | 5 | A+ | 36 | ≤6 | >=80 |  | 4000 |  |  | >=0.9 |  |  | 50000 | 100 |  |  |  | Narrow | 25 |  |  | Phased-out |  |  | Class I | IK03 | 54 | 54 | 40 | 170 | -20 | 1 | 25 | White RAL9016 | 50-60Hz | Passive | LED | none | Downlighters | Surface mount downlighter IP54 | Office. Retail. Hospitality |  | 16 | 2500 | No sensor |  | RG1
93116552 | LED Downlight SM 25W D120 830 ST 36D W | image | datasheet | deeplink | TUNGSRAM - Surface mount downlighter IP54 - 2500lm - 25W - 3000K - 80CRI - 93116552[SKU] - Surface mount | 0.84 | Surface mount |  | 1 | 25 |  | 54 | 54 |  | Class I |  |  |  | CE | [6 empty] | 54 | 3000 | 120 x 120 x 144 |  | 220-240V |  | 5 | A+ | 36 | ≤6 | >=80 |  | 3000 |  |  | >=0.9 |  |  | 50000 | 100 |  |  |  | Narrow | 25 |  |  | Phased-out |  |  | Class I | IK03 | 54 | 54 | 40 | 170 | -20 | 1 | 25 | White RAL9016 | 50-60Hz | Passive | LED | none | Downlighters | Surface mount downlighter IP54 | Office. Retail. Hospitality |  | 16 | 2500 | No sensor |  | RG1
93116551 | LED Downlight SM 15W D100 840 ST 36D W | image | datasheet | deeplink | TUNGSRAM - Surface mount downlighter IP54 - 1575lm - 15W - 4000K - 80CRI - 93116551[SKU] - Surface mount | 0.65 | Surface mount |  | 1 | 15 |  | 54 | 54 |  | Class I |  |  |  | CE | [6 empty] | 54 | 4000 | 100 x 100 x 134 |  | 220-240V |  | 5 | A+ | 36 | ≤6 | >=80 |  | 4000 |  |  | >=0.9 |  |  | 50000 | 105 |  |  |  | Narrow | 25 |  |  | Phased-out |  |  | Class I | IK03 | 54 | 54 | 40 | 90 | -20 | 1 | 15 | White RAL9016 | 50-60Hz | Passive | LED | none | Downlighters | Surface mount downlighter IP54 | Office. Retail. Hospitality |  | 16 | 1575 | No sensor |  | RG1
93116550 | LED Downlight SM 15W D100 830 ST 36D W | image | datasheet | deeplink | TUNGSRAM - Surface mount downlighter IP54 - 1500lm - 15W - 3000K - 80CRI - 93116550[SKU] - Surface mount | 0.65 | Surface mount |  | 1 | 15 |  | 54 | 54 |  | Class I |  |  |  | CE | [6 empty] | 54 | 3000 | 100 x 100 x 134 |  | 220-240V |  | 5 | A+ | 36 | ≤6 | >=80 |  | 3000 |  |  | >=0.9 |  |  | 50000 | 100 |  |  |  | Narrow | 25 |  |  | Phased-out |  |  | Class I | IK03 | 54 | 54 | 40 | 90 | -20 | 1 | 15 | White RAL9016 | 50-60Hz | Passive | LED | none | Downlighters | Surface mount downlighter IP54 | Office. Retail. Hospitality |  | 16 | 1500 | No sensor |  | RG1
93115862 | LED Flood G2 TU S 100W 850 SY ST GN DS | image | datasheet | deeplink | TUNGSRAM - Floodlight Symmetrical ECO - 9000lm - 100W - 5000K - 80CRI - 93115862[SKU] - Surface mount | 2.22 | Surface mount |  | 1 | 100 |  | 65 | 65 |  | Class I |  |  |  | CE | [6 empty] | 65 | 5000 | 340 x 262 x 48 |  | 220-240V |  | 3 | F | 115 | ≤6 | >=80 |  | 5000 |  |  | >=0.9 |  |  | 25000 | 90 |  |  |  | Wide | 25 |  |  | Available |  |  | Class I | IK05 | 65 | 65 | 40 | 500 | -20 | 1 | 100 | Grey RAL7012 | 50/60Hz | Passive | LED | none | Floodlights | Floodlight Symmetrical ECO | Car parks. garages. outdoor areas |  | 30.3 / 30.4 | 9000 | No sensor |  | RG0 | 15994100046445
93115861 | LED Flood G2 TU S 50W 850 SY ST GN DS | image | datasheet | deeplink | TUNGSRAM - Floodlight Symmetrical ECO - 4500lm - 50W - 5000K - 80CRI - 93115861[SKU] - Surface mount | 1.53 | Surface mount |  | 1 | 50 |  | 65 | 65 |  | Class I |  |  |  | CE | [6 empty] | 65 | 5000 | 285 x 225 x 48 |  | 220-240V |  | 3 | F | 115 | ≤6 | >=80 |  | 5000 |  |  | >=0.9 |  |  | 25000 | 90 |  |  |  | Wide | 25 |  |  | Available |  |  | Class I | IK05 | 65 | 65 | 40 | 250 | -20 | 1 | 50 | Grey RAL7012 | 50/60Hz | Passive | LED | none | Floodlights | Floodlight Symmetrical ECO | Car parks. garages. outdoor areas |  | 30.2 / 31.2 | 4500 | No sensor |  | RG0 | 15994100046438
93115860 | LED Flood G2 TU S 30W 850 SY ST GN DS | image | datasheet | deeplink | TUNGSRAM - Floodlight Symmetrical ECO - 2700lm - 30W - 5000K - 80CRI - 93115860[SKU] - Surface mount | 1.09 | Surface mount |  | 1 | 30 |  | 65 | 65 |  | Class I |  |  |  | CE | [6 empty] | 65 | 5000 | 242 x 190 x 41 |  | 220-240V |  | 3 | F | 115 | ≤6 | >=80 |  | 5000 |  |  | >=0.9 |  |  | 25000 | 90 |  |  |  | Wide | 25 |  |  | Available |  |  | Class I | IK05 | 65 | 65 | 40 | 150 | -20 | 1 | 30 | Grey RAL7012 | 50/60Hz | Passive | LED | none | Floodlights | Floodlight Symmetrical ECO | Car parks. garages. outdoor areas |  | 28.1 / 29.4 | 2700 | No sensor |  | RG0 | 15994100046421
93115859 | LED Flood G2 TU S 10W 850 SY ST GN DS | image | datasheet | deeplink | TUNGSRAM - Floodlight Symmetrical ECO - 850lm - 10W - 5000K - 80CRI - 93115859[SKU] - Surface mount | 0.28 | Surface mount |  | 1 | 10 |  | 65 | 65 |  | Class I |  |  |  | CE | [6 empty] | 65 | 5000 | 103 x 97 x 23.5 |  | 220-240V |  | 3 | F | 115 | ≤6 | >=80 |  | 5000 |  |  | >=0.9 |  |  | 25000 | 85 |  |  |  | Wide | 25 |  |  | Available |  |  | Class I | IK05 | 65 | 65 | 40 | 50 | -20 | 1 | 10 | Grey RAL7012 | 50/60Hz | Passive | LED | none | Floodlights | Floodlight Symmetrical ECO | Car parks. garages. outdoor areas |  | 29.6 / 30.6 | 850 | No sensor |  | RG0 | 15994100046414
93115858 | LED Flood G2 TU S 100W 840 SY ST GN DS | image | datasheet | deeplink | TUNGSRAM - Floodlight Symmetrical ECO - 9000lm - 100W - 4000K - 80CRI - 93115858[SKU] - Surface mount | 2.22 | Surface mount |  | 1 | 100 |  | 65 | 65 |  | Class I |  |  |  | CE | [6 empty] | 65 | 4000 | 340 x 262 x 48 |  | 220-240V |  | 3 | F | 115 | ≤6 | >=80 |  | 4000 |  |  | >=0.9 |  |  | 25000 | 90 |  |  |  | Wide | 25 |  |  | Available |  |  | Class I | IK05 | 65 | 65 | 40 | 500 | -20 | 1 | 100 | Grey RAL7012 | 50/60Hz | Passive | LED | none | Floodlights | Floodlight Symmetrical ECO | Car parks. garages. outdoor areas |  | 30.3 / 30.4 | 9000 | No sensor |  | RG0 | 15994100046407
93115857 | LED Flood G2 TU S 50W 840 SY ST GN DS | image | datasheet | deeplink | TUNGSRAM - Floodlight Symmetrical ECO - 4500lm - 50W - 4000K - 80CRI - 93115857[SKU] - Surface mount | 1.53 | Surface mount |  | 1 | 50 |  | 65 | 65 |  | Class I |  |  |  | CE | [6 empty] | 65 | 4000 | 285 x 225 x 48 |  | 220-240V |  | 3 | F | 115 | ≤6 | >=80 |  | 4000 |  |  | >=0.9 |  |  | 25000 | 90 |  |  |  | Wide | 25 |  |  | Available |  |  | Class I | IK05 | 65 | 65 | 40 | 250 | -20 | 1 | 50 | Grey RAL7012 | 50/60Hz | Passive | LED | none | Floodlights | Floodlight Symmetrical ECO | Car parks. garages. outdoor areas |  | 30.2 / 31.2 | 4500 | No sensor |  | RG0 | 15994100046391
93115856 | LED Flood G2 TU S 30W 840 SY ST GN DS | image | datasheet | deeplink | TUNGSRAM - Floodlight Symmetrical ECO - 2700lm - 30W - 4000K - 80CRI - 93115856[SKU] - Surface mount | 1.09 | Surface mount |  | 1 | 30 |  | 65 | 65 |  | Class I |  |  |  | CE | [6 empty] | 65 | 4000 | 242 x 190 x 41 |  | 220-240V |  | 3 | F | 115 | ≤6 | >=80 |  | 4000 |  |  | >=0.9 |  |  | 25000 | 90 |  |  |  | Wide | 25 |  |  | Available |  |  | Class I | IK05 | 65 | 65 | 40 | 150 | -20 | 1 | 30 | Grey RAL7012 | 50/60Hz | Passive | LED | none | Floodlights | Floodlight Symmetrical ECO | Car parks. garages. outdoor areas |  | 28.1 / 29.4 | 2700 | No sensor |  | RG0 | 15994100046384
93115855 | LED Flood G2 TU S 10W 840 SY ST GN DS | image | datasheet | deeplink | TUNGSRAM - Floodlight Symmetrical ECO - 850lm - 10W - 4000K - 80CRI - 93115855[SKU] - Surface mount | 0.28 | Surface mount |  | 1 | 10 |  | 65 | 65 |  | Class I |  |  |  | CE | [6 empty] | 65 | 4000 | 103 x 97 x 23.5 |  | 220-240V |  | 3 | F | 115 | ≤6 | >=80 |  | 4000 |  |  | >=0.9 |  |  | 25000 | 85 |  |  |  | Wide | 25 |  |  | Available |  |  | Class I | IK05 | 65 | 65 | 40 | 50 | -20 | 1 | 10 | Grey RAL7012 | 50/60Hz | Passive | LED | none | Floodlights | Floodlight Symmetrical ECO | Car parks. garages. outdoor areas |  | 29.6 / 30.6 | 850 | No sensor |  | RG0 | 15994100046377
93115850 | LED Flood G2 TU S 100W 840 SY ST GN | image | datasheet | deeplink | TUNGSRAM - Floodlight Symmetrical ECO - 9000lm - 100W - 4000K - 80CRI - 93115850[SKU] - Surface mount | 2.22 | Surface mount |  | 1 | 100 |  | 65 | 65 |  | Class I |  |  |  | CE | [6 empty] | 65 | 4000 | 340 x 262 x 48 |  | 220-240V |  | 3 | F | 115 | ≤6 | >=80 |  | 4000 |  |  | >=0.9 |  |  | 25000 | 90 |  |  |  | Wide | 25 |  |  | Available |  |  | Class I | IK05 | 65 | 65 | 40 | 500 | -20 | 1 | 100 | Grey RAL7012 | 50/60Hz | Passive | LED | none | Floodlights | Floodlight Symmetrical ECO | Car parks. garages. outdoor areas | 93115858 - LED Flood G2 TU S 100W 840 SY ST GN DS | 30.3 / 30.4 | 9000 | No sensor |  | RG0 | 15994100046360
93115849 | LED Flood G2 TU S 50W 840 SY ST GN | image | datasheet | deeplink | TUNGSRAM - Floodlight Symmetrical ECO - 4500lm - 50W - 4000K - 80CRI - 93115849[SKU] - Surface mount | 1.53 | Surface mount |  | 1 | 50 |  | 65 | 65 |  | Class I |  |  |  | CE | [6 empty] | 65 | 4000 | 285 x 225 x 48 |  | 220-240V |  | 3 | F | 115 | ≤6 | >=80 |  | 4000 |  |  | >=0.9 |  |  | 25000 | 90 |  |  |  | Wide | 25 |  |  | Available |  |  | Class I | IK05 | 65 | 65 | 40 | 250 | -20 | 1 | 50 | Grey RAL7012 | 50/60Hz | Passive | LED | none | Floodlights | Floodlight Symmetrical ECO | Car parks. garages. outdoor areas | 93115857 - LED Flood G2 TU S 50W 840 SY ST GN DS | 30.2 / 31.2 | 4500 | No sensor |  | RG0 | 15994100046353
93115848 | LED Flood G2 TU S 30W 840 SY ST GN | image | datasheet | deeplink | TUNGSRAM - Floodlight Symmetrical ECO - 2700lm - 30W - 4000K - 80CRI - 93115848[SKU] - Surface mount | 1.09 | Surface mount |  | 1 | 30 |  | 65 | 65 |  | Class I |  |  |  | CE | [6 empty] | 65 | 4000 | 242 x 190 x 41 |  | 220-240V |  | 3 | F | 115 | ≤6 | >=80 |  | 4000 |  |  | >=0.9 |  |  | 25000 | 90 |  |  |  | Wide | 25 |  |  | Available |  |  | Class I | IK05 | 65 | 65 | 40 | 150 | -20 | 1 | 30 | Grey RAL7012 | 50/60Hz | Passive | LED | none | Floodlights | Floodlight Symmetrical ECO | Car parks. garages. outdoor areas | 93115856 - LED Flood G2 TU S 30W 840 SY ST GN DS | 28.1 / 29.4 | 2700 | No sensor |  | RG0 | 15994100046346
93115847 | LED Flood G2 TU S 10W 840 SY ST GN | image | datasheet | deeplink | TUNGSRAM - Floodlight Symmetrical ECO - 850lm - 10W - 4000K - 80CRI - 93115847[SKU] - Surface mount | 0.28 | Surface mount |  | 1 | 10 |  | 65 | 65 |  | Class I |  |  |  | CE | [6 empty] | 65 | 4000 | 103 x 97 x 23.5 |  | 220-240V |  | 3 | F | 115 | ≤6 | >=80 |  | 4000 |  |  | >=0.9 |  |  | 25000 | 85 |  |  |  | Wide | 25 |  |  | Available |  |  | Class I | IK05 | 65 | 65 | 40 | 50 | -20 | 1 | 10 | Grey RAL7012 | 50/60Hz | Passive | LED | none | Floodlights | Floodlight Symmetrical ECO | Car parks. garages. outdoor areas | 93115855 - LED Flood G2 TU S 10W 840 SY ST GN DS | 29.6 / 30.6 | 850 | No sensor |  | RG0 | 15994100046339
93115854 | LED Flood G2 TU S 100W 830 SY ST GN | image | datasheet | deeplink | TUNGSRAM - Floodlight Symmetrical ECO - 8500lm - 100W - 3000K - 80CRI - 93115854[SKU] - Surface mount | 2.22 | Surface mount |  | 1 | 100 |  | 65 | 65 |  | Class I |  |  |  | CE | [6 empty] | 65 | 3000 | 340 x 262 x 48 |  | 220-240V |  | 3 | F | 115 | ≤6 | >=80 |  | 3000 |  |  | >=0.9 |  |  | 25000 | 85 |  |  |  | Wide | 25 |  |  | Available |  |  | Class I | IK05 | 65 | 65 | 40 | 500 | -20 | 1 | 100 | Grey RAL7012 | 50/60Hz | Passive | LED | none | Floodlights | Floodlight Symmetrical ECO | Car parks. garages. outdoor areas |  | 30.1 / 30.2 | 8500 | No sensor |  | RG0 | 15994100047978
93115853 | LED Flood G2 TU S 50W 830 SY ST GN | image | datasheet | deeplink | TUNGSRAM - Floodlight Symmetrical ECO - 4250lm - 50W - 3000K - 80CRI - 93115853[SKU] - Surface mount | 1.53 | Surface mount |  | 1 | 50 |  | 65 | 65 |  | Class I |  |  |  | CE | [6 empty] | 65 | 3000 | 285 x 225 x 48 |  | 220-240V |  | 3 | F | 115 | ≤6 | >=80 |  | 3000 |  |  | >=0.9 |  |  | 25000 | 85 |  |  |  | Wide | 25 |  |  | Available |  |  | Class I | IK05 | 65 | 65 | 40 | 250 | -20 | 1 | 50 | Grey RAL7012 | 50/60Hz | Passive | LED | none | Floodlights | Floodlight Symmetrical ECO | Car parks. garages. outdoor areas |  | 30.0 / 31.0 | 4250 | No sensor |  | RG0 | 15994100047961
93115852 | LED Flood G2 TU S 30W 830 SY ST GN | image | datasheet | deeplink | TUNGSRAM - Floodlight Symmetrical ECO - 2550lm - 30W - 3000K - 80CRI - 93115852[SKU] - Surface mount | 1.09 | Surface mount |  | 1 | 30 |  | 65 | 65 |  | Class I |  |  |  | CE | [6 empty] | 65 | 3000 | 242 x 190 x 41 |  | 220-240V |  | 3 | F | 115 | ≤6 | >=80 |  | 3000 |  |  | >=0.9 |  |  | 25000 | 85 |  |  |  | Wide | 25 |  |  | Available |  |  | Class I | IK05 | 65 | 65 | 40 | 150 | -20 | 1 | 30 | Grey RAL7012 | 50/60Hz | Passive | LED | none | Floodlights | Floodlight Symmetrical ECO | Car parks. garages. outdoor areas |  | 27.9 / 29.2 | 2550 | No sensor |  | RG0 | 15994100047954
93115851 | LED Flood G2 TU S 10W 830 SY ST GN | image | datasheet | deeplink | TUNGSRAM - Floodlight Symmetrical ECO - 800lm - 10W - 3000K - 80CRI - 93115851[SKU] - Surface mount | 0.28 | Surface mount |  | 1 | 10 |  | 65 | 65 |  | Class I |  |  |  | CE | [6 empty] | 65 | 3000 | 103 x 97 x 23.5 |  | 220-240V |  | 3 | F | 115 | ≤6 | >=80 |  | 3000 |  |  | >=0.9 |  |  | 25000 | 80 |  |  |  | Wide | 25 |  |  | Available |  |  | Class I | IK05 | 65 | 65 | 40 | 50 | -20 | 1 | 10 | Grey RAL7012 | 50/60Hz | Passive | LED | none | Floodlights | Floodlight Symmetrical ECO | Car parks. garages. outdoor areas |  | 29.3 / 30.4 | 800 | No sensor |  | RG0 | 15994100047947
93117496 | Tung Panel E 2x2 S 36W 865 DS | image | datasheet | deeplink | TUNGSRAM - Tung Panel Value - 3600lm - 36W - 6500K - 73CRI - 93117496[SKU] - Recessed. suspended. surface mount |  | Recessed. surface mount. suspended | LED | 1 | 36 |  | 20 | 20 |  | Class II |  |  |  | CE | [6 empty] | 20 | 6500 | 595 x 595 x 8.8 |  | 220-240V |  | 3 |  | 110 | ≤4 | >=80 |  | 6500 |  |  | >=0.9 |  |  | 30000 | 100 |  |  |  | Medium | 25 |  |  | Phased-out |  |  | Class II |  | 20 | 20 | 40 | 160 | -20 | 1 | 36 | White RAL9003 | 50-60Hz | Passive | LED | none | Edgelit Panel Standard | Panels | Office |  | =22 | 3600 | No sensor |  | RG0 | #N/A
93117485 | Tung Panel E 2x2 S 36W 865 | image | datasheet | deeplink | TUNGSRAM - Tung Panel Value - 3600lm - 36W - 6500K - 72CRI - 93117485[SKU] - Recessed. suspended. surface mount |  | Recessed. surface mount. suspended | LED | 1 | 36 |  | 20 | 20 |  | Class II |  |  |  | CE | [6 empty] | 20 | 6500 | 595 x 595 x 8.8 |  | 220-240V |  | 3 |  | 110 | ≤4 | >=80 |  | 6500 |  |  | >=0.9 |  |  | 30000 | 100 |  |  |  | Medium | 25 |  |  | Phased-out |  |  | Class II |  | 20 | 20 | 40 | 160 | -20 | 1 | 36 | White RAL9003 | 50-60Hz | Passive | LED | none | Edgelit Panel Standard | Panels | Office |  | =22 | 3600 | No sensor |  | RG0 | #N/A
93117484 | Tung Panel E 2x2 S 36W 840 | image | datasheet | deeplink | TUNGSRAM - Tung Panel Value - 3600lm - 36W - 4000K - 71CRI - 93117484[SKU] - Recessed. suspended. surface mount |  | Recessed. surface mount. suspended | LED | 1 | 36 |  | 20 | 20 |  | Class II |  |  |  | CE | [6 empty] | 20 | 4000 | 595 x 595 x 8.8 |  | 220-240V |  | 3 |  | 110 | ≤4 | >=80 |  | 4000 |  |  | >=0.9 |  |  | 30000 | 100 |  |  |  | Medium | 25 |  |  | Phased-out |  |  | Class II |  | 20 | 20 | 40 | 160 | -20 | 1 | 36 | White RAL9003 | 50-60Hz | Passive | LED | none | Edgelit Panel Standard | Panels | Office |  | =22 | 3600 | No sensor |  | RG0 | #N/A
93117483 | Tung Panel E 2x2 S 36W 830 | image | datasheet | deeplink | TUNGSRAM - Tung Panel Value - 3420lm - 36W - 3000K - 70CRI - 93117483[SKU] - Recessed. suspended. surface mount |  | Recessed. surface mount. suspended | LED | 1 | 36 |  | 20 | 20 |  | Class II |  |  |  | CE | [6 empty] | 20 | 3000 | 595 x 595 x 8.8 |  | 220-240V |  | 3 |  | 110 | ≤4 | >=80 |  | 3000 |  |  | >=0.9 |  |  | 30000 | 95 |  |  |  | Medium | 25 |  |  | Phased-out |  |  | Class II |  | 20 | 20 | 40 | 160 | -20 | 1 | 36 | White RAL9003 | 50-60Hz | Passive | LED | none | Edgelit Panel Standard | Panels | Office |  | =22 | 3420 | No sensor |  | RG0 | #N/A
TBD | Tung Panel S 2x2 S 30W 840 19 FR | image | datasheet | deeplink | TUNGSRAM - Tung Panel Standard - 3300lm - 30W - 4000K - 80CRI - TBD[SKU] - Recessed. suspended. surface mount | 2 | Recessed. surface mount. suspended | LED | 1 | 30 |  | 20 | 20 |  | Class II |  |  |  | CE | [6 empty] | 20 | 4000 | 595 x 595 x 9 |  | 220-240V |  | 5 |  | 90 | ≤4 | >=80 |  | 4000 |  |  | >=0.9 |  |  | 50000 | 110 |  |  |  |  | 25 |  |  | Available |  |  | Class II |  | 20 | 20 | 40 | 140 | -10 | 1 | 30 | White RAL9003 | 50-60Hz | Passive | LED | none | Edgelit Panel Standard | Panels | Office |  | =19 | 3300 | No sensor |  | RG0
TBD | Tung Panel S 2x2 S 30W 830 19 FR | image | datasheet | deeplink | TUNGSRAM - Tung Panel Standard - 3150lm - 30W - 3000K - 80CRI - TBD[SKU] - Recessed. suspended. surface mount | 2 | Recessed. surface mount. suspended | LED | 1 | 30 |  | 20 | 20 |  | Class II |  |  |  | CE | [6 empty] | 20 | 3000 | 595 x 595 x 9 |  | 220-240V |  | 5 |  | 90 | ≤4 | >=80 |  | 3000 |  |  | >=0.9 |  |  | 50000 | 105 |  |  |  |  | 25 |  |  | Available |  |  | Class II |  | 20 | 20 | 40 | 140 | -10 | 1 | 30 | White RAL9003 | 50-60Hz | Passive | LED | none | Edgelit Panel Standard | Panels | Office |  | =19 | 3150 | No sensor |  | RG0
93117854 | Tung Panel S 2x2 S 30W 840 19 DS | image | datasheet | deeplink | TUNGSRAM - Tung Panel Standard - 3300lm - 30W - 4000K - 80CRI - 93117854[SKU] - Recessed. suspended. surface mount | 2 | Recessed. surface mount. suspended | LED | 1 | 30 |  | 20 | 20 |  | Class II |  |  |  | CE | [6 empty] | 20 | 4000 | 595 x 595 x 9 |  | 220-240V |  | 5 | F | 90 | ≤4 | >=80 |  | 4000 |  |  | >=0.9 |  |  | 50000 | 110 |  |  |  |  | 25 |  |  | Available |  |  | Class II |  | 20 | 20 | 40 | 140 | -10 | 1 | 30 | White RAL9003 | 50-60Hz | Passive | LED | none | Edgelit Panel Standard | Panels | Office |  | =19 | 3300 | No sensor |  | RG0 | 15994100062735
93117521 | Tung Panel HL 2x2 S 48W 865 19 DS | image | datasheet | deeplink | TUNGSRAM - Tung Panel Standard - 5280lm - 48W - 6500K - 80CRI - 93117521[SKU] - Recessed. suspended. surface mount | 2 | Recessed. surface mount. suspended | LED | 1 | 48 |  | 20 | 20 |  | Class II |  |  |  | CE | [6 empty] | 20 | 6500 | 595 x 595 x 9 |  | 220-240V |  | 5 | F | 90 | ≤4 | >=80 |  | 6500 |  |  | >=0.9 |  |  | 50000 | 110 |  |  |  |  | 25 |  |  | Available |  |  | Class II |  | 20 | 20 | 40 | 200 | -10 | 1 | 48 | White RAL9003 | 50-60Hz | Passive | LED | none | Edgelit Panel Standard | Panels | Office |  | =19 | 5280 | No sensor |  | RG0 | 15994100059803
93117520 | Tung Panel HL 2x2 S 48W 840 19 | image | datasheet | deeplink | TUNGSRAM - Tung Panel Standard - 5280lm - 48W - 4000K - 80CRI - 93117520[SKU] - Recessed. suspended. surface mount | 2 | Recessed. surface mount. suspended | LED | 1 | 48 |  | 20 | 20 |  | Class II |  |  |  | CE | [6 empty] | 20 | 4000 | 595 x 595 x 9 |  | 220-240V |  | 5 | F | 90 | ≤4 | >=80 |  | 4000 |  |  | >=0.9 |  |  | 50000 | 110 |  |  |  |  | 25 |  |  | Available |  |  | Class II |  | 20 | 20 | 40 | 200 | -10 | 1 | 48 | White RAL9003 | 50-60Hz | Passive | LED | none | Edgelit Panel Standard | Panels | Office | 93121869 - Tung Panel HL 2x2 S 48W 840 19 DS | =19 | 5280 | No sensor |  | RG0 | 15994100059797
93117519 | Tung Panel HL 2x2 S 48W 830 19 | image | datasheet | deeplink | TUNGSRAM - Tung Panel Standard - 5016lm - 48W - 3000K - 80CRI - 93117519[SKU] - Recessed. suspended. surface mount | 2 | Recessed. surface mount. suspended | LED | 1 | 48 |  | 20 | 20 |  | Class II |  |  |  | CE | [6 empty] | 20 | 3000 | 595 x 595 x 9 |  | 220-240V |  | 5 | F | 90 | ≤4 | >=80 |  | 3000 |  |  | >=0.9 |  |  | 50000 | 104.5 |  |  |  |  | 25 |  |  | Available |  |  | Class II |  | 20 | 20 | 40 | 200 | -10 | 1 | 48 | White RAL9003 | 50-60Hz | Passive | LED | none | Edgelit Panel Standard | Panels | Office |  | =19 | 5016 | No sensor |  | RG0 | 15994100059780
93117518 | Tung Panel HL 1x4 S 48W 840 19 | image | datasheet | deeplink | TUNGSRAM - Tung Panel Standard - 5280lm - 48W - 4000K - 80CRI - 93117518[SKU] - Recessed. suspended. surface mount | 2.2 | Recessed. surface mount. suspended | LED | 1 | 48 |  | 20 | 20 |  | Class II |  |  |  | CE | [6 empty] | 20 | 4000 | 1195 x 295 x 9 |  | 220-240V |  | 5 | A+ | 90 | ≤4 | >=80 |  | 4000 |  |  | >=0.9 |  |  | 50000 | 110 |  |  |  |  | 25 |  |  | Phased-out |  |  | Class II |  | 20 | 20 | 40 | 200 | -10 | 1 | 48 | White RAL9003 | 50-60Hz | Passive | LED | none | Edgelit Panel Standard | Panels | Office |  | =19 | 5280 | No sensor |  | RG0 | 15994100059773
93117517 | Tung Panel HL 1x4 S 48W 830 19 | image | datasheet | deeplink | TUNGSRAM - Tung Panel Standard - 5016lm - 48W - 3000K - 80CRI - 93117517[SKU] - Recessed. suspended. surface mount | 2.2 | Recessed. surface mount. suspended | LED | 1 | 48 |  | 20 | 20 |  | Class II |  |  |  | CE | [6 empty] | 20 | 3000 | 1195 x 295 x 9 |  | 220-240V |  | 5 | A | 90 | ≤4 | >=80 |  | 3000 |  |  | >=0.9 |  |  | 50000 | 104.5 |  |  |  |  | 25 |  |  | Phased-out |  |  | Class II |  | 20 | 20 | 40 | 200 | -10 | 1 | 48 | White RAL9003 | 50-60Hz | Passive | LED | none | Edgelit Panel Standard | Panels | Office |  | =19 | 5016 | No sensor |  | RG0 | 15994100059766
93117516 | Tung Panel S 1x4 S 40W 865 19 DS | image | datasheet | deeplink | TUNGSRAM - Tung Panel Standard - 4400lm - 40W - 6500K - 80CRI - 93117516[SKU] - Recessed. suspended. surface mount | 2.2 | Recessed. surface mount. suspended | LED | 1 | 40 |  | 20 | 20 |  | Class II |  |  |  | CE | [6 empty] | 20 | 6500 | 1195 x 295 x 9 |  | 220-240V |  | 5 | A+ | 90 | ≤4 | >=80 |  | 6500 |  |  | >=0.9 |  |  | 50000 | 110 |  |  |  |  | 25 |  |  | Phased-out |  |  | Class II |  | 20 | 20 | 40 | 180 | -10 | 1 | 40 | White RAL9003 | 50-60Hz | Passive | LED | none | Edgelit Panel Standard | Panels | Office |  | =19 | 4400 | No sensor |  | RG0 | 15994100059759
93117512 | Tung Panel S 2x2 S 40W 865 19 DS | image | datasheet | deeplink | TUNGSRAM - Tung Panel Standard - 4400lm - 40W - 6500K - 80CRI - 93117512[SKU] - Recessed. suspended. surface mount | 2 | Recessed. surface mount. suspended | LED | 1 | 40 |  | 20 | 20 |  | Class II |  |  |  | CE | [6 empty] | 20 | 6500 | 595 x 595 x 9 |  | 220-240V |  | 5 | F | 90 | ≤4 | >=80 |  | 6500 |  |  | >=0.9 |  |  | 50000 | 110 |  |  |  |  | 25 |  |  | Available |  |  | Class II |  | 20 | 20 | 40 | 180 | -10 | 1 | 40 | White RAL9003 | 50-60Hz | Passive | LED | none | Edgelit Panel Standard | Panels | Office |  | =19 | 4400 | No sensor |  | RG0 | 15994100059711
93117515 | Tung Panel S 1x4 S 40W 865 19 | image | datasheet | deeplink | TUNGSRAM - Tung Panel Standard - 4400lm - 40W - 6500K - 80CRI - 93117515[SKU] - Recessed. suspended. surface mount | 2.2 | Recessed. surface mount. suspended | LED | 1 | 40 |  | 20 | 20 |  | Class II |  |  |  | CE | [6 empty] | 20 | 6500 | 1195 x 295 x 9 |  | 220-240V |  | 5 | A+ | 90 | ≤4 | >=80 |  | 6500 |  |  | >=0.9 |  |  | 50000 | 110 |  |  |  |  | 25 |  |  | Phased-out |  |  | Class II |  | 20 | 20 | 40 | 180 | -10 | 1 | 40 | White RAL9003 | 50-60Hz | Passive | LED | none | Edgelit Panel Standard | Panels | Office |  | =19 | 4400 | No sensor |  | RG0 | 15994100059742
93117514 | Tung Panel S 1x4 S 40W 840 19 | image | datasheet | deeplink | TUNGSRAM - Tung Panel Standard - 4400lm - 40W - 4000K - 80CRI - 93117514[SKU] - Recessed. suspended. surface mount | 2.2 | Recessed. surface mount. suspended | LED | 1 | 40 |  | 20 | 20 |  | Class II |  |  |  | CE | [6 empty] | 20 | 4000 | 1195 x 295 x 9 |  | 220-240V |  | 5 | A+ | 90 | ≤4 | >=80 |  | 4000 |  |  | >=0.9 |  |  | 50000 | 110 |  |  |  |  | 25 |  |  | Phased-out |  |  | Class II |  | 20 | 20 | 40 | 180 | -10 | 1 | 40 | White RAL9003 | 50-60Hz | Passive | LED | none | Edgelit Panel Standard | Panels | Office |  | =19 | 4400 | No sensor |  | RG0 | 15994100059735
93117511 | Tung Panel S 2x2 S 40W 865 19 | image | datasheet | deeplink | TUNGSRAM - Tung Panel Standard - 4400lm - 40W - 6500K - 80CRI - 93117511[SKU] - Recessed. suspended. surface mount | 2 | Recessed. surface mount. suspended | LED | 1 | 40 |  | 20 | 20 |  | Class II |  |  |  | CE | [6 empty] | 20 | 6500 | 595 x 595 x 9 |  | 220-240V |  | 5 | F | 90 | ≤4 | >=80 |  | 6500 |  |  | >=0.9 |  |  | 50000 | 110 |  |  |  |  | 25 |  |  | Available |  |  | Class II |  | 20 | 20 | 40 | 180 | -10 | 1 | 40 | White RAL9003 | 50-60Hz | Passive | LED | none | Edgelit Panel Standard | Panels | Office | 93117512 - Tung Panel S 2x2 S 40W 865 19 DS | =19 | 4400 | No sensor |  | RG0 | 15994100059704
93117510 | Tung Panel S 2x2 S 40W 840 19 | image | datasheet | deeplink | TUNGSRAM - Tung Panel Standard - 4400lm - 40W - 4000K - 80CRI - 93117510[SKU] - Recessed. suspended. surface mount | 2 | Recessed. surface mount. suspended | LED | 1 | 40 |  | 20 | 20 |  | Class II |  |  |  | CE | [6 empty] | 20 | 4000 | 595 x 595 x 9 |  | 220-240V |  | 5 | F | 90 | ≤4 | >=80 |  | 4000 |  |  | >=0.9 |  |  | 50000 | 110 |  |  |  |  | 25 |  |  | Available |  |  | Class II |  | 20 | 20 | 40 | 180 | -10 | 1 | 40 | White RAL9003 | 50-60Hz | Passive | LED | none | Edgelit Panel Standard | Panels | Office |  | =19 | 4400 | No sensor |  | RG0 | 15994100059698
93117509 | Tung Panel S 2x2 S 40W 830 19 | image | datasheet | deeplink | TUNGSRAM - Tung Panel Standard - 4180lm - 40W - 3000K - 80CRI - 93117509[SKU] - Recessed. suspended. surface mount | 2 | Recessed. surface mount. suspended | LED | 1 | 40 |  | 20 | 20 |  | Class II |  |  |  | CE | [6 empty] | 20 | 3000 | 595 x 595 x 9 |  | 220-240V |  | 5 | F | 90 | ≤4 | >=80 |  | 3000 |  |  | >=0.9 |  |  | 50000 | 104.5 |  |  |  |  | 25 |  |  | Available |  |  | Class II |  | 20 | 20 | 40 | 180 | -10 | 1 | 40 | White RAL9003 | 50-60Hz | Passive | LED | none | Edgelit Panel Standard | Panels | Office |  | =19 | 4180 | No sensor |  | RG0 | 15994100059681
93117402 | Tung Panel SB 1x4 S 40W 840 19/5 | image | datasheet | deeplink | TUNGSRAM - Tung Panel Standard - 4400lm - 40W - 4000K - 80CRI - 93117402[SKU] - Recessed. suspended. surface mount | 2.2 | Recessed. surface mount. suspended | LED | 1 | 40 |  | 20 | 20 |  | Class II |  |  |  | CE | [6 empty] | 20 | 4000 | 1195 x 295 x 9 |  | 220-240V |  | 5 | A+ | 90 | ≤4 | >=80 |  | 4000 |  |  | >=0.9 |  |  | 50000 | 110 |  |  |  |  | 25 |  |  | Phased-out |  |  | Class II |  | 20 | 20 | 40 | 180 | -10 | 1 | 40 | White RAL9003 | 50-60Hz | Passive | LED | none | Edgelit Panel Standard | Panels | Office |  | =19 | 4400 | No sensor |  | RG0 | 15994100057441
93117401 | Tung Panel SB 1x4 S 40W 830 19/5 | image | datasheet | deeplink | TUNGSRAM - Tung Panel Standard - 4180lm - 40W - 3000K - 80CRI - 93117401[SKU] - Recessed. suspended. surface mount | 2.2 | Recessed. surface mount. suspended | LED | 1 | 40 |  | 20 | 20 |  | Class II |  |  |  | CE | [6 empty] | 20 | 3000 | 1195 x 295 x 9 |  | 220-240V |  | 5 | A | 90 | ≤4 | >=80 |  | 3000 |  |  | >=0.9 |  |  | 50000 | 104.5 |  |  |  |  | 25 |  |  | Phased-out |  |  | Class II |  | 20 | 20 | 40 | 180 | -10 | 1 | 40 | White RAL9003 | 50-60Hz | Passive | LED | none | Edgelit Panel Standard | Panels | Office |  | =19 | 4180 | No sensor |  | RG0 | 15994100057434
93117508 | Tung Panel S 2x2 S 30W 865 19/5 DS | image | datasheet | deeplink | TUNGSRAM - Tung Panel Standard - 3300lm - 30W - 6500K - 80CRI - 93117508[SKU] - Recessed. suspended. surface mount | 2 | Recessed. surface mount. suspended | LED | 1 | 30 |  | 20 | 20 |  | Class II |  |  |  | CE | [6 empty] | 20 | 6500 | 595 x 595 x 9 |  | 220-240V |  | 5 |  | 90 | ≤4 | >=80 |  | 6500 |  |  | >=0.9 |  |  | 50000 | 110 |  |  |  |  | 25 |  |  | Available |  |  | Class II |  | 20 | 20 | 40 | 140 | -10 | 1 | 30 | White RAL9003 | 50-60Hz | Passive | LED | none | Edgelit Panel Standard | Panels | Office |  | =19 | 3300 | No sensor |  | RG0 | 15994100059872
93117503 | Tung Panel S 1x4 S 30W 865 19 | image | datasheet | deeplink | TUNGSRAM - Tung Panel Standard - 3300lm - 30W - 6500K - 80CRI - 93117503[SKU] - Recessed. suspended. surface mount | 2.6 | Recessed. surface mount. suspended | LED | 1 | 30 |  | 20 | 20 |  | Class II |  |  |  | CE | [6 empty] | 20 | 6500 | 1195 x 295 x 9 |  | 220-240V |  | 5 | A+ | 90 | ≤4 | >=80 |  | 6500 |  |  | >=0.9 |  |  | 50000 | 110 |  |  |  |  | 25 |  |  | Phased-out |  |  | Class II |  | 20 | 20 | 40 | 140 | -10 | 1 | 30 | White RAL9003 | 50-60Hz | Passive | LED | none | Edgelit Panel Standard | Panels | Office |  | =19 | 3300 | No sensor |  | RG0 | 15994100059650
93117507 | Tung Panel S 1x4 S 30W 840 19/5 | image | datasheet | deeplink | TUNGSRAM - Tung Panel Standard - 3300lm - 30W - 4000K - 80CRI - 93117507[SKU] - Recessed. suspended. surface mount | 2.5 | Recessed. surface mount. suspended | LED | 1 | 30 |  | 20 | 20 |  | Class II |  |  |  | CE | [6 empty] | 20 | 4000 | 1195 x 295 x 9 |  | 220-240V |  | 5 | A+ | 90 | ≤4 | >=80 |  | 4000 |  |  | >=0.9 |  |  | 50000 | 110 |  |  |  |  | 25 |  |  | Phased-out |  |  | Class II |  | 20 | 20 | 40 | 140 | -10 | 1 | 30 | White RAL9003 | 50-60Hz | Passive | LED | none | Edgelit Panel Standard | Panels | Office |  | =19 | 3300 | No sensor |  | RG0 | 15994100059674
93117502 | Tung Panel S 1x4 S 30W 840 19 | image | datasheet | deeplink | TUNGSRAM - Tung Panel Standard - 3300lm - 30W - 4000K - 80CRI - 93117502[SKU] - Recessed. suspended. surface mount | 2.4 | Recessed. surface mount. suspended | LED | 1 | 30 |  | 20 | 20 |  | Class II |  |  |  | CE | [6 empty] | 20 | 4000 | 1195 x 295 x 9 |  | 220-240V |  | 5 | A+ | 90 | ≤4 | >=80 |  | 4000 |  |  | >=0.9 |  |  | 50000 | 110 |  |  |  |  | 25 |  |  | Phased-out |  |  | Class II |  | 20 | 20 | 40 | 140 | -10 | 1 | 30 | White RAL9003 | 50-60Hz | Passive | LED | none | Edgelit Panel Standard | Panels | Office |  | =19 | 3300 | No sensor |  | RG0 | 15994100059643
93117506 | Tung Panel S 1x4 S 30W 830 19/5 | image | datasheet | deeplink | TUNGSRAM - Tung Panel Standard - 3150lm - 30W - 3000K - 80CRI - 93117506[SKU] - Recessed. suspended. surface mount | 2.3 | Recessed. surface mount. suspended | LED | 1 | 30 |  | 20 | 20 |  | Class II |  |  |  | CE | [6 empty] | 20 | 3000 | 1195 x 295 x 9 |  | 220-240V |  | 5 | A | 90 | ≤4 | >=80 |  | 3000 |  |  | >=0.9 |  |  | 50000 | 105 |  |  |  |  | 25 |  |  | Phased-out |  |  | Class II |  | 20 | 20 | 40 | 140 | -10 | 1 | 30 | White RAL9003 | 50-60Hz | Passive | LED | none | Edgelit Panel Standard | Panels | Office |  | =19 | 3150 | No sensor |  | RG0 | 15994100059667
93117501 | Tung Panel S 1x4 S 30W 830 19 | image | datasheet | deeplink | TUNGSRAM - Tung Panel Standard - 3150lm - 30W - 3000K - 80CRI - 93117501[SKU] - Recessed. suspended. surface mount | 2.2 | Recessed. surface mount. suspended | LED | 1 | 30 |  | 20 | 20 |  | Class II |  |  |  | CE | [6 empty] | 20 | 3000 | 1195 x 295 x 9 |  | 220-240V |  | 5 | A | 90 | ≤4 | >=80 |  | 3000 |  |  | >=0.9 |  |  | 50000 | 105 |  |  |  |  | 25 |  |  | Phased-out |  |  | Class II |  | 20 | 20 | 40 | 140 | -10 | 1 | 30 | White RAL9003 | 50-60Hz | Passive | LED | none | Edgelit Panel Standard | Panels | Office |  | =19 | 3150 | No sensor |  | RG0 | 15994100059636
93117500 | Tung Panel S 2x2 S 30W 865 19 DS | image | datasheet | deeplink | TUNGSRAM - Tung Panel Standard - 3300lm - 30W - 6500K - 80CRI - 93117500[SKU] - Recessed. suspended. surface mount | 2 | Recessed. surface mount. suspended | LED | 1 | 30 |  | 20 | 20 |  | Class II |  |  |  | CE | [6 empty] | 20 | 6500 | 595 x 595 x 9 |  | 220-240V |  | 5 | F | 90 | ≤4 | >=80 |  | 6500 |  |  | >=0.9 |  |  | 50000 | 110 |  |  |  |  | 25 |  |  | Available |  |  | Class II |  | 20 | 20 | 40 | 140 | -10 | 1 | 30 | White RAL9003 | 50-60Hz | Passive | LED | none | Edgelit Panel Standard | Panels | Office |  | =19 | 3300 | No sensor |  | RG0 | 15994100059841
93117499 | Tung Panel S 2x2 S 30W 865 19 | image | datasheet | deeplink | TUNGSRAM - Tung Panel Standard - 3300lm - 30W - 6500K - 80CRI - 93117499[SKU] - Recessed. suspended. surface mount | 2 | Recessed. surface mount. suspended | LED | 1 | 30 |  | 20 | 20 |  | Class II |  |  |  | CE | [6 empty] | 20 | 6500 | 595 x 595 x 9 |  | 220-240V |  | 5 | F | 90 | ≤4 | >=80 |  | 6500 |  |  | >=0.9 |  |  | 50000 | 110 |  |  |  |  | 25 |  |  | Available |  |  | Class II |  | 20 | 20 | 40 | 140 | -10 | 1 | 30 | White RAL9003 | 50-60Hz | Passive | LED | none | Edgelit Panel Standard | Panels | Office | 93117500 - Tung Panel S 2x2 S 30W 865 19 DS | =19 | 3300 | No sensor |  | RG0 | 15994100059834
93117505 | Tung Panel S 2x2 S 30W 840 19/5 | image | datasheet | deeplink | TUNGSRAM - Tung Panel Standard - 3300lm - 30W - 4000K - 80CRI - 93117505[SKU] - Recessed. suspended. surface mount | 2 | Recessed. surface mount. suspended | LED | 1 | 30 |  | 20 | 20 |  | Class II |  |  |  | CE | [6 empty] | 20 | 4000 | 595 x 595 x 9 |  | 220-240V |  | 5 |  | 90 | ≤4 | >=80 |  | 4000 |  |  | >=0.9 |  |  | 50000 | 110 |  |  |  |  | 25 |  |  | Available |  |  | Class II |  | 20 | 20 | 40 | 140 | -10 | 1 | 30 | White RAL9003 | 50-60Hz | Passive | LED | none | Edgelit Panel Standard | Panels | Office |  | =19 | 3300 | No sensor |  | RG0 | 15994100059865
93117498 | Tung Panel S 2x2 S 30W 840 19 | image | datasheet | deeplink | TUNGSRAM - Tung Panel Standard - 3300lm - 30W - 4000K - 80CRI - 93117498[SKU] - Recessed. suspended. surface mount | 2 | Recessed. surface mount. suspended | LED | 1 | 30 |  | 20 | 20 |  | Class II |  |  |  | CE | [6 empty] | 20 | 4000 | 595 x 595 x 9 |  | 220-240V |  | 5 | F | 90 | ≤4 | >=80 |  | 4000 |  |  | >=0.9 |  |  | 50000 | 110 |  |  |  |  | 25 |  |  | Available |  |  | Class II |  | 20 | 20 | 40 | 140 | -10 | 1 | 30 | White RAL9003 | 50-60Hz | Passive | LED | none | Edgelit Panel Standard | Panels | Office | 93117854 - Tung Panel S 2x2 S 30W 840 19 DS | =19 | 3300 | No sensor |  | RG0 | 15994100059827
93117504 | Tung Panel S 2x2 S 30W 830 19/5 | image | datasheet | deeplink | TUNGSRAM - Tung Panel Standard - 3150lm - 30W - 3000K - 80CRI - 93117504[SKU] - Recessed. suspended. surface mount | 2 | Recessed. surface mount. suspended | LED | 1 | 30 |  | 20 | 20 |  | Class II |  |  |  | CE | [6 empty] | 20 | 3000 | 595 x 595 x 9 |  | 220-240V |  | 5 |  | 90 | ≤4 | >=80 |  | 3000 |  |  | >=0.9 |  |  | 50000 | 105 |  |  |  |  | 25 |  |  | Available |  |  | Class II |  | 20 | 20 | 40 | 140 | -10 | 1 | 30 | White RAL9003 | 50-60Hz | Passive | LED | none | Edgelit Panel Standard | Panels | Office |  | =19 | 3150 | No sensor |  | RG0 | 15994100059858
93117497 | Tung Panel S 2x2 S 30W 830 19 | image | datasheet | deeplink | TUNGSRAM - Tung Panel Standard - 3150lm - 30W - 3000K - 80CRI - 93117497[SKU] - Recessed. suspended. surface mount | 2 | Recessed. surface mount. suspended | LED | 1 | 30 |  | 20 | 20 |  | Class II |  |  |  | CE | [6 empty] | 20 | 3000 | 595 x 595 x 9 |  | 220-240V |  | 5 | F | 90 | ≤4 | >=80 |  | 3000 |  |  | >=0.9 |  |  | 50000 | 105 |  |  |  |  | 25 |  |  | Available |  |  | Class II |  | 20 | 20 | 40 | 140 | -10 | 1 | 30 | White RAL9003 | 50-60Hz | Passive | LED | none | Edgelit Panel Standard | Panels | Office |  | =19 | 3150 | No sensor |  | RG0 | 15994100059810
93116079 | LED Pendant TU 3x5W 830 24D SW 300MM | image | datasheet | deeplink | TUNGSRAM - Pendant Downlight - 1800lm - 15W - 3000K - 80CRI - 93116079[SKU] - Suspended | 1.8 | Suspended | LED | 1 | 15 | Static | 20 | 20 |  | Class I |  |  |  | CE | [6 empty] | 20 | 3000 | 80 x 370 x 1406 |  | 200-240V |  | 5 |  | 24 | ≤6 | >=80 |  | 3000 |  |  | >=0.85 |  |  | 50000 | 120 |  |  |  | Spot | 25 |  |  | Phased-out |  |  | Class I | IK08 | 20 | 20 | 60 | 90 | -20 | 1 | 15 | White. RAL9016 | 50/60Hz | Passive | LED | none | Pendant | Downlighters | Hospitality |  | 11.9 | 1800 | No sensor |  | RG1 | 15994100048067
93116080 | LED Pendant TU 3x5W 830 24D SB 300MM | image | datasheet | deeplink | TUNGSRAM - Pendant Downlight - 1800lm - 15W - 3000K - 80CRI - 93116080[SKU] - Suspended | 1.8 | Suspended | LED | 1 | 15 | Static | 20 | 20 |  | Class I |  |  |  | CE | [6 empty] | 20 | 3000 | 80 x 370 x 1406 |  | 200-240V |  | 5 |  | 24 | ≤6 | >=80 |  | 3000 |  |  | >=0.85 |  |  | 50000 | 120 |  |  |  | Spot | 25 |  |  | Phased-out |  |  | Class I | IK08 | 20 | 20 | 45 | 90 | -20 | 1 | 15 | Black. RAL9005 / Alu. RAL9006 | 50/60Hz | Passive | LED | none | Pendant | Downlighters | Hospitality |  | 11.9 | 1800 | No sensor |  | RG1 | 15994100048074
93116077 | LED Pendant TU 2x5W 830 24D SW 300MM | image | datasheet | deeplink | TUNGSRAM - Pendant Downlight - 1200lm - 10W - 3000K - 80CRI - 93116077[SKU] - Suspended | 1.2 | Suspended | LED | 1 | 10 | Static | 20 | 20 |  | Class I |  |  |  | CE | [6 empty] | 20 | 3000 | 80 x 250 x 1406 |  | 200-240V |  | 5 |  | 24 | ≤6 | >=80 |  | 3000 |  |  | >=0.85 |  |  | 50000 | 120 |  |  |  | Spot | 25 |  |  | Phased-out |  |  | Class I | IK08 | 20 | 20 | 45 | 60 | -20 | 1 | 10 | White. RAL9016 | 50/60Hz | Passive | LED | none | Pendant | Downlighters | Hospitality |  | 13.4 | 1200 | No sensor |  | RG1 | 15994100048043
93116078 | LED Pendant TU 2x5W 830 24D SB 300MM | image | datasheet | deeplink | TUNGSRAM - Pendant Downlight - 1200lm - 10W - 3000K - 80CRI - 93116078[SKU] - Suspended | 1.2 | Suspended | LED | 1 | 10 | Static | 20 | 20 |  | Class I |  |  |  | CE | [6 empty] | 20 | 3000 | 80 x 250 x 1406 |  | 200-240V |  | 5 |  | 24 | ≤6 | >=80 |  | 3000 |  |  | >=0.85 |  |  | 50000 | 120 |  |  |  | Spot | 25 |  |  | Phased-out |  |  | Class I | IK08 | 20 | 20 | 45 | 60 | -20 | 1 | 10 | Black. RAL9005 / Alu. RAL9006 | 50/60Hz | Passive | LED | none | Pendant | Downlighters | Hospitality |  | 13.4 | 1200 | No sensor |  | RG1 | 15994100048050
93116065 | LED Pendant TU 1x5W 830 24D SW 300MM | image | datasheet | deeplink | TUNGSRAM - Pendant Downlight - 600lm - 5W - 3000K - 80CRI - 93116065[SKU] - Suspended | 0.51 | Suspended | LED | 1 | 5 | Static | 20 | 20 |  | Class I |  |  |  | CE | [6 empty] | 20 | 3000 | Dia. 100 x Dia. 100 x 1255 |  | 200-240V |  | 5 |  | 24 | ≤6 | >=80 |  | 3000 |  |  | >=0.85 |  |  | 50000 | 120 |  |  |  | Spot | 25 |  |  | Phased-out |  |  | Class I | IK08 | 20 | 20 | 45 | 30 | -20 | 1 | 5 | White. RAL9016 | 50/60Hz | Passive | LED | none | Pendant | Downlighters | Hospitality |  | 15.8 | 600 | No sensor |  | RG1 | 15994100048029
93116076 | LED Pendant TU 1x5W 830 24D SB 300MM | image | datasheet | deeplink | TUNGSRAM - Pendant Downlight - 600lm - 5W - 3000K - 80CRI - 93116076[SKU] - Suspended | 0.51 | Suspended | LED | 1 | 5 | Static | 20 | 20 |  | Class I |  |  |  | CE | [6 empty] | 20 | 3000 | Dia. 100 x Dia. 100 x 1255 |  | 200-240V |  | 5 |  | 24 | ≤6 | >=80 |  | 3000 |  |  | >=0.85 |  |  | 50000 | 120 |  |  |  | Spot | 25 |  |  | Phased-out |  |  | Class I | IK08 | 20 | 20 | 45 | 30 | -20 | 1 | 5 | Black. RAL9005 / Alu. RAL9006 | 50/60Hz | Passive | LED | none | Pendant | Downlighters | Hospitality |  | 15.8 | 600 | No sensor |  | RG1 | 15994100048036
93115921 | LED Pendant TU 1x10W 830 24D SW 130MM | image | datasheet | deeplink | TUNGSRAM - Pendant Downlight - 1100lm - 10W - 3000K - 80CRI - 93115921[SKU] - Suspended | 0.75 | Suspended | LED | 1 | 10 | Static | 20 | 20 |  | Class I |  |  |  | CE | [6 empty] | 20 | 3000 | Dia. 100 x Dia. 100 x 1255 |  | 200-240V |  | 5 |  | 24 | ≤6 | >=80 |  | 3000 |  |  | >=0.85 |  |  | 50000 | 110 |  |  |  | Spot | 25 |  |  | Phased-out |  |  | Class I | IK03 | 20 | 20 | 45 | 60 | -20 | 1 | 10 | White. RAL9016 | 50/60Hz | Passive | LED | none | Pendant | Downlighters | Hospitality |  | 14.6 | 1100 | No sensor |  | RG0 | 15994100048081
93115922 | LED Pendant TU 1x10W 830 24D SB 130MM | image | datasheet | deeplink | TUNGSRAM - Pendant Downlight - 1100lm - 10W - 3000K - 80CRI - 93115922[SKU] - Suspended | 0.75 | Suspended | LED | 1 | 10 | Static | 20 | 20 |  | Class I |  |  |  | CE | [6 empty] | 20 | 3000 | Dia. 100 x Dia. 100 x 1255 |  | 200-240V |  | 5 |  | 24 | ≤6 | >=80 |  | 3000 |  |  | >=0.85 |  |  | 50000 | 110 |  |  |  | Spot | 25 |  |  | Phased-out |  |  | Class I | IK03 | 20 | 20 | 45 | 60 | -20 | 1 | 10 | Black. RAL9005 / Alu. RAL9006 | 50/60Hz | Passive | LED | none | Pendant | Downlighters | Hospitality |  | 14.6 | 1100 | No sensor |  | RG0 | 15994100048098
93108736 | Fireproof Downlight G1 TU IP65 7.5W F W | image | datasheet | deeplink | TUNGSRAM - Fireproof downlight - 600lm - 7.5W - 3000K - 80CRI - 93108736[SKU] - Recessed | 0.296 | Recessed | LED | 1 | 7.5 | Static | 20 | 65 |  | Class II |  |  |  | CE | [6 empty] | 20 | 3000 | Dia 85 x Dia 85 x 80 |  | 220-240V |  | 3 |  | 36 | ≤4 | >=80 |  | 3000 & 4000 |  |  | >=0.8 |  |  | 30000 | 80 & 84 |  |  |  | Narrow Flood | 25 |  |  | Available |  |  | Class II | IK02 | 65 | 20 | 45 | 52 | -10 | 1 | 7.5 | White Sprayed | 50/60Hz | Passive | LED | none | Fireproof Downlight | Downlighters | Hospitality. Offices. Public buildings |  | 16.7 & 16.8 | 600 & 630 | No sensor |  | RG1 | 15994100023729 | Bezel Accessories
93108712 | Fireproof Downlight G1 TU IP65 5W F W | image | datasheet | deeplink | TUNGSRAM - Fireproof downlight - 380lm - 5W - 3000K - 80CRI - 93108712[SKU] - Recessed | 0.176 | Recessed | LED | 1 | 5 | Static | 20 | 65 |  | Class II |  |  |  | CE | [6 empty] | 20 | 3000 | Dia 85 x Dia 85 x 70 |  | 220-240V |  | 3 | G | 36 | ≤4 | >=80 |  | 3000 & 4000 |  |  | >=0.8 |  |  | 30000 | 76 & 84 |  |  |  | Narrow Flood | 25 |  |  | Available |  |  | Class II | IK02 | 65 | 20 | 35 | 33 | -10 | 1 | 5 | White Sprayed | 50/60Hz | Passive | LED | none | Fireproof Downlight | Downlighters | Hospitality. Offices. Public buildings |  | 14.9 & 14.8 | 380 & 420 | No sensor |  | RG1 | 15994100012785 | Bezel Accessories
93108714 | Fireproof Downlight G1 TU IP20 5W R W | image | datasheet | deeplink | TUNGSRAM - Fireproof downlight - 380lm - 5W - 3000K - 80CRI - 93108714[SKU] - Recessed | 0.176 | Recessed | LED | 1 | 5 | Static | 20 | 20 |  | Class II |  |  |  | CE | [6 empty] | 20 | 3000 | Dia 85 x Dia 85 x 70 |  | 220-240V |  | 3 | G | 36 | ≤4 | >=80 |  | 3000 & 4000 |  |  | >=0.8 |  |  | 30000 | 76 & 84 |  |  |  | Narrow Flood | 25 |  |  | Available |  |  | Class II | IK02 | 20 | 20 | 35 | 33 | -10 | 1 | 5 | White Sprayed | 50/60Hz | Passive | LED | none | Fireproof Downlight | Downlighters | Hospitality. Offices. Public buildings |  | 14.8 & 14.8 | 380 & 420 | No sensor |  | RG1 | 15994100012808 | Bezel Accessories
93100539 | LED Spotlight G1 TU WSF IP65 5W 840 T | image | datasheet | deeplink | TUNGSRAM - Spotlight G1 5W - 420lm - 5W - 4000K - 80CRI - 93100539[SKU] - Recessed | 0.118 | Recessed | LED | 1 | 5 | Triac | 65 | 65 |  | Class II |  |  |  | CE | [6 empty] | 65 | 4000 | 85 x 85 x 54 |  | 220-240V |  | 3 |  | 36 | ≤4 | >=80 |  | 4000 |  |  | >=0.8 |  |  | 20000 | 84 |  |  |  | Narrow Flood | 25 |  |  | Available |  |  | Class II |  | 65 | 65 | 35 | 30 | -10 | 1 | 5 | White. RAL9003 | 50/60Hz | Passive | LED | dimmable | Recessed Spotlight 5W | Downlighters | Hospitality. Offices. Residential |  | 21.2 | 420 | No sensor |  | RG0
93100538 | LED Spotlight G1 TU WSF IP65 5W 840 S | image | datasheet | deeplink | TUNGSRAM - Spotlight G1 5W - 420lm - 5W - 4000K - 80CRI - 93100538[SKU] - Recessed | 0.118 | Recessed | LED | 1 | 5 | Static | 65 | 65 |  | Class II |  |  |  | CE | [6 empty] | 65 | 4000 | 85 x 85 x 54 |  | 220-240V |  | 3 |  | 36 | ≤4 | >=80 |  | 4000 |  |  | >=0.5 |  |  | 20000 | 84 |  |  |  | Narrow Flood | 25 |  |  | Available |  |  | Class II |  | 65 | 65 | 40 | 50 | -10 | 1 | 5 | White. RAL9003 | 50/60Hz | Passive | LED | none | Recessed Spotlight 5W | Downlighters | Hospitality. Offices. Residential | 93103760 - LED Spotlight G1 TU WSF IP65 5W 840 S DS | 20.9 | 420 | No sensor |  | RG0 |  | Male and Female plug (2x400mm wires) + Ferrite ring
93100537 | LED Spotlight G1 TU WSF IP65 5W 830 T | image | datasheet | deeplink | TUNGSRAM - Spotlight G1 5W - 380lm - 5W - 3000K - 80CRI - 93100537[SKU] - Recessed | 0.118 | Recessed | LED | 1 | 5 | Triac | 65 | 65 |  | Class II |  |  |  | CE | [6 empty] | 65 | 3000 | 85 x 85 x 54 |  | 220-240V |  | 3 |  | 36 | ≤4 | >=80 |  | 3000 |  |  | >=0.8 |  |  | 20000 | 76 |  |  |  | Narrow Flood | 25 |  |  | Available |  |  | Class II |  | 65 | 65 | 40 | 30 | -10 | 1 | 5 | White. RAL9003 | 50/60Hz | Passive | LED | dimmable | Recessed Spotlight 5W | Downlighters | Hospitality. Offices. Residential |  | 20.8 | 380 | No sensor |  | RG0 |  | Male and Female plug (2x400mm wires) + Ferrite ring
93100536 | LED Spotlight G1 TU WSF IP65 5W 830 S | image | datasheet | deeplink | TUNGSRAM - Spotlight G1 5W - 380lm - 5W - 3000K - 80CRI - 93100536[SKU] - Recessed | 0.118 | Recessed | LED | 1 | 5 | Static | 65 | 65 |  | Class II |  |  |  | CE | [6 empty] | 65 | 3000 | 85 x 85 x 54 |  | 220-240V |  | 3 |  | 36 | ≤4 | >=80 |  | 3000 |  |  | >=0.5 |  |  | 20000 | 76 |  |  |  | Narrow Flood | 25 |  |  | Available |  |  | Class II |  | 65 | 65 | 40 | 50 | -10 | 1 | 5 | White. RAL9003 | 50/60Hz | Passive | LED | none | Recessed Spotlight 5W | Downlighters | Hospitality. Offices. Residential |  | 21.1 | 380 | No sensor |  | RG0 |  | Male and Female plug (2x400mm wires) + Ferrite ring
93100535 | LED Spotlight G1 TU WSA IP20 5W 840 T | image | datasheet | deeplink | TUNGSRAM - Spotlight G1 5W - 420lm - 5W - 4000K - 80CRI - 93100535[SKU] - Recessed | 0.126 | Recessed | LED | 1 | 5 | Triac | 20 | 20 |  | Class II |  |  |  | CE | [6 empty] | 20 | 4000 | 85 x 85 x 54 |  | 220-240V |  | 3 |  | 36 | ≤4 | >=80 |  | 4000 |  |  | >=0.8 |  |  | 20000 | 84 |  |  |  | Narrow Flood | 25 |  |  | Available |  |  | Class II |  | 20 | 20 | 40 | 30 | -10 | 1 | 5 | White. RAL9003 | 50/60Hz | Passive | LED | dimmable | Recessed Spotlight 5W | Downlighters | Hospitality. Offices. Residential |  | 21.2 | 420 | No sensor |  | RG0
93100534 | LED Spotlight G1 TU WSA IP20 5W 840 S | image | datasheet | deeplink | TUNGSRAM - Spotlight G1 5W - 420lm - 5W - 4000K - 80CRI - 93100534[SKU] - Recessed | 0.126 | Recessed | LED | 1 | 5 | Static | 20 | 20 |  | Class II |  |  |  | CE | [6 empty] | 20 | 4000 | 85 x 85 x 54 |  | 220-240V |  | 3 |  | 36 | ≤4 | >=80 |  | 4000 |  |  | >=0.5 |  |  | 20000 | 84 |  |  |  | Narrow Flood | 25 |  |  | Available |  |  | Class II |  | 20 | 20 | 40 | 50 | -10 | 1 | 5 | White. RAL9003 | 50/60Hz | Passive | LED | none | Recessed Spotlight 5W | Downlighters | Hospitality. Offices. Residential | 93103758 - LED Spotlight G1 TU WSA IP20 5W 840 S DS | 20.9 | 420 | No sensor |  | RG0 |  | Male and Female plug (2x400mm wires) + Ferrite ring
93100533 | LED Spotlight G1 TU WSA IP20 5W 830 T | image | datasheet | deeplink | TUNGSRAM - Spotlight G1 5W - 380lm - 5W - 3000K - 80CRI - 93100533[SKU] - Recessed | 0.126 | Recessed | LED | 1 | 5 | Triac | 20 | 20 |  | Class II |  |  |  | CE | [6 empty] | 20 | 3000 | 85 x 85 x 54 |  | 220-240V |  | 3 |  | 36 | ≤4 | >=80 |  | 3000 |  |  | >=0.8 |  |  | 20000 | 76 |  |  |  | Narrow Flood | 25 |  |  | Available |  |  | Class II |  | 20 | 20 | 40 | 30 | -10 | 1 | 5 | White. RAL9003 | 50/60Hz | Passive | LED | dimmable | Recessed Spotlight 5W | Downlighters | Hospitality. Offices. Residential |  | 20.1 | 380 | No sensor |  | RG0
93100532 | LED Spotlight G1 TU WSA IP20 5W 830 S | image | datasheet | deeplink | TUNGSRAM - Spotlight G1 5W - 380lm - 5W - 3000K - 80CRI - 93100532[SKU] - Recessed | 0.126 | Recessed | LED | 1 | 5 | Static | 20 | 20 |  | Class II |  |  |  | CE | [6 empty] | 20 | 3000 | 85 x 85 x 54 |  | 220-240V |  | 3 |  | 36 | ≤4 | >=80 |  | 3000 |  |  | >=0.5 |  |  | 20000 | 76 |  |  |  | Narrow Flood | 25 |  |  | Available |  |  | Class II |  | 20 | 20 | 40 | 50 | -10 | 1 | 5 | White. RAL9003 | 50/60Hz | Passive | LED | none | Recessed Spotlight 5W | Downlighters | Hospitality. Offices. Residential |  | 20.6 | 380 | No sensor |  | RG0
93100531 | LED Spotlight G1 TU WRF IP65 5W 840 T | image | datasheet | deeplink | TUNGSRAM - Spotlight G1 5W - 420lm - 5W - 4000K - 80CRI - 93100531[SKU] - Recessed | 0.11 | Recessed | LED | 1 | 5 | Triac | 65 | 65 |  | Class II |  |  |  | CE | [6 empty] | 65 | 4000 | Dia 85 x Dia 85 x 54 |  | 220-240V |  | 3 |  | 36 | ≤4 | >=80 |  | 4000 |  |  | >=0.8 |  |  | 20000 | 84 |  |  |  | Narrow Flood | 25 |  |  | Available |  |  | Class II |  | 65 | 65 | 40 | 30 | -10 | 1 | 5 | White. RAL9003 | 50/60Hz | Passive | LED | dimmable | Recessed Spotlight 5W | Downlighters | Hospitality. Offices. Residential |  | 21.2 | 420 | No sensor |  | RG0
93100530 | LED Spotlight G1 TU WRF IP65 5W 840 S | image | datasheet | deeplink | TUNGSRAM - Spotlight G1 5W - 420lm - 5W - 4000K - 80CRI - 93100530[SKU] - Recessed | 0.11 | Recessed | LED | 1 | 5 | Static | 65 | 65 |  | Class II |  |  |  | CE | [6 empty] | 65 | 4000 | Dia 85 x Dia 85 x 54 |  | 220-240V |  | 3 |  | 36 | ≤4 | >=80 |  | 4000 |  |  | >=0.5 |  |  | 20000 | 84 |  |  |  | Narrow Flood | 25 |  |  | Available |  |  | Class II |  | 65 | 65 | 40 | 50 | -10 | 1 | 5 | White. RAL9003 | 50/60Hz | Passive | LED | none | Recessed Spotlight 5W | Downlighters | Hospitality. Offices. Residential | 93103756 - LED Spotlight G1 TU WRF IP65 5W 840 S DS | 20.9 | 420 | No sensor |  | RG0
93100529 | LED Spotlight G1 TU WRF IP65 5W 830 T | image | datasheet | deeplink | TUNGSRAM - Spotlight G1 5W - 380lm - 5W - 3000K - 80CRI - 93100529[SKU] - Recessed | 0.11 | Recessed | LED | 1 | 5 | Triac | 65 | 65 |  | Class II |  |  |  | CE | [6 empty] | 65 | 3000 | Dia 85 x Dia 85 x 54 |  | 220-240V |  | 3 |  | 36 | ≤4 | >=80 |  | 3000 |  |  | >=0.8 |  |  | 20000 | 76 |  |  |  | Narrow Flood | 25 |  |  | Available |  |  | Class II |  | 65 | 65 | 40 | 30 | -10 | 1 | 5 | White. RAL9003 | 50/60Hz | Passive | LED | dimmable | Recessed Spotlight 5W | Downlighters | Hospitality. Offices. Residential |  | 20.8 | 380 | No sensor |  | RG0
93100528 | LED Spotlight G1 TU WRF IP65 5W 830 S | image | datasheet | deeplink | TUNGSRAM - Spotlight G1 5W - 380lm - 5W - 3000K - 80CRI - 93100528[SKU] - Recessed | 0.11 | Recessed | LED | 1 | 5 | Static | 65 | 65 |  | Class II |  |  |  | CE | [6 empty] | 65 | 3000 | Dia 85 x Dia 85 x 54 |  | 220-240V |  | 3 |  | 36 | ≤4 | >=80 |  | 3000 |  |  | >=0.5 |  |  | 20000 | 76 |  |  |  | Narrow Flood | 25 |  |  | Available |  |  | Class II |  | 65 | 65 | 40 | 50 | -10 | 1 | 5 | White. RAL9003 | 50/60Hz | Passive | LED | none | Recessed Spotlight 5W | Downlighters | Hospitality. Offices. Residential |  | 21.1 | 380 | No sensor |  | RG0
93100527 | LED Spotlight G1 TU WRA IP20 5W 840 T | image | datasheet | deeplink | TUNGSRAM - Spotlight G1 5W - 420lm - 5W - 4000K - 80CRI - 93100527[SKU] - Recessed | 0.117 | Recessed | LED | 1 | 5 | Triac | 20 | 20 |  | Class II |  |  |  | CE | [6 empty] | 20 | 4000 | Dia 85 x Dia 85 x 54 |  | 220-240V |  | 3 |  | 36 | ≤4 | >=80 |  | 4000 |  |  | >=0.8 |  |  | 20000 | 84 |  |  |  | Narrow Flood | 25 |  |  | Available |  |  | Class II |  | 20 | 20 | 40 | 30 | -10 | 1 | 5 | White. RAL9003 | 50/60Hz | Passive | LED | dimmable | Recessed Spotlight 5W | Downlighters | Hospitality. Offices. Residential |  | 21.2 | 420 | No sensor |  | RG0
93100526 | LED Spotlight G1 TU WRA IP20 5W 840 S | image | datasheet | deeplink | TUNGSRAM - Spotlight G1 5W - 420lm - 5W - 4000K - 80CRI - 93100526[SKU] - Recessed | 0.117 | Recessed | LED | 1 | 5 | Static | 20 | 20 |  | Class II |  |  |  | CE | [6 empty] | 20 | 4000 | Dia 85 x Dia 85 x 54 |  | 220-240V |  | 3 |  | 36 | ≤4 | >=80 |  | 4000 |  |  | >=0.5 |  |  | 20000 | 84 |  |  |  | Narrow Flood | 25 |  |  | Available |  |  | Class II |  | 20 | 20 | 40 | 50 | -10 | 1 | 5 | White. RAL9003 | 50/60Hz | Passive | LED | none | Recessed Spotlight 5W | Downlighters | Hospitality. Offices. Residential | 93103754 - LED Spotlight G1 TU WRA IP20 5W 840 S DS | 20.9 | 420 | No sensor |  | RG0
93100365 | LED Spotlight G1 TU WRA IP20 5W 830 T | image | datasheet | deeplink | TUNGSRAM - Spotlight G1 5W - 380lm - 5W - 3000K - 80CRI - 93100365[SKU] - Recessed | 0.117 | Recessed | LED | 1 | 5 | Triac | 20 | 20 |  | Class II |  |  |  | CE | [6 empty] | 20 | 3000 | Dia 85 x Dia 85 x 54 |  | 220-240V |  | 3 |  | 36 | ≤4 | >=80 |  | 3000 |  |  | >=0.8 |  |  | 20000 | 76 |  |  |  | Narrow Flood | 25 |  |  | Available |  |  | Class II |  | 20 | 20 | 40 | 30 | -10 | 1 | 5 | White. RAL9003 | 50/60Hz | Passive | LED | dimmable | Recessed Spotlight 5W | Downlighters | Hospitality. Offices. Residential |  | 20.1 | 380 | No sensor |  | RG0
93100364 | LED Spotlight G1 TU WRA IP20 5W 830 S | image | datasheet | deeplink | TUNGSRAM - Spotlight G1 5W - 380lm - 5W - 3000K - 80CRI - 93100364[SKU] - Recessed | 0.117 | Recessed | LED | 1 | 5 | Static | 20 | 20 |  | Class II |  |  |  | CE | [6 empty] | 20 | 3000 | Dia 85 x Dia 85 x 54 |  | 220-240V |  | 3 |  | 36 | ≤4 | >=80 |  | 3000 |  |  | >=0.5 |  |  | 20000 | 76 |  |  |  | Narrow Flood | 25 |  |  | Available |  |  | Class II |  | 20 | 20 | 40 | 50 | -10 | 1 | 5 | White. RAL9003 | 50/60Hz | Passive | LED | none | Recessed Spotlight 5W | Downlighters | Hospitality. Offices. Residential |  | 20.6 | 380 | No sensor |  | RG0
93104958 | LED Panel P1 TU 2x4 S 59W 840 21/2 | image | datasheet | deeplink | TUNGSRAM - Edgelit Premium - 6300lm - 59W - 4000K - 80CRI - 93104958[SKU] - Recessed | 6.5 | Recessed | LED | 1 | 59 | Static | 40 | 40 |  | Class II |  |  |  | CE | [6 empty] | 40 | 4000 | 1195 x 595 x 13 |  | 220-240V |  | 5 |  | 110 | ≤4 | >=80 |  | 4000 |  |  | >=0.9 |  |  | 50000 | 107 |  |  |  | Wide | 25 |  |  | Phased-out |  |  | Class II |  | 40 | 40 | 40 | 340 | -10 | 2 | 59 | White. RAL9010 | 50/60Hz | Passive | LED | none | Edgelit Panel Premium | Panels | Office. Public buildings |  | 21 | 6300 | No sensor |  | RG0
93104959 | LED Panel P1 TU 2x4 S 59W 840 19/2 | image | datasheet | deeplink | TUNGSRAM - Edgelit Premium - 5900lm - 59W - 4000K - 80CRI - 93104959[SKU] - Recessed | 6.5 | Recessed | LED | 1 | 59 | Static | 40 | 40 |  | Class II |  |  |  | CE | [6 empty] | 40 | 4000 | 1195 x 595 x 13 |  | 220-240V |  | 5 |  | 80 | ≤4 | >=80 |  | 4000 |  |  | >=0.9 |  |  | 50000 | 100 |  |  |  | Medium | 25 |  |  | Phased-out |  |  | Class II |  | 40 | 40 | 40 | 340 | -10 | 2 | 59 | White. RAL9010 | 50/60Hz | Passive | LED | none | Edgelit Panel Premium | Panels | Office. Public buildings |  | =19 | 5900 | No sensor |  | RG0
93107537 | LED Panel P1 TU 2x2 S 30W 865 21 | image | datasheet | deeplink | TUNGSRAM - Edgelit Premium - 3600lm - 30W - 6500K - 80CRI - 93107537[SKU] - Recessed | 3.3 | Recessed | LED | 1 | 30 | Static | 20 | 40 |  | Class II |  |  |  | CE. EAC | [6 empty] | 20 | 6500 | 595 x 595 x 10 |  | 220-240V |  | 5 |  | 110 | ≤4 | >=80 |  | 6500 |  |  | >=0.9 |  |  | 50000 | 120 |  |  |  | Wide | 25 |  |  | Phased-out |  |  | Class II |  | 40 | 20 | 40 | 140 | -10 | 1 | 30 | White. RAL9010 | 50/60Hz | Passive | LED | none | Edgelit Panel Premium | Panels | Office. Public buildings |  | 21 | 3600 | No sensor |  | RG0
93107539 | LED Panel P1 TU 2x2 S 30W 862 19 | image | datasheet | deeplink | TUNGSRAM - Edgelit Premium - 3500lm - 30W - 6200K - 80CRI - 93107539[SKU] - Recessed | 3.3 | Recessed | LED | 1 | 30 | Static | 20 | 40 |  | Class II |  |  |  | CE. EAC | [6 empty] | 20 | 6200 | 595 x 595 x 10 |  | 220-240V |  | 5 |  | 80 | ≤4 | >=80 |  | 6200 |  |  | >=0.9 |  |  | 50000 | 115 |  |  |  | Medium | 25 |  |  | Phased-out |  |  | Class II |  | 40 | 20 | 40 | 140 | -10 | 1 | 30 | White. RAL9010 | 50/60Hz | Passive | LED | none | Edgelit Panel Premium | Panels | Office. Public buildings |  | =19 | 3500 | No sensor |  | RG0
93104960 | LED Panel P1 TU 2x2 S 30W 840 21 IP54 | image | datasheet | deeplink | TUNGSRAM - Edgelit Premium - 3600lm - 30W - 4000K - 80CRI - 93104960[SKU] - Recessed | 3.6 | Recessed | LED | 1 | 30 | Static | 54 | 54 |  | Class II |  |  |  | CE | [6 empty] | 54 | 4000 | 595 x 595 x 13 |  | 220-240V |  | 5 |  | 110 | ≤4 | >=80 |  | 4000 |  |  | >=0.9 |  |  | 50000 | 120 |  |  |  | Wide | 25 |  |  | Phased-out |  |  | Class II |  | 54 | 54 | 40 | 140 | -10 | 1 | 30 | White. RAL9010 | 50/60Hz | Passive | LED | none | Edgelit Panel Premium | Panels | Office. Public buildings |  | 21 | 3600 | No sensor |  | RG0
93101658 | LED Panel P1 TU 2x2 S 30W 840 21 | image | datasheet | deeplink | TUNGSRAM - Edgelit Premium - 3600lm - 30W - 4000K - 80CRI - 93101658[SKU] - Recessed | 3.3 | Recessed | LED | 1 | 30 | Static | 20 | 40 |  | Class II |  |  |  | CE. EAC | [6 empty] | 20 | 4000 | 595 x 595 x 10 |  | 220-240V |  | 5 |  | 110 | ≤4 | >=80 |  | 4000 |  |  | >=0.9 |  |  | 50000 | 120 |  |  |  | Wide | 25 |  |  | Phased-out |  |  | Class II |  | 40 | 20 | 40 | 140 | -10 | 1 | 30 | White. RAL9010 | 50/60Hz | Passive | LED | none | Edgelit Panel Premium | Panels | Office. Public buildings |  | 21 | 3600 | No sensor |  | RG0
93104961 | LED Panel P1 TU 2x2 S 30W 840 19 IP54 | image | datasheet | deeplink | TUNGSRAM - Edgelit Premium - 3400lm - 30W - 4000K - 80CRI - 93104961[SKU] - Recessed | 3.6 | Recessed | LED | 1 | 30 | Static | 54 | 54 |  | Class II |  |  |  | CE | [6 empty] | 54 | 4000 | 595 x 595 x 13 |  | 220-240V |  | 5 |  | 80 | ≤4 | >=80 |  | 4000 |  |  | >=0.9 |  |  | 50000 | 113 |  |  |  | Medium | 25 |  |  | Phased-out |  |  | Class II |  | 54 | 54 | 40 | 140 | -10 | 1 | 30 | White. RAL9010 | 50/60Hz | Passive | LED | none | Edgelit Panel Premium | Panels | Office. Public buildings |  | =19 | 3400 | No sensor |  | RG0
93101660 | LED Panel P1 TU 2x2 S 30W 840 19 | image | datasheet | deeplink | TUNGSRAM - Edgelit Premium - 3400lm - 30W - 4000K - 80CRI - 93101660[SKU] - Recessed | 3.3 | Recessed | LED | 1 | 30 | Static | 20 | 40 |  | Class II |  |  |  | CE. EAC | [6 empty] | 20 | 4000 | 595 x 595 x 10 |  | 220-240V |  | 5 |  | 80 | ≤4 | >=80 |  | 4000 |  |  | >=0.9 |  |  | 50000 | 113 |  |  |  | Medium | 25 |  |  | Phased-out |  |  | Class II |  | 40 | 20 | 40 | 140 | -10 | 1 | 30 | White. RAL9010 | 50/60Hz | Passive | LED | none | Edgelit Panel Premium | Panels | Office. Public buildings |  | =19 | 3400 | No sensor |  | RG0
93101657 | LED Panel P1 TU 2x2 S 30W 830 21 | image | datasheet | deeplink | TUNGSRAM - Edgelit Premium - 3400lm - 30W - 3000K - 80CRI - 93101657[SKU] - Recessed | 3.3 | Recessed | LED | 1 | 30 | Static | 20 | 40 |  | Class II |  |  |  | CE. EAC | [6 empty] | 20 | 3000 | 595 x 595 x 10 |  | 220-240V |  | 5 |  | 110 | ≤4 | >=80 |  | 3000 |  |  | >=0.9 |  |  | 50000 | 113 |  |  |  | Wide | 25 |  |  | Phased-out |  |  | Class II |  | 40 | 20 | 40 | 140 | -10 | 1 | 30 | White. RAL9010 | 50/60Hz | Passive | LED | none | Edgelit Panel Premium | Panels | Office. Public buildings |  | 21 | 3400 | No sensor |  | RG0
93101659 | LED Panel P1 TU 2x2 S 30W 830 19 | image | datasheet | deeplink | TUNGSRAM - Edgelit Premium - 3200lm - 30W - 3000K - 80CRI - 93101659[SKU] - Recessed | 3.3 | Recessed | LED | 1 | 30 | Static | 20 | 40 |  | Class II |  |  |  | CE. EAC | [6 empty] | 20 | 3000 | 595 x 595 x 10 |  | 220-240V |  | 5 |  | 80 | ≤4 | >=80 |  | 3000 |  |  | >=0.9 |  |  | 50000 | 105 |  |  |  | Medium | 25 |  |  | Phased-out |  |  | Class II |  | 40 | 20 | 40 | 140 | -10 | 1 | 30 | White. RAL9010 | 50/60Hz | Passive | LED | none | Edgelit Panel Premium | Panels | Office. Public buildings |  | =19 | 3200 | No sensor |  | RG0
93108092 | LED Panel P1 TU 2x2 D 40W 865 21 | image | datasheet | deeplink | TUNGSRAM - Edgelit Premium - 4800lm - 40W - 6500K - 80CRI - 93108092[SKU] - Recessed | 3.34 | Recessed | LED | 1 | 40 | DALI | 40 | 40 |  | Class II |  |  |  | CE. EAC | [6 empty] | 40 | 6500 | 595 x 595 x 10 |  | 220-240V |  | 5 |  | 110 | ≤4 | >=80 |  | 6500 |  |  | >=0.9 |  |  | 50000 | 120 |  |  |  | Wide | 25 |  |  | Phased-out |  |  | Class II |  | 40 | 40 | 40 | 200 | -10 | 1 | 40 | White. RAL9003 | 50/60Hz | Passive | LED | dimmable | Edgelit Panel Premium | Panels | Office. Public buildings |  | 21 | 4800 | No sensor |  | RG0
93108093 | LED Panel P1 TU 2x2 D 40W 862 19 | image | datasheet | deeplink | TUNGSRAM - Edgelit Premium - 4400lm - 40W - 6200K - 80CRI - 93108093[SKU] - Recessed | 3.34 | Recessed | LED | 1 | 40 | DALI | 40 | 40 |  | Class II |  |  |  | CE. EAC | [6 empty] | 40 | 6200 | 595 x 595 x 10 |  | 220-240V |  | 5 |  | 80 | ≤4 | >=80 |  | 6200 |  |  | >=0.9 |  |  | 50000 | 110 |  |  |  | Medium | 25 |  |  | Phased-out |  |  | Class II |  | 40 | 40 | 40 | 200 | -10 | 1 | 40 | White. RAL9003 | 50/60Hz | Passive | LED | dimmable | Edgelit Panel Premium | Panels | Office. Public buildings |  | =19 | 4400 | No sensor |  | RG0 | 10064894591409
93101671 | LED Panel P1 TU 2x2 D 40W 840 21 | image | datasheet | deeplink | TUNGSRAM - Edgelit Premium - 4400lm - 40W - 4000K - 80CRI - 93101671[SKU] - Recessed | 3.34 | Recessed | LED | 1 | 40 | DALI | 40 | 40 |  | Class II |  |  |  | CE. EAC | [6 empty] | 40 | 4000 | 595 x 595 x 10 |  | 220-240V |  | 5 |  | 110 | ≤4 | >=80 |  | 4000 |  |  | >=0.9 |  |  | 50000 | 110 |  |  |  | Wide | 25 |  |  | Phased-out |  |  | Class II |  | 40 | 40 | 40 | 200 | -10 | 1 | 40 | White. RAL9003 | 50/60Hz | Passive | LED | dimmable | Edgelit Panel Premium | Panels | Office. Public buildings |  | 21 | 4400 | No sensor |  | RG0 | 10064894588089
93101672 | LED Panel P1 TU 2x2 D 40W 840 19 | image | datasheet | deeplink | TUNGSRAM - Edgelit Premium - 4400lm - 40W - 4000K - 80CRI - 93101672[SKU] - Recessed | 3.34 | Recessed | LED | 1 | 40 | DALI | 40 | 40 |  | Class II |  |  |  | CE. EAC | [6 empty] | 40 | 4000 | 595 x 595 x 10 |  | 220-240V |  | 5 |  | 80 | ≤4 | >=80 |  | 4000 |  |  | >=0.9 |  |  | 50000 | 110 |  |  |  | Medium | 25 |  |  | Phased-out |  |  | Class II |  | 40 | 40 | 40 | 200 | -10 | 1 | 40 | White. RAL9003 | 50/60Hz | Passive | LED | dimmable | Edgelit Panel Premium | Panels | Office. Public buildings |  | =19 | 4400 | No sensor |  | RG0
93101669 | LED Panel P1 TU 2x2 D 40W 830 21 | image | datasheet | deeplink | TUNGSRAM - Edgelit Premium - 4400lm - 40W - 3000K - 80CRI - 93101669[SKU] - Recessed | 3.34 | Recessed | LED | 1 | 40 | DALI | 40 | 40 |  | Class II |  |  |  | CE. EAC | [6 empty] | 40 | 3000 | 595 x 595 x 10 |  | 220-240V |  | 5 |  | 110 | ≤4 | >=80 |  | 3000 |  |  | >=0.9 |  |  | 50000 | 110 |  |  |  | Wide | 25 |  |  | Phased-out |  |  | Class II |  | 40 | 40 | 40 | 200 | -10 | 1 | 40 | White. RAL9003 | 50/60Hz | Passive | LED | dimmable | Edgelit Panel Premium | Panels | Office. Public buildings |  | 21 | 4400 | No sensor |  | RG0
93101670 | LED Panel P1 TU 2x2 D 40W 830 19 | image | datasheet | deeplink | TUNGSRAM - Edgelit Premium - 4200lm - 40W - 3000K - 80CRI - 93101670[SKU] - Recessed | 3.34 | Recessed | LED | 1 | 40 | DALI | 40 | 40 |  | Class II |  |  |  | CE. EAC | [6 empty] | 40 | 3000 | 595 x 595 x 10 |  | 220-240V |  | 5 |  | 80 | ≤4 | >=80 |  | 3000 |  |  | >=0.9 |  |  | 50000 | 105 |  |  |  | Medium | 25 |  |  | Phased-out |  |  | Class II |  | 40 | 40 | 40 | 200 | -10 | 1 | 40 | White. RAL9003 | 50/60Hz | Passive | LED | dimmable | Edgelit Panel Premium | Panels | Office. Public buildings |  | =19 | 4200 | No sensor |  | RG0
93104956 | LED Panel P1 TU 1x4 S 59W 840 21 HO | image | datasheet | deeplink | TUNGSRAM - Edgelit Premium - 6300lm - 59W - 4000K - 80CRI - 93104956[SKU] - Recessed | 2.8 | Recessed | LED | 1 | 59 | Static | 40 | 40 |  | Class II |  |  |  | CE | [6 empty] | 40 | 4000 | 1195 x 295 x 10 |  | 220-240V |  | 5 |  | 110 | ≤4 | >=80 |  | 4000 |  |  | >=0.9 |  |  | 50000 | 107 |  |  |  | Wide | 25 |  |  | Phased-out |  |  | Class II |  | 40 | 40 | 40 | 340 | -10 | 1 | 59 | White. RAL9010 | 50/60Hz | Passive | LED | none | Edgelit Panel Premium | Panels | Office. Public buildings |  | 21 | 6300 | No sensor |  | RG0
93104957 | LED Panel P1 TU 1x4 S 59W 840 19 HO | image | datasheet | deeplink | TUNGSRAM - Edgelit Premium - 5900lm - 59W - 4000K - 80CRI - 93104957[SKU] - Recessed | 2.8 | Recessed | LED | 1 | 59 | Static | 40 | 40 |  | Class II |  |  |  | CE | [6 empty] | 40 | 4000 | 1195 x 295 x 10 |  | 220-240V |  | 5 |  | 80 | ≤4 | >=80 |  | 4000 |  |  | >=0.9 |  |  | 50000 | 100 |  |  |  | Medium | 25 |  |  | Phased-out |  |  | Class II |  | 40 | 40 | 40 | 340 | -10 | 1 | 59 | White. RAL9010 | 50/60Hz | Passive | LED | none | Edgelit Panel Premium | Panels | Office. Public buildings |  | =19 | 5900 | No sensor |  | RG0
93107538 | LED Panel P1 TU 1x4 S 30W 865 21 | image | datasheet | deeplink | TUNGSRAM - Edgelit Premium - 3600lm - 30W - 6500K - 80CRI - 93107538[SKU] - Recessed / Suspended | 2.83 | Recessed / Suspended | LED | 1 | 30 | Static | 40 | 40 |  | Class II |  |  |  | CE. EAC | [6 empty] | 40 | 6500 | 1195 x 295 x 10 |  | 220-240V |  | 5 |  | 110 | ≤4 | >=80 |  | 6500 |  |  | >=0.9 |  |  | 50000 | 120 |  |  |  | Wide | 25 |  |  | Phased-out |  |  | Class II |  | 40 | 40 | 40 | 140 | -10 | 1 | 30 | White. RAL9010 | 50/60Hz | Passive | LED | none | Edgelit Panel Premium | Panels | Office. Public buildings |  | 21 | 3600 | No sensor |  | RG0
93107540 | LED Panel P1 TU 1x4 S 30W 865 19 | image | datasheet | deeplink | TUNGSRAM - Edgelit Premium - 3600lm - 30W - 6500K - 80CRI - 93107540[SKU] - Recessed / Suspended | 2.83 | Recessed / Suspended | LED | 1 | 30 | Static | 40 | 40 |  | Class II |  |  |  | CE. EAC | [6 empty] | 40 | 6500 | 1195 x 295 x 10 |  | 220-240V |  | 5 |  | 80 | ≤4 | >=80 |  | 6500 |  |  | >=0.9 |  |  | 50000 | 120 |  |  |  | Medium | 25 |  |  | Phased-out |  |  | Class II |  | 40 | 40 | 40 | 140 | -10 | 1 | 30 | White. RAL9010 | 50/60Hz | Passive | LED | none | Edgelit Panel Premium | Panels | Office. Public buildings |  | =19 | 3600 | No sensor |  | RG0 | 10064894570824
93107525 | LED Panel P1 TU 1x4 S 30W 840 21 | image | datasheet | deeplink | TUNGSRAM - Edgelit Premium - 3600lm - 30W - 4000K - 80CRI - 93107525[SKU] - Recessed | 3.2 | Recessed | LED | 1 | 30 | Static | 20 | 40 |  | Class II |  |  |  | CE. EAC | [6 empty] | 20 | 4000 | 1195 x 295 x 10 |  | 220-240V |  | 5 |  | 110 | ≤4 | >=80 |  | 4000 |  |  | >=0.9 |  |  | 50000 | 120 |  |  |  | Wide | 25 |  |  | Phased-out |  |  | Class II |  | 40 | 20 | 40 | 140 | -10 | 1 | 30 | White. RAL9010 | 50/60Hz | Passive | LED | none | Edgelit Panel Premium | Panels | Office. Public buildings |  | 21 | 3600 | No sensor |  | RG0
93107526 | LED Panel P1 TU 1x4 S 30W 840 19 | image | datasheet | deeplink | TUNGSRAM - Edgelit Premium - 3400lm - 30W - 4000K - 80CRI - 93107526[SKU] - Recessed | 3.2 | Recessed | LED | 1 | 30 | Static | 20 | 40 |  | Class II |  |  |  | CE. EAC | [6 empty] | 20 | 4000 | 1195 x 295 x 10 |  | 220-240V |  | 5 |  | 80 | ≤4 | >=80 |  | 4000 |  |  | >=0.9 |  |  | 50000 | 113 |  |  |  | Medium | 25 |  |  | Phased-out |  |  | Class II |  | 40 | 20 | 40 | 140 | -10 | 1 | 30 | White. RAL9010 | 50/60Hz | Passive | LED | none | Edgelit Panel Premium | Panels | Office. Public buildings |  | =19 | 3400 | No sensor |  | RG0 | 10064894574532
93108083 | LED Panel P1 TU 1x4 S 30W 830 21 | image | datasheet | deeplink | TUNGSRAM - Edgelit Premium - 3300lm - 30W - 3000K - 80CRI - 93108083[SKU] - Recessed / Suspended | 2.83 | Recessed / Suspended | LED | 1 | 30 | Static | 40 | 40 |  | Class II |  |  |  | CE. EAC | [6 empty] | 40 | 3000 | 1195 x 295 x 10 |  | 220-240V |  | 5 |  | 110 | ≤4 | >=80 |  | 3000 |  |  | >=0.9 |  |  | 50000 | 110 |  |  |  | Wide | 25 |  |  | Phased-out |  |  | Class II |  | 40 | 40 | 40 | 140 | -10 | 1 | 30 | White. RAL9010 | 50/60Hz | Passive | LED | none | Edgelit Panel Premium | Panels | Office. Public buildings |  | 21 | 3300 | No sensor |  | RG0
93101675 | LED Panel P1 TU 1x4 S 30W 830 19 | image | datasheet | deeplink | TUNGSRAM - Edgelit Premium - 3300lm - 30W - 3000K - 80CRI - 93101675[SKU] - Recessed / Suspended | 2.83 | Recessed / Suspended | LED | 1 | 30 | Static | 40 | 40 |  | Class II |  |  |  | CE. EAC | [6 empty] | 40 | 3000 | 1195 x 295 x 10 |  | 220-240V |  | 5 |  | 80 | ≤4 | >=80 |  | 3000 |  |  | >=0.9 |  |  | 50000 | 110 |  |  |  | Medium | 25 |  |  | Phased-out |  |  | Class II |  | 40 | 40 | 40 | 140 | -10 | 1 | 30 | White. RAL9010 | 50/60Hz | Passive | LED | none | Edgelit Panel Premium | Panels | Office. Public buildings |  | =19 | 3300 | No sensor |  | RG0
93108094 | LED Panel P1 TU 1x4 D 40W 865 21 | image | datasheet | deeplink | TUNGSRAM - Edgelit Premium - 4200lm - 40W - 6500K - 80CRI - 93108094[SKU] - Recessed | 3.44 | Recessed | LED | 1 | 40 | DALI | 40 | 40 |  | Class II |  |  |  | CE. EAC | [6 empty] | 40 | 6500 | 1195 x 295 x 10 |  | 220-240V |  | 5 |  | 110 | ≤4 | >=80 |  | 6500 |  |  | >=0.9 |  |  | 50000 | 105 |  |  |  | Wide | 25 |  |  | Phased-out |  |  | Class II |  | 40 | 40 | 40 | 200 | -10 | 1 | 40 | White. RAL9003 | 50/60Hz | Passive | LED | dimmable | Edgelit Panel Premium | Panels | Office. Public buildings |  | 21 | 4200 | No sensor |  | RG0 | 10064894566940
93108095 | LED Panel P1 TU 1x4 D 40W 865 19 | image | datasheet | deeplink | TUNGSRAM - Edgelit Premium - 4200lm - 40W - 6500K - 80CRI - 93108095[SKU] - Recessed | 3.44 | Recessed | LED | 1 | 40 | DALI | 40 | 40 |  | Class II |  |  |  | CE. EAC | [6 empty] | 40 | 6500 | 1195 x 295 x 10 |  | 220-240V |  | 5 |  | 80 | ≤4 | >=80 |  | 6500 |  |  | >=0.9 |  |  | 50000 | 105 |  |  |  | Medium | 25 |  |  | Phased-out |  |  | Class II |  | 40 | 40 | 40 | 200 | -10 | 1 | 40 | White. RAL9003 | 50/60Hz | Passive | LED | dimmable | Edgelit Panel Premium | Panels | Office. Public buildings |  | =19 | 4200 | No sensor |  | RG0 | 10064894594806
93108081 | LED Panel P1 TU 1x4 D 40W 840 21 | image | datasheet | deeplink | TUNGSRAM - Edgelit Premium - 4500lm - 40W - 4000K - 80CRI - 93108081[SKU] - Recessed | 3.44 | Recessed | LED | 1 | 40 | DALI | 40 | 40 |  | Class II |  |  |  | CE. EAC | [6 empty] | 40 | 4000 | 1195 x 295 x 10 |  | 220-240V |  | 5 |  | 110 | ≤4 | >=80 |  | 4000 |  |  | >=0.9 |  |  | 50000 | 113 |  |  |  | Wide | 25 |  |  | Phased-out |  |  | Class II |  | 40 | 40 | 40 | 200 | -10 | 1 | 40 | White. RAL9003 | 50/60Hz | Passive | LED | dimmable | Edgelit Panel Premium | Panels | Office. Public buildings |  | 21 | 4500 | No sensor |  | RG0 | 10064894563994
93108082 | LED Panel P1 TU 1x4 D 40W 840 19 | image | datasheet | deeplink | TUNGSRAM - Edgelit Premium - 4000lm - 40W - 4000K - 80CRI - 93108082[SKU] - Recessed | 3.44 | Recessed | LED | 1 | 40 | DALI | 40 | 40 |  | Class II |  |  |  | CE. EAC | [6 empty] | 40 | 4000 | 1195 x 295 x 10 |  | 220-240V |  | 5 |  | 80 | ≤4 | >=80 |  | 4000 |  |  | >=0.9 |  |  | 50000 | 100 |  |  |  | Medium | 25 |  |  | Phased-out |  |  | Class II |  | 40 | 40 | 40 | 200 | -10 | 1 | 40 | White. RAL9003 | 50/60Hz | Passive | LED | dimmable | Edgelit Panel Premium | Panels | Office. Public buildings |  | =19 | 4000 | No sensor |  | RG0 | 10064894566926
93108080 | LED Panel P1 TU 1x4 D 40W 830 21 | image | datasheet | deeplink | TUNGSRAM - Edgelit Premium - 4200lm - 40W - 3000K - 80CRI - 93108080[SKU] - Recessed | 3.44 | Recessed | LED | 1 | 40 | DALI | 40 | 40 |  | Class II |  |  |  | CE. EAC | [6 empty] | 40 | 3000 | 1195 x 295 x 10 |  | 220-240V |  | 5 |  | 110 | ≤4 | >=80 |  | 3000 |  |  | >=0.9 |  |  | 50000 | 105 |  |  |  | Wide | 25 |  |  | Phased-out |  |  | Class II |  | 40 | 40 | 40 | 200 | -10 | 1 | 40 | White. RAL9003 | 50/60Hz | Passive | LED | dimmable | Edgelit Panel Premium | Panels | Office. Public buildings |  | 21 | 4200 | No sensor |  | RG0 | 10064894563970
93101674 | LED Panel P1 TU 1x4 D 40W 830 19 | image | datasheet | deeplink | TUNGSRAM - Edgelit Premium - 4000lm - 40W - 3000K - 80CRI - 93101674[SKU] - Recessed | 3.44 | Recessed | LED | 1 | 40 | DALI | 40 | 40 |  | Class II |  |  |  | CE. EAC | [6 empty] | 40 | 3000 | 1195 x 295 x 10 |  | 220-240V |  | 5 |  | 80 | ≤4 | >=80 |  | 3000 |  |  | >=0.9 |  |  | 50000 | 100 |  |  |  | Medium | 25 |  |  | Phased-out |  |  | Class II |  | 40 | 40 | 40 | 200 | -10 | 1 | 40 | White. RAL9003 | 50/60Hz | Passive | LED | dimmable | Edgelit Panel Premium | Panels | Office. Public buildings |  | =19 | 4000 | No sensor |  | RG0 | 10064894563987
93092688 | LED Panel S2 TU 1x4 S 36W 865 21 EU/2 | image | datasheet | deeplink | TUNGSRAM - Eco G2 - 3400lm - 36W - 6500K - 80CRI - 93092688[SKU] - Recessed | 2 | Recessed | LED | 1 | 36 | Static | 20 | 20 |  | Class II |  |  |  | CE | [6 empty] | 20 | 6500 | 1195 x 295 x 10 |  | 220-240V |  | 3 |  | 110 | ≤4 | >=80 |  | 6500 |  |  | >=0.9 |  |  | 30000 | 94 |  |  |  | Wide | 25 |  |  | Phased-out |  |  | Class II |  | 20 | 20 | 40 | 200 | -10 | 1 | 36 | White. RAL9010 | 50/60Hz | Passive | LED | none | Edgelit Panel ECO G2 | Panels | Office. Public buildings |  | 21 | 3400 | No sensor |  | RG0
93092685 | LED Panel S2 TU 1x4 S 36W 865 19 EU/2 | image | datasheet | deeplink | TUNGSRAM - Eco G2 - 3400lm - 36W - 6500K - 80CRI - 93092685[SKU] - Recessed | 2 | Recessed | LED | 1 | 36 | Static | 20 | 20 |  | Class II |  |  |  | CE | [6 empty] | 20 | 6500 | 1195 x 295 x 10 |  | 220-240V |  | 3 |  | 80 | ≤4 | >=80 |  | 6500 |  |  | >=0.9 |  |  | 30000 | 94 |  |  |  | Medium | 25 |  |  | Phased-out |  |  | Class II |  | 20 | 20 | 40 | 200 | -10 | 1 | 36 | White. RAL9010 | 50/60Hz | Passive | LED | none | Edgelit Panel ECO G2 | Panels | Office. Public buildings |  | =19 | 3400 | No sensor |  | RG0
93092687 | LED Panel S2 TU 1x4 S 36W 840 21 EU/2 | image | datasheet | deeplink | TUNGSRAM - Eco G2 - 3400lm - 36W - 4000K - 80CRI - 93092687[SKU] - Recessed | 2 | Recessed | LED | 1 | 36 | Static | 20 | 20 |  | Class II |  |  |  | CE | [6 empty] | 20 | 4000 | 1195 x 295 x 10 |  | 220-240V |  | 3 |  | 110 | ≤4 | >=80 |  | 4000 |  |  | >=0.9 |  |  | 30000 | 94 |  |  |  | Wide | 25 |  |  | Phased-out |  |  | Class II |  | 20 | 20 | 40 | 200 | -10 | 1 | 36 | White. RAL9010 | 50/60Hz | Passive | LED | none | Edgelit Panel ECO G2 | Panels | Office. Public buildings |  | 21 | 3400 | No sensor |  | RG0
93092684 | LED Panel S2 TU 1x4 S 36W 840 19 EU/2 | image | datasheet | deeplink | TUNGSRAM - Eco G2 - 3400lm - 36W - 4000K - 80CRI - 93092684[SKU] - Recessed | 2 | Recessed | LED | 1 | 36 | Static | 20 | 20 |  | Class II |  |  |  | CE | [6 empty] | 20 | 4000 | 1195 x 295 x 10 |  | 220-240V |  | 3 |  | 80 | ≤4 | >=80 |  | 4000 |  |  | >=0.9 |  |  | 30000 | 94 |  |  |  | Medium | 25 |  |  | Phased-out |  |  | Class II |  | 20 | 20 | 40 | 200 | -10 | 1 | 36 | White. RAL9010 | 50/60Hz | Passive | LED | none | Edgelit Panel ECO G2 | Panels | Office. Public buildings |  | =19 | 3400 | No sensor |  | RG0
93092686 | LED Panel S2 TU 1x4 S 36W 830 21 EU/2 | image | datasheet | deeplink | TUNGSRAM - Eco G2 - 3300lm - 36W - 3000K - 80CRI - 93092686[SKU] - Recessed | 2 | Recessed | LED | 1 | 36 | Static | 20 | 20 |  | Class II |  |  |  | CE | [6 empty] | 20 | 3000 | 1195 x 295 x 10 |  | 220-240V |  | 3 |  | 110 | ≤4 | >=80 |  | 3000 |  |  | >=0.9 |  |  | 30000 | 92 |  |  |  | Wide | 25 |  |  | Phased-out |  |  | Class II |  | 20 | 20 | 40 | 200 | -10 | 1 | 36 | White. RAL9010 | 50/60Hz | Passive | LED | none | Edgelit Panel ECO G2 | Panels | Office. Public buildings |  | 21 | 3300 | No sensor |  | RG0
93092683 | LED Panel S2 TU 1x4 S 36W 830 19 EU/2 | image | datasheet | deeplink | TUNGSRAM - Eco G2 - 3300lm - 36W - 3000K - 80CRI - 93092683[SKU] - Recessed | 2 | Recessed | LED | 1 | 36 | Static | 20 | 20 |  | Class II |  |  |  | CE | [6 empty] | 20 | 3000 | 1195 x 295 x 10 |  | 220-240V |  | 3 |  | 80 | ≤4 | >=80 |  | 3000 |  |  | >=0.9 |  |  | 30000 | 92 |  |  |  | Medium | 25 |  |  | Phased-out |  |  | Class II |  | 20 | 20 | 40 | 200 | -10 | 1 | 36 | White. RAL9010 | 50/60Hz | Passive | LED | none | Edgelit Panel ECO G2 | Panels | Office. Public buildings |  | =19 | 3300 | No sensor |  | RG0
93101349 | LED Panel S2 TU 2x2 S 36W 865 21 EU/2 | image | datasheet | deeplink | TUNGSRAM - Eco G2 - 3500lm - 36W - 6500K - 80CRI - 93101349[SKU] - Recessed / Suspended | 1.8 | Recessed / Suspended | LED | 1 | 36 | Static | 20 | 20 |  | Class II |  |  |  | CE | [6 empty] | 20 | 6500 | 595 x 595 x 10 |  | 220-240V |  | 3 |  | 110 | ≤4 | >=80 |  | 6500 |  |  | >=0.9 |  |  | 30000 | 97 |  |  |  | Wide | 25 |  |  | Phased-out |  |  | Class II |  | 20 | 20 | 40 | 200 | -10 | 2 | 36 | White. RAL9003 | 50/60Hz | Passive | LED | none | Edgelit Panel ECO G2 | Panels | Office. Public buildings |  | 21 | 3500 |  |  | RG0 | 10064894587471
93108107 | LED Panel S2 TU 2x2 S 36W 865 19 FR/2 | image | datasheet | deeplink | TUNGSRAM - Eco G2 - 3400lm - 36W - 6500K - 80CRI - 93108107[SKU] - Recessed / Suspended | 1.8 | Recessed / Suspended | LED | 1 | 36 | Static | 20 | 20 |  | Class II |  |  |  | CE | [6 empty] | 20 | 6500 | 595 x 595 x 10 |  | 220-240V |  | 3 |  | 80 | ≤4 | >=80 |  | 6500 |  |  | >=0.9 |  |  | 30000 | 94 |  |  |  | Medium | 25 |  |  | Phased-out |  |  | Class II |  | 20 | 20 | 40 | 200 | -10 | 2 | 36 | White. RAL9003 | 50/60Hz | Passive | LED | none | Edgelit Panel ECO G2 | Panels | Office. Public buildings |  | =19 | 3400 |  |  | RG0 | 10064894587365
93101352 | LED Panel S2 TU 2x2 S 36W 865 19 EU/2 | image | datasheet | deeplink | TUNGSRAM - Eco G2 - 3400lm - 36W - 6500K - 80CRI - 93101352[SKU] - Recessed / Suspended | 1.8 | Recessed / Suspended | LED | 1 | 36 | Static | 20 | 20 |  | Class II |  |  |  | CE | [6 empty] | 20 | 6500 | 595 x 595 x 10 |  | 220-240V |  | 3 |  | 80 | ≤4 | >=80 |  | 6500 |  |  | >=0.9 |  |  | 30000 | 94 |  |  |  | Medium | 25 |  |  | Phased-out |  |  | Class II |  | 20 | 20 | 40 | 200 | -10 | 2 | 36 | White. RAL9003 | 50/60Hz | Passive | LED | none | Edgelit Panel ECO G2 | Panels | Office. Public buildings |  | =19 | 3400 |  |  | RG0 | 10064894590631
93101348 | LED Panel S2 TU 2x2 S 36W 840 21 EU/2 | image | datasheet | deeplink | TUNGSRAM - Eco G2 - 3500lm - 36W - 4000K - 80CRI - 93101348[SKU] - Recessed / Suspended | 1.8 | Recessed / Suspended | LED | 1 | 36 | Static | 20 | 20 |  | Class II |  |  |  | CE | [6 empty] | 20 | 4000 | 595 x 595 x 10 |  | 220-240V |  | 3 |  | 110 | ≤4 | >=80 |  | 4000 |  |  | >=0.9 |  |  | 30000 | 97 |  |  |  | Wide | 25 |  |  | Phased-out |  |  | Class II |  | 20 | 20 | 40 | 200 | -10 | 2 | 36 | White. RAL9003 | 50/60Hz | Passive | LED | none | Edgelit Panel ECO G2 | Panels | Office. Public buildings |  | 21 | 3500 |  |  | RG0 | 10064894590556
93108106 | LED Panel S2 TU 2x2 S 36W 840 19 FR/2 | image | datasheet | deeplink | TUNGSRAM - Eco G2 - 3500lm - 36W - 4000K - 80CRI - 93108106[SKU] - Recessed / Suspended | 1.8 | Recessed / Suspended | LED | 1 | 36 | Static | 20 | 20 |  | Class II |  |  |  | CE | [6 empty] | 20 | 4000 | 595 x 595 x 10 |  | 220-240V |  | 3 |  | 80 | ≤4 | >=80 |  | 4000 |  |  | >=0.9 |  |  | 30000 | 97 |  |  |  | Medium | 25 |  |  | Phased-out |  |  | Class II |  | 20 | 20 | 40 | 200 | -10 | 2 | 36 | White. RAL9003 | 50/60Hz | Passive | LED | none | Edgelit Panel ECO G2 | Panels | Office. Public buildings |  | =19 | 3500 |  |  | RG0 | 10064894587464
93101351 | LED Panel S2 TU 2x2 S 36W 840 19 EU/2 | image | datasheet | deeplink | TUNGSRAM - Eco G2 - 3500lm - 36W - 4000K - 80CRI - 93101351[SKU] - Recessed / Suspended | 1.8 | Recessed / Suspended | LED | 1 | 36 | Static | 20 | 20 |  | Class II |  |  |  | CE | [6 empty] | 20 | 4000 | 595 x 595 x 10 |  | 220-240V |  | 3 |  | 80 | ≤4 | >=80 |  | 4000 |  |  | >=0.9 |  |  | 30000 | 97 |  |  |  | Medium | 25 |  |  | Phased-out |  |  | Class II |  | 20 | 20 | 40 | 200 | -10 | 2 | 36 | White. RAL9003 | 50/60Hz | Passive | LED | none | Edgelit Panel ECO G2 | Panels | Office. Public buildings |  | =19 | 3500 |  |  | RG0 | 10064894587402
93101347 | LED Panel S2 TU 2x2 S 36W 830 21 EU/2 | image | datasheet | deeplink | TUNGSRAM - Eco G2 - 3300lm - 36W - 3000K - 80CRI - 93101347[SKU] - Recessed / Suspended | 1.8 | Recessed / Suspended | LED | 1 | 36 | Static | 20 | 20 |  | Class II |  |  |  | CE | [6 empty] | 20 | 3000 | 595 x 595 x 10 |  | 220-240V |  | 3 |  | 110 | ≤4 | >=80 |  | 3000 |  |  | >=0.9 |  |  | 30000 | 92 |  |  |  | Wide | 25 |  |  | Phased-out |  |  | Class II |  | 20 | 20 | 40 | 200 | -10 | 2 | 36 | White. RAL9003 | 50/60Hz | Passive | LED | none | Edgelit Panel ECO G2 | Panels | Office. Public buildings |  | 21 | 3300 | No sensor |  | RG0
93108105 | LED Panel S2 TU 2x2 S 36W 830 19 FR/2 | image | datasheet | deeplink | TUNGSRAM - Eco G2 - 3300lm - 36W - 3000K - 80CRI - 93108105[SKU] - Recessed / Suspended | 1.8 | Recessed / Suspended | LED | 1 | 36 | Static | 20 | 20 |  | Class II |  |  |  | CE | [6 empty] | 20 | 3000 | 595 x 595 x 10 |  | 220-240V |  | 3 |  | 80 | ≤4 | >=80 |  | 3000 |  |  | >=0.9 |  |  | 30000 | 92 |  |  |  | Medium | 25 |  |  | Phased-out |  |  | Class II |  | 20 | 20 | 40 | 200 | -10 | 2 | 36 | White. RAL9003 | 50/60Hz | Passive | LED | none | Edgelit Panel ECO G2 | Panels | Office. Public buildings |  | =19 | 3300 |  |  | RG0 | 10064894590600
93101350 | LED Panel S2 TU 2x2 S 36W 830 19 EU/2 | image | datasheet | deeplink | TUNGSRAM - Eco G2 - 3300lm - 36W - 3000K - 80CRI - 93101350[SKU] - Recessed / Suspended | 1.8 | Recessed / Suspended | LED | 1 | 36 | Static | 20 | 20 |  | Class II |  |  |  | CE | [6 empty] | 20 | 3000 | 595 x 595 x 10 |  | 220-240V |  | 3 |  | 80 | ≤4 | >=80 |  | 3000 |  |  | >=0.9 |  |  | 30000 | 92 |  |  |  | Medium | 25 |  |  | Phased-out |  |  | Class II |  | 20 | 20 | 40 | 200 | -10 | 2 | 36 | White. RAL9003 | 50/60Hz | Passive | LED | none | Edgelit Panel ECO G2 | Panels | Office. Public buildings |  | =19 | 3300 |  |  | RG0 | 10064894587389
93114431 | LED Scoop 33W 840 S 50D | image | datasheet | deeplink | TUNGSRAM - Downlight Adjustable - 3500lm - 33W - 4000K - 80CRI - 93114431[SKU] - Recessed | 1.07 | Recessed | LED | 1 | 33 | Static | 20 | 20 | [5 empty] | CE | [6 empty] | 20 | 4000 | 180 x 180 x 129 |  | 220-240V |  | 5 | F | 50 | ≤5 | >=80 |  | 4000 |  |  | >=0.9 |  |  | 50000 | 106 |  |  |  | Wide Flood | 25 |  |  | Available |  |  | Class III | Ik03 | 20 | 20 | 40 | 850 | -20 | 1 | 33 | White. RAL9016 / Black. RAL9005 | 50/60Hz | Passive | LED | none | COB Downlight Adjustable / Scoop | Downlighters | Public building. Office. Retail |  | 25.8 | 3500 | No sensor |  | RG1 | 15994100032615 | Trackmount pendant. Surface mount pendant. Surface mount spot accessories & Lenses
93114430 | LED Scoop 33W 840 S 40D | image | datasheet | deeplink | TUNGSRAM - Downlight Adjustable - 3500lm - 33W - 4000K - 80CRI - 93114430[SKU] - Recessed | 1.07 | Recessed | LED | 1 | 33 | Static | 20 | 20 | [5 empty] | CE | [6 empty] | 20 | 4000 | 180 x 180 x 129 |  | 220-240V |  | 5 | F | 40 | ≤5 | >=80 |  | 4000 |  |  | >=0.9 |  |  | 50000 | 106 |  |  |  | Flood | 25 |  |  | Available |  |  | Class III | Ik03 | 20 | 20 | 40 | 850 | -20 | 1 | 33 | White. RAL9016 / Black. RAL9005 | 50/60Hz | Passive | LED | none | COB Downlight Adjustable / Scoop | Downlighters | Public building. Office. Retail |  | 25.8 | 3500 | No sensor |  | RG1 | 15994100031502 | Trackmount pendant. Surface mount pendant. Surface mount spot accessories & Lenses
93114429 | LED Scoop 33W 840 S 20D | image | datasheet | deeplink | TUNGSRAM - Downlight Adjustable - 3500lm - 33W - 4000K - 80CRI - 93114429[SKU] - Recessed | 1.07 | Recessed | LED | 1 | 33 | Static | 20 | 20 | [5 empty] | CE | [6 empty] | 20 | 4000 | 180 x 180 x 129 |  | 220-240V |  | 5 | A++ | 20 | ≤5 | >=80 |  | 4000 |  |  | >=0.9 |  |  | 50000 | 106 |  |  |  | Spot | 25 |  |  | Phased-out |  |  | Class III | Ik03 | 20 | 20 | 40 | 850 | -20 | 1 | 33 | White. RAL9016 / Black. RAL9005 | 50/60Hz | Passive | LED | none | COB Downlight Adjustable / Scoop | Downlighters | Public building. Office. Retail |  | 25.8 | 3500 | No sensor |  | RG1 | 15994100031496 | Trackmount pendant. Surface mount pendant. Surface mount spot accessories & Lenses
93114428 | LED Scoop 33W 830 S 50D | image | datasheet | deeplink | TUNGSRAM - Downlight Adjustable - 3400lm - 33W - 3000K - 80CRI - 93114428[SKU] - Recessed | 1.07 | Recessed | LED | 1 | 33 | Static | 20 | 20 | [5 empty] | CE | [6 empty] | 20 | 3000 | 180 x 180 x 129 |  | 220-240V |  | 5 | F | 50 | ≤5 | >=80 |  | 3000 |  |  | >=0.9 |  |  | 50000 | 103 |  |  |  | Wide Flood | 25 |  |  | Available |  |  | Class III | Ik03 | 20 | 20 | 40 | 850 | -20 | 1 | 33 | White. RAL9016 / Black. RAL9005 | 50/60Hz | Passive | LED | none | COB Downlight Adjustable / Scoop | Downlighters | Public building. Office. Retail |  | 25.8 | 3400 | No sensor |  | RG1 | 15994100031489 | Trackmount pendant. Surface mount pendant. Surface mount spot accessories & Lenses
93114427 | LED Scoop 33W 830 S 40D | image | datasheet | deeplink | TUNGSRAM - Downlight Adjustable - 3400lm - 33W - 3000K - 80CRI - 93114427[SKU] - Recessed | 1.07 | Recessed | LED | 1 | 33 | Static | 20 | 20 | [5 empty] | CE | [6 empty] | 20 | 3000 | 180 x 180 x 129 |  | 220-240V |  | 5 | F | 40 | ≤5 | >=80 |  | 3000 |  |  | >=0.9 |  |  | 50000 | 103 |  |  |  | Flood | 25 |  |  | Available |  |  | Class III | Ik03 | 20 | 20 | 40 | 850 | -20 | 1 | 33 | White. RAL9016 / Black. RAL9005 | 50/60Hz | Passive | LED | none | COB Downlight Adjustable / Scoop | Downlighters | Public building. Office. Retail |  | 25.8 | 3400 | No sensor |  | RG1 | 15994100031472 | Trackmount pendant. Surface mount pendant. Surface mount spot accessories & Lenses
93114426 | LED Scoop 33W 830 S 20D | image | datasheet | deeplink | TUNGSRAM - Downlight Adjustable - 3400lm - 33W - 3000K - 80CRI - 93114426[SKU] - Recessed | 1.07 | Recessed | LED | 1 | 33 | Static | 20 | 20 | [5 empty] | CE | [6 empty] | 20 | 3000 | 180 x 180 x 129 |  | 220-240V |  | 5 | A+ | 20 | ≤5 | >=80 |  | 3000 |  |  | >=0.9 |  |  | 50000 | 103 |  |  |  | Spot | 25 |  |  | Phased-out |  |  | Class III | Ik03 | 20 | 20 | 40 | 850 | -20 | 1 | 33 | White. RAL9016 / Black. RAL9005 | 50/60Hz | Passive | LED | none | COB Downlight Adjustable / Scoop | Downlighters | Public building. Office. Retail |  | 25.8 | 3400 | No sensor |  | RG1 | 15994100031465 | Trackmount pendant. Surface mount pendant. Surface mount spot accessories & Lenses
93114881 | LED Scoop 20W 840 S 50D | image | datasheet | deeplink | TUNGSRAM - Downlight Adjustable - 2200lm - 20W - 4000K - 80CRI - 93114881[SKU] - Recessed | 0.57 | Recessed | LED | 1 | 20 | Static | 20 | 20 | [5 empty] | CE | [6 empty] | 20 | 4000 | 119 x 145 x 102 |  | 220-240V |  | 5 | E | 50 | ≤5 | >=80 |  | 4000 |  |  | >=0.9 |  |  | 50000 | 110 |  |  |  | Wide Flood | 25 |  |  | Available |  |  | Class III | Ik03 | 20 | 20 | 40 | 500 | -20 | 1 | 20 | White. RAL9016 / Black. RAL9005 | 50/60Hz | Passive | LED | none | COB Downlight Adjustable / Scoop | Downlighters | Public building. Office. Retail |  | 15.7 | 2200 | No sensor |  | RG1 |  | Trackmount pendant. Surface mount pendant. Surface mount spot accessories & Lenses
93114880 | LED Scoop 20W 840 S 40D | image | datasheet | deeplink | TUNGSRAM - Downlight Adjustable - 2200lm - 20W - 4000K - 80CRI - 93114880[SKU] - Recessed | 0.57 | Recessed | LED | 1 | 20 | Static | 20 | 20 | [5 empty] | CE | [6 empty] | 20 | 4000 | 119 x 145 x 102 |  | 220-240V |  | 5 | E | 40 | ≤5 | >=80 |  | 4000 |  |  | >=0.9 |  |  | 50000 | 110 |  |  |  | Flood | 25 |  |  | Available |  |  | Class III | Ik03 | 20 | 20 | 40 | 500 | -20 | 1 | 20 | White. RAL9016 / Black. RAL9005 | 50/60Hz | Passive | LED | none | COB Downlight Adjustable / Scoop | Downlighters | Public building. Office. Retail |  | 15.7 | 2200 | No sensor |  | RG1 |  | Trackmount pendant. Surface mount pendant. Surface mount spot accessories & Lenses
93114879 | LED Scoop 20W 840 S 20D | image | datasheet | deeplink | TUNGSRAM - Downlight Adjustable - 2200lm - 20W - 4000K - 80CRI - 93114879[SKU] - Recessed | 0.57 | Recessed | LED | 1 | 20 | Static | 20 | 20 | [5 empty] | CE | [6 empty] | 20 | 4000 | 119 x 145 x 102 |  | 220-240V |  | 5 | A++ | 20 | ≤5 | >=80 |  | 4000 |  |  | >=0.9 |  |  | 50000 | 110 |  |  |  | Spot | 25 |  |  | Phased-out |  |  | Class III | Ik03 | 20 | 20 | 40 | 500 | -20 | 1 | 20 | White. RAL9016 / Black. RAL9005 | 50/60Hz | Passive | LED | none | COB Downlight Adjustable / Scoop | Downlighters | Public building. Office. Retail |  | 15.7 | 2200 | No sensor |  | RG1 |  | Trackmount pendant. Surface mount pendant. Surface mount spot accessories & Lenses
93114878 | LED Scoop 20W 830 S 50D | image | datasheet | deeplink | TUNGSRAM - Downlight Adjustable - 2100lm - 20W - 3000K - 80CRI - 93114878[SKU] - Recessed | 0.57 | Recessed | LED | 1 | 20 | Static | 20 | 20 | [5 empty] | CE | [6 empty] | 20 | 3000 | 119 x 145 x 102 |  | 220-240V |  | 5 | E | 50 | ≤5 | >=80 |  | 3000 |  |  | >=0.9 |  |  | 50000 | 105 |  |  |  | Wide Flood | 25 |  |  | Available |  |  | Class III | Ik03 | 20 | 20 | 40 | 500 | -20 | 1 | 20 | White. RAL9016 / Black. RAL9005 | 50/60Hz | Passive | LED | none | COB Downlight Adjustable / Scoop | Downlighters | Public building. Office. Retail |  | 15.7 | 2100 | No sensor |  | RG1 |  | Trackmount pendant. Surface mount pendant. Surface mount spot accessories & Lenses
93114877 | LED Scoop 20W 830 S 40D | image | datasheet | deeplink | TUNGSRAM - Downlight Adjustable - 2100lm - 20W - 3000K - 80CRI - 93114877[SKU] - Recessed | 0.57 | Recessed | LED | 1 | 20 | Static | 20 | 20 | [5 empty] | CE | [6 empty] | 20 | 3000 | 119 x 145 x 102 |  | 220-240V |  | 5 | E | 40 | ≤5 | >=80 |  | 3000 |  |  | >=0.9 |  |  | 50000 | 105 |  |  |  | Flood | 25 |  |  | Available |  |  | Class III | Ik03 | 20 | 20 | 40 | 500 | -20 | 1 | 20 | White. RAL9016 / Black. RAL9005 | 50/60Hz | Passive | LED | none | COB Downlight Adjustable / Scoop | Downlighters | Public building. Office. Retail |  | 15.7 | 2100 | No sensor |  | RG1 | 15994100032615
93114876 | LED Scoop 20W 830 S 20D | image | datasheet | deeplink | TUNGSRAM - Downlight Adjustable - 2100lm - 20W - 3000K - 80CRI - 93114876[SKU] - Recessed | 0.57 | Recessed | LED | 1 | 20 | Static | 20 | 20 | [5 empty] | CE | [6 empty] | 20 | 3000 | 119 x 145 x 102 |  | 220-240V |  | 5 | A++ | 20 | ≤5 | >=80 |  | 3000 |  |  | >=0.9 |  |  | 50000 | 105 |  |  |  | Spot | 25 |  |  | Phased-out |  |  | Class III | Ik03 | 20 | 20 | 40 | 500 | -20 | 1 | 20 | White. RAL9016 / Black. RAL9005 | 50/60Hz | Passive | LED | none | COB Downlight Adjustable / Scoop | Downlighters | Public building. Office. Retail |  | 15.7 | 2100 | No sensor |  | RG1 | 15994100031502
93113195 | LED Gimbal 3x30W 840 S 36D | image | datasheet | deeplink | TUNGSRAM - Downlight Multigimbal - 8400lm - 90W - 4000K - 80CRI - 93113195[SKU] - Recessed | 3.2 | Recessed | LED | 1 | 90 | Static | 20 | 20 | [5 empty] | CE | [6 empty] | 20 | 4000 | 175 x 475 x 110 |  | 220-240V |  | 5 |  | 36 | ≤5 | >=80 |  | 4000 |  |  | >=0.9 |  |  | 50000 | 93 |  |  |  | Narrow Flood | 25 |  |  | Available |  |  | Class III | IK03 | 20 | 20 | 40 | 3x750 | -20 | 1 | 90 | White. RAL9016 / Black. RAL9005 | 50/60Hz | Passive | LED | none | COB Downlight Multigimbal | Downlighters | Public building. Office. Retail |  | 20.6 | 8400 | No sensor |  | RG1 | 15994100031496
93113194 | LED Gimbal 3x30W 840 S 20D | image | datasheet | deeplink | TUNGSRAM - Downlight Multigimbal - 8400lm - 90W - 4000K - 80CRI - 93113194[SKU] - Recessed | 3.2 | Recessed | LED | 1 | 90 | Static | 20 | 20 | [5 empty] | CE | [6 empty] | 20 | 4000 | 175 x 475 x 110 |  | 220-240V |  | 5 |  | 20 | ≤5 | >=80 |  | 4000 |  |  | >=0.9 |  |  | 50000 | 93 |  |  |  | Spot | 25 |  |  | Available |  |  | Class III | IK03 | 20 | 20 | 40 | 3x750 | -20 | 1 | 90 | White. RAL9016 / Black. RAL9005 | 50/60Hz | Passive | LED | none | COB Downlight Multigimbal | Downlighters | Public building. Office. Retail |  |  | 8400 | No sensor |  | RG1 | 15994100031489
93113193 | LED Gimbal 3x30W 840 S 15D | image | datasheet | deeplink | TUNGSRAM - Downlight Multigimbal - 8400lm - 90W - 4000K - 80CRI - 93113193[SKU] - Recessed | 3.2 | Recessed | LED | 1 | 90 | Static | 20 | 20 | [5 empty] | CE | [6 empty] | 20 | 4000 | 175 x 475 x 110 |  | 220-240V |  | 5 |  | 15 | ≤5 | >=80 |  | 4000 |  |  | >=0.9 |  |  | 50000 | 93 |  |  |  | Narrow Spot | 25 |  |  | Available |  |  | Class III | IK03 | 20 | 20 | 40 | 3x750 | -20 | 1 | 90 | White. RAL9016 / Black. RAL9005 | 50/60Hz | Passive | LED | none | COB Downlight Multigimbal | Downlighters | Public building. Office. Retail |  |  | 8400 | No sensor |  | RG1 | 15994100031472
93113192 | LED Gimbal 3x30W 830 S 36D | image | datasheet | deeplink | TUNGSRAM - Downlight Multigimbal - 8400lm - 90W - 3000K - 80CRI - 93113192[SKU] - Recessed | 3.2 | Recessed | LED | 1 | 90 | Static | 20 | 20 | [5 empty] | CE | [6 empty] | 20 | 3000 | 175 x 475 x 110 |  | 220-240V |  | 5 |  | 36 | ≤5 | >=80 |  | 3000 |  |  | >=0.9 |  |  | 50000 | 93 |  |  |  | Narrow Flood | 25 |  |  | Available |  |  | Class III | IK03 | 20 | 20 | 40 | 3x750 | -20 | 1 | 90 | White. RAL9016 / Black. RAL9005 | 50/60Hz | Passive | LED | none | COB Downlight Multigimbal | Downlighters | Public building. Office. Retail |  |  | 8400 | No sensor |  | RG1 | 15994100031465
93113191 | LED Gimbal 3x30W 830 S 20D | image | datasheet | deeplink | TUNGSRAM - Downlight Multigimbal - 8400lm - 90W - 3000K - 80CRI - 93113191[SKU] - Recessed | 3.2 | Recessed | LED | 1 | 90 | Static | 20 | 20 | [5 empty] | CE | [6 empty] | 20 | 3000 | 175 x 475 x 110 |  | 220-240V |  | 5 |  | 20 | ≤5 | >=80 |  | 3000 |  |  | >=0.9 |  |  | 50000 | 93 |  |  |  | Spot | 25 |  |  | Available |  |  | Class III | IK03 | 20 | 20 | 40 | 3x750 | -20 | 1 | 90 | White. RAL9016 / Black. RAL9005 | 50/60Hz | Passive | LED | none | COB Downlight Multigimbal | Downlighters | Public building. Office. Retail |  |  | 8400 | No sensor |  | RG1
93113190 | LED Gimbal 3x30W 830 S 15D | image | datasheet | deeplink | TUNGSRAM - Downlight Multigimbal - 8400lm - 90W - 3000K - 80CRI - 93113190[SKU] - Recessed | 3.2 | Recessed | LED | 1 | 90 | Static | 20 | 20 | [5 empty] | CE | [6 empty] | 20 | 3000 | 175 x 475 x 110 |  | 220-240V |  | 5 |  | 15 | ≤5 | >=80 |  | 3000 |  |  | >=0.9 |  |  | 50000 | 93 |  |  |  | Narrow Spot | 25 |  |  | Available |  |  | Class III | IK03 | 20 | 20 | 40 | 3x750 | -20 | 1 | 90 | White. RAL9016 / Black. RAL9005 | 50/60Hz | Passive | LED | none | COB Downlight Multigimbal | Downlighters | Public building. Office. Retail |  |  | 8400 | No sensor |  | RG1
93113189 | LED Gimbal 2x30W 840 S 36D | image | datasheet | deeplink | TUNGSRAM - Downlight Multigimbal - 5600lm - 60W - 4000K - 80CRI - 93113189[SKU] - Recessed | 2.25 | Recessed | LED | 1 | 60 | Static | 20 | 20 | [5 empty] | CE | [6 empty] | 20 | 4000 | 175 x 330 x 110 |  | 220-240V |  | 5 |  | 36 | ≤5 | >=80 |  | 4000 |  |  | >=0.9 |  |  | 50000 | 93 |  |  |  | Narrow Flood | 25 |  |  | Available |  |  | Class III | IK03 | 20 | 20 | 40 | 2x750 | -20 | 1 | 60 | White. RAL9016 / Black. RAL9005 | 50/60Hz | Passive | LED | none | COB Downlight Multigimbal | Downlighters | Public building. Office. Retail |  | 20.5 | 5600 | No sensor |  | RG1
93113188 | LED Gimbal 2x30W 840 S 20D | image | datasheet | deeplink | TUNGSRAM - Downlight Multigimbal - 5600lm - 60W - 4000K - 80CRI - 93113188[SKU] - Recessed | 2.25 | Recessed | LED | 1 | 60 | Static | 20 | 20 | [5 empty] | CE | [6 empty] | 20 | 4000 | 175 x 330 x 110 |  | 220-240V |  | 5 |  | 20 | ≤5 | >=80 |  | 4000 |  |  | >=0.9 |  |  | 50000 | 93 |  |  |  | Spot | 25 |  |  | Available |  |  | Class III | IK03 | 20 | 20 | 40 | 2x750 | -20 | 1 | 60 | White. RAL9016 / Black. RAL9005 | 50/60Hz | Passive | LED | none | COB Downlight Multigimbal | Downlighters | Public building. Office. Retail |  |  | 5600 | No sensor |  | RG1
93113187 | LED Gimbal 2x30W 840 S 15D | image | datasheet | deeplink | TUNGSRAM - Downlight Multigimbal - 5600lm - 60W - 4000K - 80CRI - 93113187[SKU] - Recessed | 2.25 | Recessed | LED | 1 | 60 | Static | 20 | 20 | [5 empty] | CE | [6 empty] | 20 | 4000 | 175 x 330 x 110 |  | 220-240V |  | 5 |  | 15 | ≤5 | >=80 |  | 4000 |  |  | >=0.9 |  |  | 50000 | 93 |  |  |  | Narrow Spot | 25 |  |  | Available |  |  | Class III | IK03 | 20 | 20 | 40 | 2x750 | -20 | 1 | 60 | White. RAL9016 / Black. RAL9005 | 50/60Hz | Passive | LED | none | COB Downlight Multigimbal | Downlighters | Public building. Office. Retail |  |  | 5600 | No sensor |  | RG1
93113186 | LED Gimbal 2x30W 830 S 36D | image | datasheet | deeplink | TUNGSRAM - Downlight Multigimbal - 5600lm - 60W - 3000K - 80CRI - 93113186[SKU] - Recessed | 2.25 | Recessed | LED | 1 | 60 | Static | 20 | 20 | [5 empty] | CE | [6 empty] | 20 | 3000 | 175 x 330 x 110 |  | 220-240V |  | 5 |  | 36 | ≤5 | >=80 |  | 3000 |  |  | >=0.9 |  |  | 50000 | 93 |  |  |  | Narrow Flood | 25 |  |  | Available |  |  | Class III | IK03 | 20 | 20 | 40 | 2x750 | -20 | 1 | 60 | White. RAL9016 / Black. RAL9005 | 50/60Hz | Passive | LED | none | COB Downlight Multigimbal | Downlighters | Public building. Office. Retail |  |  | 5600 | No sensor |  | RG1
93113185 | LED Gimbal 2x30W 830 S 20D | image | datasheet | deeplink | TUNGSRAM - Downlight Multigimbal - 5600lm - 60W - 3000K - 80CRI - 93113185[SKU] - Recessed | 2.25 | Recessed | LED | 1 | 60 | Static | 20 | 20 | [5 empty] | CE | [6 empty] | 20 | 3000 | 175 x 330 x 110 |  | 220-240V |  | 5 |  | 20 | ≤5 | >=80 |  | 3000 |  |  | >=0.9 |  |  | 50000 | 93 |  |  |  | Spot | 25 |  |  | Available |  |  | Class III | IK03 | 20 | 20 | 40 | 2x750 | -20 | 1 | 60 | White. RAL9016 / Black. RAL9005 | 50/60Hz | Passive | LED | none | COB Downlight Multigimbal | Downlighters | Public building. Office. Retail |  |  | 5600 | No sensor |  | RG1
93113184 | LED Gimbal 2x30W 830 S 15D | image | datasheet | deeplink | TUNGSRAM - Downlight Multigimbal - 5600lm - 60W - 3000K - 80CRI - 93113184[SKU] - Recessed | 2.25 | Recessed | LED | 1 | 60 | Static | 20 | 20 | [5 empty] | CE | [6 empty] | 20 | 3000 | 175 x 330 x 110 |  | 220-240V |  | 5 |  | 15 | ≤5 | >=80 |  | 3000 |  |  | >=0.9 |  |  | 50000 | 93 |  |  |  | Narrow Spot | 25 |  |  | Available |  |  | Class III | IK03 | 20 | 20 | 40 | 2x750 | -20 | 1 | 60 | White. RAL9016 / Black. RAL9005 | 50/60Hz | Passive | LED | none | COB Downlight Multigimbal | Downlighters | Public building. Office. Retail |  |  | 5600 | No sensor |  | RG1
93113183 | LED Gimbal 1x30W 840 S 36D | image | datasheet | deeplink | TUNGSRAM - Downlight Multigimbal - 2800lm - 30W - 4000K - 80CRI - 93113183[SKU] - Recessed | 1.25 | Recessed | LED | 1 | 30 | Static | 20 | 20 | [5 empty] | CE | [6 empty] | 20 | 4000 | 175 x 175 x 110 |  | 220-240V |  | 5 |  | 36 | ≤5 | >=80 |  | 4000 |  |  | >=0.9 |  |  | 50000 | 93 |  |  |  | Narrow Flood | 25 |  |  | Available |  |  | Class III | IK03 | 20 | 20 | 40 | 750 | -20 | 1 | 30 | White. RAL9016 / Black. RAL9005 | 50/60Hz | Passive | LED | none | COB Downlight Multigimbal | Downlighters | Public building. Office. Retail |  | 20.5 | 2800 | No sensor |  | RG1
93113182 | LED Gimbal 1x30W 840 S 20D | image | datasheet | deeplink | TUNGSRAM - Downlight Multigimbal - 2800lm - 30W - 4000K - 80CRI - 93113182[SKU] - Recessed | 1.25 | Recessed | LED | 1 | 30 | Static | 20 | 20 | [5 empty] | CE | [6 empty] | 20 | 4000 | 175 x 175 x 110 |  | 220-240V |  | 5 |  | 20 | ≤5 | >=80 |  | 4000 |  |  | >=0.9 |  |  | 50000 | 93 |  |  |  | Spot | 25 |  |  | Available |  |  | Class III | IK03 | 20 | 20 | 40 | 750 | -20 | 1 | 30 | White. RAL9016 / Black. RAL9005 | 50/60Hz | Passive | LED | none | COB Downlight Multigimbal | Downlighters | Public building. Office. Retail |  |  | 2800 | No sensor |  | RG1
93113181 | LED Gimbal 1x30W 840 S 15D | image | datasheet | deeplink | TUNGSRAM - Downlight Multigimbal - 2800lm - 30W - 4000K - 80CRI - 93113181[SKU] - Recessed | 1.25 | Recessed | LED | 1 | 30 | Static | 20 | 20 | [5 empty] | CE | [6 empty] | 20 | 4000 | 175 x 175 x 110 |  | 220-240V |  | 5 |  | 15 | ≤5 | >=80 |  | 4000 |  |  | >=0.9 |  |  | 50000 | 93 |  |  |  | Narrow Spot | 25 |  |  | Available |  |  | Class III | IK03 | 20 | 20 | 40 | 750 | -20 | 1 | 30 | White. RAL9016 / Black. RAL9005 | 50/60Hz | Passive | LED | none | COB Downlight Multigimbal | Downlighters | Public building. Office. Retail |  |  | 2800 | No sensor |  | RG1
93113180 | LED Gimbal 1x30W 830 S 36D | image | datasheet | deeplink | TUNGSRAM - Downlight Multigimbal - 2800lm - 30W - 3000K - 80CRI - 93113180[SKU] - Recessed | 1.25 | Recessed | LED | 1 | 30 | Static | 20 | 20 | [5 empty] | CE | [6 empty] | 20 | 3000 | 175 x 175 x 110 |  | 220-240V |  | 5 |  | 36 | ≤5 | >=80 |  | 3000 |  |  | >=0.9 |  |  | 50000 | 93 |  |  |  | Narrow Flood | 25 |  |  | Available |  |  | Class III | IK03 | 20 | 20 | 40 | 750 | -20 | 1 | 30 | White. RAL9016 / Black. RAL9005 | 50/60Hz | Passive | LED | none | COB Downlight Multigimbal | Downlighters | Public building. Office. Retail |  | 20.5 | 2800 | No sensor |  | RG1
93113179 | LED Gimbal 1x30W 830 S 20D | image | datasheet | deeplink | TUNGSRAM - Downlight Multigimbal - 2800lm - 30W - 3000K - 80CRI - 93113179[SKU] - Recessed | 1.25 | Recessed | LED | 1 | 30 | Static | 20 | 20 | [5 empty] | CE | [6 empty] | 20 | 3000 | 175 x 175 x 110 |  | 220-240V |  | 5 |  | 20 | ≤5 | >=80 |  | 3000 |  |  | >=0.9 |  |  | 50000 | 93 |  |  |  | Spot | 25 |  |  | Available |  |  | Class III | IK03 | 20 | 20 | 40 | 750 | -20 | 1 | 30 | White. RAL9016 / Black. RAL9005 | 50/60Hz | Passive | LED | none | COB Downlight Multigimbal | Downlighters | Public building. Office. Retail |  | 18.2 | 2800 | No sensor |  | RG1
93113178 | LED Gimbal 1x30W 830 S 15D | image | datasheet | deeplink | TUNGSRAM - Downlight Multigimbal - 2800lm - 30W - 3000K - 80CRI - 93113178[SKU] - Recessed | 1.25 | Recessed | LED | 1 | 30 | Static | 20 | 20 | [5 empty] | CE | [6 empty] | 20 | 3000 | 175 x 175 x 110 |  | 220-240V |  | 5 |  | 15 | ≤5 | >=80 |  | 3000 |  |  | >=0.9 |  |  | 50000 | 93 |  |  |  | Narrow Spot | 25 |  |  | Available |  |  | Class III | IK03 | 20 | 20 | 40 | 750 | -20 | 1 | 30 | White. RAL9016 / Black. RAL9005 | 50/60Hz | Passive | LED | none | COB Downlight Multigimbal | Downlighters | Public building. Office. Retail |  | 18 | 2800 | No sensor |  | RG1
93107546 | LED Spotlight G1 TU WRA IP20 6W 865 S | image | datasheet | deeplink | TUNGSRAM - Spotlight G1 6W - 550lm - 6W - 6500K - 80CRI - 93107546[SKU] - Recessed | 0.125 | Recessed | LED | 1 | 6 | Static | 20 | 20 |  | Class II |  |  |  | CE | [6 empty] | 20 | 6500 | Dia 88 x Dia 88 x 34.5 |  | 220-240V |  | 3 | F | 36 | ≤6 | >=80 |  | 6500 |  |  | >=0.9 |  |  | 30000 | 90 |  |  |  | Narrow Flood | 25 |  |  | Available |  |  | Class II |  | 20 | 20 | 40 | 24-34 | -10 | 1 | 6 | White | 50/60Hz | Passive | LED | none | Recessed Spotlight 6W | Downlighters | Hospitality. Offices. Residential | 93103686 - LED Spotlight G1 TU WRA IP20 6W 865 S DS | 22.9 | 550 | No sensor |  | RG1
93107545 | LED Spotlight G1 TU WRA IP20 6W 840 S | image | datasheet | deeplink | TUNGSRAM - Spotlight G1 6W - 550lm - 6W - 4000K - 80CRI - 93107545[SKU] - Recessed | 0.125 | Recessed | LED | 1 | 6 | Static | 20 | 20 |  | Class II |  |  |  | CE | [6 empty] | 20 | 4000 | Dia 88 x Dia 88 x 34.5 |  | 220-240V |  | 3 | F | 36 | ≤6 | >=80 |  | 4000 |  |  | >=0.9 |  |  | 30000 | 90 |  |  |  | Narrow Flood | 25 |  |  | Available |  |  | Class II |  | 20 | 20 | 25 | 24-34 | -10 | 1 | 6 | White | 50/60Hz | Passive | LED | none | Recessed Spotlight 6W | Downlighters | Hospitality. Offices. Residential | 93103685 - LED Spotlight G1 TU WRA IP20 6W 840 S DS | 22.9 | 550 | No sensor |  | RG1
93107544 | LED Spotlight G1 TU WRA IP20 6W 830 S | image | datasheet | deeplink | TUNGSRAM - Spotlight G1 6W - 550lm - 6W - 3000K - 80CRI - 93107544[SKU] - Recessed | 0.125 | Recessed | LED | 1 | 6 | Static | 20 | 20 |  | Class II |  |  |  | CE | [6 empty] | 20 | 3000 | Dia 88 x Dia 88 x 34.5 |  | 220-240V |  | 3 | F | 36 | ≤6 | >=80 |  | 3000 |  |  | >=0.9 |  |  | 30000 | 90 |  |  |  | Narrow Flood | 25 |  |  | Available |  |  | Class II |  | 20 | 20 | 25 | 24-34 | -10 | 1 | 6 | White | 50/60Hz | Passive | LED | none | Recessed Spotlight 6W | Downlighters | Hospitality. Offices. Residential | 93103684 - LED Spotlight G1 TU WRA IP20 6W 830 S DS | 22.9 | 550 | No sensor |  | RG1
93108091 | LED DLR SLIM P1 TU8 IP40 22W 840 SST | image | datasheet | deeplink | TUNGSRAM - Slim Downlight Premium - 2000lm - 22W - 4000K - 80CRI - 93108091[SKU] - Recessed | 0.52 | Recessed | LED | 1 | 22 | Static | 40 | 40 | [5 empty] | CE. EAC | [6 empty] | 40 | 4000 | Dia 240 x Dia 240 x 30 |  | 220-240V |  | 5 | F | 110 ± 12 | ≤6 | >=80 |  | 4000 |  |  | >=0.9 |  |  | 45000 | 91 |  |  |  | Very Wide Flood | 25 |  |  | Available |  |  | Class III |  | 40 | 40 | 25 | 115 | -10 | 1 | 22 | White | 50/60Hz | Passive | LED | none | Slim Downlight Premium | Downlighters | Public building. Office. Retail | 93103687 - LED DLR SLIM P1 TU8 IP40 22W 840 SST DS | 27.3 / 19.5 | 2000 | No sensor |  | RG0 | 10064894585262
93108099 | LED DLR SLIM P1 TU8 IP40 22W 840 DST | image | datasheet | deeplink | TUNGSRAM - Slim Downlight Premium - 2000lm - 22W - 4000K - 80CRI - 93108099[SKU] - Recessed | 0.65 | Recessed | LED | 1 | 22 | DALI | 20 | 40 | [5 empty] | CE | [6 empty] | 20 | 4000 | Dia 240 x Dia 240 x 30 |  | 220-240V |  | 5 | F | 110 ± 12 | ≤6 | >=80 |  | 4000 |  |  | >=0.9 |  |  | 45000 | 91 |  |  |  | Very Wide Flood | 25 |  |  | Available |  |  | Class III |  | 40 | 20 | 40 | 115 | -10 | 1 | 22 | White | 50/60Hz | Passive | LED | dimmable | Slim Downlight Premium | Downlighters | Public building. Office. Retail | 93103695 - LED DLR SLIM P1 TU8 IP40 22W 840 DST DS | 27.6 | 2000 | No sensor |  | RG0
93108090 | LED DLR SLIM P1 TU8 IP40 22W 830 SST | image | datasheet | deeplink | TUNGSRAM - Slim Downlight Premium - 2000lm - 22W - 3000K - 80CRI - 93108090[SKU] - Recessed | 0.52 | Recessed | LED | 1 | 22 | Static | 40 | 40 | [5 empty] | CE. EAC | [6 empty] | 40 | 3000 | Dia 240 x Dia 240 x 30 |  | 220-240V |  | 5 | F | 110 ± 12 | ≤6 | >=80 |  | 3000 |  |  | >=0.9 |  |  | 45000 | 91 |  |  |  | Very Wide Flood | 25 |  |  | Available |  |  | Class III |  | 40 | 40 | 40 | 115 | -10 | 1 | 22 | White | 50/60Hz | Passive | LED | none | Slim Downlight Premium | Downlighters | Public building. Office. Retail |  | 27.3 / 19.5 | 2000 | No sensor |  | RG0 | 10064894585255
93108098 | LED DLR SLIM P1 TU8 IP40 22W 830 DST | image | datasheet | deeplink | TUNGSRAM - Slim Downlight Premium - 2000lm - 22W - 3000K - 80CRI - 93108098[SKU] - Recessed | 0.65 | Recessed | LED | 1 | 22 | DALI | 20 | 40 | [5 empty] | CE | [6 empty] | 20 | 3000 | Dia 240 x Dia 240 x 30 |  | 220-240V |  | 5 | F | 110 ± 12 | ≤6 | >=80 |  | 3000 |  |  | >=0.9 |  |  | 45000 | 91 |  |  |  | Very Wide Flood | 25 |  |  | Available |  |  | Class III |  | 40 | 20 | 40 | 115 | -10 | 1 | 22 | White | 50/60Hz | Passive | LED | dimmable | Slim Downlight Premium | Downlighters | Public building. Office. Retail |  | 27.6 | 2000 | No sensor |  | RG0
93108088 | LED DLR SLIM P1 TU8 IP40 18W 840 SST | image | datasheet | deeplink | TUNGSRAM - Slim Downlight Premium - 1620lm - 18W - 4000K - 80CRI - 93108088[SKU] - Recessed | 0.52 | Recessed | LED | 1 | 18 | Static | 40 | 40 | [5 empty] | CE. EAC | [6 empty] | 40 | 4000 | Dia 240 x Dia 240 x 30 |  | 220-240V |  | 5 | F | 110 ± 12 | ≤6 | >=80 |  | 4000 |  |  | >=0.9 |  |  | 45000 | 90 |  |  |  | Very Wide Flood | 25 |  |  | Available |  |  | Class III |  | 40 | 40 | 40 | 95 | -10 | 1 | 18 | White | 50/60Hz | Passive | LED | none | Slim Downlight Premium | Downlighters | Public building. Office. Retail | 93103682 - LED DLR SLIM P1 TU8 IP40 18W 840 SST DS | 26.5 / 19.4 | 1620 | No sensor |  | RG0 | 10064894585231
93108087 | LED DLR SLIM P1 TU8 IP40 18W 830 SST | image | datasheet | deeplink | TUNGSRAM - Slim Downlight Premium - 1530lm - 18W - 3000K - 80CRI - 93108087[SKU] - Recessed | 0.52 | Recessed | LED | 1 | 18 | Static | 40 | 40 | [5 empty] | CE. EAC | [6 empty] | 40 | 3000 | Dia 240 x Dia 240 x 30 |  | 220-240V |  | 5 | F | 110 ± 12 | ≤6 | >=80 |  | 3000 |  |  | >=0.9 |  |  | 45000 | 85 |  |  |  | Very Wide Flood | 25 |  |  | Available |  |  | Class III |  | 40 | 40 | 40 | 95 | -10 | 1 | 18 | White | 50/60Hz | Passive | LED | none | Slim Downlight Premium | Downlighters | Public building. Office. Retail |  | 26.3 / 19.4 | 1530 | No sensor |  | RG0 | 10064894573634
93108086 | LED DLR SLIM P1 TU6 IP40 12W 840 SST | image | datasheet | deeplink | TUNGSRAM - Slim Downlight Premium - 1080lm - 12W - 4000K - 80CRI - 93108086[SKU] - Recessed | 0.31 | Recessed | LED | 1 | 12 | Static | 40 | 40 | [5 empty] | CE. EAC | [6 empty] | 40 | 4000 | Dia 180 x Dia 180 x 30 |  | 220-240V |  | 5 | F | 110 ± 12 | ≤6 | >=80 |  | 4000 |  |  | >=0.9 |  |  | 45000 | 90 |  |  |  | Very Wide Flood | 25 |  |  | Available |  |  | Class III |  | 40 | 40 | 40 | 62 | -10 | 1 | 12 | White | 50/60Hz | Passive | LED | none | Slim Downlight Premium | Downlighters | Public building. Office. Retail | 93103680 - LED DLR SLIM P1 TU6 IP40 12W 840 SST DS | 27.2 / 21.8 | 1080 | No sensor |  | RG0 | 10064894572897
93108097 | LED DLR SLIM P1 TU6 IP40 12W 840 DST | image | datasheet | deeplink | TUNGSRAM - Slim Downlight Premium - 1080lm - 12W - 4000K - 80CRI - 93108097[SKU] - Recessed | 0.46 | Recessed | LED | 1 | 12 | DALI | 20 | 40 | [5 empty] | CE | [6 empty] | 20 | 4000 | Dia 180 x Dia 180 x 30 |  | 220-240V |  | 5 | F | 110 ± 12 | ≤6 | >=80 |  | 4000 |  |  | >=0.9 |  |  | 45000 | 90 |  |  |  | Very Wide Flood | 25 |  |  | Available |  |  | Class III |  | 40 | 20 | 40 | 62 | -10 | 1 | 12 | White | 50/60Hz | Passive | LED | dimmable | Slim Downlight Premium | Downlighters | Public building. Office. Retail | 93103693 - LED DLR SLIM P1 TU6 IP40 12W 840 DST DS | 27.4 | 1080 | No sensor |  | RG0
93108085 | LED DLR SLIM P1 TU6 IP40 12W 830 SST | image | datasheet | deeplink | TUNGSRAM - Slim Downlight Premium - 1080lm - 12W - 3000K - 80CRI - 93108085[SKU] - Recessed | 0.31 | Recessed | LED | 1 | 12 | Static | 40 | 40 | [5 empty] | CE. EAC | [6 empty] | 40 | 3000 | Dia 180 x Dia 180 x 30 |  | 220-240V |  | 5 | F | 110 ± 12 | ≤6 | >=80 |  | 3000 |  |  | >=0.9 |  |  | 45000 | 90 |  |  |  | Very Wide Flood | 25 |  |  | Available |  |  | Class III |  | 40 | 40 | 40 | 62 | -10 | 1 | 12 | White | 50/60Hz | Passive | LED | none | Slim Downlight Premium | Downlighters | Public building. Office. Retail | 93116860 - LED DLR SLIM P1 TU6 IP40 12W 830 SST DS | 27.2 / 21.8 | 1080 | No sensor |  | RG0 | 10064894571685
93108096 | LED DLR SLIM P1 TU6 IP40 12W 830 DST | image | datasheet | deeplink | TUNGSRAM - Slim Downlight Premium - 1080lm - 12W - 3000K - 80CRI - 93108096[SKU] - Recessed | 0.46 | Recessed | LED | 1 | 12 | DALI | 20 | 40 | [5 empty] | CE | [6 empty] | 20 | 3000 | Dia 180 x Dia 180 x 30 |  | 220-240V |  | 5 | F | 110 ± 12 | ≤6 | >=80 |  | 3000 |  |  | >=0.9 |  |  | 45000 | 90 |  |  |  | Very Wide Flood | 25 |  |  | Available |  |  | Class III |  | 40 | 20 | 40 | 62 | -10 | 1 | 12 | White | 50/60Hz | Passive | LED | dimmable | Slim Downlight Premium | Downlighters | Public building. Office. Retail |  | 27.4 | 1080 | No sensor |  | RG0 | 10064894585286
93107536 | LED DLR Diff P1 TU8 IP20 22W 840 SST | image | datasheet | deeplink | TUNGSRAM - IP20 Diffuser Downlight - 2200lm - 22W - 4000K - 80CRI - 93107536[SKU] - Recessed | 0.5 | Recessed | LED | 1 | 22 | Static | 20 | 20 |  | Class II |  |  |  | CE. EAC | [6 empty] | 20 | 4000 | Dia 240 x Dia 240 x 93 |  | 220-240V |  | 5 | F | 100 ± 15 | ≤6 | >=80 |  | 4000 |  |  | >=0.9 |  |  | 45000 | 100 |  |  |  | Very Wide Flood | 25 |  |  | Available |  |  | Class II |  | 20 | 20 | 40 | 105 | -10 | 1 | 22 | White | 50/60Hz | Passive | LED | none | Diffuser Downlight IP20 | Downlighters | Public building. Office. Retail | 93103669 - LED DLR Diff P1 TU8 IP20 22W 840 SST DS | 26.6 | 2200 | No sensor |  | RG1 | 10064894571647
93108079 | LED DLR Diff P1 TU8 IP20 22W 830 SST | image | datasheet | deeplink | TUNGSRAM - IP20 Diffuser Downlight - 2200lm - 22W - 3000K - 80CRI - 93108079[SKU] - Recessed | 0.5 | Recessed | LED | 1 | 22 | Static | 20 | 20 |  | Class II |  |  |  | CE. EAC | [6 empty] | 20 | 3000 | Dia 240 x Dia 240 x 93 |  | 220-240V |  | 5 | F | 100 ± 15 | ≤6 | >=80 |  | 3000 |  |  | >=0.9 |  |  | 45000 | 100 |  |  |  | Very Wide Flood | 25 |  |  | Available |  |  | Class II |  | 20 | 20 | 40 | 105 | -10 | 1 | 22 | White | 50/60Hz | Passive | LED | none | Diffuser Downlight IP20 | Downlighters | Public building. Office. Retail |  | 26.5 | 2200 | No sensor |  | RG1 | 10064894571623
93107535 | LED DLR Diff P1 TU8 IP20 15W 840 SST | image | datasheet | deeplink | TUNGSRAM - IP20 Diffuser Downlight - 1500lm - 15W - 4000K - 80CRI - 93107535[SKU] - Recessed | 0.48 | Recessed | LED | 1 | 15 | Static | 20 | 20 |  | Class II |  |  |  | CE. EAC | [6 empty] | 20 | 4000 | Dia 240 x Dia 240 x 93 |  | 220-240V |  | 5 | F | 100 ± 15 | ≤6 | >=80 |  | 4000 |  |  | >=0.9 |  |  | 45000 | 100 |  |  |  | Very Wide Flood | 25 |  |  | Available |  |  | Class II |  | 20 | 20 | 40 | 75 | -10 | 1 | 15 | White | 50/60Hz | Passive | LED | none | Diffuser Downlight IP20 | Downlighters | Public building. Office. Retail | 93103667 - LED DLR Diff P1 TU8 IP20 15W 840 SST DS | 25.1 | 1500 | No sensor |  | RG1 | 10064894572316
93108078 | LED DLR Diff P1 TU8 IP20 15W 830 SST | image | datasheet | deeplink | TUNGSRAM - IP20 Diffuser Downlight - 1500lm - 15W - 3000K - 80CRI - 93108078[SKU] - Recessed | 0.48 | Recessed | LED | 1 | 15 | Static | 20 | 20 |  | Class II |  |  |  | CE. EAC | [6 empty] | 20 | 3000 | Dia 240 x Dia 240 x 93 |  | 220-240V |  | 5 | F | 100 ± 15 | ≤6 | >=80 |  | 3000 |  |  | >=0.9 |  |  | 45000 | 100 |  |  |  | Very Wide Flood | 25 |  |  | Available |  |  | Class II |  | 20 | 20 | 40 | 75 | -10 | 1 | 15 | White | 50/60Hz | Passive | LED | none | Diffuser Downlight IP20 | Downlighters | Public building. Office. Retail |  | 25.1 | 1500 | No sensor |  | RG1 | 10064894568593
93107534 | LED DLR Diff P1 TU6 IP20 15W 840 SST | image | datasheet | deeplink | TUNGSRAM - IP20 Diffuser Downlight - 1500lm - 15W - 4000K - 80CRI - 93107534[SKU] - Recessed | 0.32 | Recessed | LED | 1 | 15 | Static | 20 | 20 |  | Class II |  |  |  | CE. EAC | [6 empty] | 20 | 4000 | Dia 180 x Dia 180 x 81 |  | 220-240V |  | 5 | F | 100 ± 15 | ≤6 | >=80 |  | 4000 |  |  | >=0.9 |  |  | 45000 | 100 |  |  |  | Very Wide Flood | 25 |  |  | Available |  |  | Class II |  | 20 | 20 | 40 | 75 | -10 | 1 | 15 | White | 50/60Hz | Passive | LED | none | Diffuser Downlight IP20 | Downlighters | Public building. Office. Retail | 93103665 - LED DLR Diff P1 TU6 IP20 15W 840 SST DS | 27.1 | 1500 | No sensor |  | RG1 | 10064894568579
93108077 | LED DLR Diff P1 TU6 IP20 15W 830 SST | image | datasheet | deeplink | TUNGSRAM - IP20 Diffuser Downlight - 1500lm - 15W - 3000K - 80CRI - 93108077[SKU] - Recessed | 0.32 | Recessed | LED | 1 | 15 | Static | 20 | 20 |  | Class II |  |  |  | CE. EAC | [6 empty] | 20 | 3000 | Dia 180 x Dia 180 x 81 |  | 220-240V |  | 5 | F | 100 ± 15 | ≤6 | >=80 |  | 3000 |  |  | >=0.9 |  |  | 45000 | 100 |  |  |  | Very Wide Flood | 25 |  |  | Available |  |  | Class II |  | 20 | 20 | 40 | 75 | -10 | 1 | 15 | White | 50/60Hz | Passive | LED | none | Diffuser Downlight IP20 | Downlighters | Public building. Office. Retail |  | 27.1 | 1500 | No sensor |  | RG1 | 10064894568562
93107533 | LED DLR Diff P1 TU6 IP20 11W 840 SST | image | datasheet | deeplink | TUNGSRAM - IP20 Diffuser Downlight - 1100lm - 11W - 4000K - 80CRI - 93107533[SKU] - Recessed | 0.32 | Recessed | LED | 1 | 11 | Static | 20 | 20 |  | Class II |  |  |  | CE. EAC | [6 empty] | 20 | 4000 | Dia 180 x Dia 180 x 81 |  | 220-240V |  | 5 | F | 100 ± 15 | ≤6 | >=80 |  | 4000 |  |  | >=0.9 |  |  | 45000 | 100 |  |  |  | Very Wide Flood | 25 |  |  | Available |  |  | Class II |  | 20 | 20 | 40 | 60 | -10 | 1 | 11 | White | 50/60Hz | Passive | LED | none | Diffuser Downlight IP20 | Downlighters | Public building. Office. Retail | 93103663 - LED DLR Diff P1 TU6 IP20 11W 840 SST DS | 26 | 1100 | No sensor |  | RG1 | 10064894568548
93108076 | LED DLR Diff P1 TU6 IP20 11W 830 SST | image | datasheet | deeplink | TUNGSRAM - IP20 Diffuser Downlight - 1100lm - 11W - 3000K - 80CRI - 93108076[SKU] - Recessed | 0.32 | Recessed | LED | 1 | 11 | Static | 20 | 20 |  | Class II |  |  |  | CE. EAC | [6 empty] | 20 | 3000 | Dia 180 x Dia 180 x 81 |  | 220-240V |  | 5 |  | 100 ± 15 | ≤6 | >=80 |  | 3000 |  |  | >=0.9 |  |  | 45000 | 100 |  |  |  | Very Wide Flood | 25 |  |  | Available |  |  | Class II |  | 20 | 20 | 40 | 60 | -10 | 1 | 11 | White | 50/60Hz | Passive | LED | none | Diffuser Downlight IP20 | Downlighters | Public building. Office. Retail | 93116859 - LED DLR Diff P1 TU6 IP20 11W 830 SST DS | 25.9 | 1100 | No sensor |  | RG1 | 10064894568531 | Accessory ring 93064214 GE. 93108084 TU
93100223 | LED Bulkhead G1 TU D33 9W 840 S NNN | image | datasheet | deeplink | TUNGSRAM - LED Bulkhead G1 - 950lm - 9W - 4000K - 80CRI - 93100223[SKU] - Surface | 1.03 | Surface | LED | 1 | 9 | Static | 65 | 65 |  | Class II |  |  |  | CE | [6 empty] | 65 | 4000 | Dia 330 x Dia 330 x 109 |  | 220-240V |  | 5 |  | 125 ± 12 | ≤6 | >=80 |  | 4000 |  |  | >=0.9 |  |  | 45000 | 106 |  |  |  | Wide | 25 |  |  | Available |  |  | Class II | IK10 | 65 | 65 | 40 | 42 | -30 | 1 | 9 | White | 50/60Hz | Passive | LED | none | Integrated Bulkhead | Bulkheads | Stairways / Corridors |  | 22.8 | 950 | No sensor |  | RG0 | 10064894564106
93100225 | LED Bulkhead G1 TU D33 9W 840 S NNM | image | datasheet | deeplink | TUNGSRAM - LED Bulkhead G1 - 950lm - 9W - 4000K - 80CRI - 93100225[SKU] - Surface | 1.08 | Surface | LED | 1 | 9 | Static | 65 | 65 |  | Class II |  |  |  | CE | [6 empty] | 65 | 4000 | Dia 330 x Dia 330 x 109 |  | 220-240V |  | 5 |  | 125 ± 12 | ≤6 | >=80 |  | 4000 |  |  | >=0.7 |  |  | 45000 | 106 |  |  |  | Wide | 25 |  |  | Available |  |  | Class II | IK10 | 65 | 65 | 40 | 55 | -30 | 1 | 9 | White | 50/60Hz | Passive | LED | none | Integrated Bulkhead | Bulkheads | Stairways / Corridors |  | 22.8 | 950 | Yes |  | RG0 | 10064894564120
93100222 | LED Bulkhead G1 TU D33 17W 840 S NNN | image | datasheet | deeplink | TUNGSRAM - LED Bulkhead G1 - 1800lm - 17W - 4000K - 80CRI - 93100222[SKU] - Surface | 1.03 | Surface | LED | 1 | 17 | Static | 65 | 65 |  | Class II |  |  |  | CE | [6 empty] | 65 | 4000 | Dia 330 x Dia 330 x 109 |  | 220-240V |  | 5 |  | 125 ± 12 | ≤6 | >=80 |  | 4000 |  |  | >=0.9 |  |  | 45000 | 106 |  |  |  | Wide | 25 |  |  | Available |  |  | Class II | IK10 | 65 | 65 | 40 | 84 | -30 | 1 | 17 | White | 50/60Hz | Passive | LED | none | Integrated Bulkhead | Bulkheads | Stairways / Corridors |  | 25 | 1800 | No sensor |  | RG0 | 10064894564090
93100224 | LED Bulkhead G1 TU D33 17W 840 S NNM | image | datasheet | deeplink | TUNGSRAM - LED Bulkhead G1 - 1800lm - 17W - 4000K - 80CRI - 93100224[SKU] - Surface | 1.08 | Surface | LED | 1 | 17 | Static | 65 | 65 |  | Class II |  |  |  | CE | [6 empty] | 65 | 4000 | Dia 330 x Dia 330 x 109 |  | 220-240V |  | 5 |  | 125 ± 12 | ≤6 | >=80 |  | 4000 |  |  | >=0.7 |  |  | 45000 | 106 |  |  |  | Wide | 25 |  |  | Available |  |  | Class II | IK10 | 65 | 65 | 40 | 94 | -30 | 1 | 17 | White | 50/60Hz | Passive | LED | none | Integrated Bulkhead | Bulkheads | Stairways / Corridors |  | 25 | 1800 | Yes |  | RG0 | 10064894564113
93107558 | LED Bulkhead G1 TU D30 25W 840 S NNN | image | datasheet | deeplink | TUNGSRAM - LED Bulkhead G1 - 2400lm - 25W - 4000K - 80CRI - 93107558[SKU] - Surface | 1 | Surface | LED | 1 | 25 | Static | 65 | 65 |  | Class II |  |  |  | CE | [6 empty] | 65 | 4000 | Dia 300 x Dia 300 x 109 |  | 220-240V |  | 5 |  | 125 ± 12 | ≤6 | >=80 |  | 4000 |  |  | >=0.9 |  |  | 60000 | 96 |  |  |  | Wide | 25 |  |  | Available |  |  | Class II | IK10 | 65 | 65 | 40 | 120 | -30 | 1 | 25 | White | 50/60Hz | Passive | LED | none | Integrated Bulkhead | Bulkheads | Stairways / Corridors |  | 26.4 | 2400 | No sensor |  |  | 10064894579124
93107560 | LED Bulkhead G1 TU D30 25W 840 S NNM | image | datasheet | deeplink | TUNGSRAM - LED Bulkhead G1 - 2400lm - 25W - 4000K - 80CRI - 93107560[SKU] - Surface | 1.05 | Surface | LED | 1 | 25 | Static | 65 | 65 |  | Class II |  |  |  | CE | [6 empty] | 65 | 4000 | Dia 300 x Dia 300 x 109 |  | 220-240V |  | 5 |  | 125 ± 12 | ≤6 | >=80 |  | 4000 |  |  | >=0.7 |  |  | 60000 | 96 |  |  |  | Wide | 25 |  |  | Available |  |  | Class II | IK10 | 65 | 65 | 40 | 130 | -30 | 1 | 25 | White | 50/60Hz | Passive | LED | none | Integrated Bulkhead | Bulkheads | Stairways / Corridors |  | 26.4 | 2400 | Yes |  |  | 10064894579100
93107557 | LED Bulkhead G1 TU D30 25W 830 S NNN | image | datasheet | deeplink | TUNGSRAM - LED Bulkhead G1 - 2400lm - 25W - 3000K - 80CRI - 93107557[SKU] - Surface | 1 | Surface | LED | 1 | 25 | Static | 65 | 65 |  | Class II |  |  |  | CE | [6 empty] | 65 | 3000 | Dia 300 x Dia 300 x 109 |  | 220-240V |  | 5 |  | 125 ± 12 | ≤6 | >=80 |  | 3000 |  |  | >=0.9 |  |  | 60000 | 96 |  |  |  | Wide | 25 |  |  | Available |  |  | Class II | IK10 | 65 | 65 | 40 | 120 | -30 | 1 | 25 | White | 50/60Hz | Passive | LED | none | Integrated Bulkhead | Bulkheads | Stairways / Corridors |  | 26.4 | 2400 | No sensor |  |  | 10064894579209
93107559 | LED Bulkhead G1 TU D30 25W 830 S NNM | image | datasheet | deeplink | TUNGSRAM - LED Bulkhead G1 - 2400lm - 25W - 3000K - 80CRI - 93107559[SKU] - Surface | 1.05 | Surface | LED | 1 | 25 | Static | 65 | 65 |  | Class II |  |  |  | CE | [6 empty] | 65 | 3000 | Dia 300 x Dia 300 x 109 |  | 220-240V |  | 5 |  | 125 ± 12 | ≤6 | >=80 |  | 3000 |  |  | >=0.7 |  |  | 60000 | 96 |  |  |  | Wide | 25 |  |  | Available |  |  | Class II | IK10 | 65 | 65 | 40 | 130 | -30 | 1 | 25 | White | 50/60Hz | Passive | LED | none | Integrated Bulkhead | Bulkheads | Stairways / Corridors |  | 26.4 | 2400 | Yes |  |  | 10064894579094
93107551 | LED Bulkhead G1 TU D25 9W 840 S NNN | image | datasheet | deeplink | TUNGSRAM - LED Bulkhead G1 - 855lm - 9W - 4000K - 80CRI - 93107551[SKU] - Surface | 0.69 | Surface | LED | 1 | 9 | Static | 65 | 65 |  | Class II |  |  |  | CE | [6 empty] | 65 | 4000 | Dia 250 x Dia 250 x 102 |  | 220-240V |  | 5 |  | 125 ± 12 | ≤6 | >=80 |  | 4000 |  |  | >=0.9 |  |  | 60000 | 95 |  |  |  | Wide | 25 |  |  | Available |  |  | Class II | IK10 | 65 | 65 | 40 | 42 | -30 | 1 | 9 | White | 50/60Hz | Passive | LED | none | Integrated Bulkhead | Bulkheads | Stairways / Corridors |  | 25.3 | 855 | No sensor |  |  | 10064894579049
93107552 | LED Bulkhead G1 TU D25 9W 840 S NNM | image | datasheet | deeplink | TUNGSRAM - LED Bulkhead G1 - 855lm - 9W - 4000K - 80CRI - 93107552[SKU] - Surface | 0.74 | Surface | LED | 1 | 9 | Static | 65 | 65 |  | Class II |  |  |  | CE | [6 empty] | 65 | 4000 | Dia 250 x Dia 250 x 102 |  | 220-240V |  | 5 |  | 125 ± 12 | ≤6 | >=80 |  | 4000 |  |  | >=0.7 |  |  | 60000 | 95 |  |  |  | Wide | 25 |  |  | Available |  |  | Class II | IK10 | 65 | 65 | 40 | 55 | -30 | 1 | 9 | White | 50/60Hz | Passive | LED | none | Integrated Bulkhead | Bulkheads | Stairways / Corridors |  | 25.3 | 855 | Yes |  |  | 10064894579056
93107549 | LED Bulkhead G1 TU D25 9W 830 S NNN | image | datasheet | deeplink | TUNGSRAM - LED Bulkhead G1 - 855lm - 9W - 3000K - 80CRI - 93107549[SKU] - Surface | 0.69 | Surface | LED | 1 | 9 | Static | 65 | 65 |  | Class II |  |  |  | CE | [6 empty] | 65 | 3000 | Dia 250 x Dia 250 x 102 |  | 220-240V |  | 5 |  | 125 ± 12 | ≤6 | >=80 |  | 3000 |  |  | >=0.9 |  |  | 60000 | 95 |  |  |  | Wide | 25 |  |  | Available |  |  | Class II | IK10 | 65 | 65 | 40 | 42 | -30 | 1 | 9 | White | 50/60Hz | Passive | LED | none | Integrated Bulkhead | Bulkheads | Stairways / Corridors |  | 25.3 | 855 | No sensor |  |  | 10064894579025
93107550 | LED Bulkhead G1 TU D25 9W 830 S NNM | image | datasheet | deeplink | TUNGSRAM - LED Bulkhead G1 - 855lm - 9W - 3000K - 80CRI - 93107550[SKU] - Surface | 0.74 | Surface | LED | 1 | 9 | Static | 65 | 65 |  | Class II |  |  |  | CE | [6 empty] | 65 | 3000 | Dia 250 x Dia 250 x 102 |  | 220-240V |  | 5 |  | 125 ± 12 | ≤6 | >=80 |  | 3000 |  |  | >=0.7 |  |  | 60000 | 95 |  |  |  | Wide | 25 |  |  | Available |  |  | Class II | IK10 | 65 | 65 | 40 | 55 | -30 | 1 | 9 | White | 50/60Hz | Passive | LED | none | Integrated Bulkhead | Bulkheads | Stairways / Corridors |  | 25.3 | 855 | Yes |  |  | 10064894579032
93107555 | LED Bulkhead G1 TU D25 17W 840 S NNN | image | datasheet | deeplink | TUNGSRAM - LED Bulkhead G1 - 1600lm - 17W - 4000K - 80CRI - 93107555[SKU] - Surface | 0.7 | Surface | LED | 1 | 17 | Static | 65 | 65 |  | Class II |  |  |  | CE | [6 empty] | 65 | 4000 | Dia 250 x Dia 250 x 102 |  | 220-240V |  | 5 |  | 125 ± 12 | ≤6 | >=80 |  | 4000 |  |  | >=0.9 |  |  | 60000 | 94 |  |  |  | Wide | 25 |  |  | Available |  |  | Class II | IK10 | 65 | 65 | 40 | 84 | -30 | 1 | 17 | White | 50/60Hz | Passive | LED | none | Integrated Bulkhead | Bulkheads | Stairways / Corridors |  | 26.1 | 1600 | No sensor |  |  | 10064894579186
93107556 | LED Bulkhead G1 TU D25 17W 840 S NNM | image | datasheet | deeplink | TUNGSRAM - LED Bulkhead G1 - 1600lm - 17W - 4000K - 80CRI - 93107556[SKU] - Surface | 0.75 | Surface | LED | 1 | 17 | Static | 65 | 65 |  | Class II |  |  |  | CE | [6 empty] | 65 | 4000 | Dia 250 x Dia 250 x 102 |  | 220-240V |  | 5 |  | 125 ± 12 | ≤6 | >=80 |  | 4000 |  |  | >=0.7 |  |  | 60000 | 94 |  |  |  | Wide | 25 |  |  | Available |  |  | Class II | IK10 | 65 | 65 | 40 | 94 | -30 | 1 | 17 | White | 50/60Hz | Passive | LED | none | Integrated Bulkhead | Bulkheads | Stairways / Corridors |  | 26.1 | 1600 | Yes |  |  | 10064894579162
93107553 | LED Bulkhead G1 TU D25 17W 830 S NNN | image | datasheet | deeplink | TUNGSRAM - LED Bulkhead G1 - 1600lm - 17W - 3000K - 80CRI - 93107553[SKU] - Surface | 0.7 | Surface | LED | 1 | 17 | Static | 65 | 65 |  | Class II |  |  |  | CE | [6 empty] | 65 | 3000 | Dia 250 x Dia 250 x 102 |  | 220-240V |  | 5 |  | 125 ± 12 | ≤6 | >=80 |  | 3000 |  |  | >=0.9 |  |  | 60000 | 94 |  |  |  | Wide | 25 |  |  | Available |  |  | Class II | IK10 | 65 | 65 | 40 | 84 | -30 | 1 | 17 | White | 50/60Hz | Passive | LED | none | Integrated Bulkhead | Bulkheads | Stairways / Corridors |  | 26.1 | 1600 | No sensor |  |  | 10064894579087
93107554 | LED Bulkhead G1 TU D25 17W 830 S NNM | image | datasheet | deeplink | TUNGSRAM - LED Bulkhead G1 - 1600lm - 17W - 3000K - 80CRI - 93107554[SKU] - Surface | 0.75 | Surface | LED | 1 | 17 | Static | 65 | 65 |  | Class II |  |  |  | CE | [6 empty] | 65 | 3000 | Dia 250 x Dia 250 x 102 |  | 220-240V |  | 5 |  | 125 ± 12 | ≤6 | >=80 |  | 3000 |  |  | >=0.7 |  |  | 60000 | 94 |  |  |  | Wide | 25 |  |  | Available |  |  | Class II | IK10 | 65 | 65 | 40 | 94 | -30 | 1 | 17 | White | 50/60Hz | Passive | LED | none | Integrated Bulkhead | Bulkheads | Stairways / Corridors |  | 26.1 | 1600 | Yes |  |  | 10064894579155
93109222 | LED Downlight D1 TU 8 IP44 25W 860 S | image | datasheet | deeplink | TUNGSRAM - IP44 Diffuser Downlight - 2800lm - 25W - 6000K - 80CRI - 93109222[SKU] - Recessed | 0.38 | Recessed | LED | 1 | 25 | Static | 20 | 44 |  | Class II |  |  |  | CE | [6 empty] | 20 | 6000 | Dia 230 x Dia 230 x 63 |  | 220-240V |  | 5 |  | 100 | ≤5 | >=80 |  | 6000 |  |  | >=0.9 |  |  | 50000 | 112 |  |  |  | Very Wide Flood | 25 |  |  | Available |  |  | Class II | IK02 | 44 | 20 | 40 | 134 | -20 | 1 | 25 | White. RAL9003 | 50/60Hz | Passive | LED | none | Diffuser Downlight IP44 | Downlighters | Public building. Office. Retail |  | 27.8 | 2800 | No sensor |  | RG0 | 15994100028465
93109221 | LED Downlight D1 TU 8 IP44 25W 840 S | image | datasheet | deeplink | TUNGSRAM - IP44 Diffuser Downlight - 2800lm - 25W - 4000K - 80CRI - 93109221[SKU] - Recessed | 0.38 | Recessed | LED | 1 | 25 | Static | 20 | 44 |  | Class II |  |  |  | CE | [6 empty] | 20 | 4000 | Dia 230 x Dia 230 x 63 |  | 220-240V |  | 5 |  | 100 | ≤5 | >=80 |  | 4000 |  |  | >=0.9 |  |  | 50000 | 112 |  |  |  | Very Wide Flood | 25 |  |  | Available |  |  | Class II | IK02 | 44 | 20 | 40 | 134 | -20 | 1 | 25 | White. RAL9003 | 50/60Hz | Passive | LED | none | Diffuser Downlight IP44 | Downlighters | Public building. Office. Retail |  | 27.8 | 2800 | No sensor |  | RG0 | 15994100028458
93109220 | LED Downlight D1 TU 8 IP44 25W 830 S | image | datasheet | deeplink | TUNGSRAM - IP44 Diffuser Downlight - 2500lm - 25W - 3000K - 80CRI - 93109220[SKU] - Recessed | 0.38 | Recessed | LED | 1 | 25 | Static | 20 | 44 |  | Class II |  |  |  | CE | [6 empty] | 20 | 3000 | Dia 230 x Dia 230 x 63 |  | 220-240V |  | 5 |  | 100 | ≤5 | >=80 |  | 3000 |  |  | >=0.9 |  |  | 50000 | 100 |  |  |  | Very Wide Flood | 25 |  |  | Available |  |  | Class II | IK02 | 44 | 20 | 40 | 134 | -20 | 1 | 25 | White. RAL9003 | 50/60Hz | Passive | LED | none | Diffuser Downlight IP44 | Downlighters | Public building. Office. Retail |  | 27.4 | 2500 | No sensor |  | RG0 | 15994100028427
93109218 | LED Downlight D1 TU 6 IP44 18W 860 S | image | datasheet | deeplink | TUNGSRAM - IP44 Diffuser Downlight - 1850lm - 18W - 6000K - 80CRI - 93109218[SKU] - Recessed | 0.25 | Recessed | LED | 1 | 18 | Static | 20 | 44 |  | Class II |  |  |  | CE | [6 empty] | 20 | 6000 | Dia 185 x Dia 185 x 63 |  | 220-240V |  | 5 |  | 100 | ≤5 | >=80 |  | 6000 |  |  | >=0.9 |  |  | 50000 | 103 |  |  |  | Very Wide Flood | 25 |  |  | Available |  |  | Class II | IK02 | 44 | 20 | 40 | 96 | -20 | 1 | 18 | White. RAL9003 | 50/60Hz | Passive | LED | none | Diffuser Downlight IP44 | Downlighters | Public building. Office. Retail |  | 27.5 | 1850 | No sensor |  | RG0 | 15994100028410
93109217 | LED Downlight D1 TU 6 IP44 18W 840 S | image | datasheet | deeplink | TUNGSRAM - IP44 Diffuser Downlight - 1850lm - 18W - 4000K - 80CRI - 93109217[SKU] - Recessed | 0.25 | Recessed | LED | 1 | 18 | Static | 20 | 44 |  | Class II |  |  |  | CE | [6 empty] | 20 | 4000 | Dia 185 x Dia 185 x 63 |  | 220-240V |  | 5 |  | 100 | ≤5 | >=80 |  | 4000 |  |  | >=0.9 |  |  | 50000 | 103 |  |  |  | Very Wide Flood | 25 |  |  | Available |  |  | Class II | IK02 | 44 | 20 | 40 | 96 | -20 | 1 | 18 | White. RAL9003 | 50/60Hz | Passive | LED | none | Diffuser Downlight IP44 | Downlighters | Public building. Office. Retail |  | 27.5 | 1850 | No sensor |  | RG0 | 15994100028182
93109216 | LED Downlight D1 TU 6 IP44 18W 830 S | image | datasheet | deeplink | TUNGSRAM - IP44 Diffuser Downlight - 1700lm - 18W - 3000K - 80CRI - 93109216[SKU] - Recessed | 0.25 | Recessed | LED | 1 | 18 | Static | 20 | 44 |  | Class II |  |  |  | CE | [6 empty] | 20 | 3000 | Dia 185 x Dia 185 x 63 |  | 220-240V |  | 5 |  | 100 | ≤5 | >=80 |  | 3000 |  |  | >=0.9 |  |  | 50000 | 94 |  |  |  | Very Wide Flood | 25 |  |  | Available |  |  | Class II | IK02 | 44 | 20 | 40 | 96 | -20 | 1 | 18 | White. RAL9003 | 50/60Hz | Passive | LED | none | Diffuser Downlight IP44 | Downlighters | Public building. Office. Retail |  | 27.2 | 1700 | No sensor |  | RG0 | 15994100028175
93115003 | LED Track Spot LUX 940 36W S 25D WT | image | datasheet | deeplink | TUNGSRAM - Tracklight LUX - 3900lm - 36W - 4000K - 90CRI - 93115003[SKU] - Track mount | 1.09 | Track mount | LED | 1 | 36 | Static | 20 | 20 |  | Class I |  |  |  | CE | [6 empty] | 20 | 4000 | 140 x 96 x 182 |  | 220-240V |  | 5 | E | 25 | ≤3 | >=90 |  | 4000 |  |  | >=0.95 |  |  | 50000 | 108 |  |  |  | Spot | 25 |  |  | Available |  |  | Class I |  | 20 | 20 | 40 | 167 | -20 | 1 | 36 | White | 50/60Hz | Passive | LED | none | Trackspot LUX | Tracklights | Hospitality. Museums. Retail |  | 22 | 3900 | No sensor |  | RG1 | 10064894567459 | 1256496
93115004 | LED Track Spot LUX 940 36W S 25D BK | image | datasheet | deeplink | TUNGSRAM - Tracklight LUX - 3900lm - 36W - 4000K - 90CRI - 93115004[SKU] - Track mount | 1.09 | Track mount | LED | 1 | 36 | Static | 20 | 20 |  | Class I |  |  |  | CE | [6 empty] | 20 | 4000 | 140 x 96 x 182 |  | 220-240V |  | 5 | E | 25 | ≤3 | >=90 |  | 4000 |  |  | >=0.95 |  |  | 50000 | 108 |  |  |  | Spot | 25 |  |  | Available |  |  | Class I |  | 20 | 20 | 40 | 167 | -20 | 1 | 36 | Black | 50/60Hz | Passive | LED | none | Trackspot LUX | Tracklights | Hospitality. Museums. Retail |  | 22 | 3900 | No sensor |  | RG1 | 10064894567466 | 1256496
93113176 | LED Track Spot LUX 940 32W S 25D WT | image | datasheet | deeplink | TUNGSRAM - Tracklight LUX - 3100lm - 32W - 4000K - 90CRI - 93113176[SKU] - Track mount | 1.09 | Track mount | LED | 1 | 32 | Static | 20 | 20 |  | Class I |  |  |  | CE | [6 empty] | 20 | 4000 | 140 x 96 x 182 |  | 220-240V |  | 5 | F | 25 | ≤3 | >=90 |  | 4000 |  |  | >=0.95 |  |  | 50000 | 97 |  |  |  | Spot | 25 |  |  | Available |  |  | Class I |  | 20 | 20 | 40 | 145 | -20 | 1 | 32 | White | 50/60Hz | Passive | LED | none | Trackspot LUX | Tracklights | Hospitality. Museums. Retail |  | 20.8 | 3100 | No sensor |  | RG1 |  | 93062906/93061745/13498/13499/13504/13508
93113177 | LED Track Spot LUX 940 32W S 25D BK | image | datasheet | deeplink | TUNGSRAM - Tracklight LUX - 3100lm - 32W - 4000K - 90CRI - 93113177[SKU] - Track mount | 1.09 | Track mount | LED | 1 | 32 | Static | 20 | 20 |  | Class I |  |  |  | CE | [6 empty] | 20 | 4000 | 140 x 96 x 182 |  | 220-240V |  | 5 | F | 25 | ≤3 | >=90 |  | 4000 |  |  | >=0.95 |  |  | 50000 | 97 |  |  |  | Spot | 25 |  |  | Available |  |  | Class I |  | 20 | 20 | 40 | 145 | -20 | 1 | 32 | Black | 50/60Hz | Passive | LED | none | Trackspot LUX | Tracklights | Hospitality. Museums. Retail |  | 20.8 | 3100 | No sensor |  | RG1 |  | 93062906/93061745/13498/13499/13504/13508
93113172 | LED Track Spot LUX 940 22W S 25D WT | image | datasheet | deeplink | TUNGSRAM - Tracklight LUX - 2400lm - 22W - 4000K - 90CRI - 93113172[SKU] - Track mount | 0.7 | Track mount | LED | 1 | 22 | Static | 20 | 20 |  | Class I |  |  |  | CE | [6 empty] | 20 | 4000 | 108 x 85 x 175 |  | 220-240V |  | 5 | E | 25 | ≤3 | >=90 |  | 4000 |  |  | >=0.95 |  |  | 50000 | 109 |  |  |  | Spot | 25 |  |  | Available |  |  | Class I |  | 20 | 20 | 40 | 104 | -20 | 1 | 22 | White | 50/60Hz | Passive | LED | none | Trackspot LUX | Tracklights | Hospitality. Museums. Retail |  | 20.4 | 2400 | No sensor |  | RG1 |  | 93062906/93061745/13498/13499/13504/13508
93113173 | LED Track Spot LUX 940 22W S 25D BK | image | datasheet | deeplink | TUNGSRAM - Tracklight LUX - 2400lm - 22W - 4000K - 90CRI - 93113173[SKU] - Track mount | 0.7 | Track mount | LED | 1 | 22 | Static | 20 | 20 |  | Class I |  |  |  | CE | [6 empty] | 20 | 4000 | 108 x 85 x 175 |  | 220-240V |  | 5 | E | 25 | ≤3 | >=90 |  | 4000 |  |  | >=0.95 |  |  | 50000 | 109 |  |  |  | Spot | 25 |  |  | Available |  |  | Class I |  | 20 | 20 | 40 | 104 | -20 | 1 | 22 | Black | 50/60Hz | Passive | LED | none | Trackspot LUX | Tracklights | Hospitality. Museums. Retail |  | 20.4 | 2400 | No sensor |  | RG1 | 10064894575232 | 93062906/93061745/13498/13499/13504/13508
93113168 | LED Track Spot LUX 940 11W S 25D WT | image | datasheet | deeplink | TUNGSRAM - Tracklight LUX - 900lm - 11W - 4000K - 90CRI - 93113168[SKU] - Track mount | 0.37 | Track mount | LED | 1 | 11 | Static | 20 | 20 |  | Class I |  |  |  | CE | [6 empty] | 20 | 4000 | 95 x 60 x 143 |  | 220-240V |  | 5 | F | 25 | ≤3 | >=90 |  | 4000 |  |  | >=0.9 |  |  | 50000 | 82 |  |  |  | Spot | 25 |  |  | Available |  |  | Class I |  | 20 | 20 | 40 | 52 | -20 | 1 | 11 | White | 50/60Hz | Passive | LED | none | Trackspot LUX | Tracklights | Hospitality. Museums. Retail |  | 14.1 | 900 | No sensor |  | RG1 |  | 93062906/93061745/13498/13499/13504/13508
93113169 | LED Track Spot LUX 940 11W S 25D BK | image | datasheet | deeplink | TUNGSRAM - Tracklight LUX - 900lm - 11W - 4000K - 90CRI - 93113169[SKU] - Track mount | 0.37 | Track mount | LED | 1 | 11 | Static | 20 | 20 |  | Class I |  |  |  | CE | [6 empty] | 20 | 4000 | 95 x 60 x 143 |  | 220-240V |  | 5 | F | 25 | ≤3 | >=90 |  | 4000 |  |  | >=0.9 |  |  | 50000 | 82 |  |  |  | Spot | 25 |  |  | Available |  |  | Class I |  | 20 | 20 | 40 | 52 | -20 | 1 | 11 | Black | 50/60Hz | Passive | LED | none | Trackspot LUX | Tracklights | Hospitality. Museums. Retail |  | 14.1 | 900 | No sensor |  | RG1 | 10064894573757 | 93062906/93061745/13498/13499/13504/13508
93115001 | LED Track Spot LUX 930 36W S 25D WT | image | datasheet | deeplink | TUNGSRAM - Tracklight LUX - 3600lm - 36W - 3000K - 90CRI - 93115001[SKU] - Track mount | 1.09 | Track mount | LED | 1 | 36 | Static | 20 | 20 |  | Class I |  |  |  | CE | [6 empty] | 20 | 3000 | 140 x 96 x 182 |  | 220-240V |  | 5 | F | 25 | ≤3 | >=90 |  | 3000 |  |  | >=0.95 |  |  | 50000 | 100 |  |  |  | Spot | 25 |  |  | Available |  |  | Class I |  | 20 | 20 | 40 | 167 | -20 | 1 | 36 | White | 50/60Hz | Passive | LED | none | Trackspot LUX | Tracklights | Hospitality. Museums. Retail |  | 19.8 | 3600 | No sensor |  | RG1 |  | 93062906/93061745/13498/13499/13504/13508
93115002 | LED Track Spot LUX 930 36W S 25D BK | image | datasheet | deeplink | TUNGSRAM - Tracklight LUX - 3600lm - 36W - 3000K - 90CRI - 93115002[SKU] - Track mount | 1.09 | Track mount | LED | 1 | 36 | Static | 20 | 20 |  | Class I |  |  |  | CE | [6 empty] | 20 | 3000 | 140 x 96 x 182 |  | 220-240V |  | 5 | F | 25 | ≤3 | >=90 |  | 3000 |  |  | >=0.95 |  |  | 50000 | 100 |  |  |  | Spot | 25 |  |  | Available |  |  | Class I |  | 20 | 20 | 40 | 167 | -20 | 1 | 36 | Black | 50/60Hz | Passive | LED | none | Trackspot LUX | Tracklights | Hospitality. Museums. Retail |  | 19.8 | 3600 | No sensor |  | RG1 | 10064894571715 | 93062906/93061745/13498/13499/13504/13508
93113174 | LED Track Spot LUX 930 32W S 25D WT | image | datasheet | deeplink | TUNGSRAM - Tracklight LUX - 3000lm - 32W - 3000K - 90CRI - 93113174[SKU] - Track mount | 1.09 | Track mount | LED | 1 | 32 | Static | 20 | 20 |  | Class I |  |  |  | CE | [6 empty] | 20 | 3000 | 140 x 96 x 182 |  | 220-240V |  | 5 | F | 25 | ≤3 | >=90 |  | 3000 |  |  | >=0.95 |  |  | 50000 | 94 |  |  |  | Spot | 25 |  |  | Available |  |  | Class I |  | 20 | 20 | 40 | 145 | -20 | 1 | 32 | White | 50/60Hz | Passive | LED | none | Trackspot LUX | Tracklights | Hospitality. Museums. Retail |  | 19.3 | 3000 | No sensor |  | RG1 | 10064894579797
93113175 | LED Track Spot LUX 930 32W S 25D BK | image | datasheet | deeplink | TUNGSRAM - Tracklight LUX - 3000lm - 32W - 3000K - 90CRI - 93113175[SKU] - Track mount | 1.09 | Track mount | LED | 1 | 32 | Static | 20 | 20 |  | Class I |  |  |  | CE | [6 empty] | 20 | 3000 | 140 x 96 x 182 |  | 220-240V |  | 5 | F | 25 | ≤3 | >=90 |  | 3000 |  |  | >=0.95 |  |  | 50000 | 94 |  |  |  | Spot | 25 |  |  | Available |  |  | Class I |  | 20 | 20 | 40 | 145 | -20 | 1 | 32 | Black | 50/60Hz | Passive | LED | none | Trackspot LUX | Tracklights | Hospitality. Museums. Retail |  | 19.3 | 3000 | No sensor |  | RG1 | 10064894571111 | 93062906/93061745/13498/13499/13504/13508
93113170 | LED Track Spot LUX 930 22W S 25D WT | image | datasheet | deeplink | TUNGSRAM - Tracklight LUX - 2200lm - 22W - 3000K - 90CRI - 93113170[SKU] - Track mount | 0.7 | Track mount | LED | 1 | 22 | Static | 20 | 20 |  | Class I |  |  |  | CE | [6 empty] | 20 | 3000 | 108 x 85 x 175 |  | 220-240V |  | 5 | F | 25 | ≤3 | >=90 |  | 3000 |  |  | >=0.95 |  |  | 50000 | 100 |  |  |  | Spot | 25 |  |  | Available |  |  | Class I |  | 20 | 20 | 40 | 104 | -20 | 1 | 22 | White | 50/60Hz | Passive | LED | none | Trackspot LUX | Tracklights | Hospitality. Museums. Retail |  | 17.8 | 2200 | No sensor |  | RG1 | 10064894575270 | 93069190 / 93069191
93113171 | LED Track Spot LUX 930 22W S 25D BK | image | datasheet | deeplink | TUNGSRAM - Tracklight LUX - 2200lm - 22W - 3000K - 90CRI - 93113171[SKU] - Track mount | 0.7 | Track mount | LED | 1 | 22 | Static | 20 | 20 |  | Class I |  |  |  | CE | [6 empty] | 20 | 3000 | 108 x 85 x 175 |  | 220-240V |  | 5 | F | 25 | ≤3 | >=90 |  | 3000 |  |  | >=0.95 |  |  | 50000 | 100 |  |  |  | Spot | 25 |  |  | Available |  |  | Class I |  | 20 | 20 | 40 | 104 | -20 | 1 | 22 | Black | 50/60Hz | Passive | LED | none | Trackspot LUX | Tracklights | Hospitality. Museums. Retail |  | 17.8 | 2200 | No sensor |  | RG1 | 10064894575287 | 93069190 / 93069191
93113166 | LED Track Spot LUX 930 11W S 25D WT | image | datasheet | deeplink | TUNGSRAM - Tracklight LUX - 850lm - 11W - 3000K - 90CRI - 93113166[SKU] - Track mount | 0.37 | Track mount | LED | 1 | 11 | Static | 20 | 20 |  | Class I |  |  |  | CE | [6 empty] | 20 | 3000 | 95 x 60 x 143 |  | 220-240V |  | 5 | F | 25 | ≤3 | >=90 |  | 3000 |  |  | >=0.9 |  |  | 50000 | 77 |  |  |  | Spot | 25 |  |  | Available |  |  | Class I |  | 20 | 20 | 40 | 52 | -20 | 1 | 11 | White | 50/60Hz | Passive | LED | none | Trackspot LUX | Tracklights | Hospitality. Museums. Retail |  | 13.9 | 850 | No sensor |  | RG1
93113167 | LED Track Spot LUX 930 11W S 25D BK | image | datasheet | deeplink | TUNGSRAM - Tracklight LUX - 850lm - 11W - 3000K - 90CRI - 93113167[SKU] - Track mount | 0.37 | Track mount | LED | 1 | 11 | Static | 20 | 20 |  | Class I |  |  |  | CE | [6 empty] | 20 | 3000 | 95 x 60 x 143 |  | 220-240V |  | 5 | F | 25 | ≤3 | >=90 |  | 3000 |  |  | >=0.9 |  |  | 50000 | 77 |  |  |  | Spot | 25 |  |  | Available |  |  | Class I |  | 20 | 20 | 40 | 52 | -20 | 1 | 11 | Black | 50/60Hz | Passive | LED | none | Trackspot LUX | Tracklights | Hospitality. Museums. Retail |  | 13.9 | 850 | No sensor |  | RG1 | 10064894575249 | 93069190 / 93069191
93114999 | LED Track Spot ADV 940 39W S 25D WT | image | datasheet | deeplink | TUNGSRAM - Tracklight ADV - 4000lm - 39W - 4000K - 90CRI - 93114999[SKU] - Track mount | 1.3 | Track mount | LED | 1 | 39 | Static | 20 | 20 |  | Class I |  |  |  | CE | [6 empty] | 20 | 4000 | 189 x 100 x 165 |  | 220-240V |  | 5 | E | 25 | ≤3 | >=90 |  | 4000 |  |  | >=0.95 |  |  | 50000 | 102 |  |  |  | Spot | 25 |  |  | Available |  |  | Class I |  | 20 | 20 | 40 | 183 | -20 | 1 | 39 | White | 50/60Hz | Passive | LED | none | Trackspot ADV | Tracklights | Hospitality. Museums. Retail |  | 21.8 | 4000 | No sensor |  | RG1
93115000 | LED Track Spot ADV 940 39W S 25D BK | image | datasheet | deeplink | TUNGSRAM - Tracklight ADV - 4000lm - 39W - 4000K - 90CRI - 93115000[SKU] - Track mount | 1.3 | Track mount | LED | 1 | 39 | Static | 20 | 20 |  | Class I |  |  |  | CE | [6 empty] | 20 | 4000 | 189 x 100 x 165 |  | 220-240V |  | 5 | E | 25 | ≤3 | >=90 |  | 4000 |  |  | >=0.95 |  |  | 50000 | 102 |  |  |  | Spot | 25 |  |  | Available |  |  | Class I |  | 20 | 20 | 40 | 183 | -20 | 1 | 39 | Black | 50/60Hz | Passive | LED | none | Trackspot ADV | Tracklights | Hospitality. Museums. Retail |  | 21.8 | 4000 | No sensor |  | RG1
93113024 | LED Track Spot ADV 940 30W S 25D WT | image | datasheet | deeplink | TUNGSRAM - Tracklight ADV - 2900lm - 30W - 4000K - 90CRI - 93113024[SKU] - Track mount | 1.3 | Track mount | LED | 1 | 30 | Static | 20 | 20 |  | Class I |  |  |  | CE | [6 empty] | 20 | 4000 | 173 x 100 x 165 |  | 220-240V |  | 5 | F | 25 | ≤3 | >=90 |  | 4000 |  |  | >=0.95 |  |  | 50000 | 96 |  |  |  | Spot | 25 |  |  | Available |  |  | Class I |  | 20 | 20 | 40 | 135 | -20 | 1 | 30 | White | 50/60Hz | Passive | LED | none | Trackspot ADV | Tracklights | Hospitality. Museums. Retail |  | 20.9 | 2900 | No sensor |  | RG1
93113025 | LED Track Spot ADV 940 30W S 25D BK | image | datasheet | deeplink | TUNGSRAM - Tracklight ADV - 2900lm - 30W - 4000K - 90CRI - 93113025[SKU] - Track mount | 1.3 | Track mount | LED | 1 | 30 | Static | 20 | 20 |  | Class I |  |  |  | CE | [6 empty] | 20 | 4000 | 173 x 100 x 165 |  | 220-240V |  | 5 | F | 25 | ≤3 | >=90 |  | 4000 |  |  | >=0.95 |  |  | 50000 | 96 |  |  |  | Spot | 25 |  |  | Available |  |  | Class I |  | 20 | 20 | 40 | 135 | -20 | 1 | 30 | Black | 50/60Hz | Passive | LED | none | Trackspot ADV | Tracklights | Hospitality. Museums. Retail |  | 20.9 | 2900 | No sensor |  | RG1
93113020 | LED Track Spot ADV 940 21W S 25D WT | image | datasheet | deeplink | TUNGSRAM - Tracklight ADV - 2200lm - 21W - 4000K - 90CRI - 93113020[SKU] - Track mount | 0.735 | Track mount | LED | 1 | 21 | Static | 20 | 20 |  | Class I |  |  |  | CE | [6 empty] | 20 | 4000 | 154 x 85 x 150 |  | 220-240V |  | 5 | E | 25 | ≤3 | >=90 |  | 4000 |  |  | >=0.95 |  |  | 50000 | 105 |  |  |  | Spot | 25 |  |  | Available |  |  | Class I |  | 20 | 20 | 40 | 93 | -20 | 1 | 21 | White | 50/60Hz | Passive | LED | none | Trackspot ADV | Tracklights | Hospitality. Museums. Retail |  | 19.7 | 2200 | No sensor |  | RG1
93113021 | LED Track Spot ADV 940 21W S 25D BK | image | datasheet | deeplink | TUNGSRAM - Tracklight ADV - 2200lm - 21W - 4000K - 90CRI - 93113021[SKU] - Track mount | 0.735 | Track mount | LED | 1 | 21 | Static | 20 | 20 |  | Class I |  |  |  | CE | [6 empty] | 20 | 4000 | 154 x 85 x 150 |  | 220-240V |  | 5 | E | 25 | ≤3 | >=90 |  | 4000 |  |  | >=0.95 |  |  | 50000 | 105 |  |  |  | Spot | 25 |  |  | Available |  |  | Class I |  | 20 | 20 | 40 | 93 | -20 | 1 | 21 | Black | 50/60Hz | Passive | LED | none | Trackspot ADV | Tracklights | Hospitality. Museums. Retail |  | 19.7 | 2200 | No sensor |  | RG1
93114997 | LED Track Spot ADV 930 39W S 25D WT | image | datasheet | deeplink | TUNGSRAM - Tracklight ADV - 3750lm - 39W - 3000K - 90CRI - 93114997[SKU] - Track mount | 1.3 | Track mount | LED | 1 | 39 | Static | 20 | 20 |  | Class I |  |  |  | CE | [6 empty] | 20 | 3000 | 189 x 100 x 165 |  | 220-240V |  | 5 | F | 25 | ≤3 | >=90 |  | 3000 |  |  | >=0.95 |  |  | 50000 | 96 |  |  |  | Spot | 25 |  |  | Available |  |  | Class I |  | 20 | 20 | 40 | 183 | -20 | 1 | 39 | White | 50/60Hz | Passive | LED | none | Trackspot ADV | Tracklights | Hospitality. Museums. Retail |  | 20.5 | 3750 | No sensor |  | RG1
93114998 | LED Track Spot ADV 930 39W S 25D BK | image | datasheet | deeplink | TUNGSRAM - Tracklight ADV - 3750lm - 39W - 3000K - 90CRI - 93114998[SKU] - Track mount | 1.3 | Track mount | LED | 1 | 39 | Static | 20 | 20 |  | Class I |  |  |  | CE | [6 empty] | 20 | 3000 | 189 x 100 x 165 |  | 220-240V |  | 5 | F | 25 | ≤3 | >=90 |  | 3000 |  |  | >=0.95 |  |  | 50000 | 96 |  |  |  | Spot | 25 |  |  | Available |  |  | Class I |  | 20 | 20 | 40 | 183 | -20 | 1 | 39 | Black | 50/60Hz | Passive | LED | none | Trackspot ADV | Tracklights | Hospitality. Museums. Retail |  | 20.5 | 3750 | No sensor |  | RG1
93113022 | LED Track Spot ADV 930 30W S 25D WT | image | datasheet | deeplink | TUNGSRAM - Tracklight ADV - 2850lm - 30W - 3000K - 90CRI - 93113022[SKU] - Track mount | 1.3 | Track mount | LED | 1 | 30 | Static | 20 | 20 |  | Class I |  |  |  | CE | [6 empty] | 20 | 3000 | 173 x 100 x 165 |  | 220-240V |  | 5 | F | 25 | ≤3 | >=90 |  | 3000 |  |  | >=0.95 |  |  | 50000 | 95 |  |  |  | Spot | 25 |  |  | Available |  |  | Class I |  | 20 | 20 | 40 | 135 | -20 | 1 | 30 | White | 50/60Hz | Passive | LED | none | Trackspot ADV | Tracklights | Hospitality. Museums. Retail |  | 19.4 | 2850 | No sensor |  | RG1
93113023 | LED Track Spot ADV 930 30W S 25D BK | image | datasheet | deeplink | TUNGSRAM - Tracklight ADV - 2850lm - 30W - 3000K - 90CRI - 93113023[SKU] - Track mount | 1.3 | Track mount | LED | 1 | 30 | Static | 20 | 20 |  | Class I |  |  |  | CE | [6 empty] | 20 | 3000 | 173 x 100 x 165 |  | 220-240V |  | 5 | F | 25 | ≤3 | >=90 |  | 3000 |  |  | >=0.95 |  |  | 50000 | 95 |  |  |  | Spot | 25 |  |  | Available |  |  | Class I |  | 20 | 20 | 40 | 135 | -20 | 1 | 30 | Black | 50/60Hz | Passive | LED | none | Trackspot ADV | Tracklights | Hospitality. Museums. Retail |  | 19.4 | 2850 | No sensor |  | RG1
93113018 | LED Track Spot ADV 930 21W S 25D WT | image | datasheet | deeplink | TUNGSRAM - Tracklight ADV - 2000lm - 21W - 3000K - 90CRI - 93113018[SKU] - Track mount | 0.735 | Track mount | LED | 1 | 21 | Static | 20 | 20 |  | Class I |  |  |  | CE | [6 empty] | 20 | 3000 | 154 x 85 x 150 |  | 220-240V |  | 5 | F | 25 | ≤3 | >=90 |  | 3000 |  |  | >=0.95 |  |  | 50000 | 95 |  |  |  | Spot | 25 |  |  | Available |  |  | Class I |  | 20 | 20 | 40 | 93 | -20 | 1 | 21 | White | 50/60Hz | Passive | LED | none | Trackspot ADV | Tracklights | Hospitality. Museums. Retail |  | 17.3 | 2000 | No sensor |  | RG1
93113019 | LED Track Spot ADV 930 21W S 25D BK | image | datasheet | deeplink | TUNGSRAM - Tracklight ADV - 2000lm - 21W - 3000K - 90CRI - 93113019[SKU] - Track mount | 0.735 | Track mount | LED | 1 | 21 | Static | 20 | 20 |  | Class I |  |  |  | CE | [6 empty] | 20 | 3000 | 154 x 85 x 150 |  | 220-240V |  | 5 | F | 25 | ≤3 | >=90 |  | 3000 |  |  | >=0.95 |  |  | 50000 | 95 |  |  |  | Spot | 25 |  |  | Available |  |  | Class I |  | 20 | 20 | 40 | 93 | -20 | 1 | 21 | Black | 50/60Hz | Passive | LED | none | Trackspot ADV | Tracklights | Hospitality. Museums. Retail |  | 17.3 | 2000 | No sensor |  | RG1
93109213 | LED DLR SLIM S1 TU8 IP20 22W 840 SST | image | datasheet | deeplink | TUNGSRAM - Slim Downlight Start - 2050lm - 22W - 4000K - 80CRI - 93109213[SKU] - Recessed | 0.34 | Recessed | LED | 1 | 22 | Static | 20 | 20 |  | Class II |  |  |  | CE | [6 empty] | 20 | 4000 | Dia 225 x Dia 225 x 11 |  | 220-240V |  | 3 |  | 110 | ≤6 | >=80 |  | 4000 |  |  | >=0.5 |  |  | 25000 | 93 |  |  |  | Very Wide Flood | 25 |  |  | Available |  |  | Class II | IK06 | 20 | 20 | 40 | 185 | -20 | 1 | 22 | White. RAL9003 | 50/60Hz | Passive | LED | none | Slim Downlight Start | Downlighters | Public building. Office. Retail | 93109214 - LED DLR Slim S1 TU8 IP20 22W 840 SST DS | 28.3 | 2050 | No sensor |  | RG0 | 15994100023712
93109212 | LED DLR SLIM S1 TU8 IP20 22W 830 SST | image | datasheet | deeplink | TUNGSRAM - Slim Downlight Start - 1900lm - 22W - 3000K - 80CRI - 93109212[SKU] - Recessed | 0.34 | Recessed | LED | 1 | 22 | Static | 20 | 20 |  | Class II |  |  |  | CE | [6 empty] | 20 | 3000 | Dia 225 x Dia 225 x 11 |  | 220-240V |  | 3 |  | 110 | ≤6 | >=80 |  | 3000 |  |  | >=0.5 |  |  | 25000 | 86 |  |  |  | Very Wide Flood | 25 |  |  | Available |  |  | Class II | IK06 | 20 | 20 | 25 | 185 | -20 | 1 | 22 | White. RAL9003 | 50/60Hz | Passive | LED | none | Slim Downlight Start | Downlighters | Public building. Office. Retail |  | 28 | 1900 | No sensor |  | RG0 | 15994100012808
93109209 | LED DLR SLIM S1 TU8 IP20 18W 840 SST | image | datasheet | deeplink | TUNGSRAM - Slim Downlight Start - 1680lm - 18W - 4000K - 80CRI - 93109209[SKU] - Recessed | 0.34 | Recessed | LED | 1 | 18 | Static | 20 | 20 |  | Class II |  |  |  | CE | [6 empty] | 20 | 4000 | Dia 225 x Dia 225 x 11 |  | 220-240V |  | 3 |  | 110 | ≤6 | >=80 |  | 4000 |  |  | >=0.5 |  |  | 25000 | 93 |  |  |  | Very Wide Flood | 25 |  |  | Available |  |  | Class II | IK06 | 20 | 20 | 25 | 160 | -20 | 1 | 18 | White. RAL9003 | 50/60Hz | Passive | LED | none | Slim Downlight Start | Downlighters | Public building. Office. Retail | 93109210 - LED DLR Slim S1 TU8 IP20 18W 840 SST DS | 27.7 | 1680 | No sensor |  | RG0
93109208 | LED DLR SLIM S1 TU8 IP20 18W 830 SST | image | datasheet | deeplink | TUNGSRAM - Slim Downlight Start - 1550lm - 18W - 3000K - 80CRI - 93109208[SKU] - Recessed | 0.34 | Recessed | LED | 1 | 18 | Static | 20 | 20 |  | Class II |  |  |  | CE | [6 empty] | 20 | 3000 | Dia 225 x Dia 225 x 11 |  | 220-240V |  | 3 |  | 110 | ≤6 | >=80 |  | 3000 |  |  | >=0.5 |  |  | 25000 | 86 |  |  |  | Very Wide Flood | 25 |  |  | Available |  |  | Class II | IK06 | 20 | 20 | 25 | 160 | -20 | 1 | 18 | White. RAL9003 | 50/60Hz | Passive | LED | none | Slim Downlight Start | Downlighters | Public building. Office. Retail |  | 27.4 | 1550 | No sensor |  | RG0
93109205 | LED DLR SLIM S1 TU6 IP20 15W 840 SST | image | datasheet | deeplink | TUNGSRAM - Slim Downlight Start - 1250lm - 15W - 4000K - 80CRI - 93109205[SKU] - Recessed | 0.245 | Recessed | LED | 1 | 15 | Static | 20 | 20 |  | Class II |  |  |  | CE | [6 empty] | 20 | 4000 | Dia 170 x Dia 170 x 11 |  | 220-240V |  | 3 |  | 110 | ≤6 | >=80 |  | 4000 |  |  | >=0.5 |  |  | 25000 | 83 |  |  |  | Very Wide Flood | 25 |  |  | Available |  |  | Class II | IK06 | 20 | 20 | 25 | 130 | -20 | 1 | 15 | White. RAL9003 | 50/60Hz | Passive | LED | none | Slim Downlight Start | Downlighters | Public building. Office. Retail | 93109206 - LED DLR Slim S1 TU6 IP20 15W 840 SST DS | 28.9 | 1250 | No sensor |  | RG0
93109204 | LED DLR SLIM S1 TU6 IP20 15W 830 SST | image | datasheet | deeplink | TUNGSRAM - Slim Downlight Start - 1140lm - 15W - 3000K - 80CRI - 93109204[SKU] - Recessed | 0.245 | Recessed | LED | 1 | 15 | Static | 20 | 20 |  | Class II |  |  |  | CE | [6 empty] | 20 | 3000 | Dia 170 x Dia 170 x 11 |  | 220-240V |  | 3 |  | 110 | ≤6 | >=80 |  | 3000 |  |  | >=0.5 |  |  | 25000 | 76 |  |  |  | Very Wide Flood | 25 |  |  | Available |  |  | Class II | IK06 | 20 | 20 | 25 | 130 | -20 | 1 | 15 | White. RAL9003 | 50/60Hz | Passive | LED | none | Slim Downlight Start | Downlighters | Public building. Office. Retail |  | 28.7 | 1140 | No sensor |  | RG0
93096971 | LED MARINER ST G1 TU 5' 56W 865 S EU | image | datasheet | deeplink | TUNGSRAM - Mariner Start - 5600lm - 56W - 6500K - 80CRI - 93096971[SKU] - Surface | 1.76 | Surface | LED | 1 | 56 | Static | 65 | 65 |  | Class I |  |  |  | CE | [6 empty] | 65 | 6500 | 1500 x 92 x 60 |  | 220-240V |  | 3 |  | 120 | ≤6 | >=80 |  | 6500 |  |  | >=0.9 |  |  | 30000 | 100 |  |  |  | Wide | 25 |  |  | Available |  |  | Class I | IK08 | 65 | 65 | 25 | 254 | -20 | 1 | 56 | Gray | 50Hz | Passive | LED | none | Waterproof Mariner Integrated Start | Mariners | Warehouse. Garage |  | 24.3 / 26.0 | 5600 | No sensor |  | RG0 | 10064894578233
93096968 | LED MARINER ST G1 TU 5' 56W 840 S EU | image | datasheet | deeplink | TUNGSRAM - Mariner Start - 5600lm - 56W - 4000K - 80CRI - 93096968[SKU] - Surface | 1.76 | Surface | LED | 1 | 56 | Static | 65 | 65 |  | Class I |  |  |  | CE | [6 empty] | 65 | 4000 | 1500 x 92 x 60 |  | 220-240V |  | 3 |  | 120 | ≤6 | >=80 |  | 4000 |  |  | >=0.9 |  |  | 30000 | 100 |  |  |  | Wide | 25 |  |  | Available |  |  | Class I | IK08 | 65 | 65 | 25 | 254 | -20 | 1 | 56 | Gray | 50Hz | Passive | LED | none | Waterproof Mariner Integrated Start | Mariners | Warehouse. Garage |  | 24.3 / 26.0 | 5600 | No sensor |  | RG0 | 10064894566964
93096961 | LED MARINER ST G1 TU 5' 28W 865 S EU | image | datasheet | deeplink | TUNGSRAM - Mariner Start - 2800lm - 28W - 6500K - 80CRI - 93096961[SKU] - Surface | 1.43 | Surface | LED | 1 | 28 | Static | 65 | 65 |  | Class I |  |  |  | CE | [6 empty] | 65 | 6500 | 1500 x 72 x 58 |  | 220-240V |  | 3 |  | 125 | ≤6 | >=80 |  | 6500 |  |  | >=0.9 |  |  | 30000 | 100 |  |  |  | Wide | 25 |  |  | Available |  |  | Class I | IK08 | 65 | 65 | 25 | 134 | -20 | 1 | 28 | Gray | 50Hz | Passive | LED | none | Waterproof Mariner Integrated Start | Mariners | Warehouse. Garage |  | 21.7 / 23.9 | 2800 | No sensor |  | RG0 | 10064894594752
93096959 | LED MARINER ST G1 TU 5' 28W 840 S EU | image | datasheet | deeplink | TUNGSRAM - Mariner Start - 2800lm - 28W - 4000K - 80CRI - 93096959[SKU] - Surface | 1.43 | Surface | LED | 1 | 28 | Static | 65 | 65 |  | Class I |  |  |  | CE | [6 empty] | 65 | 4000 | 1500 x 72 x 58 |  | 220-240V |  | 3 |  | 125 | ≤6 | >=80 |  | 4000 |  |  | >=0.9 |  |  | 30000 | 100 |  |  |  | Wide | 25 |  |  | Available |  |  | Class I | IK08 | 65 | 65 | 25 | 134 | -20 | 1 | 28 | Gray | 50Hz | Passive | LED | none | Waterproof Mariner Integrated Start | Mariners | Warehouse. Garage |  | 21.7 / 23.9 | 2800 | No sensor |  | RG0 | 10064894594707
93096965 | LED MARINER ST G1 TU 4' 48W 865 S EU | image | datasheet | deeplink | TUNGSRAM - Mariner Start - 4800lm - 48W - 6500K - 80CRI - 93096965[SKU] - Surface | 1.45 | Surface | LED | 1 | 48 | Static | 65 | 65 |  | Class I |  |  |  | CE | [6 empty] | 65 | 6500 | 1200 x 92 x 60 |  | 220-240V |  | 3 |  | 125 | ≤6 | >=80 |  | 6500 |  |  | >=0.9 |  |  | 30000 | 100 |  |  |  | Wide | 25 |  |  | Available |  |  | Class I | IK08 | 65 | 65 | 25 | 216 | -20 | 1 | 48 | Gray | 50Hz | Passive | LED | none | Waterproof Mariner Integrated Start | Mariners | Warehouse. Garage |  | 24.5 / 26.4 | 4800 | No sensor |  | RG0
93096962 | LED MARINER ST G1 TU 4' 48W 840 S EU | image | datasheet | deeplink | TUNGSRAM - Mariner Start - 4800lm - 48W - 4000K - 80CRI - 93096962[SKU] - Surface | 1.45 | Surface | LED | 1 | 48 | Static | 65 | 65 |  | Class I |  |  |  | CE | [6 empty] | 65 | 4000 | 1200 x 92 x 60 |  | 220-240V |  | 3 |  | 125 | ≤6 | >=80 |  | 4000 |  |  | >=0.9 |  |  | 30000 | 100 |  |  |  | Wide | 25 |  |  | Available |  |  | Class I | IK08 | 65 | 65 | 25 | 216 | -20 | 1 | 48 | Gray | 50Hz | Passive | LED | none | Waterproof Mariner Integrated Start | Mariners | Warehouse. Garage |  | 24.5 / 26.4 | 4800 | No sensor |  | RG0 | 10064894594769
93096957 | LED MARINER ST G1 TU 4' 24W 865 S EU | image | datasheet | deeplink | TUNGSRAM - Mariner Start - 2400lm - 24W - 6500K - 80CRI - 93096957[SKU] - Surface | 1.1 | Surface | LED | 1 | 24 | Static | 65 | 65 |  | Class I |  |  |  | CE | [6 empty] | 65 | 6500 | 1200 x 72 x 58 |  | 220-240V |  | 3 |  | 125 | ≤6 | >=80 |  | 6500 |  |  | >=0.5 |  |  | 30000 | 100 |  |  |  | Wide | 25 |  |  | Available |  |  | Class I | IK08 | 65 | 65 | 25 | 164 | -20 | 1 | 24 | Gray | 50Hz | Passive | LED | none | Waterproof Mariner Integrated Start | Mariners | Warehouse. Garage |  | 22.0 / 24.2 | 2400 | No sensor |  | RG0 | 10064894594745
93096955 | LED MARINER ST G1 TU 4' 24W 840 S EU | image | datasheet | deeplink | TUNGSRAM - Mariner Start - 2400lm - 24W - 4000K - 80CRI - 93096955[SKU] - Surface | 1.1 | Surface | LED | 1 | 24 | Static | 65 | 65 |  | Class I |  |  |  | CE | [6 empty] | 65 | 4000 | 1200 x 72 x 58 |  | 220-240V |  | 3 |  | 125 | ≤6 | >=80 |  | 4000 |  |  | >=0.5 |  |  | 30000 | 100 |  |  |  | Wide | 25 |  |  | Available |  |  | Class I | IK08 | 65 | 65 | 25 | 164 | -20 | 1 | 24 | Gray | 50Hz | Passive | LED | none | Waterproof Mariner Integrated Start | Mariners | Warehouse. Garage |  | 22.0 / 24.2 | 2400 | No sensor |  | RG0 | 10064894594721
93096952 | LED MARINER ST G1 TU 2' 24W 865 S EU | image | datasheet | deeplink | TUNGSRAM - Mariner Start - 2400lm - 24W - 6500K - 80CRI - 93096952[SKU] - Surface | 0.72 | Surface | LED | 1 | 24 | Static | 65 | 65 |  | Class I |  |  |  | CE | [6 empty] | 65 | 6500 | 600 x 92 x 60 |  | 220-240V |  | 3 |  | 120 | ≤6 | >=80 |  | 6500 |  |  | >=0.5 |  |  | 30000 | 100 |  |  |  | Wide | 25 |  |  | Available |  |  | Class I | IK08 | 65 | 65 | 25 | 166 | -20 | 1 | 24 | Gray | 50Hz | Passive | LED | none | Waterproof Mariner Integrated Start | Mariners | Warehouse. Garage |  | 24.5 / 25.9 | 2400 | No sensor |  | RG0 | 10064894594349
93096950 | LED MARINER ST G1 TU 2' 24W 840 S EU | image | datasheet | deeplink | TUNGSRAM - Mariner Start - 2400lm - 24W - 4000K - 80CRI - 93096950[SKU] - Surface | 0.72 | Surface | LED | 1 | 24 | Static | 65 | 65 |  | Class I |  |  |  | CE | [6 empty] | 65 | 4000 | 600 x 92 x 60 |  | 220-240V |  | 3 |  | 120 | ≤6 | >=80 |  | 4000 |  |  | >=0.5 |  |  | 30000 | 100 |  |  |  | Wide | 25 |  |  | Available |  |  | Class I | IK08 | 65 | 65 | 25 | 166 | -20 | 1 | 24 | Gray | 50Hz | Passive | LED | none | Waterproof Mariner Integrated Start | Mariners | Warehouse. Garage |  | 24.5 / 25.6 | 2400 | No sensor |  | RG0 | 10064894594875
93096949 | LED MARINER ST G1 TU 2' 12W 865 S EU | image | datasheet | deeplink | TUNGSRAM - Mariner Start - 1200lm - 12W - 6500K - 80CRI - 93096949[SKU] - Surface | 0.59 | Surface | LED | 1 | 12 | Static | 65 | 65 |  | Class I |  |  |  | CE | [6 empty] | 65 | 6500 | 600 x 72 x 58 |  | 220-240V |  | 3 |  | 120 | ≤6 | >=80 |  | 6500 |  |  | >=0.5 |  |  | 30000 | 100 |  |  |  | Wide | 25 |  |  | Available |  |  | Class I | IK08 | 65 | 65 | 25 | 90 | -20 | 1 | 12 | Gray | 50Hz | Passive | LED | none | Waterproof Mariner Integrated Start | Mariners | Warehouse. Garage |  | 21.7 / 23.9 | 1200 | No sensor |  | RG0
93100230 | Emergency Downlight G1 TU 3 HL O Li S | image | datasheet | deeplink | TUNGSRAM - Emergency Downlight - 165lm - 2.4W - 6000K - 80CRI - 93100230[SKU] - Recessed | 0.22 | Recessed | LED | 1 | 2.4 | Static | 20 | 20 |  | Class II |  |  |  | CE | Yes | [5 empty] | 20 | 6000 | 205 x 37 x 21.75 |  | 220-240V |  | 5 |  | 100 |  | >=80 |  | 6000 |  |  | >=0.5 |  |  |  | 69 |  |  |  | Wide | 25 |  |  | Available |  |  | Class II |  | 20 | 20 | 35 | 450 | 5 | 1 | max. 2.4 | White | 50/60Hz | Passive | LED | none | LED Emergency Downlight Recessed | Emergency solution | Public building. Office |  |  | 165 | No sensor |  | RG0 | 20064894514078 | 93105658. 93105659. 93105660. 93105661
93100231 | Emergency Downlight G1 TU 3 HL C Li S | image | datasheet | deeplink | TUNGSRAM - Emergency Downlight - 165lm - 2.4W - 6000K - 80CRI - 93100231[SKU] - Recessed | 0.22 | Recessed | LED | 1 | 2.4 | Static | 20 | 20 |  | Class II |  |  |  | CE | Yes | [5 empty] | 20 | 6000 | 205 x 37 x 21.75 |  | 220-240V |  | 5 |  | 110 |  | >=80 |  | 6000 |  |  | >=0.5 |  |  |  | 69 |  |  |  | Wide | 25 |  |  | Available |  |  | Class II |  | 20 | 20 | 50 | 450 | 5 | 1 | max. 2.4 | White | 50/60Hz | Passive | LED | none | LED Emergency Downlight Recessed | Emergency solution | Public building. Office |  |  | 165 | No sensor |  | RG0 | 20064894514085 | 93105658. 93105659. 93105660. 93105661
93117474 | TUD 13W 90 S 100 BL PE SP S85 | image | datasheet | deeplink | TUNGSRAM - Tudolio - 1100lm - 13W - 4000K - 90CRI - 93117474[SKU] - Pendant | 0.13 | Pendant | LED | 1 | 13 |  | IP20 | IP20 |  | Class I |  |  |  | CE | [6 empty] | 20 | 4000 | Dia. 114 x 414 (1.5m steel wire. height adjustable) |  | 220-240V |  | 5 years |  | 85 | ≤6 | >=90 |  | 3000-4000-5700 |  |  | >=0.9 |  |  | 50000 | 84 |  |  |  | Specular | 25 |  |  | Available |  |  | Class I | na | IP20 | IP20 | 35 | 70 |  | 1 | 13 | Black | 50/60Hz | Passive | LED | none | Downlighter | Tudolio | Office. Hospitality |  | 22.6 | 1100 |  |  | RG0 | 15994100058158
93117470 | TUD 13W 90 S 100 BL SM SP S85 | image | datasheet | deeplink | TUNGSRAM - Tudolio - 1100lm - 13W - 4000K - 90CRI - 93117470[SKU] - Surface | 0.55 | Surface | LED | 1 | 13 |  | IP20 | IP20 |  | Class I |  |  |  | CE | [6 empty] | 20 | 4000 | Dia. 106 x 152 |  | 220-240V |  | 5 years |  | 85 | ≤6 | >=90 |  | 3000-4000-5700 |  |  | >=0.9 |  |  | 50000 | 84 |  |  |  | Specular | 25 |  |  | Available |  |  | Class I | na | IP20 | IP20 | 35 | 70 |  | 1 | 13 | White | 50/60Hz | Passive | LED | none | Downlighter | Tudolio | Office. Hospitality |  | 22.6 | 1100 |  |  | RG0 | 15994100058110
93117468 | TUD 37W 90 D 300 WH RE SP S85 | image | datasheet | deeplink | TUNGSRAM - Tudolio - 3650lm - 37W - 4000K - 90CRI - 93117468[SKU] - Recessed | 0.158 | Recessed | LED | 1 | 37 | Yes | IP20 | IP20 |  | Class II |  |  |  | CE | [6 empty] | 20 | 4000 | Dia. 320 x 113 |  | 220-240V |  | 5 years |  | 85 | ≤6 | >=90 |  | 3000-4000-5700 |  |  | >=0.9 |  |  | 50000 | 98 |  |  |  | Specular | 25 |  |  | Available |  |  | Class II | na | IP20 | IP20 | 35 | 180 |  | 1 | 37 | White | 50/60Hz | Passive | LED | dimmable | Downlighter | Tudolio | Office. Hospitality |  | 21.3 | 3650 |  |  | RG0
93117476 | TUD 30W 90 D 200 WH PE SP S85 | image | datasheet | deeplink | TUNGSRAM - Tudolio - 2800lm - 30W - 4000K - 90CRI - 93117476[SKU] - Pendant | 0.255 | Pendant | LED | 1 | 30 | Yes | IP20 | IP20 |  | Class I |  |  |  | CE | [6 empty] | 20 | 4000 | Dia. 203 x 436 (1.5m steel wire. height adjustable) |  | 220-240V |  | 5 years |  | 85 | ≤6 | >=90 |  | 3000-4000-5700 |  |  | >=0.9 |  |  | 50000 | 93 |  |  |  | Specular | 25 |  |  | Available |  |  | Class I | na | IP20 | IP20 | 35 | 140 |  | 1 | 30 | White | 50/60Hz | Passive | LED | dimmable | Downlighter | Tudolio | Office. Hospitality |  | 21.5 | 2800 |  |  | RG0 | 15994100058172
93117472 | TUD 30W 90 D 200 WH SM SP S85 | image | datasheet | deeplink | TUNGSRAM - Tudolio - 2800lm - 30W - 4000K - 90CRI - 93117472[SKU] - Surface | 0.22 | Surface | LED | 1 | 30 | Yes | IP20 | IP20 |  | Class I |  |  |  | CE | [6 empty] | 20 | 4000 | Dia. 203 x 173 |  | 220-240V |  | 5 years |  | 85 | ≤6 | >=90 |  | 3000-4000-5700 |  |  | >=0.9 |  |  | 50000 | 93 |  |  |  | Specular | 25 |  |  | Available |  |  | Class I | na | IP20 | IP20 | 35 | 140 |  | 1 | 30 | White | 50/60Hz | Passive | LED | dimmable | Downlighter | Tudolio | Office. Hospitality |  | 21.5 | 2800 |  |  | RG0 | 15994100058134
93117466 | TUD 30W 90 D 200 WH RE SP S85 | image | datasheet | deeplink | TUNGSRAM - Tudolio - 2800lm - 30W - 4000K - 90CRI - 93117466[SKU] - Recessed | 0.122 | Recessed | LED | 1 | 30 | Yes | IP20 | IP20 |  | Class II |  |  |  | CE | [6 empty] | 20 | 4000 | Dia. 221 x 109 |  | 220-240V |  | 5 years |  | 85 | ≤6 | >=90 |  | 3000-4000-5700 |  |  | >=0.9 |  |  | 50000 | 93 |  |  |  | Specular | 25 |  |  | Available |  |  | Class II | na | IP20 | IP20 | 35 | 140 |  | 1 | 30 | White | 50/60Hz | Passive | LED | dimmable | Downlighter | Tudolio | Office. Hospitality |  | 21.5 | 2800 |  |  | RG0 | 15994100058097
93117464 | TUD 13W 90 D 100 WH RE SP S85 | image | datasheet | deeplink | TUNGSRAM - Tudolio - 1100lm - 13W - 4000K - 90CRI - 93117464[SKU] - Recessed | 0.45 | Recessed | LED | 1 | 13 | Yes | IP20 | IP20 |  | Class II |  |  |  | CE | [6 empty] | 20 | 4000 | Dia. 124 x 84 |  | 220-240V |  | 5 years |  | 85 | ≤6 | >=90 |  | 3000-4000-5700 |  |  | >=0.9 |  |  | 50000 | 84 |  |  |  | Specular | 25 |  |  | Available |  |  | Class II | na | IP20 | IP20 | 35 | 70 |  | 1 | 13 | White | 50/60Hz | Passive | LED | dimmable | Downlighter | Tudolio | Office. Hospitality |  | 22.6 | 1100 |  |  | RG0 | 15994100058073
93117467 | TUD 37W 90 S 300 WH RE SP S85 | image | datasheet | deeplink | TUNGSRAM - Tudolio - 3650lm - 37W - 4000K - 90CRI - 93117467[SKU] - Recessed | 0.163 | Recessed | LED | 1 | 37 |  | IP20 | IP20 |  | Class II |  |  |  | CE | [6 empty] | 20 | 4000 | Dia. 320 x 113 |  | 220-240V |  | 5 years |  | 85 | ≤6 | >=90 |  | 3000-4000-5700 |  |  | >=0.9 |  |  | 50000 | 98 |  |  |  | Specular | 25 |  |  | Available |  |  | Class II | na | IP20 | IP20 | 35 | 180 |  | 1 | 37 | White | 50/60Hz | Passive | LED | none | Downlighter | Tudolio | Office. Hospitality |  | 21.3 | 3650 |  |  | RG0
93117475 | TUD 30W 90 S 200 WH PE SP S85 | image | datasheet | deeplink | TUNGSRAM - Tudolio - 2800lm - 30W - 4000K - 90CRI - 93117475[SKU] - Pendant | 0.26 | Pendant | LED | 1 | 30 |  | IP20 | IP20 |  | Class I |  |  |  | CE | [6 empty] | 20 | 4000 | Dia. 203 x 436 (1.5m steel wire. height adjustable) |  | 220-240V |  | 5 years |  | 85 | ≤6 | >=90 |  | 3000-4000-5700 |  |  | >=0.9 |  |  | 50000 | 93 |  |  |  | Specular | 25 |  |  | Available |  |  | Class I | na | IP20 | IP20 | 35 | 140 |  | 1 | 30 | White | 50/60Hz | Passive | LED | none | Downlighter | Tudolio | Office. Hospitality |  | 21.5 | 2800 |  |  | RG0 | 15994100058165
93117471 | TUD 30W 90 S 200 WH SM SP S85 | image | datasheet | deeplink | TUNGSRAM - Tudolio - 2800lm - 30W - 4000K - 90CRI - 93117471[SKU] - Surface | 0.225 | Surface | LED | 1 | 30 |  | IP20 | IP20 |  | Class I |  |  |  | CE | [6 empty] | 20 | 4000 | Dia. 203 x 173 |  | 220-240V |  | 5 years |  | 85 | ≤6 | >=90 |  | 3000-4000-5700 |  |  | >=0.9 |  |  | 50000 | 93 |  |  |  | Specular | 25 |  |  | Available |  |  | Class I | na | IP20 | IP20 | 35 | 140 |  | 1 | 30 | White | 50/60Hz | Passive | LED | none | Downlighter | Tudolio | Office. Hospitality |  | 21.5 | 2800 |  |  | RG0 | 15994100058127
93117465 | TUD 30W 90 S 200 WH RE SP S85 | image | datasheet | deeplink | TUNGSRAM - Tudolio - 2800lm - 30W - 4000K - 90CRI - 93117465[SKU] - Recessed | 0.127 | Recessed | LED | 1 | 30 |  | IP20 | IP20 |  | Class II |  |  |  | CE | [6 empty] | 20 | 4000 | Dia. 221 x 109 |  | 220-240V |  | 5 years |  | 85 | ≤6 | >=90 |  | 3000-4000-5700 |  |  | >=0.9 |  |  | 50000 | 93 |  |  |  | Specular | 25 |  |  | Available |  |  | Class II | na | IP20 | IP20 | 35 | 140 |  | 1 | 30 | White | 50/60Hz | Passive | LED | none | Downlighter | Tudolio | Office. Hospitality |  | 21.5 | 2800 |  |  | RG0 | 15994100058080
93117473 | TUD 13W 90 S 100 WH PE SP S85 | image | datasheet | deeplink | TUNGSRAM - Tudolio - 1100lm - 13W - 4000K - 90CRI - 93117473[SKU] - Pendant | 0.13 | Pendant | LED | 1 | 13 |  | IP20 | IP20 |  | Class I |  |  |  | CE | [6 empty] | 20 | 4000 | Dia. 114 x 414 (1.5m steel wire. height adjustable) |  | 220-240V |  | 5 years |  | 85 | ≤6 | >=90 |  | 3000-4000-5700 |  |  | >=0.9 |  |  | 50000 | 84 |  |  |  | Specular | 25 |  |  | Available |  |  | Class I | na | IP20 | IP20 | 35 | 70 |  | 1 | 13 | White | 50/60Hz | Passive | LED | none | Downlighter | Tudolio | Office. Hospitality |  | 22.6 | 1100 |  |  | RG0 | 15994100058141
93117469 | TUD 13W 90 S 100 WH SM SP S85 | image | datasheet | deeplink | TUNGSRAM - Tudolio - 1100lm - 13W - 4000K - 90CRI - 93117469[SKU] - Surface | 0.55 | Surface | LED | 1 | 13 |  | IP20 | IP20 |  | Class I |  |  |  | CE | [6 empty] | 20 | 4000 | Dia. 106 x 152 |  | 220-240V |  | 5 years |  | 85 | ≤6 | >=90 |  | 3000-4000-5700 |  |  | >=0.9 |  |  | 50000 | 84 |  |  |  | Specular | 25 |  |  | Available |  |  | Class I | na | IP20 | IP20 | 35 | 70 |  | 1 | 13 | White | 50/60Hz | Passive | LED | none | Downlighter | Tudolio | Office. Hospitality |  | 22.6 | 1100 |  |  | RG0 | 15994100058103
93117463 | TUD 13W 90 S 100 WH RE SP S85 | image | datasheet | deeplink | TUNGSRAM - Tudolio - 1100lm - 13W - 4000K - 90CRI - 93117463[SKU] - Recessed | 0.56 | Recessed | LED | 1 | 13 |  | IP20 | IP20 |  | Class II |  |  |  | CE | [6 empty] | 20 | 4000 | Dia. 124 x 84 |  | 220-240V |  | 5 years |  | 85 | ≤6 | >=90 |  | 3000-4000-5700 |  |  | >=0.9 |  |  | 50000 | 84 |  |  |  | Specular | 25 |  |  | Available |  |  | Class II | na | IP20 | IP20 | 35 | 70 |  | 1 | 13 | White | 50/60Hz | Passive | LED | none | Downlighter | Tudolio | Office. Hospitality |  | 22.6 | 1100 |  |  | RG0 | 15994100058066
93117460 | TUD 13W 80 S 100 BL PE SP S85 | image | datasheet | deeplink | TUNGSRAM - Tudolio - 1340lm - 13W - 4000K - 80CRI - 93117460[SKU] - Pendant | 0.13 | Pendant | LED | 1 | 13 |  | IP20 | IP20 |  | Class I |  |  |  | CE | [6 empty] | 20 | 4000 | Dia. 114 x 414 (1.5m steel wire. height adjustable) |  | 220-240V |  | 5 years |  | 85 | ≤6 | >=80 |  | 3000-4000-5700 |  |  | >=0.9 |  |  | 50000 | 103 |  |  |  | Specular | 25 |  |  | Available |  |  | Class I | na | IP20 | IP20 | 35 | 70 |  | 1 | 13 | Black | 50/60Hz | Passive | LED | none | Downlighter | Tudolio | Office. Hospitality |  | 23.1 | 1340 |  |  | RG0 | 15994100058035
93117456 | TUD 13W 80 S 100 BL SM SP S85 | image | datasheet | deeplink | TUNGSRAM - Tudolio - 1340lm - 13W - 4000K - 80CRI - 93117456[SKU] - Surface | 0.55 | Surface | LED | 1 | 13 |  | IP20 | IP20 |  | Class I |  |  |  | CE | [6 empty] | 20 | 4000 | Dia. 106 x 152 |  | 220-240V |  | 5 years |  | 85 | ≤6 | >=80 |  | 3000-4000-5700 |  |  | >=0.9 |  |  | 50000 | 103 |  |  |  | Specular | 25 |  |  | Available |  |  | Class I | na | IP20 | IP20 | 35 | 70 |  | 1 | 13 | Black | 50/60Hz | Passive | LED | none | Downlighter | Tudolio | Office. Hospitality |  | 23.1 | 1340 |  |  | RG0 | 15994100057991
93117444 | TUD 37W 80 D 300 WH RE SP S85 | image | datasheet | deeplink | TUNGSRAM - Tudolio - 4500lm - 37W - 4000K - 80CRI - 93117444[SKU] - Recessed | 0.158 | Recessed | LED | 1 | 37 | Yes | IP20 | IP20 |  | Class II |  |  |  | CE | [6 empty] | 20 | 4000 | Dia. 320 x 113 |  | 220-240V |  | 5 years |  | 85 | ≤6 | >=80 |  | 3000-4000-5700 |  |  | >=0.9 |  |  | 50000 | 121 |  |  |  | Specular | 25 |  |  | Available |  |  | Class II | na | IP20 | IP20 | 35 | 180 |  | 1 | 37 | White | 50/60Hz | Passive | LED | dimmable | Downlighter | Tudolio | Office. Hospitality |  | 21.9 | 4500 |  |  | RG0
93117462 | TUD 30W 80 D 200 WH PE SP S85 | image | datasheet | deeplink | TUNGSRAM - Tudolio - 3400lm - 30W - 4000K - 80CRI - 93117462[SKU] - Pendant | 0.255 | Pendant | LED | 1 | 30 | Yes | IP20 | IP20 |  | Class I |  |  |  | CE | [6 empty] | 20 | 4000 | Dia. 203 x 436 (1.5m steel wire. height adjustable) |  | 220-240V |  | 5 years |  | 85 | ≤6 | >=80 |  | 3000-4000-5700 |  |  | >=0.9 |  |  | 50000 | 113 |  |  |  | Specular | 25 |  |  | Available |  |  | Class I | na | IP20 | IP20 | 35 | 140 |  | 1 | 30 | White | 50/60Hz | Passive | LED | dimmable | Downlighter | Tudolio | Office. Hospitality |  | 22.2 | 3400 |  |  | RG0 | 15994100058059
93117458 | TUD 30W 80 D 200 WH SM SP S85 | image | datasheet | deeplink | TUNGSRAM - Tudolio - 3400lm - 30W - 4000K - 80CRI - 93117458[SKU] - Surface | 0.22 | Surface | LED | 1 | 30 | Yes | IP20 | IP20 |  | Class I |  |  |  | CE | [6 empty] | 20 | 4000 | Dia. 203 x 173 |  | 220-240V |  | 5 years |  | 85 | ≤6 | >=80 |  | 3000-4000-5700 |  |  | >=0.9 |  |  | 50000 | 113 |  |  |  | Specular | 25 |  |  | Available |  |  | Class I | na | IP20 | IP20 | 35 | 140 |  | 1 | 30 | White | 50/60Hz | Passive | LED | dimmable | Downlighter | Tudolio | Office. Hospitality |  | 22.2 | 3400 |  |  | RG0 | 15994100058011
93117442 | TUD 30W 80 D 200 WH RE SP S85 | image | datasheet | deeplink | TUNGSRAM - Tudolio - 3400lm - 30W - 4000K - 80CRI - 93117442[SKU] - Recessed | 0.122 | Recessed | LED | 1 | 30 | Yes | IP20 | IP20 |  | Class II |  |  |  | CE | [6 empty] | 20 | 4000 | Dia. 221 x 109 |  | 220-240V |  | 5 years |  | 85 | ≤6 | >=80 |  | 3000-4000-5700 |  |  | >=0.9 |  |  | 50000 | 113 |  |  |  | Specular | 25 |  |  | Available |  |  | Class II | na | IP20 | IP20 | 35 | 140 |  | 1 | 30 | White | 50/60Hz | Passive | LED | dimmable | Downlighter | Tudolio | Office. Hospitality |  | 22.2 | 3400 |  |  | RG0 | 15994100057977
93117440 | TUD 13W 80 D 100 WH RE SP S85 | image | datasheet | deeplink | TUNGSRAM - Tudolio - 1340lm - 13W - 4000K - 80CRI - 93117440[SKU] - Recessed | 0.45 | Recessed | LED | 1 | 13 | Yes | IP20 | IP20 |  | Class II |  |  |  | CE | [6 empty] | 20 | 4000 | Dia. 124 x 84 |  | 220-240V |  | 5 years |  | 85 | ≤6 | >=80 |  | 3000-4000-5700 |  |  | >=0.9 |  |  | 50000 | 103 |  |  |  | Specular | 25 |  |  | Available |  |  | Class II | na | IP20 | IP20 | 35 | 70 |  | 1 | 13 | White | 50/60Hz | Passive | LED | dimmable | Downlighter | Tudolio | Office. Hospitality |  | 23.1 | 1340 |  |  | RG0 | 15994100057953
93117443 | TUD 37W 80 S 300 WH RE SP S85 | image | datasheet | deeplink | TUNGSRAM - Tudolio - 4500lm - 37W - 4000K - 80CRI - 93117443[SKU] - Recessed | 0.163 | Recessed | LED | 1 | 37 |  | IP20 | IP20 |  | Class II |  |  |  | CE | [6 empty] | 20 | 4000 | Dia. 320 x 113 |  | 220-240V |  | 5 years |  | 85 | ≤6 | >=80 |  | 3000-4000-5700 |  |  | >=0.9 |  |  | 50000 | 121 |  |  |  | Specular | 25 |  |  | Available |  |  | Class II | na | IP20 | IP20 | 35 | 180 |  | 1 | 37 | White | 50/60Hz | Passive | LED | none | Downlighter | Tudolio | Office. Hospitality |  | 21.9 | 4500 |  |  | RG0
93117461 | TUD 30W 80 S 200 WH PE SP S85 | image | datasheet | deeplink | TUNGSRAM - Tudolio - 3400lm - 30W - 4000K - 80CRI - 93117461[SKU] - Pendant | 0.26 | Pendant | LED | 1 | 30 |  | IP20 | IP20 |  | Class I |  |  |  | CE | [6 empty] | 20 | 4000 | Dia. 203 x 436 (1.5m steel wire. height adjustable) |  | 220-240V |  | 5 years |  | 85 | ≤6 | >=80 |  | 3000-4000-5700 |  |  | >=0.9 |  |  | 50000 | 113 |  |  |  | Specular | 25 |  |  | Available |  |  | Class I | na | IP20 | IP20 | 35 | 140 |  | 1 | 30 | White | 50/60Hz | Passive | LED | none | Downlighter | Tudolio | Office. Hospitality |  | 22.2 | 3400 |  |  | RG0
93117457 | TUD 30W 80 S 200 WH SM SP S85 | image | datasheet | deeplink | TUNGSRAM - Tudolio - 3400lm - 30W - 4000K - 80CRI - 93117457[SKU] - Surface | 0.225 | Surface | LED | 1 | 30 |  | IP20 | IP20 |  | Class I |  |  |  | CE | [6 empty] | 20 | 4000 | Dia. 203 x 173 |  | 220-240V |  | 5 years |  | 85 | ≤6 | >=80 |  | 3000-4000-5700 |  |  | >=0.9 |  |  | 50000 | 113 |  |  |  | Specular | 25 |  |  | Available |  |  | Class I | na | IP20 | IP20 | 35 | 140 |  | 1 | 30 | White | 50/60Hz | Passive | LED | none | Downlighter | Tudolio | Office. Hospitality |  | 22.2 | 3400 |  |  | RG0 | 15994100058004
93117441 | TUD 30W 80 S 200 WH RE SP S85 | image | datasheet | deeplink | TUNGSRAM - Tudolio - 3400lm - 30W - 4000K - 80CRI - 93117441[SKU] - Recessed | 0.127 | Recessed | LED | 1 | 30 |  | IP20 | IP20 |  | Class II |  |  |  | CE | [6 empty] | 20 | 4000 | Dia. 221 x 109 |  | 220-240V |  | 5 years |  | 85 | ≤6 | >=80 |  | 3000-4000-5700 |  |  | >=0.9 |  |  | 50000 | 113 |  |  |  | Specular | 25 |  |  | Available |  |  | Class II | na | IP20 | IP20 | 35 | 140 |  | 1 | 30 | White | 50/60Hz | Passive | LED | none | Downlighter | Tudolio | Office. Hospitality |  | 22.2 | 3400 |  |  | RG0 | 15994100057960
93117459 | TUD 13W 80 S 100 WH PE SP S85 | image | datasheet | deeplink | TUNGSRAM - Tudolio - 1340lm - 13W - 4000K - 80CRI - 93117459[SKU] - Pendant | 0.13 | Pendant | LED | 1 | 13 |  | IP20 | IP20 |  | Class I |  |  |  | CE | [6 empty] | 20 | 4000 | Dia. 114 x 414 (1.5m steel wire. height adjustable) |  | 220-240V |  | 5 years |  | 85 | ≤6 | >=80 |  | 3000-4000-5700 |  |  | >=0.9 |  |  | 50000 | 103 |  |  |  | Specular | 25 |  |  | Available |  |  | Class I | na | IP20 | IP20 | 35 | 70 |  | 1 | 13 | White | 50/60Hz | Passive | LED | none | Downlighter | Tudolio | Office. Hospitality |  | 23.1 | 1340 |  |  | RG0 | 15994100058028
93117445 | TUD 13W 80 S 100 WH SM SP S85 | image | datasheet | deeplink | TUNGSRAM - Tudolio - 1340lm - 13W - 4000K - 80CRI - 93117445[SKU] - Surface | 0.56 | Surface | LED | 1 | 13 |  | IP20 | IP20 |  | Class I |  |  |  | CE | [6 empty] | 20 | 4000 | Dia. 106 x 152 |  | 220-240V |  | 5 years |  | 85 | ≤6 | >=80 |  | 3000-4000-5700 |  |  | >=0.9 |  |  | 50000 | 103 |  |  |  | Specular | 25 |  |  | Available |  |  | Class I | na | IP20 | IP20 | 35 | 70 |  | 1 | 13 | White | 50/60Hz | Passive | LED | none | Downlighter | Tudolio | Office. Hospitality |  | 23.1 | 1340 |  |  | RG0 | 15994100057984
93117439 | TUD 13W 80 S 100 WH RE SP S85 | image | datasheet | deeplink | TUNGSRAM - Tudolio - 1340lm - 13W - 4000K - 80CRI - 93117439[SKU] - Recessed | 0.56 | Recessed | LED | 1 | 13 |  | IP20 | IP20 |  | Class II |  |  |  | CE | [6 empty] | 40 | 4000 | Dia. 124 x 84 |  | 220-240V |  | 5 years |  | 85 | ≤6 | >=80 |  | 3000-4000-5700 |  |  | >=0.9 |  |  | 50000 | 103 |  |  |  | Specular | 25 |  |  | Available |  |  | Class II | na | IP20 | IP20 | 35 | 70 |  | 1 | 13 | White | 50/60Hz | Passive | LED | none | Downlighter | Tudolio | Office. Hospitality |  | 23.1 | 1340 |  |  | RG0 | 15994100057946
TBD | TMBt/4/F/AQ/175/4/… | image | datasheet | deeplink | TUNGSRAM - TLBt/TMBt - 20260lm - 175W - 4000K - 70CRI - TBD[SKU] - Bracket | 9 | Bracket | LED | 1 | 175 | CLO. DALI. Dynadim. LineSwitch. Static | [7 empty] | CE | [6 empty] | 66 | 4000 | 510 x 316 x 148 |  | 220-240 |  | 5 |  |  | ≤5 | 70 |  | 4000 |  |  | >=0.95 |  |  | 181000 | 116 |  |  | 9 | AQ | 25 | <10% at 100000 hours |  | Phased-out | 740/559 | CIE(x= 0.38. y= 0.38) | Class I. Class II | IK08 |  |  | 50 | 960 | -40 | 1 | 175 | RAL9038 | 50/60Hz | Passive | LED | dimmable | Tunnel | TLBt/TMBt | Tunnel |  |  | 20260 | NO Sensor | 78000 | RG01
TBD | TMBt/4/F/SE/175/4/… | image | datasheet | deeplink | TUNGSRAM - TLBt/TMBt - 21360lm - 175W - 4000K - 70CRI - TBD[SKU] - Bracket | 9 | Bracket | LED | 1 | 175 | CLO. DALI. Dynadim. LineSwitch. Static | [7 empty] | CE | [6 empty] | 66 | 4000 | 510 x 316 x 148 |  | 220-240 |  | 5 |  |  | ≤5 | 70 |  | 4000 |  |  | >=0.95 |  |  | 181000 | 123 |  |  | 9 | SE | 25 | <10% at 100000 hours |  | Phased-out | 740/559 | CIE(x= 0.38. y= 0.38) | Class I. Class II | IK08 |  |  | 50 | 960 | -40 | 1 | 175 | RAL9037 | 50/60Hz | Passive | LED | dimmable | Tunnel | TLBt/TMBt | Tunnel |  |  | 21360 | NO Sensor | 78000 | RG01
TBD | TMBt/4/F/SD/175/4/… | image | datasheet | deeplink | TUNGSRAM - TLBt/TMBt - 20690lm - 175W - 4000K - 70CRI - TBD[SKU] - Bracket | 9 | Bracket | LED | 1 | 175 | CLO. DALI. Dynadim. LineSwitch. Static | [7 empty] | CE | [6 empty] | 66 | 4000 | 510 x 316 x 148 |  | 220-240 |  | 5 |  |  | ≤5 | 70 |  | 4000 |  |  | >=0.95 |  |  | 181000 | 119 |  |  | 9 | SD | 25 | <10% at 100000 hours |  | Phased-out | 740/559 | CIE(x= 0.38. y= 0.38) | Class I. Class II | IK08 |  |  | 50 | 960 | -40 | 1 | 175 | RAL9036 | 50/60Hz | Passive | LED | dimmable | Tunnel | TLBt/TMBt | Tunnel |  |  | 20690 | NO Sensor | 78000 | RG01
TBD | TMBt/4/F/SC/175/4/… | image | datasheet | deeplink | TUNGSRAM - TLBt/TMBt - 21220lm - 175W - 4000K - 70CRI - TBD[SKU] - Bracket | 9 | Bracket | LED | 1 | 175 | CLO. DALI. Dynadim. LineSwitch. Static | [7 empty] | CE | [6 empty] | 66 | 4000 | 510 x 316 x 148 |  | 220-240 |  | 5 |  |  | ≤5 | 70 |  | 4000 |  |  | >=0.95 |  |  | 181000 | 122 |  |  | 9 | SC | 25 | <10% at 100000 hours |  | Phased-out | 740/559 | CIE(x= 0.38. y= 0.38) | Class I. Class II | IK08 |  |  | 50 | 960 | -40 | 1 | 175 | RAL9035 | 50/60Hz | Passive | LED | dimmable | Tunnel | TLBt/TMBt | Tunnel |  |  | 21220 | NO Sensor | 78000 | RG01
TBD | TMBt/4/F/SB/175/4/… | image | datasheet | deeplink | TUNGSRAM - TLBt/TMBt - 21180lm - 175W - 4000K - 70CRI - TBD[SKU] - Bracket | 9 | Bracket | LED | 1 | 175 | CLO. DALI. Dynadim. LineSwitch. Static | [7 empty] | CE | [6 empty] | 66 | 4000 | 510 x 316 x 148 |  | 220-240 |  | 5 |  |  | ≤5 | 70 |  | 4000 |  |  | >=0.95 |  |  | 181000 | 122 |  |  | 9 | SB | 25 | <10% at 100000 hours |  | Phased-out | 740/559 | CIE(x= 0.38. y= 0.38) | Class I. Class II | IK08 |  |  | 50 | 960 | -40 | 1 | 175 | RAL9034 | 50/60Hz | Passive | LED | dimmable | Tunnel | TLBt/TMBt | Tunnel |  |  | 21180 | NO Sensor | 78000 | RG01
TBD | TMBt/4/F/SA/175/4/… | image | datasheet | deeplink | TUNGSRAM - TLBt/TMBt - 20550lm - 175W - 4000K - 70CRI - TBD[SKU] - Bracket | 9 | Bracket | LED | 1 | 175 | CLO. DALI. Dynadim. LineSwitch. Static | [7 empty] | CE | [6 empty] | 66 | 4000 | 510 x 316 x 148 |  | 220-240 |  | 5 |  |  | ≤5 | 70 |  | 4000 |  |  | >=0.95 |  |  | 181000 | 118 |  |  | 9 | SA | 25 | <10% at 100000 hours |  | Phased-out | 740/559 | CIE(x= 0.38. y= 0.38) | Class I. Class II | IK08 |  |  | 50 | 960 | -40 | 1 | 175 | RAL9033 | 50/60Hz | Passive | LED | dimmable | Tunnel | TLBt/TMBt | Tunnel |  |  | 20550 | NO Sensor | 78000 | RG01
TBD | TMBt/4/F/AE/175/4/… | image | datasheet | deeplink | TUNGSRAM - TLBt/TMBt - 21170lm - 175W - 4000K - 70CRI - TBD[SKU] - Bracket | 9 | Bracket | LED | 1 | 175 | CLO. DALI. Dynadim. LineSwitch. Static | [7 empty] | CE | [6 empty] | 66 | 4000 | 510 x 316 x 148 |  | 220-240 |  | 5 |  |  | ≤5 | 70 |  | 4000 |  |  | >=0.95 |  |  | 181000 | 121 |  |  | 9 | AE | 25 | <10% at 100000 hours |  | Phased-out | 740/559 | CIE(x= 0.38. y= 0.38) | Class I. Class II | IK08 |  |  | 50 | 960 | -40 | 1 | 175 | RAL9032 | 50/60Hz | Passive | LED | dimmable | Tunnel | TLBt/TMBt | Tunnel |  |  | 21170 | NO Sensor | 78000 | RG01
TBD | TMBt/4/F/AD/175/4/… | image | datasheet | deeplink | TUNGSRAM - TLBt/TMBt - 20510lm - 175W - 4000K - 70CRI - TBD[SKU] - Bracket | 9 | Bracket | LED | 1 | 175 | CLO. DALI. Dynadim. LineSwitch. Static | [7 empty] | CE | [6 empty] | 66 | 4000 | 510 x 316 x 148 |  | 220-240 |  | 5 |  |  | ≤5 | 70 |  | 4000 |  |  | >=0.95 |  |  | 181000 | 118 |  |  | 9 | AD | 25 | <10% at 100000 hours |  | Phased-out | 740/559 | CIE(x= 0.38. y= 0.38) | Class I. Class II | IK08 |  |  | 50 | 960 | -40 | 1 | 175 | RAL9031 | 50/60Hz | Passive | LED | dimmable | Tunnel | TLBt/TMBt | Tunnel |  |  | 20510 | NO Sensor | 78000 | RG01
TBD | TMBt/4/F/AC/175/4/… | image | datasheet | deeplink | TUNGSRAM - TLBt/TMBt - 21040lm - 175W - 4000K - 70CRI - TBD[SKU] - Bracket | 9 | Bracket | LED | 1 | 175 | CLO. DALI. Dynadim. LineSwitch. Static | [7 empty] | CE | [6 empty] | 66 | 4000 | 510 x 316 x 148 |  | 220-240 |  | 5 |  |  | ≤5 | 70 |  | 4000 |  |  | >=0.95 |  |  | 181000 | 121 |  |  | 9 | AC | 25 | <10% at 100000 hours |  | Phased-out | 740/559 | CIE(x= 0.38. y= 0.38) | Class I. Class II | IK08 |  |  | 50 | 960 | -40 | 1 | 175 | RAL9030 | 50/60Hz | Passive | LED | dimmable | Tunnel | TLBt/TMBt | Tunnel |  |  | 21040 | NO Sensor | 78000 | RG01
TBD | TMBt/4/F/AB/175/4/… | image | datasheet | deeplink | TUNGSRAM - TLBt/TMBt - 21000lm - 175W - 4000K - 70CRI - TBD[SKU] - Bracket | 9 | Bracket | LED | 1 | 175 | CLO. DALI. Dynadim. LineSwitch. Static | [7 empty] | CE | [6 empty] | 66 | 4000 | 510 x 316 x 148 |  | 220-240 |  | 5 |  |  | ≤5 | 70 |  | 4000 |  |  | >=0.95 |  |  | 181000 | 120 |  |  | 9 | AB | 25 | <10% at 100000 hours |  | Phased-out | 740/559 | CIE(x= 0.38. y= 0.38) | Class I. Class II | IK08 |  |  | 50 | 960 | -40 | 1 | 175 | RAL9029 | 50/60Hz | Passive | LED | dimmable | Tunnel | TLBt/TMBt | Tunnel |  |  | 21000 | NO Sensor | 78000 | RG01
TBD | TMBt/4/F/AA/175/4/… | image | datasheet | deeplink | TUNGSRAM - TLBt/TMBt - 20370lm - 175W - 4000K - 70CRI - TBD[SKU] - Bracket | 9 | Bracket | LED | 1 | 175 | CLO. DALI. Dynadim. LineSwitch. Static | [7 empty] | CE | [6 empty] | 66 | 4000 | 510 x 316 x 148 |  | 220-240 |  | 5 |  |  | ≤5 | 70 |  | 4000 |  |  | >=0.95 |  |  | 181000 | 117 |  |  | 9 | AA | 25 | <10% at 100000 hours |  | Phased-out | 740/559 | CIE(x= 0.38. y= 0.38) | Class I. Class II | IK08 |  |  | 50 | 960 | -40 | 1 | 175 | RAL9028 | 50/60Hz | Passive | LED | dimmable | Tunnel | TLBt/TMBt | Tunnel |  |  | 20370 | NO Sensor | 78000 | RG01
TBD | TMBt/4/F/AQ/153/4/… | image | datasheet | deeplink | TUNGSRAM - TLBt/TMBt - 18030lm - 153W - 4000K - 70CRI - TBD[SKU] - Bracket | 9 | Bracket | LED | 1 | 153 | CLO. DALI. Dynadim. LineSwitch. Static | [7 empty] | CE | [6 empty] | 66 | 4000 | 510 x 316 x 148 |  | 220-240 |  | 5 |  |  | ≤5 | 70 |  | 4000 |  |  | >=0.9 |  |  | 181000 | 118 |  |  | 9 | AQ | 25 | <10% at 100000 hours |  | Phased-out | 740/559 | CIE(x= 0.38. y= 0.38) | Class I. Class II | IK08 |  |  | 50 | 830 | -40 | 1 | 153 | RAL9027 | 50/60Hz | Passive | LED | dimmable | Tunnel | TLBt/TMBt | Tunnel |  |  | 18030 | NO Sensor | 78000 | RG01
TBD | TMBt/4/F/SE/153/4/… | image | datasheet | deeplink | TUNGSRAM - TLBt/TMBt - 19000lm - 153W - 4000K - 70CRI - TBD[SKU] - Bracket | 9 | Bracket | LED | 1 | 153 | CLO. DALI. Dynadim. LineSwitch. Static | [7 empty] | CE | [6 empty] | 66 | 4000 | 510 x 316 x 148 |  | 220-240 |  | 5 |  |  | ≤5 | 70 |  | 4000 |  |  | >=0.9 |  |  | 181000 | 125 |  |  | 9 | SE | 25 | <10% at 100000 hours |  | Phased-out | 740/559 | CIE(x= 0.38. y= 0.38) | Class I. Class II | IK08 |  |  | 50 | 830 | -40 | 1 | 153 | RAL9026 | 50/60Hz | Passive | LED | dimmable | Tunnel | TLBt/TMBt | Tunnel |  |  | 19000 | NO Sensor | 78000 | RG01
TBD | TMBt/4/F/SD/153/4/… | image | datasheet | deeplink | TUNGSRAM - TLBt/TMBt - 18420lm - 153W - 4000K - 70CRI - TBD[SKU] - Bracket | 9 | Bracket | LED | 1 | 153 | CLO. DALI. Dynadim. LineSwitch. Static | [7 empty] | CE | [6 empty] | 66 | 4000 | 510 x 316 x 148 |  | 220-240 |  | 5 |  |  | ≤5 | 70 |  | 4000 |  |  | >=0.9 |  |  | 181000 | 121 |  |  | 9 | SD | 25 | <10% at 100000 hours |  | Phased-out | 740/559 | CIE(x= 0.38. y= 0.38) | Class I. Class II | IK08 |  |  | 50 | 830 | -40 | 1 | 153 | RAL9025 | 50/60Hz | Passive | LED | dimmable | Tunnel | TLBt/TMBt | Tunnel |  |  | 18420 | NO Sensor | 78000 | RG01
TBD | TMBt/4/F/SC/153/4/… | image | datasheet | deeplink | TUNGSRAM - TLBt/TMBt - 18890lm - 153W - 4000K - 70CRI - TBD[SKU] - Bracket | 9 | Bracket | LED | 1 | 153 | CLO. DALI. Dynadim. LineSwitch. Static | [7 empty] | CE | [6 empty] | 66 | 4000 | 510 x 316 x 148 |  | 220-240 |  | 5 |  |  | ≤5 | 70 |  | 4000 |  |  | >=0.9 |  |  | 181000 | 124 |  |  | 9 | SC | 25 | <10% at 100000 hours |  | Phased-out | 740/559 | CIE(x= 0.38. y= 0.38) | Class I. Class II | IK08 |  |  | 50 | 830 | -40 | 1 | 153 | RAL9024 | 50/60Hz | Passive | LED | dimmable | Tunnel | TLBt/TMBt | Tunnel |  |  | 18890 | NO Sensor | 78000 | RG01
TBD | TMBt/4/F/SB/153/4/… | image | datasheet | deeplink | TUNGSRAM - TLBt/TMBt - 18850lm - 153W - 4000K - 70CRI - TBD[SKU] - Bracket | 9 | Bracket | LED | 1 | 153 | CLO. DALI. Dynadim. LineSwitch. Static | [7 empty] | CE | [6 empty] | 66 | 4000 | 510 x 316 x 148 |  | 220-240 |  | 5 |  |  | ≤5 | 70 |  | 4000 |  |  | >=0.9 |  |  | 181000 | 124 |  |  | 9 | SB | 25 | <10% at 100000 hours |  | Phased-out | 740/559 | CIE(x= 0.38. y= 0.38) | Class I. Class II | IK08 |  |  | 50 | 830 | -40 | 1 | 153 | RAL9023 | 50/60Hz | Passive | LED | dimmable | Tunnel | TLBt/TMBt | Tunnel |  |  | 18850 | NO Sensor | 78000 | RG01
TBD | TMBt/4/F/SA/153/4/… | image | datasheet | deeplink | TUNGSRAM - TLBt/TMBt - 18290lm - 153W - 4000K - 70CRI - TBD[SKU] - Bracket | 9 | Bracket | LED | 1 | 153 | CLO. DALI. Dynadim. LineSwitch. Static | [7 empty] | CE | [6 empty] | 66 | 4000 | 510 x 316 x 148 |  | 220-240 |  | 5 |  |  | ≤5 | 70 |  | 4000 |  |  | >=0.9 |  |  | 181000 | 120 |  |  | 9 | SA | 25 | <10% at 100000 hours |  | Phased-out | 740/559 | CIE(x= 0.38. y= 0.38) | Class I. Class II | IK08 |  |  | 50 | 830 | -40 | 1 | 153 | RAL9022 | 50/60Hz | Passive | LED | dimmable | Tunnel | TLBt/TMBt | Tunnel |  |  | 18290 | NO Sensor | 78000 | RG01
TBD | TMBt/4/F/AE/153/4/… | image | datasheet | deeplink | TUNGSRAM - TLBt/TMBt - 18840lm - 153W - 4000K - 70CRI - TBD[SKU] - Bracket | 9 | Bracket | LED | 1 | 153 | CLO. DALI. Dynadim. LineSwitch. Static | [7 empty] | CE | [6 empty] | 66 | 4000 | 510 x 316 x 148 |  | 220-240 |  | 5 |  |  | ≤5 | 70 |  | 4000 |  |  | >=0.9 |  |  | 181000 | 124 |  |  | 9 | AE | 25 | <10% at 100000 hours |  | Phased-out | 740/559 | CIE(x= 0.38. y= 0.38) | Class I. Class II | IK08 |  |  | 50 | 830 | -40 | 1 | 153 | RAL9021 | 50/60Hz | Passive | LED | dimmable | Tunnel | TLBt/TMBt | Tunnel |  |  | 18840 | NO Sensor | 78000 | RG01
TBD | TMBt/4/F/AD/153/4/… | image | datasheet | deeplink | TUNGSRAM - TLBt/TMBt - 18260lm - 153W - 4000K - 70CRI - TBD[SKU] - Bracket | 9 | Bracket | LED | 1 | 153 | CLO. DALI. Dynadim. LineSwitch. Static | [7 empty] | CE | [6 empty] | 66 | 4000 | 510 x 316 x 148 |  | 220-240 |  | 5 |  |  | ≤5 | 70 |  | 4000 |  |  | >=0.9 |  |  | 181000 | 120 |  |  | 9 | AD | 25 | <10% at 100000 hours |  | Phased-out | 740/559 | CIE(x= 0.38. y= 0.38) | Class I. Class II | IK08 |  |  | 50 | 830 | -40 | 1 | 153 | RAL9020 | 50/60Hz | Passive | LED | dimmable | Tunnel | TLBt/TMBt | Tunnel |  |  | 18260 | NO Sensor | 78000 | RG01
TBD | TMBt/4/F/AC/153/4/… | image | datasheet | deeplink | TUNGSRAM - TLBt/TMBt - 18730lm - 153W - 4000K - 70CRI - TBD[SKU] - Bracket | 9 | Bracket | LED | 1 | 153 | CLO. DALI. Dynadim. LineSwitch. Static | [7 empty] | CE | [6 empty] | 66 | 4000 | 510 x 316 x 148 |  | 220-240 |  | 5 |  |  | ≤5 | 70 |  | 4000 |  |  | >=0.9 |  |  | 181000 | 123 |  |  | 9 | AC | 25 | <10% at 100000 hours |  | Phased-out | 740/559 | CIE(x= 0.38. y= 0.38) | Class I. Class II | IK08 |  |  | 50 | 830 | -40 | 1 | 153 | RAL9019 | 50/60Hz | Passive | LED | dimmable | Tunnel | TLBt/TMBt | Tunnel |  |  | 18730 | NO Sensor | 78000 | RG01
TBD | TMBt/4/F/AB/153/4/… | image | datasheet | deeplink | TUNGSRAM - TLBt/TMBt - 18690lm - 153W - 4000K - 70CRI - TBD[SKU] - Bracket | 9 | Bracket | LED | 1 | 153 | CLO. DALI. Dynadim. LineSwitch. Static | [7 empty] | CE | [6 empty] | 66 | 4000 | 510 x 316 x 148 |  | 220-240 |  | 5 |  |  | ≤5 | 70 |  | 4000 |  |  | >=0.9 |  |  | 181000 | 123 |  |  | 9 | AB | 25 | <10% at 100000 hours |  | Phased-out | 740/559 | CIE(x= 0.38. y= 0.38) | Class I. Class II | IK08 |  |  | 50 | 830 | -40 | 1 | 153 | RAL9018 | 50/60Hz | Passive | LED | dimmable | Tunnel | TLBt/TMBt | Tunnel |  |  | 18690 | NO Sensor | 78000 | RG01
TBD | TMBt/4/F/AA/153/4/… | image | datasheet | deeplink | TUNGSRAM - TLBt/TMBt - 18130lm - 153W - 4000K - 70CRI - TBD[SKU] - Bracket | 9 | Bracket | LED | 1 | 153 | CLO. DALI. Dynadim. LineSwitch. Static | [7 empty] | CE | [6 empty] | 66 | 4000 | 510 x 316 x 148 |  | 220-240 |  | 5 |  |  | ≤5 | 70 |  | 4000 |  |  | >=0.9 |  |  | 181000 | 119 |  |  | 9 | AA | 25 | <10% at 100000 hours |  | Phased-out | 740/559 | CIE(x= 0.38. y= 0.38) | Class I. Class II | IK08 |  |  | 50 | 830 | -40 | 1 | 153 | RAL9017 | 50/60Hz | Passive | LED | dimmable | Tunnel | TLBt/TMBt | Tunnel |  |  | 18130 | NO Sensor | 78000 | RG01
TBD | TMBt/4/F/AQ/131/4/… | image | datasheet | deeplink | TUNGSRAM - TLBt/TMBt - 15990lm - 131W - 4000K - 70CRI - TBD[SKU] - Bracket | 9 | Bracket | LED | 1 | 131 | CLO. DALI. Dynadim. LineSwitch. Static | [7 empty] | CE | [6 empty] | 66 | 4000 | 510 x 316 x 148 |  | 220-240 |  | 5 |  |  | ≤5 | 70 |  | 4000 |  |  | >=0.9 |  |  | 181000 | 123 |  |  | 9 | AQ | 25 | <10% at 100000 hours |  | Phased-out | 740/559 | CIE(x= 0.38. y= 0.38) | Class I. Class II | IK08 |  |  | 50 | 710 | -40 | 1 | 131 | RAL9016 | 50/60Hz | Passive | LED | dimmable | Tunnel | TLBt/TMBt | Tunnel |  |  | 15990 | NO Sensor | 78000 | RG01
TBD | TMBt/4/F/SE/131/4/… | image | datasheet | deeplink | TUNGSRAM - TLBt/TMBt - 16860lm - 131W - 4000K - 70CRI - TBD[SKU] - Bracket | 9 | Bracket | LED | 1 | 131 | CLO. DALI. Dynadim. LineSwitch. Static | [7 empty] | CE | [6 empty] | 66 | 4000 | 510 x 316 x 148 |  | 220-240 |  | 5 |  |  | ≤5 | 70 |  | 4000 |  |  | >=0.9 |  |  | 181000 | 129 |  |  | 9 | SE | 25 | <10% at 100000 hours |  | Phased-out | 740/559 | CIE(x= 0.38. y= 0.38) | Class I. Class II | IK08 |  |  | 50 | 710 | -40 | 1 | 131 | RAL9015 | 50/60Hz | Passive | LED | dimmable | Tunnel | TLBt/TMBt | Tunnel |  |  | 16860 | NO Sensor | 78000 | RG01
TBD | TMBt/4/F/SD/131/4/… | image | datasheet | deeplink | TUNGSRAM - TLBt/TMBt - 16320lm - 131W - 4000K - 70CRI - TBD[SKU] - Bracket | 9 | Bracket | LED | 1 | 131 | CLO. DALI. Dynadim. LineSwitch. Static | [7 empty] | CE | [6 empty] | 66 | 4000 | 510 x 316 x 148 |  | 220-240 |  | 5 |  |  | ≤5 | 70 |  | 4000 |  |  | >=0.9 |  |  | 181000 | 125 |  |  | 9 | SD | 25 | <10% at 100000 hours |  | Phased-out | 740/559 | CIE(x= 0.38. y= 0.38) | Class I. Class II | IK08 |  |  | 50 | 710 | -40 | 1 | 131 | RAL9014 | 50/60Hz | Passive | LED | dimmable | Tunnel | TLBt/TMBt | Tunnel |  |  | 16320 | NO Sensor | 78000 | RG01
TBD | TMBt/4/F/SC/131/4/… | image | datasheet | deeplink | TUNGSRAM - TLBt/TMBt - 16740lm - 131W - 4000K - 70CRI - TBD[SKU] - Bracket | 9 | Bracket | LED | 1 | 131 | CLO. DALI. Dynadim. LineSwitch. Static | [7 empty] | CE | [6 empty] | 66 | 4000 | 510 x 316 x 148 |  | 220-240 |  | 5 |  |  | ≤5 | 70 |  | 4000 |  |  | >=0.9 |  |  | 181000 | 128 |  |  | 9 | SC | 25 | <10% at 100000 hours |  | Phased-out | 740/559 | CIE(x= 0.38. y= 0.38) | Class I. Class II | IK08 |  |  | 50 | 710 | -40 | 1 | 131 | RAL9013 | 50/60Hz | Passive | LED | dimmable | Tunnel | TLBt/TMBt | Tunnel |  |  | 16740 | NO Sensor | 78000 | RG01
TBD | TMBt/4/F/SB/131/4/… | image | datasheet | deeplink | TUNGSRAM - TLBt/TMBt - 16710lm - 131W - 4000K - 70CRI - TBD[SKU] - Bracket | 9 | Bracket | LED | 1 | 131 | CLO. DALI. Dynadim. LineSwitch. Static | [7 empty] | CE | [6 empty] | 66 | 4000 | 510 x 316 x 148 |  | 220-240 |  | 5 |  |  | ≤5 | 70 |  | 4000 |  |  | >=0.9 |  |  | 181000 | 128 |  |  | 9 | SB | 25 | <10% at 100000 hours |  | Phased-out | 740/559 | CIE(x= 0.38. y= 0.38) | Class I. Class II | IK08 |  |  | 50 | 710 | -40 | 1 | 131 | RAL9012 | 50/60Hz | Passive | LED | dimmable | Tunnel | TLBt/TMBt | Tunnel |  |  | 16710 | NO Sensor | 78000 | RG01
TBD | TMBt/4/F/SA/131/4/… | image | datasheet | deeplink | TUNGSRAM - TLBt/TMBt - 16210lm - 131W - 4000K - 70CRI - TBD[SKU] - Bracket | 9 | Bracket | LED | 1 | 131 | CLO. DALI. Dynadim. LineSwitch. Static | [7 empty] | CE | [6 empty] | 66 | 4000 | 510 x 316 x 148 |  | 220-240 |  | 5 |  |  | ≤5 | 70 |  | 4000 |  |  | >=0.9 |  |  | 181000 | 124 |  |  | 9 | SA | 25 | <10% at 100000 hours |  | Phased-out | 740/559 | CIE(x= 0.38. y= 0.38) | Class I. Class II | IK08 |  |  | 50 | 710 | -40 | 1 | 131 | RAL9011 | 50/60Hz | Passive | LED | dimmable | Tunnel | TLBt/TMBt | Tunnel |  |  | 16210 | NO Sensor | 78000 | RG01
TBD | TMBt/4/F/AE/131/4/… | image | datasheet | deeplink | TUNGSRAM - TLBt/TMBt - 16710lm - 131W - 4000K - 70CRI - TBD[SKU] - Bracket | 9 | Bracket | LED | 1 | 131 | CLO. DALI. Dynadim. LineSwitch. Static | [7 empty] | CE | [6 empty] | 66 | 4000 | 510 x 316 x 148 |  | 220-240 |  | 5 |  |  | ≤5 | 70 |  | 4000 |  |  | >=0.9 |  |  | 181000 | 128 |  |  | 9 | AE | 25 | <10% at 100000 hours |  | Phased-out | 740/559 | CIE(x= 0.38. y= 0.38) | Class I. Class II | IK08 |  |  | 50 | 710 | -40 | 1 | 131 | RAL9010 | 50/60Hz | Passive | LED | dimmable | Tunnel | TLBt/TMBt | Tunnel |  |  | 16710 | NO Sensor | 78000 | RG01
TBD | TMBt/4/F/AD/131/4/… | image | datasheet | deeplink | TUNGSRAM - TLBt/TMBt - 16180lm - 131W - 4000K - 70CRI - TBD[SKU] - Bracket | 9 | Bracket | LED | 1 | 131 | CLO. DALI. Dynadim. LineSwitch. Static | [7 empty] | CE | [6 empty] | 66 | 4000 | 510 x 316 x 148 |  | 220-240 |  | 5 |  |  | ≤5 | 70 |  | 4000 |  |  | >=0.9 |  |  | 181000 | 124 |  |  | 9 | AD | 25 | <10% at 100000 hours |  | Phased-out | 740/559 | CIE(x= 0.38. y= 0.38) | Class I. Class II | IK08 |  |  | 50 | 710 | -40 | 1 | 131 | RAL9009 | 50/60Hz | Passive | LED | dimmable | Tunnel | TLBt/TMBt | Tunnel |  |  | 16180 | NO Sensor | 78000 | RG01
TBD | TMBt/4/F/AC/131/4/… | image | datasheet | deeplink | TUNGSRAM - TLBt/TMBt - 16600lm - 131W - 4000K - 70CRI - TBD[SKU] - Bracket | 9 | Bracket | LED | 1 | 131 | CLO. DALI. Dynadim. LineSwitch. Static | [7 empty] | CE | [6 empty] | 66 | 4000 | 510 x 316 x 148 |  | 220-240 |  | 5 |  |  | ≤5 | 70 |  | 4000 |  |  | >=0.9 |  |  | 181000 | 127 |  |  | 9 | AC | 25 | <10% at 100000 hours |  | Phased-out | 740/559 | CIE(x= 0.38. y= 0.38) | Class I. Class II | IK08 |  |  | 50 | 710 | -40 | 1 | 131 | RAL9008 | 50/60Hz | Passive | LED | dimmable | Tunnel | TLBt/TMBt | Tunnel |  |  | 16600 | NO Sensor | 78000 | RG01
TBD | TMBt/4/F/AB/131/4/… | image | datasheet | deeplink | TUNGSRAM - TLBt/TMBt - 16570lm - 131W - 4000K - 70CRI - TBD[SKU] - Bracket | 9 | Bracket | LED | 1 | 131 | CLO. DALI. Dynadim. LineSwitch. Static | [7 empty] | CE | [6 empty] | 66 | 4000 | 510 x 316 x 148 |  | 220-240 |  | 5 |  |  | ≤5 | 70 |  | 4000 |  |  | >=0.9 |  |  | 181000 | 127 |  |  | 9 | AB | 25 | <10% at 100000 hours |  | Phased-out | 740/559 | CIE(x= 0.38. y= 0.38) | Class I. Class II | IK08 |  |  | 50 | 710 | -40 | 1 | 131 | RAL9007 | 50/60Hz | Passive | LED | dimmable | Tunnel | TLBt/TMBt | Tunnel |  |  | 16570 | NO Sensor | 78000 | RG01
TBD | TMBt/4/F/AA/131/4/… | image | datasheet | deeplink | TUNGSRAM - TLBt/TMBt - 16070lm - 131W - 4000K - 70CRI - TBD[SKU] - Bracket | 9 | Bracket | LED | 1 | 131 | CLO. DALI. Dynadim. LineSwitch. Static | [7 empty] | CE | [6 empty] | 66 | 4000 | 510 x 316 x 148 |  | 220-240 |  | 5 |  |  | ≤5 | 70 |  | 4000 |  |  | >=0.9 |  |  | 181000 | 123 |  |  | 9 | AA | 25 | <10% at 100000 hours |  | Phased-out | 740/559 | CIE(x= 0.38. y= 0.38) | Class I. Class II | IK08 |  |  | 50 | 710 | -40 | 1 | 131 | RAL9006 | 50/60Hz | Passive | LED | dimmable | Tunnel | TLBt/TMBt | Tunnel |  |  | 16070 | NO Sensor | 78000 | RG01
TBD | TLBt/4/F/Y5/91/40/... | image | datasheet | deeplink | TUNGSRAM - TLBt/TMBt - 10930lm - 91W - 4000K - 70CRI - TBD[SKU] - Bracket | 9 | Bracket | LED | 1 | 91 | CLO. DALI. Dynadim. LineSwitch. Static | [7 empty] | CE | [6 empty] | 66 | 4000 | 510 x 316 x 148 |  | 220-240 |  | 5 |  |  | ≤5 | 70 |  | 4000 |  |  | >=0.95 |  |  | 181000 | 120 |  |  | 9 | Y5 | 25 | <10% at 100000 hours |  | Phased-out | 740/559 | CIE(x= 0.38. y= 0.38) | Class I. Class II | IK08 |  |  | 50 | 500 | -40 | 1 | 91 | RAL9005 | 50/60Hz | Passive | LED | dimmable | Tunnel | TLBt/TMBt | Tunnel |  |  | 10930 | NO Sensor | 78000 | RG01
TBD | TLBt/4/F/E/91/40/... | image | datasheet | deeplink | TUNGSRAM - TLBt/TMBt - 10750lm - 91W - 4000K - 70CRI - TBD[SKU] - Bracket | 9 | Bracket | LED | 1 | 91 | CLO. DALI. Dynadim. LineSwitch. Static | [7 empty] | CE | [6 empty] | 66 | 4000 | 510 x 316 x 148 |  | 220-240 |  | 5 |  |  | ≤5 | 70 |  | 4000 |  |  | >=0.95 |  |  | 181000 | 118 |  |  | 9 | E | 25 | <10% at 100000 hours |  | Phased-out | 740/559 | CIE(x= 0.38. y= 0.38) | Class I. Class II | IK08 |  |  | 50 | 500 | -40 | 1 | 91 | RAL9005 | 50/60Hz | Passive | LED | dimmable | Tunnel | TLBt/TMBt | Tunnel |  |  | 10750 | NO Sensor | 78000 | RG01
TBD | TLBt/4/F/D/91/40/... | image | datasheet | deeplink | TUNGSRAM - TLBt/TMBt - 10410lm - 91W - 4000K - 70CRI - TBD[SKU] - Bracket | 9 | Bracket | LED | 1 | 91 | CLO. DALI. Dynadim. LineSwitch. Static | [7 empty] | CE | [6 empty] | 66 | 4000 | 510 x 316 x 148 |  | 220-240 |  | 5 |  |  | ≤5 | 70 |  | 4000 |  |  | >=0.95 |  |  | 181000 | 114 |  |  | 9 | D | 25 | <10% at 100000 hours |  | Phased-out | 740/559 | CIE(x= 0.38. y= 0.38) | Class I. Class II | IK08 |  |  | 50 | 500 | -40 | 1 | 91 | RAL9005 | 50/60Hz | Passive | LED | dimmable | Tunnel | TLBt/TMBt | Tunnel |  |  | 10410 | NO Sensor | 78000 | RG01
TBD | TLBt/4/F/C/91/40/... | image | datasheet | deeplink | TUNGSRAM - TLBt/TMBt - 10680lm - 91W - 4000K - 70CRI - TBD[SKU] - Bracket | 9 | Bracket | LED | 1 | 91 | CLO. DALI. Dynadim. LineSwitch. Static | [7 empty] | CE | [6 empty] | 66 | 4000 | 510 x 316 x 148 |  | 220-240 |  | 5 |  |  | ≤5 | 70 |  | 4000 |  |  | >=0.95 |  |  | 181000 | 117 |  |  | 9 | C | 25 | <10% at 100000 hours |  | Phased-out | 740/559 | CIE(x= 0.38. y= 0.38) | Class I. Class II | IK08 |  |  | 50 | 500 | -40 | 1 | 91 | RAL9005 | 50/60Hz | Passive | LED | dimmable | Tunnel | TLBt/TMBt | Tunnel |  |  | 10680 | NO Sensor | 78000 | RG01
TBD | TLBt/4/F/B/91/40/... | image | datasheet | deeplink | TUNGSRAM - TLBt/TMBt - 10660lm - 91W - 4000K - 70CRI - TBD[SKU] - Bracket | 9 | Bracket | LED | 1 | 91 | CLO. DALI. Dynadim. LineSwitch. Static | [7 empty] | CE | [6 empty] | 66 | 4000 | 510 x 316 x 148 |  | 220-240 |  | 5 |  |  | ≤5 | 70 |  | 4000 |  |  | >=0.95 |  |  | 181000 | 117 |  |  | 9 | B | 25 | <10% at 100000 hours |  | Phased-out | 740/559 | CIE(x= 0.38. y= 0.38) | Class I. Class II | IK08 |  |  | 50 | 500 | -40 | 1 | 91 | RAL9005 | 50/60Hz | Passive | LED | dimmable | Tunnel | TLBt/TMBt | Tunnel |  |  | 10660 | NO Sensor | 78000 | RG01
TBD | TLBt/4/F/A/91/40/... | image | datasheet | deeplink | TUNGSRAM - TLBt/TMBt - 10340lm - 91W - 4000K - 70CRI - TBD[SKU] - Bracket | 9 | Bracket | LED | 1 | 91 | CLO. DALI. Dynadim. LineSwitch. Static | [7 empty] | CE | [6 empty] | 66 | 4000 | 510 x 316 x 148 |  | 220-240 |  | 5 |  |  | ≤5 | 70 |  | 4000 |  |  | >=0.95 |  |  | 181000 | 113 |  |  | 9 | A | 25 | <10% at 100000 hours |  | Phased-out | 740/559 | CIE(x= 0.38. y= 0.38) | Class I. Class II | IK08 |  |  | 50 | 500 | -40 | 1 | 91 | RAL9005 | 50/60Hz | Passive | LED | dimmable | Tunnel | TLBt/TMBt | Tunnel |  |  | 10340 | NO Sensor | 78000 | RG01
TBD | TLBt/4/F/Y5/68/40/... | image | datasheet | deeplink | TUNGSRAM - TLBt/TMBt - 8660lm - 68W - 4000K - 70CRI - TBD[SKU] - Bracket | 9 | Bracket | LED | 1 | 68 | CLO. DALI. Dynadim. LineSwitch. Static | [7 empty] | CE | [6 empty] | 66 | 4000 | 510 x 316 x 148 |  | 220-240 |  | 5 |  |  | ≤5 | 70 |  | 4000 | [5 empty] | 181000 | 127 |  |  | 9 | Y5 | 25 | <10% at 100000 hours |  | Phased-out | 740/559 | CIE(x= 0.38. y= 0.38) | Class I. Class II | IK08 |  |  | 50 | 370 | -40 | 1 | 68 | RAL9005 | 50/60Hz | Passive | LED | dimmable | Tunnel | TLBt/TMBt | Tunnel |  |  | 8660 | NO Sensor | 78000 | RG01
TBD | TLBt/4/F/E/68/40/... | image | datasheet | deeplink | TUNGSRAM - TLBt/TMBt - 8510lm - 68W - 4000K - 70CRI - TBD[SKU] - Bracket | 9 | Bracket | LED | 1 | 68 | CLO. DALI. Dynadim. LineSwitch. Static | [7 empty] | CE | [6 empty] | 66 | 4000 | 510 x 316 x 148 |  | 220-240 |  | 5 |  |  | ≤5 | 70 |  | 4000 | [5 empty] | 181000 | 125 |  |  | 9 | E | 25 | <10% at 100000 hours |  | Phased-out | 740/559 | CIE(x= 0.38. y= 0.38) | Class I. Class II | IK08 |  |  | 50 | 370 | -40 | 1 | 68 | RAL9005 | 50/60Hz | Passive | LED | dimmable | Tunnel | TLBt/TMBt | Tunnel |  |  | 8510 | NO Sensor | 78000 | RG01
TBD | TLBt/4/F/D/68/40/... | image | datasheet | deeplink | TUNGSRAM - TLBt/TMBt - 8240lm - 68W - 4000K - 70CRI - TBD[SKU] - Bracket | 9 | Bracket | LED | 1 | 68 | CLO. DALI. Dynadim. LineSwitch. Static | [7 empty] | CE | [6 empty] | 66 | 4000 | 510 x 316 x 148 |  | 220-240 |  | 5 |  |  | ≤5 | 70 |  | 4000 | [5 empty] | 181000 | 121 |  |  | 9 | D | 25 | <10% at 100000 hours |  | Phased-out | 740/559 | CIE(x= 0.38. y= 0.38) | Class I. Class II | IK08 |  |  | 50 | 370 | -40 | 1 | 68 | RAL9005 | 50/60Hz | Passive | LED | dimmable | Tunnel | TLBt/TMBt | Tunnel |  |  | 8240 | NO Sensor | 78000 | RG01
TBD | TLBt/4/F/C/68/40/... | image | datasheet | deeplink | TUNGSRAM - TLBt/TMBt - 8450lm - 68W - 4000K - 70CRI - TBD[SKU] - Bracket | 9 | Bracket | LED | 1 | 68 | CLO. DALI. Dynadim. LineSwitch. Static | [7 empty] | CE | [6 empty] | 66 | 4000 | 510 x 316 x 148 |  | 220-240 |  | 5 |  |  | ≤5 | 70 |  | 4000 | [5 empty] | 181000 | 124 |  |  | 9 | C | 25 | <10% at 100000 hours |  | Phased-out | 740/559 | CIE(x= 0.38. y= 0.38) | Class I. Class II | IK08 |  |  | 50 | 370 | -40 | 1 | 68 | RAL9005 | 50/60Hz | Passive | LED | dimmable | Tunnel | TLBt/TMBt | Tunnel |  |  | 8450 | NO Sensor | 78000 | RG01
TBD | TLBt/4/F/B/68/40/... | image | datasheet | deeplink | TUNGSRAM - TLBt/TMBt - 8440lm - 68W - 4000K - 70CRI - TBD[SKU] - Bracket | 9 | Bracket | LED | 1 | 68 | CLO. DALI. Dynadim. LineSwitch. Static | [7 empty] | CE | [6 empty] | 66 | 4000 | 510 x 316 x 148 |  | 220-240 |  | 5 |  |  | ≤5 | 70 |  | 4000 | [5 empty] | 181000 | 124 |  |  | 9 | B | 25 | <10% at 100000 hours |  | Phased-out | 740/559 | CIE(x= 0.38. y= 0.38) | Class I. Class II | IK08 |  |  | 50 | 370 | -40 | 1 | 68 | RAL9005 | 50/60Hz | Passive | LED | dimmable | Tunnel | TLBt/TMBt | Tunnel |  |  | 8440 | NO Sensor | 78000 | RG01
TBD | TLBt/4/F/A/68/40/... | image | datasheet | deeplink | TUNGSRAM - TLBt/TMBt - 8180lm - 68W - 4000K - 70CRI - TBD[SKU] - Bracket | 9 | Bracket | LED | 1 | 68 | CLO. DALI. Dynadim. LineSwitch. Static | [7 empty] | CE | [6 empty] | 66 | 4000 | 510 x 316 x 148 |  | 220-240 |  | 5 |  |  | ≤5 | 70 |  | 4000 | [5 empty] | 181000 | 120 |  |  | 9 | A | 25 | <10% at 100000 hours |  | Phased-out | 740/559 | CIE(x= 0.38. y= 0.38) | Class I. Class II | IK08 |  |  | 50 | 370 | -40 | 1 | 68 | RAL9005 | 50/60Hz | Passive | LED | dimmable | Tunnel | TLBt/TMBt | Tunnel |  |  | 8180 | NO Sensor | 78000 | RG01
TBD | TLBt/4/F/Y5/56/40/... | image | datasheet | deeplink | TUNGSRAM - TLBt/TMBt - 7360lm - 56W - 4000K - 70CRI - TBD[SKU] - Bracket | 9 | Bracket | LED | 1 | 56 | CLO. DALI. Dynadim. LineSwitch. Static | [7 empty] | CE | [6 empty] | 66 | 4000 | 510 x 316 x 148 |  | 220-240 |  | 5 |  |  | ≤5 | 70 |  | 4000 |  |  | >=0.95 |  |  | 181000 | 131 |  |  | 9 | Y5 | 25 | <10% at 100000 hours |  | Phased-out | 740/559 | CIE(x= 0.38. y= 0.38) | Class I. Class II | IK08 |  |  | 50 | 310 | -40 | 1 | 56 | RAL9005 | 50/60Hz | Passive | LED | dimmable | Tunnel | TLBt/TMBt | Tunnel |  |  | 7360 | NO Sensor | 78000 | RG01
TBD | TLBt/4/F/E/56/40/... | image | datasheet | deeplink | TUNGSRAM - TLBt/TMBt - 7240lm - 56W - 4000K - 70CRI - TBD[SKU] - Bracket | 9 | Bracket | LED | 1 | 56 | CLO. DALI. Dynadim. LineSwitch. Static | [7 empty] | CE | [6 empty] | 66 | 4000 | 510 x 316 x 148 |  | 220-240 |  | 5 |  |  | ≤5 | 70 |  | 4000 |  |  | >=0.95 |  |  | 181000 | 129 |  |  | 9 | E | 25 | <10% at 100000 hours |  | Phased-out | 740/559 | CIE(x= 0.38. y= 0.38) | Class I. Class II | IK08 |  |  | 50 | 310 | -40 | 1 | 56 | RAL9005 | 50/60Hz | Passive | LED | dimmable | Tunnel | TLBt/TMBt | Tunnel |  |  | 7240 | NO Sensor | 78000 | RG01
TBD | TLBt/4/F/D/56/40/... | image | datasheet | deeplink | TUNGSRAM - TLBt/TMBt - 7010lm - 56W - 4000K - 70CRI - TBD[SKU] - Bracket | 9 | Bracket | LED | 1 | 56 | CLO. DALI. Dynadim. LineSwitch. Static | [7 empty] | CE | [6 empty] | 66 | 4000 | 510 x 316 x 148 |  | 220-240 |  | 5 |  |  | ≤5 | 70 |  | 4000 |  |  | >=0.95 |  |  | 181000 | 125 |  |  | 9 | D | 25 | <10% at 100000 hours |  | Phased-out | 740/559 | CIE(x= 0.38. y= 0.38) | Class I. Class II | IK08 |  |  | 50 | 310 | -40 | 1 | 56 | RAL9005 | 50/60Hz | Passive | LED | dimmable | Tunnel | TLBt/TMBt | Tunnel |  |  | 7010 | NO Sensor | 78000 | RG01
TBD | TLBt/4/F/C/56/40/... | image | datasheet | deeplink | TUNGSRAM - TLBt/TMBt - 7190lm - 56W - 4000K - 70CRI - TBD[SKU] - Bracket | 9 | Bracket | LED | 1 | 56 | CLO. DALI. Dynadim. LineSwitch. Static | [7 empty] | CE | [6 empty] | 66 | 4000 | 510 x 316 x 148 |  | 220-240 |  | 5 |  |  | ≤5 | 70 |  | 4000 |  |  | >=0.95 |  |  | 181000 | 128 |  |  | 9 | C | 25 | <10% at 100000 hours |  | Phased-out | 740/559 | CIE(x= 0.38. y= 0.38) | Class I. Class II | IK08 |  |  | 50 | 310 | -40 | 1 | 56 | RAL9005 | 50/60Hz | Passive | LED | dimmable | Tunnel | TLBt/TMBt | Tunnel |  |  | 7190 | NO Sensor | 78000 | RG01
TBD | TLBt/4/F/B/56/40/... | image | datasheet | deeplink | TUNGSRAM - TLBt/TMBt - 7180lm - 56W - 4000K - 70CRI - TBD[SKU] - Bracket | 9 | Bracket | LED | 1 | 56 | CLO. DALI. Dynadim. LineSwitch. Static | [7 empty] | CE | [6 empty] | 66 | 4000 | 510 x 316 x 148 |  | 220-240 |  | 5 |  |  | ≤5 | 70 |  | 4000 |  |  | >=0.95 |  |  | 181000 | 128 |  |  | 9 | B | 25 | <10% at 100000 hours |  | Phased-out | 740/559 | CIE(x= 0.38. y= 0.38) | Class I. Class II | IK08 |  |  | 50 | 310 | -40 | 1 | 56 | RAL9005 | 50/60Hz | Passive | LED | dimmable | Tunnel | TLBt/TMBt | Tunnel |  |  | 7180 | NO Sensor | 78000 | RG01
TBD | TLBt/4/F/A/56/40/... | image | datasheet | deeplink | TUNGSRAM - TLBt/TMBt - 6960lm - 56W - 4000K - 70CRI - TBD[SKU] - Bracket | 9 | Bracket | LED | 1 | 56 | CLO. DALI. Dynadim. LineSwitch. Static | [7 empty] | CE | [6 empty] | 66 | 4000 | 510 x 316 x 148 |  | 220-240 |  | 5 |  |  | ≤5 | 70 |  | 4000 |  |  | >=0.95 |  |  | 181000 | 124 |  |  | 9 | A | 25 | <10% at 100000 hours |  | Phased-out | 740/559 | CIE(x= 0.38. y= 0.38) | Class I. Class II | IK08 |  |  | 50 | 310 | -40 | 1 | 56 | RAL9005 | 50/60Hz | Passive | LED | dimmable | Tunnel | TLBt/TMBt | Tunnel |  |  | 6960 | NO Sensor | 78000 | RG01
TBD | TLBt/4/F/Y5/44/40/... | image | datasheet | deeplink | TUNGSRAM - TLBt/TMBt - 5840lm - 44W - 4000K - 70CRI - TBD[SKU] - Bracket | 9 | Bracket | LED | 1 | 44 | CLO. DALI. Dynadim. LineSwitch. Static | [7 empty] | CE | [6 empty] | 66 | 4000 | 510 x 316 x 148 |  | 220-240 |  | 5 |  |  | ≤5 | 70 |  | 4000 | [5 empty] | 181000 | 132 |  |  | 9 | Y5 | 25 | <10% at 100000 hours |  | Phased-out | 740/559 | CIE(x= 0.38. y= 0.38) | Class I. Class II | IK08 |  |  | 50 | 240 | -40 | 1 | 44 | RAL9005 | 50/60Hz | Passive | LED | dimmable | Tunnel | TLBt/TMBt | Tunnel |  |  | 5840 | NO Sensor | 78000 | RG01
TBD | TLBt/4/F/E/44/40/... | image | datasheet | deeplink | TUNGSRAM - TLBt/TMBt - 5740lm - 44W - 4000K - 70CRI - TBD[SKU] - Bracket | 9 | Bracket | LED | 1 | 44 | CLO. DALI. Dynadim. LineSwitch. Static | [7 empty] | CE | [6 empty] | 66 | 4000 | 510 x 316 x 148 |  | 220-240 |  | 5 |  |  | ≤5 | 70 |  | 4000 | [5 empty] | 181000 | 130 |  |  | 9 | E | 25 | <10% at 100000 hours |  | Phased-out | 740/559 | CIE(x= 0.38. y= 0.38) | Class I. Class II | IK08 |  |  | 50 | 240 | -40 | 1 | 44 | RAL9005 | 50/60Hz | Passive | LED | dimmable | Tunnel | TLBt/TMBt | Tunnel |  |  | 5740 | NO Sensor | 78000 | RG01
TBD | TLBt/4/F/D/44/40/... | image | datasheet | deeplink | TUNGSRAM - TLBt/TMBt - 5560lm - 44W - 4000K - 70CRI - TBD[SKU] - Bracket | 9 | Bracket | LED | 1 | 44 | CLO. DALI. Dynadim. LineSwitch. Static | [7 empty] | CE | [6 empty] | 66 | 4000 | 510 x 316 x 148 |  | 220-240 |  | 5 |  |  | ≤5 | 70 |  | 4000 | [5 empty] | 181000 | 126 |  |  | 9 | D | 25 | <10% at 100000 hours |  | Phased-out | 740/559 | CIE(x= 0.38. y= 0.38) | Class I. Class II | IK08 |  |  | 50 | 240 | -40 | 1 | 44 | RAL9005 | 50/60Hz | Passive | LED | dimmable | Tunnel | TLBt/TMBt | Tunnel |  |  | 5560 | NO Sensor | 78000 | RG01
TBD | TLBt/4/F/C/44/40/... | image | datasheet | deeplink | TUNGSRAM - TLBt/TMBt - 5710lm - 44W - 4000K - 70CRI - TBD[SKU] - Bracket | 9 | Bracket | LED | 1 | 44 | CLO. DALI. Dynadim. LineSwitch. Static | [7 empty] | CE | [6 empty] | 66 | 4000 | 510 x 316 x 148 |  | 220-240 |  | 5 |  |  | ≤5 | 70 |  | 4000 | [5 empty] | 181000 | 129 |  |  | 9 | C | 25 | <10% at 100000 hours |  | Phased-out | 740/559 | CIE(x= 0.38. y= 0.38) | Class I. Class II | IK08 |  |  | 50 | 240 | -40 | 1 | 44 | RAL9005 | 50/60Hz | Passive | LED | dimmable | Tunnel | TLBt/TMBt | Tunnel |  |  | 5710 | NO Sensor | 78000 | RG01
TBD | TLBt/4/F/B/44/40/... | image | datasheet | deeplink | TUNGSRAM - TLBt/TMBt - 5700lm - 44W - 4000K - 70CRI - TBD[SKU] - Bracket | 9 | Bracket | LED | 1 | 44 | CLO. DALI. Dynadim. LineSwitch. Static | [7 empty] | CE | [6 empty] | 66 | 4000 | 510 x 316 x 148 |  | 220-240 |  | 5 |  |  | ≤5 | 70 |  | 4000 | [5 empty] | 181000 | 129 |  |  | 9 | B | 25 | <10% at 100000 hours |  | Phased-out | 740/559 | CIE(x= 0.38. y= 0.38) | Class I. Class II | IK08 |  |  | 50 | 240 | -40 | 1 | 44 | RAL9005 | 50/60Hz | Passive | LED | dimmable | Tunnel | TLBt/TMBt | Tunnel |  |  | 5700 | NO Sensor | 78000 | RG01
TBD | TLBt/4/F/A/44/40/... | image | datasheet | deeplink | TUNGSRAM - TLBt/TMBt - 5530lm - 44W - 4000K - 70CRI - TBD[SKU] - Bracket | 9 | Bracket | LED | 1 | 44 | CLO. DALI. Dynadim. LineSwitch. Static | [7 empty] | CE | [6 empty] | 66 | 4000 | 510 x 316 x 148 |  | 220-240 |  | 5 |  |  | ≤5 | 70 |  | 4000 | [5 empty] | 181000 | 125 |  |  | 9 | A | 25 | <10% at 100000 hours |  | Phased-out | 740/559 | CIE(x= 0.38. y= 0.38) | Class I. Class II | IK08 |  |  | 50 | 240 | -40 | 1 | 44 | RAL9005 | 50/60Hz | Passive | LED | dimmable | Tunnel | TLBt/TMBt | Tunnel |  |  | 5530 | NO Sensor | 78000 | RG01
TBD | TLBt/4/F/Y5/33/40/... | image | datasheet | deeplink | TUNGSRAM - TLBt/TMBt - 4500lm - 33W - 4000K - 70CRI - TBD[SKU] - Bracket | 9 | Bracket | LED | 1 | 33 | CLO. DALI. Dynadim. LineSwitch. Static | [7 empty] | CE | [6 empty] | 66 | 4000 | 510 x 316 x 148 |  | 220-240 |  | 5 |  |  | ≤5 | 70 |  | 4000 |  |  | >=0.95 |  |  | 181000 | 136 |  |  | 9 | Y5 | 25 | <10% at 100000 hours |  | Phased-out | 740/559 | CIE(x= 0.38. y= 0.38) | Class I. Class II | IK08 |  |  | 50 | 180 | -40 | 1 | 33 | RAL9005 | 50/60Hz | Passive | LED | dimmable | Tunnel | TLBt/TMBt | Tunnel |  |  | 4500 | NO Sensor | 78000 | RG01
TBD | TLBt/4/F/E/33/40/... | image | datasheet | deeplink | TUNGSRAM - TLBt/TMBt - 4420lm - 33W - 4000K - 70CRI - TBD[SKU] - Bracket | 9 | Bracket | LED | 1 | 33 | CLO. DALI. Dynadim. LineSwitch. Static | [7 empty] | CE | [6 empty] | 66 | 4000 | 510 x 316 x 148 |  | 220-240 |  | 5 |  |  | ≤5 | 70 |  | 4000 |  |  | >=0.95 |  |  | 181000 | 133 |  |  | 9 | E | 25 | <10% at 100000 hours |  | Phased-out | 740/559 | CIE(x= 0.38. y= 0.38) | Class I. Class II | IK08 |  |  | 50 | 180 | -40 | 1 | 33 | RAL9005 | 50/60Hz | Passive | LED | dimmable | Tunnel | TLBt/TMBt | Tunnel |  |  | 4420 | NO Sensor | 78000 | RG01
TBD | TLBt/4/F/D/33/40/... | image | datasheet | deeplink | TUNGSRAM - TLBt/TMBt - 4280lm - 33W - 4000K - 70CRI - TBD[SKU] - Bracket | 9 | Bracket | LED | 1 | 33 | CLO. DALI. Dynadim. LineSwitch. Static | [7 empty] | CE | [6 empty] | 66 | 4000 | 510 x 316 x 148 |  | 220-240 |  | 5 |  |  | ≤5 | 70 |  | 4000 |  |  | >=0.95 |  |  | 181000 | 129 |  |  | 9 | D | 25 | <10% at 100000 hours |  | Phased-out | 740/559 | CIE(x= 0.38. y= 0.38) | Class I. Class II | IK08 |  |  | 50 | 180 | -40 | 1 | 33 | RAL9005 | 50/60Hz | Passive | LED | dimmable | Tunnel | TLBt/TMBt | Tunnel |  |  | 4280 | NO Sensor | 78000 | RG01
TBD | TLBt/4/F/C/33/40/... | image | datasheet | deeplink | TUNGSRAM - TLBt/TMBt - 4390lm - 33W - 4000K - 70CRI - TBD[SKU] - Bracket | 9 | Bracket | LED | 1 | 33 | CLO. DALI. Dynadim. LineSwitch. Static | [7 empty] | CE | [6 empty] | 66 | 4000 | 510 x 316 x 148 |  | 220-240 |  | 5 |  |  | ≤5 | 70 |  | 4000 |  |  | >=0.95 |  |  | 181000 | 133 |  |  | 9 | C | 25 | <10% at 100000 hours |  | Phased-out | 740/559 | CIE(x= 0.38. y= 0.38) | Class I. Class II | IK08 |  |  | 50 | 180 | -40 | 1 | 33 | RAL9005 | 50/60Hz | Passive | LED | dimmable | Tunnel | TLBt/TMBt | Tunnel |  |  | 4390 | NO Sensor | 78000 | RG01
TBD | TLBt/4/F/B/33/40/... | image | datasheet | deeplink | TUNGSRAM - TLBt/TMBt - 4390lm - 33W - 4000K - 70CRI - TBD[SKU] - Bracket | 9 | Bracket | LED | 1 | 33 | CLO. DALI. Dynadim. LineSwitch. Static | [7 empty] | CE | [6 empty] | 66 | 4000 | 510 x 316 x 148 |  | 220-240 |  | 5 |  |  | ≤5 | 70 |  | 4000 |  |  | >=0.95 |  |  | 181000 | 133 |  |  | 9 | B | 25 | <10% at 100000 hours |  | Phased-out | 740/559 | CIE(x= 0.38. y= 0.38) | Class I. Class II | IK08 |  |  | 50 | 180 | -40 | 1 | 33 | RAL9005 | 50/60Hz | Passive | LED | dimmable | Tunnel | TLBt/TMBt | Tunnel |  |  | 4390 | NO Sensor | 78000 | RG01
TBD | TLBt/4/F/A/33/40/... | image | datasheet | deeplink | TUNGSRAM - TLBt/TMBt - 4250lm - 33W - 4000K - 70CRI - TBD[SKU] - Bracket | 9 | Bracket | LED | 1 | 33 | CLO. DALI. Dynadim. LineSwitch. Static | [7 empty] | CE | [6 empty] | 66 | 4000 | 510 x 316 x 148 |  | 220-240 |  | 5 |  |  | ≤5 | 70 |  | 4000 |  |  | >=0.95 |  |  | 181000 | 128 |  |  | 9 | A | 25 | <10% at 100000 hours |  | Phased-out | 740/559 | CIE(x= 0.38. y= 0.38) | Class I. Class II | IK08 |  |  | 50 | 180 | -40 | 1 | 33 | RAL9005 | 50/60Hz | Passive | LED | dimmable | Tunnel | TLBt/TMBt | Tunnel |  |  | 4250 | NO Sensor | 78000 | RG01
TBD | NOBILA/1/AH/90/3/... | image | datasheet | deeplink | TUNGSRAM - Nobila - 10160lm - 91W - 3000K - 70CRI - TBD[SKU] - Post-top 45-76mm | 6.5 | Post-top 45-76mm | LED | 1 | 91 | Yes |  |  |  |  | -40°C to +50°C | CE |  | CE | [6 empty] | 66 | 3000 | 360x354x571 |  | 220-240V | -40°C to +50°C | 5 years |  |  |  | >70 |  | 3000 | 10160 |  |  |  | L80B50 > 100.000 hours |  | 111 |  |  | 9 | AH | 25 °C | 10% at 100.000 hours | No Built-in accessory | Available | 730/559 | CIE(x= 0.38. y= 0.38) | Class1. Class2 | IK08 | [11 empty] | dimmable
TBD | NOBILA/1/AH/80/3/... | image | datasheet | deeplink | TUNGSRAM - Nobila - 9250lm - 81W - 3000K - 70CRI - TBD[SKU] - Post-top 45-76mm | 6.5 | Post-top 45-76mm | LED | 1 | 81 | Yes |  |  |  |  | -40°C to +50°C | CE |  | CE | [6 empty] | 66 | 3000 | 360x354x571 |  | 220-240V | -40°C to +50°C | 5 years |  |  |  | >70 |  | 3000 | 9250 |  |  |  | L80B50 > 100.000 hours |  | 114 |  |  | 9 | AH | 25 °C | 10% at 100.000 hours | No Built-in accessory | Available | 730/559 | CIE(x= 0.38. y= 0.38) | Class1. Class2 | IK08 | [11 empty] | dimmable
TBD | NOBILA/1/AH/70/3/... | image | datasheet | deeplink | TUNGSRAM - Nobila - 8230lm - 71W - 3000K - 70CRI - TBD[SKU] - Post-top 45-76mm | 6.5 | Post-top 45-76mm | LED | 1 | 71 | Yes |  |  |  |  | -40°C to +50°C | CE |  | CE | [6 empty] | 66 | 3000 | 360x354x571 |  | 220-240V | -40°C to +50°C | 5 years |  |  |  | >70 |  | 3000 | 8230 |  |  |  | L80B50 > 100.000 hours |  | 115 |  |  | 9 | AH | 25 °C | 10% at 100.000 hours | No Built-in accessory | Available | 730/559 | CIE(x= 0.38. y= 0.38) | Class1. Class2 | IK08 | [11 empty] | dimmable
TBD | NOBILA/1/AH/60/3/... | image | datasheet | deeplink | TUNGSRAM - Nobila - 7620lm - 62W - 3000K - 70CRI - TBD[SKU] - Post-top 45-76mm | 6.5 | Post-top 45-76mm | LED | 1 | 62 | Yes |  |  |  |  | -40°C to +50°C | CE |  | CE | [6 empty] | 66 | 3000 | 360x354x571 |  | 220-240V | -40°C to +50°C | 5 years |  |  |  | >70 |  | 3000 | 7620 |  |  |  | L80B50 > 100.000 hours |  | 122 |  |  | 9 | AH | 25 °C | 10% at 100.000 hours | No Built-in accessory | Available | 730/559 | CIE(x= 0.38. y= 0.38) | Class1. Class2 | IK08 | [11 empty] | dimmable
TBD | NOBILA/1/AH/50/3/... | image | datasheet | deeplink | TUNGSRAM - Nobila - 6470lm - 51W - 3000K - 70CRI - TBD[SKU] - Post-top 45-76mm | 6.5 | Post-top 45-76mm | LED | 1 | 51 | Yes |  |  |  |  | -40°C to +50°C | CE |  | CE | [6 empty] | 66 | 3000 | 360x354x571 |  | 220-240V | -40°C to +50°C | 5 years |  |  |  | >70 |  | 3000 | 6470 |  |  |  | L80B50 > 100.000 hours |  | 126 |  |  | 9 | AH | 25 °C | 10% at 100.000 hours | No Built-in accessory | Available | 730/559 | CIE(x= 0.38. y= 0.38) | Class1. Class2 | IK08 | [11 empty] | dimmable
TBD | NOBILA/1/AH/40/3/... | image | datasheet | deeplink | TUNGSRAM - Nobila - 5310lm - 41W - 3000K - 70CRI - TBD[SKU] - Post-top 45-76mm | 6.5 | Post-top 45-76mm | LED | 1 | 41 | Yes |  |  |  |  | -40°C to +50°C | CE |  | CE | [6 empty] | 66 | 3000 | 360x354x571 |  | 220-240V | -40°C to +50°C | 5 years |  |  |  | >70 |  | 3000 | 5310 |  |  |  | L80B50 > 100.000 hours |  | 129 |  |  | 9 | AH | 25 °C | 10% at 100.000 hours | No Built-in accessory | Available | 730/559 | CIE(x= 0.38. y= 0.38) | Class1. Class2 | IK08 | [11 empty] | dimmable
TBD | NOBILA/1/AH/30/3/... | image | datasheet | deeplink | TUNGSRAM - Nobila - 4040lm - 32W - 3000K - 70CRI - TBD[SKU] - Post-top 45-76mm | 6.5 | Post-top 45-76mm | LED | 1 | 32 | Yes |  |  |  |  | -40°C to +50°C | CE |  | CE | [6 empty] | 66 | 3000 | 360x354x571 |  | 220-240V | -40°C to +50°C | 5 years |  |  |  | >70 |  | 3000 | 4040 |  |  |  | L80B50 > 100.000 hours |  | 126 |  |  | 9 | AH | 25 °C | 10% at 100.000 hours | No Built-in accessory | Available | 730/559 | CIE(x= 0.38. y= 0.38) | Class1. Class2 | IK08 | [11 empty] | dimmable
TBD | NOBILA/1/AH/20/3/... | image | datasheet | deeplink | TUNGSRAM - Nobila - 2680lm - 22W - 3000K - 70CRI - TBD[SKU] - Post-top 45-76mm | 6.5 | Post-top 45-76mm | LED | 1 | 22 | Yes |  |  |  |  | -40°C to +50°C | CE |  | CE | [6 empty] | 66 | 3000 | 360x354x571 |  | 220-240V | -40°C to +50°C | 5 years |  |  |  | >70 |  | 3000 | 2680 |  |  |  | L80B50 > 100.000 hours |  | 121 |  |  | 9 | AH | 25 °C | 10% at 100.000 hours | No Built-in accessory | Available | 730/559 | CIE(x= 0.38. y= 0.38) | Class1. Class2 | IK08 | [11 empty] | dimmable
TBD | NOBILA/1/AH/90/4/... | image | datasheet | deeplink | TUNGSRAM - Nobila - 10340lm - 91W - 4000K - 70CRI - TBD[SKU] - Post-top 45-76mm | 6.5 | Post-top 45-76mm | LED | 1 | 91 | Yes |  |  |  |  | -40°C to +50°C | CE |  | CE | [6 empty] | 66 | 4000 | 360x354x571 |  | 220-240V | -40°C to +50°C | 5 years |  |  |  | >70 |  | 4000 | 10340 |  |  |  | L80B50 > 100.000 hours |  | 113 |  |  | 9 | AH | 25 °C | 10% at 100.000 hours | No Built-in accessory | Available | 740/559 | CIE(x= 0.38. y= 0.38) | Class1. Class2 | IK08 | [11 empty] | dimmable
TBD | NOBILA/1/AH/80/4/... | image | datasheet | deeplink | TUNGSRAM - Nobila - 9410lm - 81W - 4000K - 70CRI - TBD[SKU] - Post-top 45-76mm | 6.5 | Post-top 45-76mm | LED | 1 | 81 | Yes |  |  |  |  | -40°C to +50°C | CE |  | CE | [6 empty] | 66 | 4000 | 360x354x571 |  | 220-240V | -40°C to +50°C | 5 years |  |  |  | >70 |  | 4000 | 9410 |  |  |  | L80B50 > 100.000 hours |  | 116 |  |  | 9 | AH | 25 °C | 10% at 100.000 hours | No Built-in accessory | Available | 740/559 | CIE(x= 0.38. y= 0.38) | Class1. Class2 | IK08 | [11 empty] | dimmable
TBD | NOBILA/1/AH/70/4/... | image | datasheet | deeplink | TUNGSRAM - Nobila - 8380lm - 71W - 4000K - 70CRI - TBD[SKU] - Post-top 45-76mm | 6.5 | Post-top 45-76mm | LED | 1 | 71 | Yes |  |  |  |  | -40°C to +50°C | CE |  | CE | [6 empty] | 66 | 4000 | 360x354x571 |  | 220-240V | -40°C to +50°C | 5 years |  |  |  | >70 |  | 4000 | 8380 |  |  |  | L80B50 > 100.000 hours |  | 118 |  |  | 9 | AH | 25 °C | 10% at 100.000 hours | No Built-in accessory | Available | 740/559 | CIE(x= 0.38. y= 0.38) | Class1. Class2 | IK08 | [11 empty] | dimmable
TBD | NOBILA/1/AH/60/4/... | image | datasheet | deeplink | TUNGSRAM - Nobila - 7760lm - 62W - 4000K - 70CRI - TBD[SKU] - Post-top 45-76mm | 6.5 | Post-top 45-76mm | LED | 1 | 62 | Yes |  |  |  |  | -40°C to +50°C | CE |  | CE | [6 empty] | 66 | 4000 | 360x354x571 |  | 220-240V | -40°C to +50°C | 5 years |  |  |  | >70 |  | 4000 | 7760 |  |  |  | L80B50 > 100.000 hours |  | 125 |  |  | 9 | AH | 25 °C | 10% at 100.000 hours | No Built-in accessory | Available | 740/559 | CIE(x= 0.38. y= 0.38) | Class1. Class2 | IK08 | [11 empty] | dimmable
TBD | NOBILA/1/AH/50/4/... | image | datasheet | deeplink | TUNGSRAM - Nobila - 6590lm - 51W - 4000K - 70CRI - TBD[SKU] - Post-top 45-76mm | 6.5 | Post-top 45-76mm | LED | 1 | 51 | Yes |  |  |  |  | -40°C to +50°C | CE |  | CE | [6 empty] | 66 | 4000 | 360x354x571 |  | 220-240V | -40°C to +50°C | 5 years |  |  |  | >70 |  | 4000 | 6590 |  |  |  | L80B50 > 100.000 hours |  | 129 |  |  | 9 | AH | 25 °C | 10% at 100.000 hours | No Built-in accessory | Available | 740/559 | CIE(x= 0.38. y= 0.38) | Class1. Class2 | IK08 | [11 empty] | dimmable
TBD | NOBILA/1/AH/40/4/... | image | datasheet | deeplink | TUNGSRAM - Nobila - 5410lm - 41W - 4000K - 70CRI - TBD[SKU] - Post-top 45-76mm | 6.5 | Post-top 45-76mm | LED | 1 | 41 | Yes |  |  |  |  | -40°C to +50°C | CE |  | CE | [6 empty] | 66 | 4000 | 360x354x571 |  | 220-240V | -40°C to +50°C | 5 years |  |  |  | >70 |  | 4000 | 5410 |  |  |  | L80B50 > 100.000 hours |  | 131 |  |  | 9 | AH | 25 °C | 10% at 100.000 hours | No Built-in accessory | Available | 740/559 | CIE(x= 0.38. y= 0.38) | Class1. Class2 | IK08 | [11 empty] | dimmable
TBD | NOBILA/1/AH/30/4/... | image | datasheet | deeplink | TUNGSRAM - Nobila - 4110lm - 32W - 4000K - 70CRI - TBD[SKU] - Post-top 45-76mm | 6.5 | Post-top 45-76mm | LED | 1 | 32 | Yes |  |  |  |  | -40°C to +50°C | CE |  | CE | [6 empty] | 66 | 4000 | 360x354x571 |  | 220-240V | -40°C to +50°C | 5 years |  |  |  | >70 |  | 4000 | 4110 |  |  |  | L80B50 > 100.000 hours |  | 128 |  |  | 9 | AH | 25 °C | 10% at 100.000 hours | No Built-in accessory | Available | 740/559 | CIE(x= 0.38. y= 0.38) | Class1. Class2 | IK08 | [11 empty] | dimmable
TBD | NOBILA/1/AH/20/4/... | image | datasheet | deeplink | TUNGSRAM - Nobila - 2730lm - 22W - 4000K - 70CRI - TBD[SKU] - Post-top 45-76mm | 6.5 | Post-top 45-76mm | LED | 1 | 22 | Yes |  |  |  |  | -40°C to +50°C | CE |  | CE | [6 empty] | 66 | 4000 | 360x354x571 |  | 220-240V | -40°C to +50°C | 5 years |  |  |  | >70 |  | 4000 | 2730 |  |  |  | L80B50 > 100.000 hours |  | 124 |  |  | 9 | AH | 25 °C | 10% at 100.000 hours | No Built-in accessory | Available | 740/559 | CIE(x= 0.38. y= 0.38) | Class1. Class2 | IK08 | [11 empty] | dimmable
TBD | INS1-16000GGG740-... | image | datasheet | deeplink | TUNGSRAM - Inlumino S - 15300lm - 119W - 4000K - 70CRI - TBD[SKU] - Universal coupler 30-60mm | 7.5 kg | Universal coupler 30-60mm | LED | 1 | 119 | Yes |  |  | IK09 |  | -40°C to +50°C | ENEC. CE |  | CE. ENEC | [6 empty] | 66 | 4000 | 509x397x118 mm |  | 220-240V | -40°C to +50°C | 5 years | A++ |  |  | >70 |  | 4000 | 15300 |  |  |  | L80B50 > 305.000 hours. L90B50 > 130.000 hours |  | 128 |  |  | 9 | GGG | 25 °C |  |  | Available | 740/559 | CIE(x=0.38. y=0.38) 5SDCM | Class1 | IK09 | [11 empty] | dimmable |  | Inlumino S
TBD | INS1-16000FFF740-... | image | datasheet | deeplink | TUNGSRAM - Inlumino S - 15400lm - 119W - 4000K - 70CRI - TBD[SKU] - Universal coupler 30-60mm | 7.5 kg | Universal coupler 30-60mm | LED | 1 | 119 | Yes |  |  | IK09 |  | -40°C to +50°C | ENEC. CE |  | CE. ENEC | [6 empty] | 66 | 4000 | 509x397x118 mm |  | 220-240V | -40°C to +50°C | 5 years | A++ |  |  | >70 |  | 4000 | 15400 |  |  |  | L80B50 > 305.000 hours. L90B50 > 130.000 hours |  | 129 |  |  | 9 | FFF | 25 °C |  |  | Available | 740/559 | CIE(x=0.38. y=0.38) 5SDCM | Class1 | IK09 | [11 empty] | dimmable |  | Inlumino S
TBD | INS1-16000EEE740-... | image | datasheet | deeplink | TUNGSRAM - Inlumino S - 15800lm - 119W - 4000K - 70CRI - TBD[SKU] - Universal coupler 30-60mm | 7.5 kg | Universal coupler 30-60mm | LED | 1 | 119 | Yes |  |  | IK09 |  | -40°C to +50°C | ENEC. CE |  | CE. ENEC | [6 empty] | 66 | 4000 | 509x397x118 mm |  | 220-240V | -40°C to +50°C | 5 years | A++ |  |  | >70 |  | 4000 | 15800 |  |  |  | L80B50 > 305.000 hours. L90B50 > 130.000 hours |  | 132 |  |  | 9 | EEE | 25 °C |  |  | Available | 740/559 | CIE(x=0.38. y=0.38) 5SDCM | Class1 | IK09 | [11 empty] | dimmable |  | Inlumino S
TBD | INS1-16000DDD740-... | image | datasheet | deeplink | TUNGSRAM - Inlumino S - 15500lm - 119W - 4000K - 70CRI - TBD[SKU] - Universal coupler 30-60mm | 7.5 kg | Universal coupler 30-60mm | LED | 1 | 119 | Yes |  |  | IK09 |  | -40°C to +50°C | ENEC. CE |  | CE. ENEC | [6 empty] | 66 | 4000 | 509x397x118 mm |  | 220-240V | -40°C to +50°C | 5 years | A++ |  |  | >70 |  | 4000 | 15500 |  |  |  | L80B50 > 305.000 hours. L90B50 > 130.000 hours |  | 130 |  |  | 9 | DDD | 25 °C |  |  | Available | 740/559 | CIE(x=0.38. y=0.38) 5SDCM | Class1 | IK09 | [11 empty] | dimmable |  | Inlumino S
TBD | INS1-16000CCC740-... | image | datasheet | deeplink | TUNGSRAM - Inlumino S - 15400lm - 119W - 4000K - 70CRI - TBD[SKU] - Universal coupler 30-60mm | 7.5 kg | Universal coupler 30-60mm | LED | 1 | 119 | Yes |  |  | IK09 |  | -40°C to +50°C | ENEC. CE |  | CE. ENEC | [6 empty] | 66 | 4000 | 509x397x118 mm |  | 220-240V | -40°C to +50°C | 5 years | A++ |  |  | >70 |  | 4000 | 15400 |  |  |  | L80B50 > 305.000 hours. L90B50 > 130.000 hours |  | 129 |  |  | 9 | CCC | 25 °C |  |  | Available | 740/559 | CIE(x=0.38. y=0.38) 5SDCM | Class1 | IK09 | [11 empty] | dimmable |  | Inlumino S
TBD | INS1-16000BBB740-... | image | datasheet | deeplink | TUNGSRAM - Inlumino S - 15400lm - 119W - 4000K - 70CRI - TBD[SKU] - Universal coupler 30-60mm | 7.5 kg | Universal coupler 30-60mm | LED | 1 | 119 | Yes |  |  | IK09 |  | -40°C to +50°C | ENEC. CE |  | CE. ENEC | [6 empty] | 66 | 4000 | 509x397x118 mm |  | 220-240V | -40°C to +50°C | 5 years | A++ |  |  | >70 |  | 4000 | 15400 |  |  |  | L80B50 > 305.000 hours. L90B50 > 130.000 hours |  | 129 |  |  | 9 | BBB | 25 °C |  |  | Available | 740/559 | CIE(x=0.38. y=0.38) 5SDCM | Class1 | IK09 | [11 empty] | dimmable |  | Inlumino S
TBD | INS1-16000AAA740-... | image | datasheet | deeplink | TUNGSRAM - Inlumino S - 15500lm - 119W - 4000K - 70CRI - TBD[SKU] - Universal coupler 30-60mm | 7.5 kg | Universal coupler 30-60mm | LED | 1 | 119 | Yes |  |  | IK09 |  | -40°C to +50°C | ENEC. CE |  | CE. ENEC | [6 empty] | 66 | 4000 | 509x397x118 mm |  | 220-240V | -40°C to +50°C | 5 years | A++ |  |  | >70 |  | 4000 | 15500 |  |  |  | L80B50 > 305.000 hours. L90B50 > 130.000 hours |  | 130 |  |  | 9 | AAA | 25 °C |  |  | Available | 740/559 | CIE(x=0.38. y=0.38) 5SDCM | Class1 | IK09 | [11 empty] | dimmable |  | Inlumino S
TBD | INS1-14000GGG740-... | image | datasheet | deeplink | TUNGSRAM - Inlumino S - 13900lm - 107W - 4000K - 70CRI - TBD[SKU] - Universal coupler 30-60mm | 7.5 kg | Universal coupler 30-60mm | LED | 1 | 107 | Yes |  |  | IK09 |  | -40°C to +50°C | ENEC. CE |  | CE. ENEC | [6 empty] | 66 | 4000 | 509x397x118 mm |  | 220-240V | -40°C to +50°C | 5 years | A++ |  |  | >70 |  | 4000 | 13900 |  |  |  | L80B50 > 305.000 hours. L90B50 > 130.000 hours |  | 129 |  |  | 9 | GGG | 25 °C |  |  | Available | 740/559 | CIE(x=0.38. y=0.38) 5SDCM | Class1 | IK09 | [11 empty] | dimmable |  | Inlumino S
TBD | INS1-14000FFF740-... | image | datasheet | deeplink | TUNGSRAM - Inlumino S - 14100lm - 107W - 4000K - 70CRI - TBD[SKU] - Universal coupler 30-60mm | 7.5 kg | Universal coupler 30-60mm | LED | 1 | 107 | Yes |  |  | IK09 |  | -40°C to +50°C | ENEC. CE |  | CE. ENEC | [6 empty] | 66 | 4000 | 509x397x118 mm |  | 220-240V | -40°C to +50°C | 5 years | A++ |  |  | >70 |  | 4000 | 14100 |  |  |  | L80B50 > 305.000 hours. L90B50 > 130.000 hours |  | 131 |  |  | 9 | FFF | 25 °C |  |  | Available | 740/559 | CIE(x=0.38. y=0.38) 5SDCM | Class1 | IK09 | [11 empty] | dimmable |  | Inlumino S
TBD | INS1-14000EEE740-... | image | datasheet | deeplink | TUNGSRAM - Inlumino S - 14400lm - 107W - 4000K - 70CRI - TBD[SKU] - Universal coupler 30-60mm | 7.5 kg | Universal coupler 30-60mm | LED | 1 | 107 | Yes |  |  | IK09 |  | -40°C to +50°C | ENEC. CE |  | CE. ENEC | [6 empty] | 66 | 4000 | 509x397x118 mm |  | 220-240V | -40°C to +50°C | 5 years | A++ |  |  | >70 |  | 4000 | 14400 |  |  |  | L80B50 > 305.000 hours. L90B50 > 130.000 hours |  | 134 |  |  | 9 | EEE | 25 °C |  |  | Available | 740/559 | CIE(x=0.38. y=0.38) 5SDCM | Class1 | IK09 | [11 empty] | dimmable |  | Inlumino S
TBD | INS1-14000DDD740-... | image | datasheet | deeplink | TUNGSRAM - Inlumino S - 14100lm - 107W - 4000K - 70CRI - TBD[SKU] - Universal coupler 30-60mm | 7.5 kg | Universal coupler 30-60mm | LED | 1 | 107 | Yes |  |  | IK09 |  | -40°C to +50°C | ENEC. CE |  | CE. ENEC | [6 empty] | 66 | 4000 | 509x397x118 mm |  | 220-240V | -40°C to +50°C | 5 years | A++ |  |  | >70 |  | 4000 | 14100 |  |  |  | L80B50 > 305.000 hours. L90B50 > 130.000 hours |  | 131 |  |  | 9 | DDD | 25 °C |  |  | Available | 740/559 | CIE(x=0.38. y=0.38) 5SDCM | Class1 | IK09 | [11 empty] | dimmable |  | Inlumino S
TBD | INS1-14000CCC740-... | image | datasheet | deeplink | TUNGSRAM - Inlumino S - 14000lm - 107W - 4000K - 70CRI - TBD[SKU] - Universal coupler 30-60mm | 7.5 kg | Universal coupler 30-60mm | LED | 1 | 107 | Yes |  |  | IK09 |  | -40°C to +50°C | ENEC. CE |  | CE. ENEC | [6 empty] | 66 | 4000 | 509x397x118 mm |  | 220-240V | -40°C to +50°C | 5 years | A++ |  |  | >70 |  | 4000 | 14000 |  |  |  | L80B50 > 305.000 hours. L90B50 > 130.000 hours |  | 130 |  |  | 9 | CCC | 25 °C |  |  | Available | 740/559 | CIE(x=0.38. y=0.38) 5SDCM | Class1 | IK09 | [11 empty] | dimmable |  | Inlumino S
TBD | INS1-14000BBB740-... | image | datasheet | deeplink | TUNGSRAM - Inlumino S - 14000lm - 107W - 4000K - 70CRI - TBD[SKU] - Universal coupler 30-60mm | 7.5 kg | Universal coupler 30-60mm | LED | 1 | 107 | Yes |  |  | IK09 |  | -40°C to +50°C | ENEC. CE |  | CE. ENEC | [6 empty] | 66 | 4000 | 509x397x118 mm |  | 220-240V | -40°C to +50°C | 5 years | A++ |  |  | >70 |  | 4000 | 14000 |  |  |  | L80B50 > 305.000 hours. L90B50 > 130.000 hours |  | 130 |  |  | 9 | BBB | 25 °C |  |  | Available | 740/559 | CIE(x=0.38. y=0.38) 5SDCM | Class1 | IK09 | [11 empty] | dimmable |  | Inlumino S
TBD | INS1-14000AAA740-... | image | datasheet | deeplink | TUNGSRAM - Inlumino S - 14100lm - 107W - 4000K - 70CRI - TBD[SKU] - Universal coupler 30-60mm | 7.5 kg | Universal coupler 30-60mm | LED | 1 | 107 | Yes |  |  | IK09 |  | -40°C to +50°C | ENEC. CE |  | CE. ENEC | [6 empty] | 66 | 4000 | 509x397x118 mm |  | 220-240V | -40°C to +50°C | 5 years | A++ |  |  | >70 |  | 4000 | 14100 |  |  |  | L80B50 > 305.000 hours. L90B50 > 130.000 hours |  | 131 |  |  | 9 | AAA | 25 °C |  |  | Available | 740/559 | CIE(x=0.38. y=0.38) 5SDCM | Class1 | IK09 | [11 empty] | dimmable |  | Inlumino S
TBD | INS1-12000GGG740-... | image | datasheet | deeplink | TUNGSRAM - Inlumino S - 11900lm - 90W - 4000K - 70CRI - TBD[SKU] - Universal coupler 30-60mm | 7.5 kg | Universal coupler 30-60mm | LED | 1 | 90 | Yes |  |  | IK09 |  | -40°C to +50°C | ENEC. CE |  | CE. ENEC | [6 empty] | 66 | 4000 | 509x397x118 mm |  | 220-240V | -40°C to +50°C | 5 years | A++ |  |  | >70 |  | 4000 | 11900 |  |  |  | L80B50 > 305.000 hours. L90B50 > 130.000 hours |  | 132 |  |  | 9 | GGG | 25 °C |  |  | Available | 740/559 | CIE(x=0.38. y=0.38) 5SDCM | Class1 | IK09 | [11 empty] | dimmable |  | Inlumino S
TBD | INS1-12000FFF740-... | image | datasheet | deeplink | TUNGSRAM - Inlumino S - 12100lm - 90W - 4000K - 70CRI - TBD[SKU] - Universal coupler 30-60mm | 7.5 kg | Universal coupler 30-60mm | LED | 1 | 90 | Yes |  |  | IK09 |  | -40°C to +50°C | ENEC. CE |  | CE. ENEC | [6 empty] | 66 | 4000 | 509x397x118 mm |  | 220-240V | -40°C to +50°C | 5 years | A++ |  |  | >70 |  | 4000 | 12100 |  |  |  | L80B50 > 305.000 hours. L90B50 > 130.000 hours |  | 134 |  |  | 9 | FFF | 25 °C |  |  | Available | 740/559 | CIE(x=0.38. y=0.38) 5SDCM | Class1 | IK09 | [11 empty] | dimmable |  | Inlumino S
TBD | INS1-12000EEE740-... | image | datasheet | deeplink | TUNGSRAM - Inlumino S - 12300lm - 90W - 4000K - 70CRI - TBD[SKU] - Universal coupler 30-60mm | 7.5 kg | Universal coupler 30-60mm | LED | 1 | 90 | Yes |  |  | IK09 |  | -40°C to +50°C | ENEC. CE |  | CE. ENEC | [6 empty] | 66 | 4000 | 509x397x118 mm |  | 220-240V | -40°C to +50°C | 5 years | A++ |  |  | >70 |  | 4000 | 12300 |  |  |  | L80B50 > 305.000 hours. L90B50 > 130.000 hours |  | 136 |  |  | 9 | EEE | 25 °C |  |  | Available | 740/559 | CIE(x=0.38. y=0.38) 5SDCM | Class1 | IK09 | [11 empty] | dimmable |  | Inlumino S
TBD | INS1-12000DDD740-... | image | datasheet | deeplink | TUNGSRAM - Inlumino S - 12100lm - 90W - 4000K - 70CRI - TBD[SKU] - Universal coupler 30-60mm | 7.5 kg | Universal coupler 30-60mm | LED | 1 | 90 | Yes |  |  | IK09 |  | -40°C to +50°C | ENEC. CE |  | CE. ENEC | [6 empty] | 66 | 4000 | 509x397x118 mm |  | 220-240V | -40°C to +50°C | 5 years | A++ |  |  | >70 |  | 4000 | 12100 |  |  |  | L80B50 > 305.000 hours. L90B50 > 130.000 hours |  | 134 |  |  | 9 | DDD | 25 °C |  |  | Available | 740/559 | CIE(x=0.38. y=0.38) 5SDCM | Class1 | IK09 | [11 empty] | dimmable |  | Inlumino S
TBD | INS1-12000CCC740-... | image | datasheet | deeplink | TUNGSRAM - Inlumino S - 12000lm - 90W - 4000K - 70CRI - TBD[SKU] - Universal coupler 30-60mm | 7.5 kg | Universal coupler 30-60mm | LED | 1 | 90 | Yes |  |  | IK09 |  | -40°C to +50°C | ENEC. CE |  | CE. ENEC | [6 empty] | 66 | 4000 | 509x397x118 mm |  | 220-240V | -40°C to +50°C | 5 years | A++ |  |  | >70 |  | 4000 | 12000 |  |  |  | L80B50 > 305.000 hours. L90B50 > 130.000 hours |  | 133 |  |  | 9 | CCC | 25 °C |  |  | Available | 740/559 | CIE(x=0.38. y=0.38) 5SDCM | Class1 | IK09 | [11 empty] | dimmable |  | Inlumino S
TBD | INS1-12000BBB740-... | image | datasheet | deeplink | TUNGSRAM - Inlumino S - 12000lm - 90W - 4000K - 70CRI - TBD[SKU] - Universal coupler 30-60mm | 7.5 kg | Universal coupler 30-60mm | LED | 1 | 90 | Yes |  |  | IK09 |  | -40°C to +50°C | ENEC. CE |  | CE. ENEC | [6 empty] | 66 | 4000 | 509x397x118 mm |  | 220-240V | -40°C to +50°C | 5 years | A++ |  |  | >70 |  | 4000 | 12000 |  |  |  | L80B50 > 305.000 hours. L90B50 > 130.000 hours |  | 133 |  |  | 9 | BBB | 25 °C |  |  | Available | 740/559 | CIE(x=0.38. y=0.38) 5SDCM | Class1 | IK09 | [11 empty] | dimmable |  | Inlumino S
TBD | INS1-12000AAA740-... | image | datasheet | deeplink | TUNGSRAM - Inlumino S - 12100lm - 90W - 4000K - 70CRI - TBD[SKU] - Universal coupler 30-60mm | 7.5 kg | Universal coupler 30-60mm | LED | 1 | 90 | Yes |  |  | IK09 |  | -40°C to +50°C | ENEC. CE |  | CE. ENEC | [6 empty] | 66 | 4000 | 509x397x118 mm |  | 220-240V | -40°C to +50°C | 5 years | A++ |  |  | >70 |  | 4000 | 12100 |  |  |  | L80B50 > 305.000 hours. L90B50 > 130.000 hours |  | 134 |  |  | 9 | AAA | 25 °C |  |  | Available | 740/559 | CIE(x=0.38. y=0.38) 5SDCM | Class1 | IK09 | [11 empty] | dimmable |  | Inlumino S
TBD | INS1-10000GGG740-... | image | datasheet | deeplink | TUNGSRAM - Inlumino S - 10000lm - 73W - 4000K - 70CRI - TBD[SKU] - Universal coupler 30-60mm | 7.5 kg | Universal coupler 30-60mm | LED | 1 | 73 | Yes |  |  | IK09 |  | -40°C to +50°C | ENEC. CE |  | CE. ENEC | [6 empty] | 66 | 4000 | 509x397x118 mm |  | 220-240V | -40°C to +50°C | 5 years | A++ |  |  | >70 |  | 4000 | 10000 |  |  |  | L80B50 > 305.000 hours. L90B50 > 130.000 hours |  | 136 |  |  | 9 | GGG | 25 °C |  |  | Available | 740/559 | CIE(x=0.38. y=0.38) 5SDCM | Class1 | IK09 | [11 empty] | dimmable |  | Inlumino S
TBD | INS1-10000FFF740-... | image | datasheet | deeplink | TUNGSRAM - Inlumino S - 10100lm - 73W - 4000K - 70CRI - TBD[SKU] - Universal coupler 30-60mm | 7.5 kg | Universal coupler 30-60mm | LED | 1 | 73 | Yes |  |  | IK09 |  | -40°C to +50°C | ENEC. CE |  | CE. ENEC | [6 empty] | 66 | 4000 | 509x397x118 mm |  | 220-240V | -40°C to +50°C | 5 years | A++ |  |  | >70 |  | 4000 | 10100 |  |  |  | L80B50 > 305.000 hours. L90B50 > 130.000 hours |  | 138 |  |  | 9 | FFF | 25 °C |  |  | Available | 740/559 | CIE(x=0.38. y=0.38) 5SDCM | Class1 | IK09 | [11 empty] | dimmable |  | Inlumino S
TBD | INS1-10000EEE740-... | image | datasheet | deeplink | TUNGSRAM - Inlumino S - 10300lm - 73W - 4000K - 70CRI - TBD[SKU] - Universal coupler 30-60mm | 7.5 kg | Universal coupler 30-60mm | LED | 1 | 73 | Yes |  |  | IK09 |  | -40°C to +50°C | ENEC. CE |  | CE. ENEC | [6 empty] | 66 | 4000 | 509x397x118 mm |  | 220-240V | -40°C to +50°C | 5 years | A++ |  |  | >70 |  | 4000 | 10300 |  |  |  | L80B50 > 305.000 hours. L90B50 > 130.000 hours |  | 141 |  |  | 9 | EEE | 25 °C |  |  | Available | 740/559 | CIE(x=0.38. y=0.38) 5SDCM | Class1 | IK09 | [11 empty] | dimmable |  | Inlumino S
TBD | INS1-10000DDD740-... | image | datasheet | deeplink | TUNGSRAM - Inlumino S - 10100lm - 73W - 4000K - 70CRI - TBD[SKU] - Universal coupler 30-60mm | 7.5 kg | Universal coupler 30-60mm | LED | 1 | 73 | Yes |  |  | IK09 |  | -40°C to +50°C | ENEC. CE |  | CE. ENEC | [6 empty] | 66 | 4000 | 509x397x118 mm |  | 220-240V | -40°C to +50°C | 5 years | A++ |  |  | >70 |  | 4000 | 10100 |  |  |  | L80B50 > 305.000 hours. L90B50 > 130.000 hours |  | 138 |  |  | 9 | DDD | 25 °C |  |  | Available | 740/559 | CIE(x=0.38. y=0.38) 5SDCM | Class1 | IK09 | [11 empty] | dimmable |  | Inlumino S
TBD | INS1-10000CCC740-... | image | datasheet | deeplink | TUNGSRAM - Inlumino S - 10000lm - 73W - 4000K - 70CRI - TBD[SKU] - Universal coupler 30-60mm | 7.5 kg | Universal coupler 30-60mm | LED | 1 | 73 | Yes |  |  | IK09 |  | -40°C to +50°C | ENEC. CE |  | CE. ENEC | [6 empty] | 66 | 4000 | 509x397x118 mm |  | 220-240V | -40°C to +50°C | 5 years | A++ |  |  | >70 |  | 4000 | 10000 |  |  |  | L80B50 > 305.000 hours. L90B50 > 130.000 hours |  | 136 |  |  | 9 | CCC | 25 °C |  |  | Available | 740/559 | CIE(x=0.38. y=0.38) 5SDCM | Class1 | IK09 | [11 empty] | dimmable |  | Inlumino S
TBD | INS1-10000BBB740-... | image | datasheet | deeplink | TUNGSRAM - Inlumino S - 10000lm - 73W - 4000K - 70CRI - TBD[SKU] - Universal coupler 30-60mm | 7.5 kg | Universal coupler 30-60mm | LED | 1 | 73 | Yes |  |  | IK09 |  | -40°C to +50°C | ENEC. CE |  | CE. ENEC | [6 empty] | 66 | 4000 | 509x397x118 mm |  | 220-240V | -40°C to +50°C | 5 years | A++ |  |  | >70 |  | 4000 | 10000 |  |  |  | L80B50 > 305.000 hours. L90B50 > 130.000 hours |  | 136 |  |  | 9 | BBB | 25 °C |  |  | Available | 740/559 | CIE(x=0.38. y=0.38) 5SDCM | Class1 | IK09 | [11 empty] | dimmable |  | Inlumino S
TBD | INS1-10000AAA740-... | image | datasheet | deeplink | TUNGSRAM - Inlumino S - 10100lm - 73W - 4000K - 70CRI - TBD[SKU] - Universal coupler 30-60mm | 7.5 kg | Universal coupler 30-60mm | LED | 1 | 73 | Yes |  |  | IK09 |  | -40°C to +50°C | ENEC. CE |  | CE. ENEC | [6 empty] | 66 | 4000 | 509x397x118 mm |  | 220-240V | -40°C to +50°C | 5 years | A++ |  |  | >70 |  | 4000 | 10100 |  |  |  | L80B50 > 305.000 hours. L90B50 > 130.000 hours |  | 138 |  |  | 9 | AAA | 25 °C |  |  | Available | 740/559 | CIE(x=0.38. y=0.38) 5SDCM | Class1 | IK09 | [11 empty] | dimmable |  | Inlumino S
TBD | INS1-8000GGG740-... | image | datasheet | deeplink | TUNGSRAM - Inlumino S - 8000lm - 56W - 4000K - 70CRI - TBD[SKU] - Universal coupler 30-60mm | 7.5 kg | Universal coupler 30-60mm | LED | 1 | 56 | Yes |  |  | IK09 |  | -40°C to +50°C | ENEC. CE |  | CE. ENEC | [6 empty] | 66 | 4000 | 509x397x118 mm |  | 220-240V | -40°C to +50°C | 5 years | A++ |  |  | >70 |  | 4000 | 8000 |  |  |  | L80B50 > 305.000 hours. L90B50 > 130.000 hours |  | 142 |  |  | 9 | GGG | 25 °C |  |  | Available | 740/559 | CIE(x=0.38. y=0.38) 5SDCM | Class1 | IK09 | [11 empty] | dimmable |  | Inlumino S
TBD | INS1-8000FFF740-... | image | datasheet | deeplink | TUNGSRAM - Inlumino S - 8100lm - 56W - 4000K - 70CRI - TBD[SKU] - Universal coupler 30-60mm | 7.5 kg | Universal coupler 30-60mm | LED | 1 | 56 | Yes |  |  | IK09 |  | -40°C to +50°C | ENEC. CE |  | CE. ENEC | [6 empty] | 66 | 4000 | 509x397x118 mm |  | 220-240V | -40°C to +50°C | 5 years | A++ |  |  | >70 |  | 4000 | 8100 |  |  |  | L80B50 > 305.000 hours. L90B50 > 130.000 hours |  | 144 |  |  | 9 | FFF | 25 °C |  |  | Available | 740/559 | CIE(x=0.38. y=0.38) 5SDCM | Class1 | IK09 | [11 empty] | dimmable |  | Inlumino S
TBD | INS1-8000EEE740-... | image | datasheet | deeplink | TUNGSRAM - Inlumino S - 8200lm - 56W - 4000K - 70CRI - TBD[SKU] - Universal coupler 30-60mm | 7.5 kg | Universal coupler 30-60mm | LED | 1 | 56 | Yes |  |  | IK09 |  | -40°C to +50°C | ENEC. CE |  | CE. ENEC | [6 empty] | 66 | 4000 | 509x397x118 mm |  | 220-240V | -40°C to +50°C | 5 years | A++ |  |  | >70 |  | 4000 | 8200 |  |  |  | L80B50 > 305.000 hours. L90B50 > 130.000 hours |  | 146 |  |  | 9 | EEE | 25 °C |  |  | Available | 740/559 | CIE(x=0.38. y=0.38) 5SDCM | Class1 | IK09 | [11 empty] | dimmable |  | Inlumino S
TBD | INS1-8000DDD740-... | image | datasheet | deeplink | TUNGSRAM - Inlumino S - 8100lm - 56W - 4000K - 70CRI - TBD[SKU] - Universal coupler 30-60mm | 7.5 kg | Universal coupler 30-60mm | LED | 1 | 56 | Yes |  |  | IK09 |  | -40°C to +50°C | ENEC. CE |  | CE. ENEC | [6 empty] | 66 | 4000 | 509x397x118 mm |  | 220-240V | -40°C to +50°C | 5 years | A++ |  |  | >70 |  | 4000 | 8100 |  |  |  | L80B50 > 305.000 hours. L90B50 > 130.000 hours |  | 144 |  |  | 9 | DDD | 25 °C |  |  | Available | 740/559 | CIE(x=0.38. y=0.38) 5SDCM | Class1 | IK09 | [11 empty] | dimmable |  | Inlumino S
TBD | INS1-8000CCC740-... | image | datasheet | deeplink | TUNGSRAM - Inlumino S - 8100lm - 56W - 4000K - 70CRI - TBD[SKU] - Universal coupler 30-60mm | 7.5 kg | Universal coupler 30-60mm | LED | 1 | 56 | Yes |  |  | IK09 |  | -40°C to +50°C | ENEC. CE |  | CE. ENEC | [6 empty] | 66 | 4000 | 509x397x118 mm |  | 220-240V | -40°C to +50°C | 5 years | A++ |  |  | >70 |  | 4000 | 8100 |  |  |  | L80B50 > 305.000 hours. L90B50 > 130.000 hours |  | 144 |  |  | 9 | CCC | 25 °C |  |  | Available | 740/559 | CIE(x=0.38. y=0.38) 5SDCM | Class1 | IK09 | [11 empty] | dimmable |  | Inlumino S
TBD | INS1-8000BBB740-... | image | datasheet | deeplink | TUNGSRAM - Inlumino S - 8000lm - 56W - 4000K - 70CRI - TBD[SKU] - Universal coupler 30-60mm | 7.5 kg | Universal coupler 30-60mm | LED | 1 | 56 | Yes |  |  | IK09 |  | -40°C to +50°C | ENEC. CE |  | CE. ENEC | [6 empty] | 66 | 4000 | 509x397x118 mm |  | 220-240V | -40°C to +50°C | 5 years | A++ |  |  | >70 |  | 4000 | 8000 |  |  |  | L80B50 > 305.000 hours. L90B50 > 130.000 hours |  | 142 |  |  | 9 | BBB | 25 °C |  |  | Available | 740/559 | CIE(x=0.38. y=0.38) 5SDCM | Class1 | IK09 | [11 empty] | dimmable |  | Inlumino S
TBD | INS1-8000AAA740-... | image | datasheet | deeplink | TUNGSRAM - Inlumino S - 8100lm - 56W - 4000K - 70CRI - TBD[SKU] - Universal coupler 30-60mm | 7.5 kg | Universal coupler 30-60mm | LED | 1 | 56 | Yes |  |  | IK09 |  | -40°C to +50°C | ENEC. CE |  | CE. ENEC | [6 empty] | 66 | 4000 | 509x397x118 mm |  | 220-240V | -40°C to +50°C | 5 years | A++ |  |  | >70 |  | 4000 | 8100 |  |  |  | L80B50 > 305.000 hours. L90B50 > 130.000 hours |  | 144 |  |  | 9 | AAA | 25 °C |  |  | Available | 740/559 | CIE(x=0.38. y=0.38) 5SDCM | Class1 | IK09 | [11 empty] | dimmable |  | Inlumino S
TBD | INS1-6000GGG740-... | image | datasheet | deeplink | TUNGSRAM - Inlumino S - 6000lm - 44W - 4000K - 70CRI - TBD[SKU] - Universal coupler 30-60mm | 7.5 kg | Universal coupler 30-60mm | LED | 1 | 44 | Yes |  |  | IK09 |  | -40°C to +50°C | ENEC. CE |  | CE. ENEC | [6 empty] | 66 | 4000 | 509x397x118 mm |  | 220-240V | -40°C to +50°C | 5 years | A++ |  |  | >70 |  | 4000 | 6000 |  |  |  | L80B50 > 305.000 hours. L90B50 > 130.000 hours |  | 136 |  |  | 9 | GGG | 25 °C |  |  | Available | 740/559 | CIE(x=0.38. y=0.38) 5SDCM | Class1 | IK09 | [11 empty] | dimmable |  | Inlumino S
TBD | INS1-6000FFF740-... | image | datasheet | deeplink | TUNGSRAM - Inlumino S - 6000lm - 44W - 4000K - 70CRI - TBD[SKU] - Universal coupler 30-60mm | 7.5 kg | Universal coupler 30-60mm | LED | 1 | 44 | Yes |  |  | IK09 |  | -40°C to +50°C | ENEC. CE |  | CE. ENEC | [6 empty] | 66 | 4000 | 509x397x118 mm |  | 220-240V | -40°C to +50°C | 5 years | A++ |  |  | >70 |  | 4000 | 6000 |  |  |  | L80B50 > 305.000 hours. L90B50 > 130.000 hours |  | 136 |  |  | 9 | FFF | 25 °C |  |  | Available | 740/559 | CIE(x=0.38. y=0.38) 5SDCM | Class1 | IK09 | [11 empty] | dimmable |  | Inlumino S
TBD | INS1-6000EEE740-... | image | datasheet | deeplink | TUNGSRAM - Inlumino S - 6100lm - 44W - 4000K - 70CRI - TBD[SKU] - Universal coupler 30-60mm | 7.5 kg | Universal coupler 30-60mm | LED | 1 | 44 | Yes |  |  | IK09 |  | -40°C to +50°C | ENEC. CE |  | CE. ENEC | [6 empty] | 66 | 4000 | 509x397x118 mm |  | 220-240V | -40°C to +50°C | 5 years | A++ |  |  | >70 |  | 4000 | 6100 |  |  |  | L80B50 > 305.000 hours. L90B50 > 130.000 hours |  | 138 |  |  | 9 | EEE | 25 °C |  |  | Available | 740/559 | CIE(x=0.38. y=0.38) 5SDCM | Class1 | IK09 | [11 empty] | dimmable |  | Inlumino S
TBD | INS1-6000DDD740-... | image | datasheet | deeplink | TUNGSRAM - Inlumino S - 6000lm - 44W - 4000K - 70CRI - TBD[SKU] - Universal coupler 30-60mm | 7.5 kg | Universal coupler 30-60mm | LED | 1 | 44 | Yes |  |  | IK09 |  | -40°C to +50°C | ENEC. CE |  | CE. ENEC | [6 empty] | 66 | 4000 | 509x397x118 mm |  | 220-240V | -40°C to +50°C | 5 years | A++ |  |  | >70 |  | 4000 | 6000 |  |  |  | L80B50 > 305.000 hours. L90B50 > 130.000 hours |  | 136 |  |  | 9 | DDD | 25 °C |  |  | Available | 740/559 | CIE(x=0.38. y=0.38) 5SDCM | Class1 | IK09 | [11 empty] | dimmable |  | Inlumino S
TBD | INS1-6000CCC740-... | image | datasheet | deeplink | TUNGSRAM - Inlumino S - 6000lm - 44W - 4000K - 70CRI - TBD[SKU] - Universal coupler 30-60mm | 7.5 kg | Universal coupler 30-60mm | LED | 1 | 44 | Yes |  |  | IK09 |  | -40°C to +50°C | ENEC. CE |  | CE. ENEC | [6 empty] | 66 | 4000 | 509x397x118 mm |  | 220-240V | -40°C to +50°C | 5 years | A++ |  |  | >70 |  | 4000 | 6000 |  |  |  | L80B50 > 305.000 hours. L90B50 > 130.000 hours |  | 136 |  |  | 9 | CCC | 25 °C |  |  | Available | 740/559 | CIE(x=0.38. y=0.38) 5SDCM | Class1 | IK09 | [11 empty] | dimmable |  | Inlumino S
TBD | INS1-6000BBB740-... | image | datasheet | deeplink | TUNGSRAM - Inlumino S - 6000lm - 44W - 4000K - 70CRI - TBD[SKU] - Universal coupler 30-60mm | 7.5 kg | Universal coupler 30-60mm | LED | 1 | 44 | Yes |  |  | IK09 |  | -40°C to +50°C | ENEC. CE |  | CE. ENEC | [6 empty] | 66 | 4000 | 509x397x118 mm |  | 220-240V | -40°C to +50°C | 5 years | A++ |  |  | >70 |  | 4000 | 6000 |  |  |  | L80B50 > 305.000 hours. L90B50 > 130.000 hours |  | 136 |  |  | 9 | BBB | 25 °C |  |  | Available | 740/559 | CIE(x=0.38. y=0.38) 5SDCM | Class1 | IK09 | [11 empty] | dimmable |  | Inlumino S
TBD | INS1-6000AAA740-... | image | datasheet | deeplink | TUNGSRAM - Inlumino S - 6000lm - 44W - 4000K - 70CRI - TBD[SKU] - Universal coupler 30-60mm | 7.5 kg | Universal coupler 30-60mm | LED | 1 | 44 | Yes |  |  | IK09 |  | -40°C to +50°C | ENEC. CE |  | CE. ENEC | [6 empty] | 66 | 4000 | 509x397x118 mm |  | 220-240V | -40°C to +50°C | 5 years | A++ |  |  | >70 |  | 4000 | 6000 |  |  |  | L80B50 > 305.000 hours. L90B50 > 130.000 hours |  | 136 |  |  | 9 | AAA | 25 °C |  |  | Available | 740/559 | CIE(x=0.38. y=0.38) 5SDCM | Class1 | IK09 | [11 empty] | dimmable |  | Inlumino S
TBD | INS1-4000GGG740-... | image | datasheet | deeplink | TUNGSRAM - Inlumino S - 4000lm - 28W - 4000K - 70CRI - TBD[SKU] - Universal coupler 30-60mm | 7.5 kg | Universal coupler 30-60mm | LED | 1 | 28 | Yes |  |  | IK09 |  | -40°C to +50°C | ENEC. CE |  | CE. ENEC | [6 empty] | 66 | 4000 | 509x397x118 mm |  | 220-240V | -40°C to +50°C | 5 years | A++ |  |  | >70 |  | 4000 | 4000 |  |  |  | L80B50 > 305.000 hours. L90B50 > 130.000 hours |  | 142 |  |  | 9 | GGG | 25 °C |  |  | Available | 740/559 | CIE(x=0.38. y=0.38) 5SDCM | Class1 | IK09 | [11 empty] | dimmable |  | Inlumino S
TBD | INS1-4000FFF740-... | image | datasheet | deeplink | TUNGSRAM - Inlumino S - 4100lm - 28W - 4000K - 70CRI - TBD[SKU] - Universal coupler 30-60mm | 7.5 kg | Universal coupler 30-60mm | LED | 1 | 28 | Yes |  |  | IK09 |  | -40°C to +50°C | ENEC. CE |  | CE. ENEC | [6 empty] | 66 | 4000 | 509x397x118 mm |  | 220-240V | -40°C to +50°C | 5 years | A++ |  |  | >70 |  | 4000 | 4100 |  |  |  | L80B50 > 305.000 hours. L90B50 > 130.000 hours |  | 146 |  |  | 9 | FFF | 25 °C |  |  | Available | 740/559 | CIE(x=0.38. y=0.38) 5SDCM | Class1 | IK09 | [11 empty] | dimmable |  | Inlumino S
TBD | INS1-4000EEE740-... | image | datasheet | deeplink | TUNGSRAM - Inlumino S - 4200lm - 28W - 4000K - 70CRI - TBD[SKU] - Universal coupler 30-60mm | 7.5 kg | Universal coupler 30-60mm | LED | 1 | 28 | Yes |  |  | IK09 |  | -40°C to +50°C | ENEC. CE |  | CE. ENEC | [6 empty] | 66 | 4000 | 509x397x118 mm |  | 220-240V | -40°C to +50°C | 5 years | A++ |  |  | >70 |  | 4000 | 4200 |  |  |  | L80B50 > 305.000 hours. L90B50 > 130.000 hours |  | 150 |  |  | 9 | EEE | 25 °C |  |  | Available | 740/559 | CIE(x=0.38. y=0.38) 5SDCM | Class1 | IK09 | [11 empty] | dimmable |  | Inlumino S
TBD | INS1-4000DDD740-... | image | datasheet | deeplink | TUNGSRAM - Inlumino S - 4100lm - 28W - 4000K - 70CRI - TBD[SKU] - Universal coupler 30-60mm | 7.5 kg | Universal coupler 30-60mm | LED | 1 | 28 | Yes |  |  | IK09 |  | -40°C to +50°C | ENEC. CE |  | CE. ENEC | [6 empty] | 66 | 4000 | 509x397x118 mm |  | 220-240V | -40°C to +50°C | 5 years | A++ |  |  | >70 |  | 4000 | 4100 |  |  |  | L80B50 > 305.000 hours. L90B50 > 130.000 hours |  | 146 |  |  | 9 | DDD | 25 °C |  |  | Available | 740/559 | CIE(x=0.38. y=0.38) 5SDCM | Class1 | IK09 | [11 empty] | dimmable |  | Inlumino S
TBD | INS1-4000CCC740-... | image | datasheet | deeplink | TUNGSRAM - Inlumino S - 4100lm - 28W - 4000K - 70CRI - TBD[SKU] - Universal coupler 30-60mm | 7.5 kg | Universal coupler 30-60mm | LED | 1 | 28 | Yes |  |  | IK09 |  | -40°C to +50°C | ENEC. CE |  | CE. ENEC | [6 empty] | 66 | 4000 | 509x397x118 mm |  | 220-240V | -40°C to +50°C | 5 years | A++ |  |  | >70 |  | 4000 | 4100 |  |  |  | L80B50 > 305.000 hours. L90B50 > 130.000 hours |  | 146 |  |  | 9 | CCC | 25 °C |  |  | Available | 740/559 | CIE(x=0.38. y=0.38) 5SDCM | Class1 | IK09 | [11 empty] | dimmable |  | Inlumino S
TBD | INS1-4000BBB740-... | image | datasheet | deeplink | TUNGSRAM - Inlumino S - 4100lm - 28W - 4000K - 70CRI - TBD[SKU] - Universal coupler 30-60mm | 7.5 kg | Universal coupler 30-60mm | LED | 1 | 28 | Yes |  |  | IK09 |  | -40°C to +50°C | ENEC. CE |  | CE. ENEC | [6 empty] | 66 | 4000 | 509x397x118 mm |  | 220-240V | -40°C to +50°C | 5 years | A++ |  |  | >70 |  | 4000 | 4100 |  |  |  | L80B50 > 305.000 hours. L90B50 > 130.000 hours |  | 146 |  |  | 9 | BBB | 25 °C |  |  | Available | 740/559 | CIE(x=0.38. y=0.38) 5SDCM | Class1 | IK09 | [11 empty] | dimmable |  | Inlumino S
TBD | INS1-4000AAA740-... | image | datasheet | deeplink | TUNGSRAM - Inlumino S - 4100lm - 28W - 4000K - 70CRI - TBD[SKU] - Universal coupler 30-60mm | 7.5 kg | Universal coupler 30-60mm | LED | 1 | 28 | Yes |  |  | IK09 |  | -40°C to +50°C | ENEC. CE |  | CE. ENEC | [6 empty] | 66 | 4000 | 509x397x118 mm |  | 220-240V | -40°C to +50°C | 5 years | A++ |  |  | >70 |  | 4000 | 4100 |  |  |  | L80B50 > 305.000 hours. L90B50 > 130.000 hours |  | 146 |  |  | 9 | AAA | 25 °C |  |  | Available | 740/559 | CIE(x=0.38. y=0.38) 5SDCM | Class1 | IK09 | [11 empty] | dimmable |  | Inlumino S
93096977 | LED MARINER ST G1 TU 5' 56W 865 S TRDS | image | datasheet | deeplink | TUNGSRAM - Mariner Start - 5600lm - 56W - 6500K - 80CRI - 93096977[SKU] - Surface mount | 2 | Surface mount |  | 1 | 56 |  | IP65 | integrated | IK08 |  | -20°C to +40°C | CE |  | CE |  |  |  |  | 5600 |  | 65 | 6500 | 92x1500x60mm |  | 220-240V | -20°C to +40°C |  |  | 120° |  | 80 |  | 6500 | 5600 |  | 0.9 |  | 30000 |  | 100 | 56 | [6 empty] | Available |  |  | Class I | IK08 | [5 empty] | 1 |  | Grey |  |  |  | none
93096976 | LED MARINER ST G1 TU 5' 56W 840 S TRDS | image | datasheet | deeplink | TUNGSRAM - Mariner Start - 5600lm - 56W - 4000K - 80CRI - 93096976[SKU] - Surface mount | 2 | Surface mount |  | 1 | 56 |  | IP65 | integrated | IK08 |  | -20°C to +40°C | CE |  | CE |  |  |  |  | 5600 |  | 65 | 4000 | 92x1500x60mm |  | 220-240V | -20°C to +40°C |  |  | 120° |  | 80 |  | 4000 | 5600 |  | 0.9 |  | 30000 |  | 100 | 56 | [6 empty] | Available |  |  | Class I | IK08 | [5 empty] | 1 |  | Grey |  |  |  | none
93096975 | LED MARINER ST G1 TU 4' 48W 865 S TRDS | image | datasheet | deeplink | TUNGSRAM - Mariner Start - 4800lm - 48W - 6500K - 80CRI - 93096975[SKU] - Surface mount | 1.7 | Surface mount |  | 1 | 48 |  | IP65 | integrated | IK08 |  | -20°C to +40°C | CE |  | CE |  |  |  |  | 4800 |  | 65 | 6500 | 92x1200x60mm |  | 220-240V | -20°C to +40°C |  |  | 120° |  | 80 |  | 6500 | 4800 |  | 0.9 |  | 30000 |  | 100 | 48 | [6 empty] | Available |  |  | Class I | IK08 | [5 empty] | 1 |  | Grey |  |  |  | none
93096974 | LED MARINER ST G1 TU 4' 48W 840 S TRDS | image | datasheet | deeplink | TUNGSRAM - Mariner Start - 4800lm - 48W - 4000K - 80CRI - 93096974[SKU] - Surface mount | 1.7 | Surface mount |  | 1 | 48 |  | IP65 | integrated | IK08 |  | -20°C to +40°C | CE |  | CE |  |  |  |  | 4800 |  | 65 | 4000 | 92x1200x60mm |  | 220-240V | -20°C to +40°C |  |  | 120° |  | 80 |  | 4000 | 4800 |  | 0.9 |  | 30000 |  | 100 | 48 | [6 empty] | Available |  |  | Class I | IK08 | [5 empty] | 1 |  | Grey |  |  |  | none
93096972 | LED MARINER ST G1 TU 5' 56W 865 S DS | image | datasheet | deeplink | TUNGSRAM - Mariner Start - 5600lm - 56W - 6500K - 80CRI - 93096972[SKU] - Surface mount | 2 | Surface mount |  | 1 | 56 |  | IP65 | integrated | IK08 |  | -20°C to +40°C | CE |  | CE |  |  |  |  | 5600 |  | 65 | 6500 | 92x1500x60mm |  | 220-240V | -20°C to +40°C |  |  | 120° |  | 80 |  | 6500 | 5600 |  | 0.9 |  | 30000 |  | 100 | 56 | [6 empty] | Available |  |  | Class I | IK08 | [5 empty] | 1 |  | Grey |  |  |  | none
93096969 | LED MARINER ST G1 TU 5' 56W 840 S DS | image | datasheet | deeplink | TUNGSRAM - Mariner Start - 5600lm - 56W - 4000K - 80CRI - 93096969[SKU] - Surface mount | 2 | Surface mount |  | 1 | 56 |  | IP65 | integrated | IK08 |  | -20°C to +40°C | CE |  | CE |  |  |  |  | 5600 |  | 65 | 4000 | 92x1500x60mm |  | 220-240V | -20°C to +40°C |  |  | 120° |  | 80 |  | 4000 | 5600 |  | 0.9 |  | 30000 |  | 100 | 56 | [6 empty] | Available |  |  | Class I | IK08 | [5 empty] | 1 |  | Grey |  |  |  | none
93096966 | LED MARINER ST G1 TU 4' 48W 865 S DS | image | datasheet | deeplink | TUNGSRAM - Mariner Start - 4800lm - 48W - 6500K - 80CRI - 93096966[SKU] - Surface mount | 1.7 | Surface mount |  | 1 | 48 |  | IP65 | integrated | IK08 |  | -20°C to +40°C | CE |  | CE |  |  |  |  | 4800 |  | 65 | 6500 | 92x1200x60mm |  | 220-240V | -20°C to +40°C |  |  | 120° |  | 80 |  | 6500 | 4800 |  | 0.9 |  | 30000 |  | 100 | 48 | [6 empty] | Available |  |  | Class I | IK08 | [5 empty] | 1 |  | Grey |  |  |  | none
93096963 | LED MARINER ST G1 TU 4' 48W 840 S DS | image | datasheet | deeplink | TUNGSRAM - Mariner Start - 4800lm - 48W - 4000K - 80CRI - 93096963[SKU] - Surface mount | 1.7 | Surface mount |  | 1 | 48 |  | IP65 | integrated | IK08 |  | -20°C to +40°C | CE |  | CE |  |  |  |  | 4800 |  | 65 | 4000 | 92x1200x60mm |  | 220-240V | -20°C to +40°C |  |  | 120° |  | 80 |  | 4000 | 4800 |  | 0.9 |  | 30000 |  | 100 | 48 | [6 empty] | Available |  |  | Class I | IK08 | [5 empty] | 1 |  | Grey |  |  |  | none
93096960 | LED MARINER ST G1 TU 5' 28W 865 S DS | image | datasheet | deeplink | TUNGSRAM - Mariner Start - 2800lm - 28W - 6500K - 80CRI - 93096960[SKU] - Surface mount | 1.7 | Surface mount |  | 1 | 28 |  | IP65 | integrated | IK08 |  | -20°C to +40°C | CE |  | CE |  |  |  |  | 2800 |  | 65 | 6500 | 72x1500x58mm |  | 220-240V | -20°C to +40°C |  |  | 120° |  | 80 |  | 6500 | 2800 |  | 0.9 |  | 30000 |  | 100 | 28 | [6 empty] | Available |  |  | Class I | IK08 | [5 empty] | 1 |  | Grey |  |  |  | none
93096958 | LED MARINER ST G1 TU 5' 28W 840 S DS | image | datasheet | deeplink | TUNGSRAM - Mariner Start - 2800lm - 28W - 4000K - 80CRI - 93096958[SKU] - Surface mount | 1.7 | Surface mount |  | 1 | 28 |  | IP65 | integrated | IK08 |  | -20°C to +40°C | CE |  | CE |  |  |  |  | 2800 |  | 65 | 4000 | 72x1500x58mm |  | 220-240V | -20°C to +40°C |  |  | 120° |  | 80 |  | 4000 | 2800 |  | 0.9 |  | 30000 |  | 100 | 28 | [6 empty] | Available |  |  | Class I | IK08 | [5 empty] | 1 |  | Grey |  |  |  | none
93096956 | LED MARINER ST G1 TU 4' 24W 865 S DS | image | datasheet | deeplink | TUNGSRAM - Mariner Start - 2400lm - 24W - 6500K - 80CRI - 93096956[SKU] - Surface mount | 1.3 | Surface mount |  | 1 | 24 |  | IP65 | integrated | IK08 |  | -20°C to +40°C | CE |  | CE |  |  |  |  | 2400 |  | 65 | 6500 | 72x1200x58mm |  | 220-240V | -20°C to +40°C |  |  | 120° |  | 80 |  | 6500 | 2400 |  | 0.9 |  | 30000 |  | 100 | 24 | [6 empty] | Available |  |  | Class I | IK08 | [5 empty] | 1 |  | Grey |  |  |  | none
93096954 | LED MARINER ST G1 TU 4' 24W 840 S DS | image | datasheet | deeplink | TUNGSRAM - Mariner Start - 2400lm - 24W - 4000K - 80CRI - 93096954[SKU] - Surface mount | 1.3 | Surface mount |  | 1 | 24 |  | IP65 | integrated | IK08 |  | -20°C to +40°C | CE |  | CE |  |  |  |  | 2400 |  | 65 | 4000 | 72x1200x58mm |  | 220-240V | -20°C to +40°C |  |  | 120° |  | 80 |  | 4000 | 2400 |  | 0.9 |  | 30000 |  | 100 | 24 | [6 empty] | Available |  |  | Class I | IK08 | [5 empty] | 1 |  | Grey |  |  |  | none
93096953 | LED MARINER ST G1 TU 2' 24W 865 S DS | image | datasheet | deeplink | TUNGSRAM - Mariner Start - 2400lm - 24W - 6500K - 80CRI - 93096953[SKU] - Surface mount | 0.8 | Surface mount |  | 1 | 24 |  | IP65 | integrated | IK08 |  | -20°C to +40°C | CE |  | CE |  |  |  |  | 2400 |  | 65 | 6500 | 92x600x60mm |  | 220-240V | -20°C to +40°C |  |  | 120° |  | 80 |  | 6500 | 2400 |  | 0.5 |  | 30000 |  | 100 | 24 | [6 empty] | Available |  |  | Class I | IK08 | [5 empty] | 1 |  | Grey |  |  |  | none
93096951 | LED MARINER ST G1 TU 2' 24W 840 S DS | image | datasheet | deeplink | TUNGSRAM - Mariner Start - 2400lm - 24W - 4000K - 80CRI - 93096951[SKU] - Surface mount | 0.8 | Surface mount |  | 1 | 24 |  | IP65 | integrated | IK08 |  | -20°C to +40°C | CE |  | CE |  |  |  |  | 2400 |  | 65 | 4000 | 92x600x60mm |  | 220-240V | -20°C to +40°C |  |  | 120° |  | 80 |  | 4000 | 2400 |  | 0.5 |  | 30000 |  | 100 | 24 | [6 empty] | Available |  |  | Class I | IK08 | [5 empty] | 1 |  | Grey |  |  |  | none
93096948 | LED MARINER ST G1 TU 2' 12W 865 S DS | image | datasheet | deeplink | TUNGSRAM - Mariner Start - 1200lm - 12W - 6500K - 80CRI - 93096948[SKU] - Surface mount | 0.7 | Surface mount |  | 1 | 12 |  | IP65 | integrated | IK08 |  | -20°C to +40°C | CE |  | CE |  |  |  |  | 1200 |  | 65 | 6500 | 72x600x58mm |  | 220-240V | -20°C to +40°C |  |  | 120° |  | 80 |  | 6500 | 1200 |  | 0.5 |  | 30000 |  | 100 | 12 | [6 empty] | Available |  |  | Class I | IK08 | [5 empty] | 1 |  | Grey |  |  |  | none
93096947 | LED MARINER ST G1 TU 2' 12W 840 S EU | image | datasheet | deeplink | TUNGSRAM - Mariner Start - 1200lm - 12W - 4000K - 80CRI - 93096947[SKU] - Surface mount | 0.7 | Surface mount |  | 1 | 12 |  | IP65 | integrated | IK08 |  | -20°C to +40°C | CE |  | CE |  |  |  |  | 1200 |  | 65 | 4000 | 72x600x58mm |  | 220-240V | -20°C to +40°C |  |  | 120° |  | 80 |  | 4000 | 1200 |  | 0.5 |  | 30000 |  | 100 | 12 | [6 empty] | Available |  |  | Class I | IK08 | [5 empty] | 1 |  | Grey |  |  |  | none
93096946 | LED MARINER ST G1 TU 2' 12W 840 S DS | image | datasheet | deeplink | TUNGSRAM - Mariner Start - 1200lm - 12W - 4000K - 80CRI - 93096946[SKU] - Surface mount | 0.7 | Surface mount |  | 1 | 12 |  | IP65 | integrated | IK08 |  | -20°C to +40°C | CE |  | CE |  |  |  |  | 1200 |  | 65 | 4000 | 72x600x58mm |  | 220-240V | -20°C to +40°C |  |  | 120° |  | 80 |  | 4000 | 1200 |  | 0.5 |  | 30000 |  | 100 | 12 | [6 empty] | Available |  |  | Class I | IK08 | [5 empty] | 1 |  | Grey |  |  |  | none
93113229 | LED Tubular TU-G-LS48-1500C40-120° | image | datasheet | deeplink | TUNGSRAM - Tubular range - 6720lm - 48W - 4000K - 80CRI - 93113229[SKU] - Surface / Suspended | 4.32 | Surface / Suspended |  | 1 | 48 |  |  |  | Ik07 | Class I | -20°C to +40°C | CE. DLG |  | CE. DLG |  |  |  |  | 6720 |  | 67 | 4000 | 70*1500*70mm |  | 220-240V | +40°C |  | D | 120° |  | 80 |  | 4000 | 6720 |  | >0.95 |  |  | 86000 | 140 | 48 | [6 empty] | Available |  |  | Class I | IK07 | [5 empty] | 1 |  | Clear |  |  |  | none
93113228 | LED Tubular TU-G-LS36-1200C40-120° | image | datasheet | deeplink | TUNGSRAM - Tubular range - 5040lm - 36W - 4000K - 80CRI - 93113228[SKU] - Surface / Suspended | 3.62 | Surface / Suspended |  | 1 | 36 |  |  |  | Ik07 | Class I | -20°C to +40°C | CE. DLG |  | CE. DLG |  |  |  |  | 5040 |  | 67 | 4000 | 70*1200*70mm |  | 220-240V | +40°C |  | D | 120° |  | 80 |  | 4000 | 5040 |  | >0.95 |  |  | 86000 | 140 | 36 | [6 empty] | Available |  |  | Class I | IK07 | [5 empty] | 1 |  | Clear |  |  |  | none
93113227 | LED Tubular TU-M-LS48-1500F40-120° | image | datasheet | deeplink | TUNGSRAM - Tubular range - 7200lm - 48W - 4000K - 80CRI - 93113227[SKU] - Surface / Suspended | 2 | Surface / Suspended | LED | 1 | 48 |  |  |  | IK09 | Class I | -20°C to +35°C | CE. DLG |  | CE. DLG |  |  |  |  | 7200 |  | 67 | 4000 | 70*1500*70mm |  | 220-240V | +35°C |  | D | 120° |  | 80 |  | 4000 | 7200 |  | >0.95 |  |  | 86000 | 150 | 48 | [6 empty] | Available |  |  | Class I | IK09 | [5 empty] | 1 |  | Frosted |  |  |  | none
93113226 | LED Tubular TU-M-LS36-1200F40-120° | image | datasheet | deeplink | TUNGSRAM - Tubular range - 5400lm - 36W - 4000K - 80CRI - 93113226[SKU] - Surface / Suspended | 1.7 | Surface / Suspended | LED | 1 | 36 |  |  |  | IK09 | Class I | -20°C to +35°C | CE. DLG |  | CE. DLG |  |  |  |  | 5400 |  | 67 | 4000 | 70*1200*70mm |  | 220-240V | +35°C |  | D | 120° |  | 80 |  | 4000 | 5400 |  | >0.95 |  |  | 86000 | 150 | 36 | [6 empty] | Available |  |  | Class I | IK09 | [5 empty] | 1 |  | Frosted |  |  |  | none
93113225 | LED Tubular TU-S-SM48-1500F40-120° | image | datasheet | deeplink | TUNGSRAM - Tubular range - 6720lm - 48W - 4000K - 80CRI - 93113225[SKU] - Surface / Suspended | 2 | Surface / Suspended |  | 1 | 48 |  |  |  | IK10 | Class I | -20°C to +40°C | CE |  | CE |  |  |  |  | 6720 |  | 67 | 4000 | 70*1500*70mm |  | 220-240V | +40°C |  | D | 120° |  | 80 |  | 4000 | 6720 |  | >0.95 |  |  | 117000 | 140 | 48 | [6 empty] | Available |  |  | Class I | IK10 | [5 empty] | 1 |  | Frosted |  |  |  | none
93113224 | LED Tubular TU-S-SM36-1200F40-120° | image | datasheet | deeplink | TUNGSRAM - Tubular range - 5040lm - 36W - 4000K - 80CRI - 93113224[SKU] - Surface / Suspended | 1.7 | Surface / Suspended |  | 1 | 36 |  |  |  | IK10 | Class I | -20°C to +40°C | CE |  | CE |  |  |  |  | 5040 |  | 67 | 4000 | 70*1200*70mm |  | 220-240V | +40°C |  | D | 120° |  | 80 |  | 4000 | 5040 |  | >0.95 |  |  | 117000 | 140 | 36 | [6 empty] | Available |  |  | Class I | IK10 | [5 empty] | 1 |  | Frosted |  |  |  | none
93115396 | LED Tubular TU-S-LD45-1500F30-120° | image | datasheet | deeplink | TUNGSRAM - Tubular range - 5850lm - 45W - 3000K - 80CRI - 93115396[SKU] - Surface / Suspended | 2 | Surface / Suspended | LED | 1 | 45 |  |  |  | IK10 | Class I | -20°C to +40°C | CE |  | CE |  |  |  |  | 5850 |  | 67 | 3000 | 70*1500*70mm |  | 220-240V | +40°C |  | E | 120° |  | 80 |  | 3000 | 5850 |  | >0.95 |  |  | 117000 | 130 | 45 | [6 empty] | Available |  |  | Class I | IK10 | [5 empty] | 1 |  | Frosted |  |  |  | dimmable
93113223 | LED Tubular TU-S-LD45-1500F40-120° | image | datasheet | deeplink | TUNGSRAM - Tubular range - 6300lm - 45W - 4000K - 80CRI - 93113223[SKU] - Surface / Suspended | 2 | Surface / Suspended | LED | 1 | 45 |  |  |  | IK10 | Class I | -20°C to +40°C | CE |  | CE |  |  |  |  | 6300 |  | 67 | 4000 | 70*1500*70mm |  | 220-240V | +40°C |  | D | 120° |  | 80 |  | 4000 | 6300 |  | >0.95 |  |  | 117000 | 140 | 45 | [6 empty] | Available |  |  | Class I | IK10 | [5 empty] | 1 |  | Frosted |  |  |  | dimmable
93113222 | LED Tubular TU-S-LD45-1500C40-80° | image | datasheet | deeplink | TUNGSRAM - Tubular range - 5850lm - 45W - 4000K - 80CRI - 93113222[SKU] - Surface / Suspended | 2 | Surface / Suspended | LED | 1 | 45 |  |  |  | IK10 | Class I | -20°C to +40°C | CE |  | CE |  |  |  |  | 5850 |  | 67 | 4000 | 70*1500*70mm |  | 220-240V | +40°C |  | F | 90° |  | 80 |  | 4000 | 5850 |  | >0.95 |  |  | 117000 | 130 | 45 | [6 empty] | Available |  |  | Class I | IK10 | [5 empty] | 1 |  | Clear |  |  |  | dimmable
93113220 | LED Tubular TU-S-LD36-1200F40-120° | image | datasheet | deeplink | TUNGSRAM - Tubular range - 4680lm - 36W - 4000K - 80CRI - 93113220[SKU] - Surface / Suspended | 1.7 | Surface / Suspended | LED | 1 | 36 |  |  |  | IK10 | Class I | -20°C to +40°C | CE |  | CE |  |  |  |  | 4680 |  | 67 | 4000 | 70*1200*70mm |  | 220-240V | +40°C |  | E | 120° |  | 80 |  | 4000 | 4680 |  | >0.95 |  |  | 117000 | 130 | 36 | [6 empty] | Available |  |  | Class I | IK10 | [5 empty] | 1 |  | Frosted |  |  |  | dimmable
93113219 | LED Tubular TU-S-LD36-1200C40-80° | image | datasheet | deeplink | TUNGSRAM - Tubular range - 4350lm - 36W - 4000K - 80CRI - 93113219[SKU] - Surface / Suspended | 1.7 | Surface / Suspended | LED | 1 | 36 |  |  |  | IK10 | Class I | -20°C to +40°C | CE |  | CE |  |  |  |  | 4350 |  | 67 | 4000 | 70*1200*70mm |  | 220-240V | +40°C |  | F | 90° |  | 80 |  | 4000 | 4350 |  | >0.95 |  |  | 117000 | 121 | 36 | [6 empty] | Available |  |  | Class I | IK10 | [5 empty] | 1 |  | Clear |  |  |  | dimmable
93113217 | LED Tubular TU-S-LS48-1500F40-120° | image | datasheet | deeplink | TUNGSRAM - Tubular range - 6960lm - 48W - 4000K - 80CRI - 93113217[SKU] - Surface / Suspended | 2 | Surface / Suspended | LED | 1 | 48 |  |  |  | IK10 | Class I | -20°C to +40°C | CE |  | CE |  |  |  |  | 6960 |  | 67 | 4000 | 70*1500*70mm |  | 220-240V | +40°C |  | D | 120° |  | 80 |  | 4000 | 6960 |  | >0.95 |  |  | 117000 | 145 | 48 | [6 empty] | Available |  |  | Class I | IK10 | [5 empty] | 1 |  | Frosted |  |  |  | none
93113216 | LED Tubular TU-S-LS48-1500C40-80° | image | datasheet | deeplink | TUNGSRAM - Tubular range - 6400lm - 48W - 4000K - 80CRI - 93113216[SKU] - Surface / Suspended | 2 | Surface / Suspended | LED | 1 | 48 |  |  |  | IK10 | Class I | -20°C to +40°C | CE |  | CE |  |  |  |  | 6400 |  | 67 | 4000 | 70*1500*70mm |  | 220-240V | +40°C |  | F | 90° |  | 80 |  | 4000 | 6400 |  | >0.95 |  |  | 117000 | 133 | 48 | [6 empty] | Available |  |  | Class I | IK10 | [5 empty] | 1 |  | Clear |  |  |  | none
93113214 | LED Tubular TU-S-LS36-1200F40-120° | image | datasheet | deeplink | TUNGSRAM - Tubular range - 5220lm - 36W - 4000K - 80CRI - 93113214[SKU] - Surface / Suspended | 1.7 | Surface / Suspended |  | 1 | 36 |  |  |  | IK10 | Class I | -20°C to +40°C | CE |  | CE |  |  |  |  | 5220 |  | 67 | 4000 | 70*1200*70mm |  | 220-240V | +40°C |  | D | 120° |  | 80 |  | 4000 | 5220 |  | >0.95 |  |  | 117000 | 145 | 36 | [6 empty] | Available |  |  | Class I | IK10 | [5 empty] | 1 |  | Frosted |  |  |  | none
93113213 | LED Tubular TU-S-LS36-1200C40-80° | image | datasheet | deeplink | TUNGSRAM - Tubular range - 4800lm - 36W - 4000K - 80CRI - 93113213[SKU] - Surface / Suspended | 1.7 | Surface / Suspended | LED | 1 | 36 |  |  |  | IK10 | Class I | -20°C to +40°C | CE |  | CE |  |  |  |  | 4800 |  | 67 | 4000 | 70*1200*70mm |  | 220-240V | +40°C |  | F | 90° |  | 80 |  | 4000 | 4800 |  | >0.95 |  |  | 117000 | 133 | 36 | [6 empty] | Available |  |  | Class I | IK10 | [5 empty] | 1 |  | Clear |  |  |  | none
93113211 | LED Tubular TU-F-LS48-1500F30-120° | image | datasheet | deeplink | TUNGSRAM - Tubular range - 6400lm - 48W - 3000K - 80CRI - 93113211[SKU] - Surface / Suspended | 2 | Surface / Suspended | LED | 1 | 48 |  |  |  | IK10 | Class I | -20°C to +35°C | CE. HACCP |  | CE. HACCP |  |  |  |  | 6400 |  | 67 | 3000 | 70*1500*70mm |  | 220-240V | +35°C |  | E | 120° |  | 80 |  | 3000 | 6400 |  | >0.95 |  |  | 86000 | 133 | 48 | [6 empty] | Available |  |  | Class I | IK10 | [5 empty] | 1 |  | Frosted |  |  |  | none
93113210 | LED Tubular TU-F-LS36-1200F30-120° | image | datasheet | deeplink | TUNGSRAM - Tubular range - 4800lm - 36W - 3000K - 80CRI - 93113210[SKU] - Surface / Suspended | 1.7 | Surface / Suspended | LED | 1 | 36 |  |  |  | IK10 | Class I | -20°C to +35°C | CE. HACCP |  | CE. HACCP |  |  |  |  | 4800 |  | 67 | 3000 | 70*1200*70mm |  | 220-240V | +35°C |  | E | 120° |  | 80 |  | 3000 | 4800 |  | >0.95 |  |  | 86000 | 133 | 36 | [6 empty] | Available |  |  | Class I | IK10 | [5 empty] | 1 |  | Frosted |  |  |  | none
93113209 | LED Tubular TU-F-LS48-1500F40-120° | image | datasheet | deeplink | TUNGSRAM - Tubular range - 6950lm - 48W - 4000K - 80CRI - 93113209[SKU] - Surface / Suspended | 2 | Surface / Suspended | LED | 1 | 48 |  |  |  | IK10 | Class I | -20°C to +35°C | CE. HACCP |  | CE. HACCP |  |  |  |  | 6950 |  | 67 | 4000 | 70*1500*70mm |  | 220-240V | +35°C |  | D | 120° |  | 80 |  | 4000 | 6950 |  | >0.95 |  |  | 86000 | 145 | 48 | [6 empty] | Available |  |  | Class I | IK10 | [5 empty] | 1 |  | Frosted |  |  |  | none
93113208 | LED Tubular TU-F-LS36-1200F40-120° | image | datasheet | deeplink | TUNGSRAM - Tubular range - 5220lm - 36W - 4000K - 80CRI - 93113208[SKU] - Surface / Suspended | 1.7 | Surface / Suspended |  | 1 | 36 |  |  |  | IK10 | Class I | -20°C to +35°C | CE. HACCP |  | CE. HACCP |  |  |  |  | 5220 |  | 67 | 4000 | 70*1200*70mm |  | 220-240V | +35°C |  | D | 120° |  | 80 |  | 4000 | 5220 |  | >0.95 |  |  | 86000 | 145 | 36 | [6 empty] | Available |  |  | Class I | IK10 | [5 empty] | 1 |  | Frosted |  |  |  | none
TBD | NOBILA/1/CF/90/3 | image | datasheet | deeplink | TUNGSRAM - Nobila - 10200lm - 91W - 3000K - 70CRI - TBD[SKU] - Post-top 45-76mm | 6.5 | Post-top 45-76mm | LED | 1 | 91 | Yes |  |  | IK08 |  | -40°C to +50°C | CE |  | CE | [6 empty] | 66 | 3000 | 360x354x571mm |  | 220-240V | -40°C to +50°C | 5 years |  |  |  | >70 |  | 3000 | 10200 |  |  |  | L80B50 > 100.000 hours |  | 112.09 |  |  | 9 | CF | 25 °C | 10% at 100.000 hours | No Built-in accessory | Available | 730/559 | CIE(x=0.43. y=0.403) | Class1. Class2 | IK08 | [11 empty] | dimmable
TBD | NOBILA/1/CE/90/3 | image | datasheet | deeplink | TUNGSRAM - Nobila - 10190lm - 91W - 3000K - 70CRI - TBD[SKU] - Post-top 45-76mm | 6.5 | Post-top 45-76mm | LED | 1 | 91 | Yes |  |  | IK08 |  | -40°C to +50°C | CE |  | CE | [6 empty] | 66 | 3000 | 360x354x571mm |  | 220-240V | -40°C to +50°C | 5 years |  |  |  | >70 |  | 3000 | 10190 |  |  |  | L80B50 > 100.000 hours |  | 111.98 |  |  | 9 | CE | 25 °C | 10% at 100.000 hours | No Built-in accessory | Available | 730/559 | CIE(x=0.43. y=0.403) | Class1. Class2 | IK08 | [11 empty] | dimmable
TBD | NOBILA/1/CC/90/3 | image | datasheet | deeplink | TUNGSRAM - Nobila - 10090lm - 91W - 3000K - 70CRI - TBD[SKU] - Post-top 45-76mm | 6.5 | Post-top 45-76mm | LED | 1 | 91 | Yes |  |  | IK08 |  | -40°C to +50°C | CE |  | CE | [6 empty] | 66 | 3000 | 360x354x571mm |  | 220-240V | -40°C to +50°C | 5 years |  |  |  | >70 |  | 3000 | 10090 |  |  |  | L80B50 > 100.000 hours |  | 110.88 |  |  | 9 | CC | 25 °C | 10% at 100.000 hours | No Built-in accessory | Available | 730/559 | CIE(x=0.43. y=0.403) | Class1. Class2 | IK08 | [11 empty] | dimmable
TBD | NOBILA/1/SF/90/3 | image | datasheet | deeplink | TUNGSRAM - Nobila - 10260lm - 91W - 3000K - 70CRI - TBD[SKU] - Post-top 45-76mm | 6.5 | Post-top 45-76mm |  | 1 | 91 | Yes |  |  | IK08 |  | -40°C to +50°C | CE |  | CE | [6 empty] | 66 | 3000 | 360x354x571mm |  | 220-240V | -40°C to +50°C | 5 years |  |  |  | >70 |  | 3000 | 10260 |  |  |  | L80B50 > 100.000 hours |  | 112.75 |  |  | 9 | SF | 25 °C | 10% at 100.000 hours | No Built-in accessory | Available | 730/559 | CIE(x=0.43. y=0.403) | Class1. Class2 | IK08 | [11 empty] | dimmable
TBD | NOBILA/1/SE/90/3 | image | datasheet | deeplink | TUNGSRAM - Nobila - 10260lm - 91W - 3000K - 70CRI - TBD[SKU] - Post-top 45-76mm | 6.5 | Post-top 45-76mm |  | 1 | 91 | Yes |  |  | IK08 |  | -40°C to +50°C | CE |  | CE | [6 empty] | 66 | 3000 | 360x354x571mm |  | 220-240V | -40°C to +50°C | 5 years |  |  |  | >70 |  | 3000 | 10260 |  |  |  | L80B50 > 100.000 hours |  | 112.75 |  |  | 9 | SE | 25 °C | 10% at 100.000 hours | No Built-in accessory | Available | 730/559 | CIE(x=0.43. y=0.403) | Class1. Class2 | IK08 | [11 empty] | dimmable
TBD | NOBILA/1/SC/90/3 | image | datasheet | deeplink | TUNGSRAM - Nobila - 10120lm - 91W - 3000K - 70CRI - TBD[SKU] - Post-top 45-76mm | 6.5 | Post-top 45-76mm | LED | 1 | 91 | Yes |  |  | IK08 |  | -40°C to +50°C | CE |  | CE | [6 empty] | 66 | 3000 | 360x354x571mm |  | 220-240V | -40°C to +50°C | 5 years |  |  |  | >70 |  | 3000 | 10120 |  |  |  | L80B50 > 100.000 hours |  | 111.21 |  |  | 9 | SC | 25 °C | 10% at 100.000 hours | No Built-in accessory | Available | 730/559 | CIE(x=0.43. y=0.403) | Class1. Class2 | IK08 | [11 empty] | dimmable
TBD | NOBILA/1/AF/90/3 | image | datasheet | deeplink | TUNGSRAM - Nobila - 10430lm - 91W - 3000K - 70CRI - TBD[SKU] - Post-top 45-76mm | 6.5 | Post-top 45-76mm | LED | 1 | 91 | Yes |  |  | IK08 |  | -40°C to +50°C | CE |  | CE | [6 empty] | 66 | 3000 | 360x354x571mm |  | 220-240V | -40°C to +50°C | 5 years |  |  |  | >70 |  | 3000 | 10430 |  |  |  | L80B50 > 100.000 hours |  | 114.62 |  |  | 9 | AF | 25 °C | 10% at 100.000 hours | No Built-in accessory | Available | 730/559 | CIE(x=0.43. y=0.403) | Class1. Class2 | IK08 | [11 empty] | dimmable
TBD | NOBILA/1/AE/90/3 | image | datasheet | deeplink | TUNGSRAM - Nobila - 10390lm - 91W - 3000K - 70CRI - TBD[SKU] - Post-top 45-76mm | 6.5 | Post-top 45-76mm | LED | 1 | 91 | Yes |  |  | IK08 |  | -40°C to +50°C | CE |  | CE | [6 empty] | 66 | 3000 | 360x354x571mm |  | 220-240V | -40°C to +50°C | 5 years |  |  |  | >70 |  | 3000 | 10390 |  |  |  | L80B50 > 100.000 hours |  | 114.18 |  |  | 9 | AE | 25 °C | 10% at 100.000 hours | No Built-in accessory | Available | 730/559 | CIE(x=0.43. y=0.403) | Class1. Class2 | IK08 | [11 empty] | dimmable
TBD | NOBILA/1/AC/90/3 | image | datasheet | deeplink | TUNGSRAM - Nobila - 10260lm - 91W - 3000K - 70CRI - TBD[SKU] - Post-top 45-76mm | 6.5 | Post-top 45-76mm |  | 1 | 91 | Yes |  |  | IK08 |  | -40°C to +50°C | CE |  | CE | [6 empty] | 66 | 3000 | 360x354x571mm |  | 220-240V | -40°C to +50°C | 5 years |  |  |  | >70 |  | 3000 | 10260 |  |  |  | L80B50 > 100.000 hours |  | 112.75 |  |  | 9 | AC | 25 °C | 10% at 100.000 hours | No Built-in accessory | Available | 730/559 | CIE(x=0.43. y=0.403) | Class1. Class2 | IK08 | [11 empty] | dimmable
TBD | NOBILA/1/CF/80/3 | image | datasheet | deeplink | TUNGSRAM - Nobila - 9290lm - 81W - 3000K - 70CRI - TBD[SKU] - Post-top 45-76mm | 6.5 | Post-top 45-76mm | LED | 1 | 81 | Yes |  |  | IK08 |  | -40°C to +50°C | CE |  | CE | [6 empty] | 66 | 3000 | 360x354x571mm |  | 220-240V | -40°C to +50°C | 5 years |  |  |  | >70 |  | 3000 | 9290 |  |  |  | L80B50 > 100.000 hours |  | 114.69 |  |  | 9 | CF | 25 °C | 10% at 100.000 hours | No Built-in accessory | Available | 730/559 | CIE(x=0.43. y=0.403) | Class1. Class2 | IK08 | [11 empty] | dimmable
TBD | NOBILA/1/CE/80/3 | image | datasheet | deeplink | TUNGSRAM - Nobila - 9280lm - 81W - 3000K - 70CRI - TBD[SKU] - Post-top 45-76mm | 6.5 | Post-top 45-76mm | LED | 1 | 81 | Yes |  |  | IK08 |  | -40°C to +50°C | CE |  | CE | [6 empty] | 66 | 3000 | 360x354x571mm |  | 220-240V | -40°C to +50°C | 5 years |  |  |  | >70 |  | 3000 | 9280 |  |  |  | L80B50 > 100.000 hours |  | 114.57 |  |  | 9 | CE | 25 °C | 10% at 100.000 hours | No Built-in accessory | Available | 730/559 | CIE(x=0.43. y=0.403) | Class1. Class2 | IK08 | [11 empty] | dimmable
TBD | NOBILA/1/CC/80/3 | image | datasheet | deeplink | TUNGSRAM - Nobila - 9180lm - 81W - 3000K - 70CRI - TBD[SKU] - Post-top 45-76mm | 6.5 | Post-top 45-76mm | LED | 1 | 81 | Yes |  |  | IK08 |  | -40°C to +50°C | CE |  | CE | [6 empty] | 66 | 3000 | 360x354x571mm |  | 220-240V | -40°C to +50°C | 5 years |  |  |  | >70 |  | 3000 | 9180 |  |  |  | L80B50 > 100.000 hours |  | 113.33 |  |  | 9 | CC | 25 °C | 10% at 100.000 hours | No Built-in accessory | Available | 730/559 | CIE(x=0.43. y=0.403) | Class1. Class2 | IK08 | [11 empty] | dimmable
TBD | NOBILA/1/SF/80/3 | image | datasheet | deeplink | TUNGSRAM - Nobila - 9330lm - 81W - 3000K - 70CRI - TBD[SKU] - Post-top 45-76mm | 6.5 | Post-top 45-76mm |  | 1 | 81 | Yes |  |  | IK08 |  | -40°C to +50°C | CE |  | CE | [6 empty] | 66 | 3000 | 360x354x571mm |  | 220-240V | -40°C to +50°C | 5 years |  |  |  | >70 |  | 3000 | 9330 |  |  |  | L80B50 > 100.000 hours |  | 115.19 |  |  | 9 | SF | 25 °C | 10% at 100.000 hours | No Built-in accessory | Available | 730/559 | CIE(x=0.43. y=0.403) | Class1. Class2 | IK08 | [11 empty] | dimmable
TBD | NOBILA/1/SE/80/3 | image | datasheet | deeplink | TUNGSRAM - Nobila - 9330lm - 81W - 3000K - 70CRI - TBD[SKU] - Post-top 45-76mm | 6.5 | Post-top 45-76mm |  | 1 | 81 | Yes |  |  | IK08 |  | -40°C to +50°C | CE |  | CE | [6 empty] | 66 | 3000 | 360x354x571mm |  | 220-240V | -40°C to +50°C | 5 years |  |  |  | >70 |  | 3000 | 9330 |  |  |  | L80B50 > 100.000 hours |  | 115.19 |  |  | 9 | SE | 25 °C | 10% at 100.000 hours | No Built-in accessory | Available | 730/559 | CIE(x=0.43. y=0.403) | Class1. Class2 | IK08 | [11 empty] | dimmable
TBD | NOBILA/1/SC/80/3 | image | datasheet | deeplink | TUNGSRAM - Nobila - 9210lm - 81W - 3000K - 70CRI - TBD[SKU] - Post-top 45-76mm | 6.5 | Post-top 45-76mm | LED | 1 | 81 | Yes |  |  | IK08 |  | -40°C to +50°C | CE |  | CE | [6 empty] | 66 | 3000 | 360x354x571mm |  | 220-240V | -40°C to +50°C | 5 years |  |  |  | >70 |  | 3000 | 9210 |  |  |  | L80B50 > 100.000 hours |  | 113.7 |  |  | 9 | SC | 25 °C | 10% at 100.000 hours | No Built-in accessory | Available | 730/559 | CIE(x=0.43. y=0.403) | Class1. Class2 | IK08 | [11 empty] | dimmable
TBD | NOBILA/1/AF/80/3 | image | datasheet | deeplink | TUNGSRAM - Nobila - 9490lm - 81W - 3000K - 70CRI - TBD[SKU] - Post-top 45-76mm | 6.5 | Post-top 45-76mm | LED | 1 | 81 | Yes |  |  | IK08 |  | -40°C to +50°C | CE |  | CE | [6 empty] | 66 | 3000 | 360x354x571mm |  | 220-240V | -40°C to +50°C | 5 years |  |  |  | >70 |  | 3000 | 9490 |  |  |  | L80B50 > 100.000 hours |  | 117.16 |  |  | 9 | AF | 25 °C | 10% at 100.000 hours | No Built-in accessory | Available | 730/559 | CIE(x=0.43. y=0.403) | Class1. Class2 | IK08 | [11 empty] | dimmable
TBD | NOBILA/1/AE/80/3 | image | datasheet | deeplink | TUNGSRAM - Nobila - 9440lm - 81W - 3000K - 70CRI - TBD[SKU] - Post-top 45-76mm | 6.5 | Post-top 45-76mm | LED | 1 | 81 | Yes |  |  | IK08 |  | -40°C to +50°C | CE |  | CE | [6 empty] | 66 | 3000 | 360x354x571mm |  | 220-240V | -40°C to +50°C | 5 years |  |  |  | >70 |  | 3000 | 9440 |  |  |  | L80B50 > 100.000 hours |  | 116.54 |  |  | 9 | AE | 25 °C | 10% at 100.000 hours | No Built-in accessory | Available | 730/559 | CIE(x=0.43. y=0.403) | Class1. Class2 | IK08 | [11 empty] | dimmable
TBD | NOBILA/1/AC/80/3 | image | datasheet | deeplink | TUNGSRAM - Nobila - 9330lm - 81W - 3000K - 70CRI - TBD[SKU] - Post-top 45-76mm | 6.5 | Post-top 45-76mm |  | 1 | 81 | Yes |  |  | IK08 |  | -40°C to +50°C | CE |  | CE | [6 empty] | 66 | 3000 | 360x354x571mm |  | 220-240V | -40°C to +50°C | 5 years |  |  |  | >70 |  | 3000 | 9330 |  |  |  | L80B50 > 100.000 hours |  | 115.19 |  |  | 9 | AC | 25 °C | 10% at 100.000 hours | No Built-in accessory | Available | 730/559 | CIE(x=0.43. y=0.403) | Class1. Class2 | IK08 | [11 empty] | dimmable
TBD | NOBILA/1/CF/70/3 | image | datasheet | deeplink | TUNGSRAM - Nobila - 8260lm - 71W - 3000K - 70CRI - TBD[SKU] - Post-top 45-76mm | 6.5 | Post-top 45-76mm | LED | 1 | 71 | Yes |  |  | IK08 |  | -40°C to +50°C | CE |  | CE | [6 empty] | 66 | 3000 | 360x354x571mm |  | 220-240V | -40°C to +50°C | 5 years |  |  |  | >70 |  | 3000 | 8260 |  |  |  | L80B50 > 100.000 hours |  | 116.34 |  |  | 9 | CF | 25 °C | 10% at 100.000 hours | No Built-in accessory | Available | 730/559 | CIE(x=0.43. y=0.403) | Class1. Class2 | IK08 | [11 empty] | dimmable
TBD | NOBILA/1/CE/70/3 | image | datasheet | deeplink | TUNGSRAM - Nobila - 8250lm - 71W - 3000K - 70CRI - TBD[SKU] - Post-top 45-76mm | 6.5 | Post-top 45-76mm | LED | 1 | 71 | Yes |  |  | IK08 |  | -40°C to +50°C | CE |  | CE | [6 empty] | 66 | 3000 | 360x354x571mm |  | 220-240V | -40°C to +50°C | 5 years |  |  |  | >70 |  | 3000 | 8250 |  |  |  | L80B50 > 100.000 hours |  | 116.2 |  |  | 9 | CE | 25 °C | 10% at 100.000 hours | No Built-in accessory | Available | 730/559 | CIE(x=0.43. y=0.403) | Class1. Class2 | IK08 | [11 empty] | dimmable
TBD | NOBILA/1/CC/70/3 | image | datasheet | deeplink | TUNGSRAM - Nobila - 8170lm - 71W - 3000K - 70CRI - TBD[SKU] - Post-top 45-76mm | 6.5 | Post-top 45-76mm | LED | 1 | 71 | Yes |  |  | IK08 |  | -40°C to +50°C | CE |  | CE | [6 empty] | 66 | 3000 | 360x354x571mm |  | 220-240V | -40°C to +50°C | 5 years |  |  |  | >70 |  | 3000 | 8170 |  |  |  | L80B50 > 100.000 hours |  | 115.07 |  |  | 9 | CC | 25 °C | 10% at 100.000 hours | No Built-in accessory | Available | 730/559 | CIE(x=0.43. y=0.403) | Class1. Class2 | IK08 | [11 empty] | dimmable
TBD | NOBILA/1/SF/70/3 | image | datasheet | deeplink | TUNGSRAM - Nobila - 8310lm - 71W - 3000K - 70CRI - TBD[SKU] - Post-top 45-76mm | 6.5 | Post-top 45-76mm |  | 1 | 71 | Yes |  |  | IK08 |  | -40°C to +50°C | CE |  | CE | [6 empty] | 66 | 3000 | 360x354x571mm |  | 220-240V | -40°C to +50°C | 5 years |  |  |  | >70 |  | 3000 | 8310 |  |  |  | L80B50 > 100.000 hours |  | 117.04 |  |  | 9 | SF | 25 °C | 10% at 100.000 hours | No Built-in accessory | Available | 730/559 | CIE(x=0.43. y=0.403) | Class1. Class2 | IK08 | [11 empty] | dimmable
TBD | NOBILA/1/SE/70/3 | image | datasheet | deeplink | TUNGSRAM - Nobila - 8310lm - 71W - 3000K - 70CRI - TBD[SKU] - Post-top 45-76mm | 6.5 | Post-top 45-76mm |  | 1 | 71 | Yes |  |  | IK08 |  | -40°C to +50°C | CE |  | CE | [6 empty] | 66 | 3000 | 360x354x571mm |  | 220-240V | -40°C to +50°C | 5 years |  |  |  | >70 |  | 3000 | 8310 |  |  |  | L80B50 > 100.000 hours |  | 117.04 |  |  | 9 | SE | 25 °C | 10% at 100.000 hours | No Built-in accessory | Available | 730/559 | CIE(x=0.43. y=0.403) | Class1. Class2 | IK08 | [11 empty] | dimmable
TBD | NOBILA/1/SC/70/3 | image | datasheet | deeplink | TUNGSRAM - Nobila - 8190lm - 71W - 3000K - 70CRI - TBD[SKU] - Post-top 45-76mm | 6.5 | Post-top 45-76mm | LED | 1 | 71 | Yes |  |  | IK08 |  | -40°C to +50°C | CE |  | CE | [6 empty] | 66 | 3000 | 360x354x571mm |  | 220-240V | -40°C to +50°C | 5 years |  |  |  | >70 |  | 3000 | 8190 |  |  |  | L80B50 > 100.000 hours |  | 115.35 |  |  | 9 | SC | 25 °C | 10% at 100.000 hours | No Built-in accessory | Available | 730/559 | CIE(x=0.43. y=0.403) | Class1. Class2 | IK08 | [11 empty] | dimmable
TBD | NOBILA/1/AF/70/3 | image | datasheet | deeplink | TUNGSRAM - Nobila - 8450lm - 71W - 3000K - 70CRI - TBD[SKU] - Post-top 45-76mm | 6.5 | Post-top 45-76mm | LED | 1 | 71 | Yes |  |  | IK08 |  | -40°C to +50°C | CE |  | CE | [6 empty] | 66 | 3000 | 360x354x571mm |  | 220-240V | -40°C to +50°C | 5 years |  |  |  | >70 |  | 3000 | 8450 |  |  |  | L80B50 > 100.000 hours |  | 119.01 |  |  | 9 | AF | 25 °C | 10% at 100.000 hours | No Built-in accessory | Available | 730/559 | CIE(x=0.43. y=0.403) | Class1. Class2 | IK08 | [11 empty] | dimmable
TBD | NOBILA/1/AE/70/3 | image | datasheet | deeplink | TUNGSRAM - Nobila - 8410lm - 71W - 3000K - 70CRI - TBD[SKU] - Post-top 45-76mm | 6.5 | Post-top 45-76mm | LED | 1 | 71 | Yes |  |  | IK08 |  | -40°C to +50°C | CE |  | CE | [6 empty] | 66 | 3000 | 360x354x571mm |  | 220-240V | -40°C to +50°C | 5 years |  |  |  | >70 |  | 3000 | 8410 |  |  |  | L80B50 > 100.000 hours |  | 118.45 |  |  | 9 | AE | 25 °C | 10% at 100.000 hours | No Built-in accessory | Available | 730/559 | CIE(x=0.43. y=0.403) | Class1. Class2 | IK08 | [11 empty] | dimmable
TBD | NOBILA/1/AC/70/3 | image | datasheet | deeplink | TUNGSRAM - Nobila - 8310lm - 71W - 3000K - 70CRI - TBD[SKU] - Post-top 45-76mm | 6.5 | Post-top 45-76mm |  | 1 | 71 | Yes |  |  | IK08 |  | -40°C to +50°C | CE |  | CE | [6 empty] | 66 | 3000 | 360x354x571mm |  | 220-240V | -40°C to +50°C | 5 years |  |  |  | >70 |  | 3000 | 8310 |  |  |  | L80B50 > 100.000 hours |  | 117.04 |  |  | 9 | AC | 25 °C | 10% at 100.000 hours | No Built-in accessory | Available | 730/559 | CIE(x=0.43. y=0.403) | Class1. Class2 | IK08 | [11 empty] | dimmable
TBD | NOBILA/1/CF/60/3 | image | datasheet | deeplink | TUNGSRAM - Nobila - 7650lm - 62W - 3000K - 70CRI - TBD[SKU] - Post-top 45-76mm | 6.5 | Post-top 45-76mm |  | 1 | 62 | Yes |  |  | IK08 |  | -40°C to +50°C | CE |  | CE | [6 empty] | 66 | 3000 | 360x354x571mm |  | 220-240V | -40°C to +50°C | 5 years |  |  |  | >70 |  | 3000 | 7650 |  |  |  | L80B50 > 100.000 hours |  | 123.39 |  |  | 9 | CF | 25 °C | 10% at 100.000 hours | No Built-in accessory | Available | 730/559 | CIE(x=0.43. y=0.403) | Class1. Class2 | IK08 | [11 empty] | dimmable
TBD | NOBILA/1/CE/60/3 | image | datasheet | deeplink | TUNGSRAM - Nobila - 7650lm - 62W - 3000K - 70CRI - TBD[SKU] - Post-top 45-76mm | 6.5 | Post-top 45-76mm |  | 1 | 62 | Yes |  |  | IK08 |  | -40°C to +50°C | CE |  | CE | [6 empty] | 66 | 3000 | 360x354x571mm |  | 220-240V | -40°C to +50°C | 5 years |  |  |  | >70 |  | 3000 | 7650 |  |  |  | L80B50 > 100.000 hours |  | 123.39 |  |  | 9 | CE | 25 °C | 10% at 100.000 hours | No Built-in accessory | Available | 730/559 | CIE(x=0.43. y=0.403) | Class1. Class2 | IK08 | [11 empty] | dimmable
TBD | NOBILA/1/CC/60/3 | image | datasheet | deeplink | TUNGSRAM - Nobila - 7570lm - 62W - 3000K - 70CRI - TBD[SKU] - Post-top 45-76mm | 6.5 | Post-top 45-76mm | LED | 1 | 62 | Yes |  |  | IK08 |  | -40°C to +50°C | CE |  | CE | [6 empty] | 66 | 3000 | 360x354x571mm |  | 220-240V | -40°C to +50°C | 5 years |  |  |  | >70 |  | 3000 | 7570 |  |  |  | L80B50 > 100.000 hours |  | 122.1 |  |  | 9 | CC | 25 °C | 10% at 100.000 hours | No Built-in accessory | Available | 730/559 | CIE(x=0.43. y=0.403) | Class1. Class2 | IK08 | [11 empty] | dimmable
TBD | NOBILA/1/SF/60/3 | image | datasheet | deeplink | TUNGSRAM - Nobila - 7700lm - 62W - 3000K - 70CRI - TBD[SKU] - Post-top 45-76mm | 6.5 | Post-top 45-76mm |  | 1 | 62 | Yes |  |  | IK08 |  | -40°C to +50°C | CE |  | CE | [6 empty] | 66 | 3000 | 360x354x571mm |  | 220-240V | -40°C to +50°C | 5 years |  |  |  | >70 |  | 3000 | 7700 |  |  |  | L80B50 > 100.000 hours |  | 124.19 |  |  | 9 | SF | 25 °C | 10% at 100.000 hours | No Built-in accessory | Available | 730/559 | CIE(x=0.43. y=0.403) | Class1. Class2 | IK08 | [11 empty] | dimmable
TBD | NOBILA/1/SE/60/3 | image | datasheet | deeplink | TUNGSRAM - Nobila - 7700lm - 62W - 3000K - 70CRI - TBD[SKU] - Post-top 45-76mm | 6.5 | Post-top 45-76mm |  | 1 | 62 | Yes |  |  | IK08 |  | -40°C to +50°C | CE |  | CE | [6 empty] | 66 | 3000 | 360x354x571mm |  | 220-240V | -40°C to +50°C | 5 years |  |  |  | >70 |  | 3000 | 7700 |  |  |  | L80B50 > 100.000 hours |  | 124.19 |  |  | 9 | SE | 25 °C | 10% at 100.000 hours | No Built-in accessory | Available | 730/559 | CIE(x=0.43. y=0.403) | Class1. Class2 | IK08 | [11 empty] | dimmable
TBD | NOBILA/1/SC/60/3 | image | datasheet | deeplink | TUNGSRAM - Nobila - 7590lm - 62W - 3000K - 70CRI - TBD[SKU] - Post-top 45-76mm | 6.5 | Post-top 45-76mm | LED | 1 | 62 | Yes |  |  | IK08 |  | -40°C to +50°C | CE |  | CE | [6 empty] | 66 | 3000 | 360x354x571mm |  | 220-240V | -40°C to +50°C | 5 years |  |  |  | >70 |  | 3000 | 7590 |  |  |  | L80B50 > 100.000 hours |  | 122.42 |  |  | 9 | SC | 25 °C | 10% at 100.000 hours | No Built-in accessory | Available | 730/559 | CIE(x=0.43. y=0.403) | Class1. Class2 | IK08 | [11 empty] | dimmable
TBD | NOBILA/1/AF/60/3 | image | datasheet | deeplink | TUNGSRAM - Nobila - 7830lm - 62W - 3000K - 70CRI - TBD[SKU] - Post-top 45-76mm | 6.5 | Post-top 45-76mm | LED | 1 | 62 | Yes |  |  | IK08 |  | -40°C to +50°C | CE |  | CE | [6 empty] | 66 | 3000 | 360x354x571mm |  | 220-240V | -40°C to +50°C | 5 years |  |  |  | >70 |  | 3000 | 7830 |  |  |  | L80B50 > 100.000 hours |  | 126.29 |  |  | 9 | AF | 25 °C | 10% at 100.000 hours | No Built-in accessory | Available | 730/559 | CIE(x=0.43. y=0.403) | Class1. Class2 | IK08 | [11 empty] | dimmable
TBD | NOBILA/1/AE/60/3 | image | datasheet | deeplink | TUNGSRAM - Nobila - 7790lm - 62W - 3000K - 70CRI - TBD[SKU] - Post-top 45-76mm | 6.5 | Post-top 45-76mm | LED | 1 | 62 | Yes |  |  | IK08 |  | -40°C to +50°C | CE |  | CE | [6 empty] | 66 | 3000 | 360x354x571mm |  | 220-240V | -40°C to +50°C | 5 years |  |  |  | >70 |  | 3000 | 7790 |  |  |  | L80B50 > 100.000 hours |  | 125.65 |  |  | 9 | AE | 25 °C | 10% at 100.000 hours | No Built-in accessory | Available | 730/559 | CIE(x=0.43. y=0.403) | Class1. Class2 | IK08 | [11 empty] | dimmable
TBD | NOBILA/1/AC/60/3 | image | datasheet | deeplink | TUNGSRAM - Nobila - 7700lm - 62W - 3000K - 70CRI - TBD[SKU] - Post-top 45-76mm | 6.5 | Post-top 45-76mm |  | 1 | 62 | Yes |  |  | IK08 |  | -40°C to +50°C | CE |  | CE | [6 empty] | 66 | 3000 | 360x354x571mm |  | 220-240V | -40°C to +50°C | 5 years |  |  |  | >70 |  | 3000 | 7700 |  |  |  | L80B50 > 100.000 hours |  | 124.19 |  |  | 9 | AC | 25 °C | 10% at 100.000 hours | No Built-in accessory | Available | 730/559 | CIE(x=0.43. y=0.403) | Class1. Class2 | IK08 | [11 empty] | dimmable
TBD | NOBILA/1/CF/50/3 | image | datasheet | deeplink | TUNGSRAM - Nobila - 6500lm - 51W - 3000K - 70CRI - TBD[SKU] - Post-top 45-76mm | 6.5 | Post-top 45-76mm |  | 1 | 51 | Yes |  |  | IK08 |  | -40°C to +50°C | CE |  | CE | [6 empty] | 66 | 3000 | 360x354x571mm |  | 220-240V | -40°C to +50°C | 5 years |  |  |  | >70 |  | 3000 | 6500 |  |  |  | L80B50 > 100.000 hours |  | 127.45 |  |  | 9 | CF | 25 °C | 10% at 100.000 hours | No Built-in accessory | Available | 730/559 | CIE(x=0.43. y=0.403) | Class1. Class2 | IK08 | [11 empty] | dimmable
TBD | NOBILA/1/CE/50/3 | image | datasheet | deeplink | TUNGSRAM - Nobila - 6500lm - 51W - 3000K - 70CRI - TBD[SKU] - Post-top 45-76mm | 6.5 | Post-top 45-76mm |  | 1 | 51 | Yes |  |  | IK08 |  | -40°C to +50°C | CE |  | CE | [6 empty] | 66 | 3000 | 360x354x571mm |  | 220-240V | -40°C to +50°C | 5 years |  |  |  | >70 |  | 3000 | 6500 |  |  |  | L80B50 > 100.000 hours |  | 127.45 |  |  | 9 | CE | 25 °C | 10% at 100.000 hours | No Built-in accessory | Available | 730/559 | CIE(x=0.43. y=0.403) | Class1. Class2 | IK08 | [11 empty] | dimmable
TBD | NOBILA/1/CC/50/3 | image | datasheet | deeplink | TUNGSRAM - Nobila - 6430lm - 51W - 3000K - 70CRI - TBD[SKU] - Post-top 45-76mm | 6.5 | Post-top 45-76mm | LED | 1 | 51 | Yes |  |  | IK08 |  | -40°C to +50°C | CE |  | CE | [6 empty] | 66 | 3000 | 360x354x571mm |  | 220-240V | -40°C to +50°C | 5 years |  |  |  | >70 |  | 3000 | 6430 |  |  |  | L80B50 > 100.000 hours |  | 126.08 |  |  | 9 | CC | 25 °C | 10% at 100.000 hours | No Built-in accessory | Available | 730/559 | CIE(x=0.43. y=0.403) | Class1. Class2 | IK08 | [11 empty] | dimmable
TBD | NOBILA/1/SF/50/3 | image | datasheet | deeplink | TUNGSRAM - Nobila - 6540lm - 51W - 3000K - 70CRI - TBD[SKU] - Post-top 45-76mm | 6.5 | Post-top 45-76mm |  | 1 | 51 | Yes |  |  | IK08 |  | -40°C to +50°C | CE |  | CE | [6 empty] | 66 | 3000 | 360x354x571mm |  | 220-240V | -40°C to +50°C | 5 years |  |  |  | >70 |  | 3000 | 6540 |  |  |  | L80B50 > 100.000 hours |  | 128.24 |  |  | 9 | SF | 25 °C | 10% at 100.000 hours | No Built-in accessory | Available | 730/559 | CIE(x=0.43. y=0.403) | Class1. Class2 | IK08 | [11 empty] | dimmable
TBD | NOBILA/1/SE/50/3 | image | datasheet | deeplink | TUNGSRAM - Nobila - 6540lm - 51W - 3000K - 70CRI - TBD[SKU] - Post-top 45-76mm | 6.5 | Post-top 45-76mm |  | 1 | 51 | Yes |  |  | IK08 |  | -40°C to +50°C | CE |  | CE | [6 empty] | 66 | 3000 | 360x354x571mm |  | 220-240V | -40°C to +50°C | 5 years |  |  |  | >70 |  | 3000 | 6540 |  |  |  | L80B50 > 100.000 hours |  | 128.24 |  |  | 9 | SE | 25 °C | 10% at 100.000 hours | No Built-in accessory | Available | 730/559 | CIE(x=0.43. y=0.403) | Class1. Class2 | IK08 | [11 empty] | dimmable
TBD | NOBILA/1/SC/50/3 | image | datasheet | deeplink | TUNGSRAM - Nobila - 6450lm - 51W - 3000K - 70CRI - TBD[SKU] - Post-top 45-76mm | 6.5 | Post-top 45-76mm | LED | 1 | 51 | Yes |  |  | IK08 |  | -40°C to +50°C | CE |  | CE | [6 empty] | 66 | 3000 | 360x354x571mm |  | 220-240V | -40°C to +50°C | 5 years |  |  |  | >70 |  | 3000 | 6450 |  |  |  | L80B50 > 100.000 hours |  | 126.47 |  |  | 9 | SC | 25 °C | 10% at 100.000 hours | No Built-in accessory | Available | 730/559 | CIE(x=0.43. y=0.403) | Class1. Class2 | IK08 | [11 empty] | dimmable
TBD | NOBILA/1/AF/50/3 | image | datasheet | deeplink | TUNGSRAM - Nobila - 6650lm - 51W - 3000K - 70CRI - TBD[SKU] - Post-top 45-76mm | 6.5 | Post-top 45-76mm | LED | 1 | 51 | Yes |  |  | IK08 |  | -40°C to +50°C | CE |  | CE | [6 empty] | 66 | 3000 | 360x354x571mm |  | 220-240V | -40°C to +50°C | 5 years |  |  |  | >70 |  | 3000 | 6650 |  |  |  | L80B50 > 100.000 hours |  | 130.39 |  |  | 9 | AF | 25 °C | 10% at 100.000 hours | No Built-in accessory | Available | 730/559 | CIE(x=0.43. y=0.403) | Class1. Class2 | IK08 | [11 empty] | dimmable
TBD | NOBILA/1/AE/50/3 | image | datasheet | deeplink | TUNGSRAM - Nobila - 6620lm - 51W - 3000K - 70CRI - TBD[SKU] - Post-top 45-76mm | 6.5 | Post-top 45-76mm | LED | 1 | 51 | Yes |  |  | IK08 |  | -40°C to +50°C | CE |  | CE | [6 empty] | 66 | 3000 | 360x354x571mm |  | 220-240V | -40°C to +50°C | 5 years |  |  |  | >70 |  | 3000 | 6620 |  |  |  | L80B50 > 100.000 hours |  | 129.8 |  |  | 9 | AE | 25 °C | 10% at 100.000 hours | No Built-in accessory | Available | 730/559 | CIE(x=0.43. y=0.403) | Class1. Class2 | IK08 | [11 empty] | dimmable
TBD | NOBILA/1/AC/50/3 | image | datasheet | deeplink | TUNGSRAM - Nobila - 6540lm - 51W - 3000K - 70CRI - TBD[SKU] - Post-top 45-76mm | 6.5 | Post-top 45-76mm |  | 1 | 51 | Yes |  |  | IK08 |  | -40°C to +50°C | CE |  | CE | [6 empty] | 66 | 3000 | 360x354x571mm |  | 220-240V | -40°C to +50°C | 5 years |  |  |  | >70 |  | 3000 | 6540 |  |  |  | L80B50 > 100.000 hours |  | 128.24 |  |  | 9 | AC | 25 °C | 10% at 100.000 hours | No Built-in accessory | Available | 730/559 | CIE(x=0.43. y=0.403) | Class1. Class2 | IK08 | [11 empty] | dimmable
TBD | NOBILA/1/CF/40/3 | image | datasheet | deeplink | TUNGSRAM - Nobila - 5340lm - 41W - 3000K - 70CRI - TBD[SKU] - Post-top 45-76mm | 6.5 | Post-top 45-76mm | LED | 1 | 41 | Yes |  |  | IK08 |  | -40°C to +50°C | CE |  | CE | [6 empty] | 66 | 3000 | 360x354x571mm |  | 220-240V | -40°C to +50°C | 5 years |  |  |  | >70 |  | 3000 | 5340 |  |  |  | L80B50 > 100.000 hours |  | 130.24 |  |  | 9 | CF | 25 °C | 10% at 100.000 hours | No Built-in accessory | Available | 730/559 | CIE(x=0.43. y=0.403) | Class1. Class2 | IK08 | [11 empty] | dimmable
TBD | NOBILA/1/CE/40/3 | image | datasheet | deeplink | TUNGSRAM - Nobila - 5330lm - 41W - 3000K - 70CRI - TBD[SKU] - Post-top 45-76mm | 6.5 | Post-top 45-76mm | LED | 1 | 41 | Yes |  |  | IK08 |  | -40°C to +50°C | CE |  | CE | [6 empty] | 66 | 3000 | 360x354x571mm |  | 220-240V | -40°C to +50°C | 5 years |  |  |  | >70 |  | 3000 | 5330 |  |  |  | L80B50 > 100.000 hours |  | 130 |  |  | 9 | CE | 25 °C | 10% at 100.000 hours | No Built-in accessory | Available | 730/559 | CIE(x=0.43. y=0.403) | Class1. Class2 | IK08 | [11 empty] | dimmable
TBD | NOBILA/1/CC/40/3 | image | datasheet | deeplink | TUNGSRAM - Nobila - 5280lm - 41W - 3000K - 70CRI - TBD[SKU] - Post-top 45-76mm | 6.5 | Post-top 45-76mm | LED | 1 | 41 | Yes |  |  | IK08 |  | -40°C to +50°C | CE |  | CE | [6 empty] | 66 | 3000 | 360x354x571mm |  | 220-240V | -40°C to +50°C | 5 years |  |  |  | >70 |  | 3000 | 5280 |  |  |  | L80B50 > 100.000 hours |  | 128.78 |  |  | 9 | CC | 25 °C | 10% at 100.000 hours | No Built-in accessory | Available | 730/559 | CIE(x=0.43. y=0.403) | Class1. Class2 | IK08 | [11 empty] | dimmable
TBD | NOBILA/1/SF/40/3 | image | datasheet | deeplink | TUNGSRAM - Nobila - 5370lm - 41W - 3000K - 70CRI - TBD[SKU] - Post-top 45-76mm | 6.5 | Post-top 45-76mm |  | 1 | 41 | Yes |  |  | IK08 |  | -40°C to +50°C | CE |  | CE | [6 empty] | 66 | 3000 | 360x354x571mm |  | 220-240V | -40°C to +50°C | 5 years |  |  |  | >70 |  | 3000 | 5370 |  |  |  | L80B50 > 100.000 hours |  | 130.98 |  |  | 9 | SF | 25 °C | 10% at 100.000 hours | No Built-in accessory | Available | 730/559 | CIE(x=0.43. y=0.403) | Class1. Class2 | IK08 | [11 empty] | dimmable
TBD | NOBILA/1/SE/40/3 | image | datasheet | deeplink | TUNGSRAM - Nobila - 5370lm - 41W - 3000K - 70CRI - TBD[SKU] - Post-top 45-76mm | 6.5 | Post-top 45-76mm |  | 1 | 41 | Yes |  |  | IK08 |  | -40°C to +50°C | CE |  | CE | [6 empty] | 66 | 3000 | 360x354x571mm |  | 220-240V | -40°C to +50°C | 5 years |  |  |  | >70 |  | 3000 | 5370 |  |  |  | L80B50 > 100.000 hours |  | 130.98 |  |  | 9 | SE | 25 °C | 10% at 100.000 hours | No Built-in accessory | Available | 730/559 | CIE(x=0.43. y=0.403) | Class1. Class2 | IK08 | [11 empty] | dimmable
TBD | NOBILA/1/SC/40/3 | image | datasheet | deeplink | TUNGSRAM - Nobila - 5290lm - 41W - 3000K - 70CRI - TBD[SKU] - Post-top 45-76mm | 6.5 | Post-top 45-76mm | LED | 1 | 41 | Yes |  |  | IK08 |  | -40°C to +50°C | CE |  | CE | [6 empty] | 66 | 3000 | 360x354x571mm |  | 220-240V | -40°C to +50°C | 5 years |  |  |  | >70 |  | 3000 | 5290 |  |  |  | L80B50 > 100.000 hours |  | 129.02 |  |  | 9 | SC | 25 °C | 10% at 100.000 hours | No Built-in accessory | Available | 730/559 | CIE(x=0.43. y=0.403) | Class1. Class2 | IK08 | [11 empty] | dimmable
TBD | NOBILA/1/AF/40/3 | image | datasheet | deeplink | TUNGSRAM - Nobila - 5460lm - 41W - 3000K - 70CRI - TBD[SKU] - Post-top 45-76mm | 6.5 | Post-top 45-76mm | LED | 1 | 41 | Yes |  |  | IK08 |  | -40°C to +50°C | CE |  | CE | [6 empty] | 66 | 3000 | 360x354x571mm |  | 220-240V | -40°C to +50°C | 5 years |  |  |  | >70 |  | 3000 | 5460 |  |  |  | L80B50 > 100.000 hours |  | 133.17 |  |  | 9 | AF | 25 °C | 10% at 100.000 hours | No Built-in accessory | Available | 730/559 | CIE(x=0.43. y=0.403) | Class1. Class2 | IK08 | [11 empty] | dimmable
TBD | NOBILA/1/AE/40/3 | image | datasheet | deeplink | TUNGSRAM - Nobila - 5430lm - 41W - 3000K - 70CRI - TBD[SKU] - Post-top 45-76mm | 6.5 | Post-top 45-76mm | LED | 1 | 41 | Yes |  |  | IK08 |  | -40°C to +50°C | CE |  | CE | [6 empty] | 66 | 3000 | 360x354x571mm |  | 220-240V | -40°C to +50°C | 5 years |  |  |  | >70 |  | 3000 | 5430 |  |  |  | L80B50 > 100.000 hours |  | 132.44 |  |  | 9 | AE | 25 °C | 10% at 100.000 hours | No Built-in accessory | Available | 730/559 | CIE(x=0.43. y=0.403) | Class1. Class2 | IK08 | [11 empty] | dimmable
TBD | NOBILA/1/AC/40/3 | image | datasheet | deeplink | TUNGSRAM - Nobila - 5370lm - 41W - 3000K - 70CRI - TBD[SKU] - Post-top 45-76mm | 6.5 | Post-top 45-76mm |  | 1 | 41 | Yes |  |  | IK08 |  | -40°C to +50°C | CE |  | CE | [6 empty] | 66 | 3000 | 360x354x571mm |  | 220-240V | -40°C to +50°C | 5 years |  |  |  | >70 |  | 3000 | 5370 |  |  |  | L80B50 > 100.000 hours |  | 130.98 |  |  | 9 | AC | 25 °C | 10% at 100.000 hours | No Built-in accessory | Available | 730/559 | CIE(x=0.43. y=0.403) | Class1. Class2 | IK08 | [11 empty] | dimmable
TBD | NOBILA/1/CF/30/3 | image | datasheet | deeplink | TUNGSRAM - Nobila - 4050lm - 32W - 3000K - 70CRI - TBD[SKU] - Post-top 45-76mm | 6.5 | Post-top 45-76mm |  | 1 | 32 | Yes |  |  | IK08 |  | -40°C to +50°C | CE |  | CE | [6 empty] | 66 | 3000 | 360x354x571mm |  | 220-240V | -40°C to +50°C | 5 years |  |  |  | >70 |  | 3000 | 4050 |  |  |  | L80B50 > 100.000 hours |  | 126.56 |  |  | 9 | CF | 25 °C | 10% at 100.000 hours | No Built-in accessory | Available | 730/559 | CIE(x=0.43. y=0.403) | Class1. Class2 | IK08 | [11 empty] | dimmable
TBD | NOBILA/1/CE/30/3 | image | datasheet | deeplink | TUNGSRAM - Nobila - 4050lm - 32W - 3000K - 70CRI - TBD[SKU] - Post-top 45-76mm | 6.5 | Post-top 45-76mm |  | 1 | 32 | Yes |  |  | IK08 |  | -40°C to +50°C | CE |  | CE | [6 empty] | 66 | 3000 | 360x354x571mm |  | 220-240V | -40°C to +50°C | 5 years |  |  |  | >70 |  | 3000 | 4050 |  |  |  | L80B50 > 100.000 hours |  | 126.56 |  |  | 9 | CE | 25 °C | 10% at 100.000 hours | No Built-in accessory | Available | 730/559 | CIE(x=0.43. y=0.403) | Class1. Class2 | IK08 | [11 empty] | dimmable
TBD | NOBILA/1/CC/30/3 | image | datasheet | deeplink | TUNGSRAM - Nobila - 4010lm - 32W - 3000K - 70CRI - TBD[SKU] - Post-top 45-76mm | 6.5 | Post-top 45-76mm | LED | 1 | 32 | Yes |  |  | IK08 |  | -40°C to +50°C | CE |  | CE | [6 empty] | 66 | 3000 | 360x354x571mm |  | 220-240V | -40°C to +50°C | 5 years |  |  |  | >70 |  | 3000 | 4010 |  |  |  | L80B50 > 100.000 hours |  | 125.31 |  |  | 9 | CC | 25 °C | 10% at 100.000 hours | No Built-in accessory | Available | 730/559 | CIE(x=0.43. y=0.403) | Class1. Class2 | IK08 | [11 empty] | dimmable
TBD | NOBILA/1/SF/30/3 | image | datasheet | deeplink | TUNGSRAM - Nobila - 4080lm - 32W - 3000K - 70CRI - TBD[SKU] - Post-top 45-76mm | 6.5 | Post-top 45-76mm |  | 1 | 32 | Yes |  |  | IK08 |  | -40°C to +50°C | CE |  | CE | [6 empty] | 66 | 3000 | 360x354x571mm |  | 220-240V | -40°C to +50°C | 5 years |  |  |  | >70 |  | 3000 | 4080 |  |  |  | L80B50 > 100.000 hours |  | 127.5 |  |  | 9 | SF | 25 °C | 10% at 100.000 hours | No Built-in accessory | Available | 730/559 | CIE(x=0.43. y=0.403) | Class1. Class2 | IK08 | [11 empty] | dimmable
TBD | NOBILA/1/SE/30/3 | image | datasheet | deeplink | TUNGSRAM - Nobila - 4080lm - 32W - 3000K - 70CRI - TBD[SKU] - Post-top 45-76mm | 6.5 | Post-top 45-76mm |  | 1 | 32 | Yes |  |  | IK08 |  | -40°C to +50°C | CE |  | CE | [6 empty] | 66 | 3000 | 360x354x571mm |  | 220-240V | -40°C to +50°C | 5 years |  |  |  | >70 |  | 3000 | 4080 |  |  |  | L80B50 > 100.000 hours |  | 127.5 |  |  | 9 | SE | 25 °C | 10% at 100.000 hours | No Built-in accessory | Available | 730/559 | CIE(x=0.43. y=0.403) | Class1. Class2 | IK08 | [11 empty] | dimmable
TBD | NOBILA/1/SC/30/3 | image | datasheet | deeplink | TUNGSRAM - Nobila - 4020lm - 32W - 3000K - 70CRI - TBD[SKU] - Post-top 45-76mm | 6.5 | Post-top 45-76mm | LED | 1 | 32 | Yes |  |  | IK08 |  | -40°C to +50°C | CE |  | CE | [6 empty] | 66 | 3000 | 360x354x571mm |  | 220-240V | -40°C to +50°C | 5 years |  |  |  | >70 |  | 3000 | 4020 |  |  |  | L80B50 > 100.000 hours |  | 125.62 |  |  | 9 | SC | 25 °C | 10% at 100.000 hours | No Built-in accessory | Available | 730/559 | CIE(x=0.43. y=0.403) | Class1. Class2 | IK08 | [11 empty] | dimmable
TBD | NOBILA/1/AF/30/3 | image | datasheet | deeplink | TUNGSRAM - Nobila - 4140lm - 32W - 3000K - 70CRI - TBD[SKU] - Post-top 45-76mm | 6.5 | Post-top 45-76mm | LED | 1 | 32 | Yes |  |  | IK08 |  | -40°C to +50°C | CE |  | CE | [6 empty] | 66 | 3000 | 360x354x571mm |  | 220-240V | -40°C to +50°C | 5 years |  |  |  | >70 |  | 3000 | 4140 |  |  |  | L80B50 > 100.000 hours |  | 129.38 |  |  | 9 | AF | 25 °C | 10% at 100.000 hours | No Built-in accessory | Available | 730/559 | CIE(x=0.43. y=0.403) | Class1. Class2 | IK08 | [11 empty] | dimmable
TBD | NOBILA/1/AE/30/3 | image | datasheet | deeplink | TUNGSRAM - Nobila - 4120lm - 32W - 3000K - 70CRI - TBD[SKU] - Post-top 45-76mm | 6.5 | Post-top 45-76mm | LED | 1 | 32 | Yes |  |  | IK08 |  | -40°C to +50°C | CE |  | CE | [6 empty] | 66 | 3000 | 360x354x571mm |  | 220-240V | -40°C to +50°C | 5 years |  |  |  | >70 |  | 3000 | 4120 |  |  |  | L80B50 > 100.000 hours |  | 128.75 |  |  | 9 | AE | 25 °C | 10% at 100.000 hours | No Built-in accessory | Available | 730/559 | CIE(x=0.43. y=0.403) | Class1. Class2 | IK08 | [11 empty] | dimmable
TBD | NOBILA/1/AC/30/3 | image | datasheet | deeplink | TUNGSRAM - Nobila - 4080lm - 32W - 3000K - 70CRI - TBD[SKU] - Post-top 45-76mm | 6.5 | Post-top 45-76mm |  | 1 | 32 | Yes |  |  | IK08 |  | -40°C to +50°C | CE |  | CE | [6 empty] | 66 | 3000 | 360x354x571mm |  | 220-240V | -40°C to +50°C | 5 years |  |  |  | >70 |  | 3000 | 4080 |  |  |  | L80B50 > 100.000 hours |  | 127.5 |  |  | 9 | AC | 25 °C | 10% at 100.000 hours | No Built-in accessory | Available | 730/559 | CIE(x=0.43. y=0.403) | Class1. Class2 | IK08 | [11 empty] | dimmable
TBD | NOBILA/1/CF/20/3 | image | datasheet | deeplink | TUNGSRAM - Nobila - 2690lm - 22W - 3000K - 70CRI - TBD[SKU] - Post-top 45-76mm | 6.5 | Post-top 45-76mm |  | 1 | 22 | Yes |  |  | IK08 |  | -40°C to +50°C | CE |  | CE | [6 empty] | 66 | 3000 | 360x354x571mm |  | 220-240V | -40°C to +50°C | 5 years |  |  |  | >70 |  | 3000 | 2690 |  |  |  | L80B50 > 100.000 hours |  | 122.27 |  |  | 9 | CF | 25 °C | 10% at 100.000 hours | No Built-in accessory | Available | 730/559 | CIE(x=0.43. y=0.403) | Class1. Class2 | IK08 | [11 empty] | dimmable
TBD | NOBILA/1/CE/20/3 | image | datasheet | deeplink | TUNGSRAM - Nobila - 2690lm - 22W - 3000K - 70CRI - TBD[SKU] - Post-top 45-76mm | 6.5 | Post-top 45-76mm |  | 1 | 22 | Yes |  |  | IK08 |  | -40°C to +50°C | CE |  | CE | [6 empty] | 66 | 3000 | 360x354x571mm |  | 220-240V | -40°C to +50°C | 5 years |  |  |  | >70 |  | 3000 | 2690 |  |  |  | L80B50 > 100.000 hours |  | 122.27 |  |  | 9 | CE | 25 °C | 10% at 100.000 hours | No Built-in accessory | Available | 730/559 | CIE(x=0.43. y=0.403) | Class1. Class2 | IK08 | [11 empty] | dimmable
TBD | NOBILA/1/CC/20/3 | image | datasheet | deeplink | TUNGSRAM - Nobila - 2660lm - 22W - 3000K - 70CRI - TBD[SKU] - Post-top 45-76mm | 6.5 | Post-top 45-76mm | LED | 1 | 22 | Yes |  |  | IK08 |  | -40°C to +50°C | CE |  | CE | [6 empty] | 66 | 3000 | 360x354x571mm |  | 220-240V | -40°C to +50°C | 5 years |  |  |  | >70 |  | 3000 | 2660 |  |  |  | L80B50 > 100.000 hours |  | 120.91 |  |  | 9 | CC | 25 °C | 10% at 100.000 hours | No Built-in accessory | Available | 730/559 | CIE(x=0.43. y=0.403) | Class1. Class2 | IK08 | [11 empty] | dimmable
TBD | NOBILA/1/SF/20/3 | image | datasheet | deeplink | TUNGSRAM - Nobila - 2710lm - 22W - 3000K - 70CRI - TBD[SKU] - Post-top 45-76mm | 6.5 | Post-top 45-76mm |  | 1 | 22 | Yes |  |  | IK08 |  | -40°C to +50°C | CE |  | CE | [6 empty] | 66 | 3000 | 360x354x571mm |  | 220-240V | -40°C to +50°C | 5 years |  |  |  | >70 |  | 3000 | 2710 |  |  |  | L80B50 > 100.000 hours |  | 123.18 |  |  | 9 | SF | 25 °C | 10% at 100.000 hours | No Built-in accessory | Available | 730/559 | CIE(x=0.43. y=0.403) | Class1. Class2 | IK08 | [11 empty] | dimmable
TBD | NOBILA/1/SE/20/3 | image | datasheet | deeplink | TUNGSRAM - Nobila - 2710lm - 22W - 3000K - 70CRI - TBD[SKU] - Post-top 45-76mm | 6.5 | Post-top 45-76mm |  | 1 | 22 | Yes |  |  | IK08 |  | -40°C to +50°C | CE |  | CE | [6 empty] | 66 | 3000 | 360x354x571mm |  | 220-240V | -40°C to +50°C | 5 years |  |  |  | >70 |  | 3000 | 2710 |  |  |  | L80B50 > 100.000 hours |  | 123.18 |  |  | 9 | SE | 25 °C | 10% at 100.000 hours | No Built-in accessory | Available | 730/559 | CIE(x=0.43. y=0.403) | Class1. Class2 | IK08 | [11 empty] | dimmable
TBD | NOBILA/1/SC/20/3 | image | datasheet | deeplink | TUNGSRAM - Nobila - 2670lm - 22W - 3000K - 70CRI - TBD[SKU] - Post-top 45-76mm | 6.5 | Post-top 45-76mm | LED | 1 | 22 | Yes |  |  | IK08 |  | -40°C to +50°C | CE |  | CE | [6 empty] | 66 | 3000 | 360x354x571mm |  | 220-240V | -40°C to +50°C | 5 years |  |  |  | >70 |  | 3000 | 2670 |  |  |  | L80B50 > 100.000 hours |  | 121.36 |  |  | 9 | SC | 25 °C | 10% at 100.000 hours | No Built-in accessory | Available | 730/559 | CIE(x=0.43. y=0.403) | Class1. Class2 | IK08 | [11 empty] | dimmable
TBD | NOBILA/1/AF/20/3 | image | datasheet | deeplink | TUNGSRAM - Nobila - 2750lm - 22W - 3000K - 70CRI - TBD[SKU] - Post-top 45-76mm | 6.5 | Post-top 45-76mm | LED | 1 | 22 | Yes |  |  | IK08 |  | -40°C to +50°C | CE |  | CE | [6 empty] | 66 | 3000 | 360x354x571mm |  | 220-240V | -40°C to +50°C | 5 years |  |  |  | >70 |  | 3000 | 2750 |  |  |  | L80B50 > 100.000 hours |  | 125 |  |  | 9 | AF | 25 °C | 10% at 100.000 hours | No Built-in accessory | Available | 730/559 | CIE(x=0.43. y=0.403) | Class1. Class2 | IK08 | [11 empty] | dimmable
TBD | NOBILA/1/AE/20/3 | image | datasheet | deeplink | TUNGSRAM - Nobila - 2740lm - 22W - 3000K - 70CRI - TBD[SKU] - Post-top 45-76mm | 6.5 | Post-top 45-76mm | LED | 1 | 22 | Yes |  |  | IK08 |  | -40°C to +50°C | CE |  | CE | [6 empty] | 66 | 3000 | 360x354x571mm |  | 220-240V | -40°C to +50°C | 5 years |  |  |  | >70 |  | 3000 | 2740 |  |  |  | L80B50 > 100.000 hours |  | 124.55 |  |  | 9 | AE | 25 °C | 10% at 100.000 hours | No Built-in accessory | Available | 730/559 | CIE(x=0.43. y=0.403) | Class1. Class2 | IK08 | [11 empty] | dimmable
TBD | NOBILA/1/AC/20/3 | image | datasheet | deeplink | TUNGSRAM - Nobila - 2710lm - 22W - 3000K - 70CRI - TBD[SKU] - Post-top 45-76mm | 6.5 | Post-top 45-76mm |  | 1 | 22 | Yes |  |  | IK08 |  | -40°C to +50°C | CE |  | CE | [6 empty] | 66 | 3000 | 360x354x571mm |  | 220-240V | -40°C to +50°C | 5 years |  |  |  | >70 |  | 3000 | 2710 |  |  |  | L80B50 > 100.000 hours |  | 123.18 |  |  | 9 | AC | 25 °C | 10% at 100.000 hours | No Built-in accessory | Available | 730/559 | CIE(x=0.43. y=0.403) | Class1. Class2 | IK08 | [11 empty] | dimmable
TBD | NOBILA/1/CF/90/4 | image | datasheet | deeplink | TUNGSRAM - Nobila - 10380lm - 91W - 4000K - 70CRI - TBD[SKU] - Post-top 45-76mm | 6.5 | Post-top 45-76mm | LED | 1 | 91 | Yes |  |  | IK08 |  | -40°C to +50°C | CE |  | CE | [6 empty] | 66 | 4000 | 360x354x571mm |  | 220-240V | -40°C to +50°C | 5 years |  |  |  | >70 |  | 4000 | 10380 |  |  |  | L80B50 > 100.000 hours |  | 114.07 |  |  | 9 | CF | 25 °C | 10% at 100.000 hours | No Built-in accessory | Available | 740/559 | CIE(x= 0.38. y= 0.38) | Class1. Class2 | IK08 | [11 empty] | dimmable
TBD | NOBILA/1/CE/90/4 | image | datasheet | deeplink | TUNGSRAM - Nobila - 10370lm - 91W - 4000K - 70CRI - TBD[SKU] - Post-top 45-76mm | 6.5 | Post-top 45-76mm | LED | 1 | 91 | Yes |  |  | IK08 |  | -40°C to +50°C | CE |  | CE | [6 empty] | 66 | 4000 | 360x354x571mm |  | 220-240V | -40°C to +50°C | 5 years |  |  |  | >70 |  | 4000 | 10370 |  |  |  | L80B50 > 100.000 hours |  | 113.96 |  |  | 9 | CE | 25 °C | 10% at 100.000 hours | No Built-in accessory | Available | 740/559 | CIE(x= 0.38. y= 0.38) | Class1. Class2 | IK08 | [11 empty] | dimmable
TBD | NOBILA/1/CC/90/4 | image | datasheet | deeplink | TUNGSRAM - Nobila - 10270lm - 91W - 4000K - 70CRI - TBD[SKU] - Post-top 45-76mm | 6.5 | Post-top 45-76mm | LED | 1 | 91 | Yes |  |  | IK08 |  | -40°C to +50°C | CE |  | CE | [6 empty] | 66 | 4000 | 360x354x571mm |  | 220-240V | -40°C to +50°C | 5 years |  |  |  | >70 |  | 4000 | 10270 |  |  |  | L80B50 > 100.000 hours |  | 112.86 |  |  | 9 | CC | 25 °C | 10% at 100.000 hours | No Built-in accessory | Available | 740/559 | CIE(x= 0.38. y= 0.38) | Class1. Class2 | IK08 | [11 empty] | dimmable
TBD | NOBILA/1/SF/90/4 | image | datasheet | deeplink | TUNGSRAM - Nobila - 10440lm - 91W - 4000K - 70CRI - TBD[SKU] - Post-top 45-76mm | 6.5 | Post-top 45-76mm |  | 1 | 91 | Yes |  |  | IK08 |  | -40°C to +50°C | CE |  | CE | [6 empty] | 66 | 4000 | 360x354x571mm |  | 220-240V | -40°C to +50°C | 5 years |  |  |  | >70 |  | 4000 | 10440 |  |  |  | L80B50 > 100.000 hours |  | 114.73 |  |  | 9 | SF | 25 °C | 10% at 100.000 hours | No Built-in accessory | Available | 740/559 | CIE(x= 0.38. y= 0.38) | Class1. Class2 | IK08 | [11 empty] | dimmable
TBD | NOBILA/1/SE/90/4 | image | datasheet | deeplink | TUNGSRAM - Nobila - 10440lm - 91W - 4000K - 70CRI - TBD[SKU] - Post-top 45-76mm | 6.5 | Post-top 45-76mm |  | 1 | 91 | Yes |  |  | IK08 |  | -40°C to +50°C | CE |  | CE | [6 empty] | 66 | 4000 | 360x354x571mm |  | 220-240V | -40°C to +50°C | 5 years |  |  |  | >70 |  | 4000 | 10440 |  |  |  | L80B50 > 100.000 hours |  | 114.73 |  |  | 9 | SE | 25 °C | 10% at 100.000 hours | No Built-in accessory | Available | 740/559 | CIE(x= 0.38. y= 0.38) | Class1. Class2 | IK08 | [11 empty] | dimmable
TBD | NOBILA/1/SC/90/4 | image | datasheet | deeplink | TUNGSRAM - Nobila - 10300lm - 91W - 4000K - 70CRI - TBD[SKU] - Post-top 45-76mm | 6.5 | Post-top 45-76mm | LED | 1 | 91 | Yes |  |  | IK08 |  | -40°C to +50°C | CE |  | CE | [6 empty] | 66 | 4000 | 360x354x571mm |  | 220-240V | -40°C to +50°C | 5 years |  |  |  | >70 |  | 4000 | 10300 |  |  |  | L80B50 > 100.000 hours |  | 113.19 |  |  | 9 | SC | 25 °C | 10% at 100.000 hours | No Built-in accessory | Available | 740/559 | CIE(x= 0.38. y= 0.38) | Class1. Class2 | IK08 | [11 empty] | dimmable
TBD | NOBILA/1/AF/90/4 | image | datasheet | deeplink | TUNGSRAM - Nobila - 10610lm - 91W - 4000K - 70CRI - TBD[SKU] - Post-top 45-76mm | 6.5 | Post-top 45-76mm | LED | 1 | 91 | Yes |  |  | IK08 |  | -40°C to +50°C | CE |  | CE | [6 empty] | 66 | 4000 | 360x354x571mm |  | 220-240V | -40°C to +50°C | 5 years |  |  |  | >70 |  | 4000 | 10610 |  |  |  | L80B50 > 100.000 hours |  | 116.59 |  |  | 9 | AF | 25 °C | 10% at 100.000 hours | No Built-in accessory | Available | 740/559 | CIE(x= 0.38. y= 0.38) | Class1. Class2 | IK08 | [11 empty] | dimmable
TBD | NOBILA/1/AE/90/4 | image | datasheet | deeplink | TUNGSRAM - Nobila - 10570lm - 91W - 4000K - 70CRI - TBD[SKU] - Post-top 45-76mm | 6.5 | Post-top 45-76mm | LED | 1 | 91 | Yes |  |  | IK08 |  | -40°C to +50°C | CE |  | CE | [6 empty] | 66 | 4000 | 360x354x571mm |  | 220-240V | -40°C to +50°C | 5 years |  |  |  | >70 |  | 4000 | 10570 |  |  |  | L80B50 > 100.000 hours |  | 116.15 |  |  | 9 | AE | 25 °C | 10% at 100.000 hours | No Built-in accessory | Available | 740/559 | CIE(x= 0.38. y= 0.38) | Class1. Class2 | IK08 | [11 empty] | dimmable
TBD | NOBILA/1/AC/90/4 | image | datasheet | deeplink | TUNGSRAM - Nobila - 10440lm - 91W - 4000K - 70CRI - TBD[SKU] - Post-top 45-76mm | 6.5 | Post-top 45-76mm |  | 1 | 91 | Yes |  |  | IK08 |  | -40°C to +50°C | CE |  | CE | [6 empty] | 66 | 4000 | 360x354x571mm |  | 220-240V | -40°C to +50°C | 5 years |  |  |  | >70 |  | 4000 | 10440 |  |  |  | L80B50 > 100.000 hours |  | 114.73 |  |  | 9 | AC | 25 °C | 10% at 100.000 hours | No Built-in accessory | Available | 740/559 | CIE(x= 0.38. y= 0.38) | Class1. Class2 | IK08 | [11 empty] | dimmable
TBD | NOBILA/1/CF/80/4 | image | datasheet | deeplink | TUNGSRAM - Nobila - 9450lm - 81W - 4000K - 70CRI - TBD[SKU] - Post-top 45-76mm | 6.5 | Post-top 45-76mm | LED | 1 | 81 | Yes |  |  | IK08 |  | -40°C to +50°C | CE |  | CE | [6 empty] | 66 | 4000 | 360x354x571mm |  | 220-240V | -40°C to +50°C | 5 years |  |  |  | >70 |  | 4000 | 9450 |  |  |  | L80B50 > 100.000 hours |  | 116.67 |  |  | 9 | CF | 25 °C | 10% at 100.000 hours | No Built-in accessory | Available | 740/559 | CIE(x= 0.38. y= 0.38) | Class1. Class2 | IK08 | [11 empty] | dimmable
TBD | NOBILA/1/CE/80/4 | image | datasheet | deeplink | TUNGSRAM - Nobila - 9440lm - 81W - 4000K - 70CRI - TBD[SKU] - Post-top 45-76mm | 6.5 | Post-top 45-76mm | LED | 1 | 81 | Yes |  |  | IK08 |  | -40°C to +50°C | CE |  | CE | [6 empty] | 66 | 4000 | 360x354x571mm |  | 220-240V | -40°C to +50°C | 5 years |  |  |  | >70 |  | 4000 | 9440 |  |  |  | L80B50 > 100.000 hours |  | 116.54 |  |  | 9 | CE | 25 °C | 10% at 100.000 hours | No Built-in accessory | Available | 740/559 | CIE(x= 0.38. y= 0.38) | Class1. Class2 | IK08 | [11 empty] | dimmable
TBD | NOBILA/1/CC/80/4 | image | datasheet | deeplink | TUNGSRAM - Nobila - 9340lm - 81W - 4000K - 70CRI - TBD[SKU] - Post-top 45-76mm | 6.5 | Post-top 45-76mm | LED | 1 | 81 | Yes |  |  | IK08 |  | -40°C to +50°C | CE |  | CE | [6 empty] | 66 | 4000 | 360x354x571mm |  | 220-240V | -40°C to +50°C | 5 years |  |  |  | >70 |  | 4000 | 9340 |  |  |  | L80B50 > 100.000 hours |  | 115.31 |  |  | 9 | CC | 25 °C | 10% at 100.000 hours | No Built-in accessory | Available | 740/559 | CIE(x= 0.38. y= 0.38) | Class1. Class2 | IK08 | [11 empty] | dimmable
TBD | NOBILA/1/SF/80/4 | image | datasheet | deeplink | TUNGSRAM - Nobila - 9500lm - 81W - 4000K - 70CRI - TBD[SKU] - Post-top 45-76mm | 6.5 | Post-top 45-76mm |  | 1 | 81 | Yes |  |  | IK08 |  | -40°C to +50°C | CE |  | CE | [6 empty] | 66 | 4000 | 360x354x571mm |  | 220-240V | -40°C to +50°C | 5 years |  |  |  | >70 |  | 4000 | 9500 |  |  |  | L80B50 > 100.000 hours |  | 117.28 |  |  | 9 | SF | 25 °C | 10% at 100.000 hours | No Built-in accessory | Available | 740/559 | CIE(x= 0.38. y= 0.38) | Class1. Class2 | IK08 | [11 empty] | dimmable
TBD | NOBILA/1/SE/80/4 | image | datasheet | deeplink | TUNGSRAM - Nobila - 9500lm - 81W - 4000K - 70CRI - TBD[SKU] - Post-top 45-76mm | 6.5 | Post-top 45-76mm |  | 1 | 81 | Yes |  |  | IK08 |  | -40°C to +50°C | CE |  | CE | [6 empty] | 66 | 4000 | 360x354x571mm |  | 220-240V | -40°C to +50°C | 5 years |  |  |  | >70 |  | 4000 | 9500 |  |  |  | L80B50 > 100.000 hours |  | 117.28 |  |  | 9 | SE | 25 °C | 10% at 100.000 hours | No Built-in accessory | Available | 740/559 | CIE(x= 0.38. y= 0.38) | Class1. Class2 | IK08 | [11 empty] | dimmable
TBD | NOBILA/1/SC/80/4 | image | datasheet | deeplink | TUNGSRAM - Nobila - 9370lm - 81W - 4000K - 70CRI - TBD[SKU] - Post-top 45-76mm | 6.5 | Post-top 45-76mm | LED | 1 | 81 | Yes |  |  | IK08 |  | -40°C to +50°C | CE |  | CE | [6 empty] | 66 | 4000 | 360x354x571mm |  | 220-240V | -40°C to +50°C | 5 years |  |  |  | >70 |  | 4000 | 9370 |  |  |  | L80B50 > 100.000 hours |  | 115.68 |  |  | 9 | SC | 25 °C | 10% at 100.000 hours | No Built-in accessory | Available | 740/559 | CIE(x= 0.38. y= 0.38) | Class1. Class2 | IK08 | [11 empty] | dimmable
TBD | NOBILA/1/AF/80/4 | image | datasheet | deeplink | TUNGSRAM - Nobila - 9660lm - 81W - 4000K - 70CRI - TBD[SKU] - Post-top 45-76mm | 6.5 | Post-top 45-76mm | LED | 1 | 81 | Yes |  |  | IK08 |  | -40°C to +50°C | CE |  | CE | [6 empty] | 66 | 4000 | 360x354x571mm |  | 220-240V | -40°C to +50°C | 5 years |  |  |  | >70 |  | 4000 | 9660 |  |  |  | L80B50 > 100.000 hours |  | 119.26 |  |  | 9 | AF | 25 °C | 10% at 100.000 hours | No Built-in accessory | Available | 740/559 | CIE(x= 0.38. y= 0.38) | Class1. Class2 | IK08 | [11 empty] | dimmable
TBD | NOBILA/1/AE/80/4 | image | datasheet | deeplink | TUNGSRAM - Nobila - 9610lm - 81W - 4000K - 70CRI - TBD[SKU] - Post-top 45-76mm | 6.5 | Post-top 45-76mm | LED | 1 | 81 | Yes |  |  | IK08 |  | -40°C to +50°C | CE |  | CE | [6 empty] | 66 | 4000 | 360x354x571mm |  | 220-240V | -40°C to +50°C | 5 years |  |  |  | >70 |  | 4000 | 9610 |  |  |  | L80B50 > 100.000 hours |  | 118.64 |  |  | 9 | AE | 25 °C | 10% at 100.000 hours | No Built-in accessory | Available | 740/559 | CIE(x= 0.38. y= 0.38) | Class1. Class2 | IK08 | [11 empty] | dimmable
TBD | NOBILA/1/AC/80/4 | image | datasheet | deeplink | TUNGSRAM - Nobila - 9500lm - 81W - 4000K - 70CRI - TBD[SKU] - Post-top 45-76mm | 6.5 | Post-top 45-76mm |  | 1 | 81 | Yes |  |  | IK08 |  | -40°C to +50°C | CE |  | CE | [6 empty] | 66 | 4000 | 360x354x571mm |  | 220-240V | -40°C to +50°C | 5 years |  |  |  | >70 |  | 4000 | 9500 |  |  |  | L80B50 > 100.000 hours |  | 117.28 |  |  | 9 | AC | 25 °C | 10% at 100.000 hours | No Built-in accessory | Available | 740/559 | CIE(x= 0.38. y= 0.38) | Class1. Class2 | IK08 | [11 empty] | dimmable
TBD | NOBILA/1/CF/70/4 | image | datasheet | deeplink | TUNGSRAM - Nobila - 8410lm - 71W - 4000K - 70CRI - TBD[SKU] - Post-top 45-76mm | 6.5 | Post-top 45-76mm | LED | 1 | 71 | Yes |  |  | IK08 |  | -40°C to +50°C | CE |  | CE | [6 empty] | 66 | 4000 | 360x354x571mm |  | 220-240V | -40°C to +50°C | 5 years |  |  |  | >70 |  | 4000 | 8410 |  |  |  | L80B50 > 100.000 hours |  | 118.45 |  |  | 9 | CF | 25 °C | 10% at 100.000 hours | No Built-in accessory | Available | 740/559 | CIE(x= 0.38. y= 0.38) | Class1. Class2 | IK08 | [11 empty] | dimmable
TBD | NOBILA/1/CE/70/4 | image | datasheet | deeplink | TUNGSRAM - Nobila - 8400lm - 71W - 4000K - 70CRI - TBD[SKU] - Post-top 45-76mm | 6.5 | Post-top 45-76mm | LED | 1 | 71 | Yes |  |  | IK08 |  | -40°C to +50°C | CE |  | CE | [6 empty] | 66 | 4000 | 360x354x571mm |  | 220-240V | -40°C to +50°C | 5 years |  |  |  | >70 |  | 4000 | 8400 |  |  |  | L80B50 > 100.000 hours |  | 118.31 |  |  | 9 | CE | 25 °C | 10% at 100.000 hours | No Built-in accessory | Available | 740/559 | CIE(x= 0.38. y= 0.38) | Class1. Class2 | IK08 | [11 empty] | dimmable
TBD | NOBILA/1/CC/70/4 | image | datasheet | deeplink | TUNGSRAM - Nobila - 8320lm - 71W - 4000K - 70CRI - TBD[SKU] - Post-top 45-76mm | 6.5 | Post-top 45-76mm | LED | 1 | 71 | Yes |  |  | IK08 |  | -40°C to +50°C | CE |  | CE | [6 empty] | 66 | 4000 | 360x354x571mm |  | 220-240V | -40°C to +50°C | 5 years |  |  |  | >70 |  | 4000 | 8320 |  |  |  | L80B50 > 100.000 hours |  | 117.18 |  |  | 9 | CC | 25 °C | 10% at 100.000 hours | No Built-in accessory | Available | 740/559 | CIE(x= 0.38. y= 0.38) | Class1. Class2 | IK08 | [11 empty] | dimmable
TBD | NOBILA/1/SF/70/4 | image | datasheet | deeplink | TUNGSRAM - Nobila - 8460lm - 71W - 4000K - 70CRI - TBD[SKU] - Post-top 45-76mm | 6.5 | Post-top 45-76mm |  | 1 | 71 | Yes |  |  | IK08 |  | -40°C to +50°C | CE |  | CE | [6 empty] | 66 | 4000 | 360x354x571mm |  | 220-240V | -40°C to +50°C | 5 years |  |  |  | >70 |  | 4000 | 8460 |  |  |  | L80B50 > 100.000 hours |  | 119.15 |  |  | 9 | SF | 25 °C | 10% at 100.000 hours | No Built-in accessory | Available | 740/559 | CIE(x= 0.38. y= 0.38) | Class1. Class2 | IK08 | [11 empty] | dimmable
TBD | NOBILA/1/SE/70/4 | image | datasheet | deeplink | TUNGSRAM - Nobila - 8460lm - 71W - 4000K - 70CRI - TBD[SKU] - Post-top 45-76mm | 6.5 | Post-top 45-76mm |  | 1 | 71 | Yes |  |  | IK08 |  | -40°C to +50°C | CE |  | CE | [6 empty] | 66 | 4000 | 360x354x571mm |  | 220-240V | -40°C to +50°C | 5 years |  |  |  | >70 |  | 4000 | 8460 |  |  |  | L80B50 > 100.000 hours |  | 119.15 |  |  | 9 | SE | 25 °C | 10% at 100.000 hours | No Built-in accessory | Available | 740/559 | CIE(x= 0.38. y= 0.38) | Class1. Class2 | IK08 | [11 empty] | dimmable
TBD | NOBILA/1/SC/70/4 | image | datasheet | deeplink | TUNGSRAM - Nobila - 8340lm - 71W - 4000K - 70CRI - TBD[SKU] - Post-top 45-76mm | 6.5 | Post-top 45-76mm | LED | 1 | 71 | Yes |  |  | IK08 |  | -40°C to +50°C | CE |  | CE | [6 empty] | 66 | 4000 | 360x354x571mm |  | 220-240V | -40°C to +50°C | 5 years |  |  |  | >70 |  | 4000 | 8340 |  |  |  | L80B50 > 100.000 hours |  | 117.46 |  |  | 9 | SC | 25 °C | 10% at 100.000 hours | No Built-in accessory | Available | 740/559 | CIE(x= 0.38. y= 0.38) | Class1. Class2 | IK08 | [11 empty] | dimmable
TBD | NOBILA/1/AF/70/4 | image | datasheet | deeplink | TUNGSRAM - Nobila - 8600lm - 71W - 4000K - 70CRI - TBD[SKU] - Post-top 45-76mm | 6.5 | Post-top 45-76mm | LED | 1 | 71 | Yes |  |  | IK08 |  | -40°C to +50°C | CE |  | CE | [6 empty] | 66 | 4000 | 360x354x571mm |  | 220-240V | -40°C to +50°C | 5 years |  |  |  | >70 |  | 4000 | 8600 |  |  |  | L80B50 > 100.000 hours |  | 121.13 |  |  | 9 | AF | 25 °C | 10% at 100.000 hours | No Built-in accessory | Available | 740/559 | CIE(x= 0.38. y= 0.38) | Class1. Class2 | IK08 | [11 empty] | dimmable
TBD | NOBILA/1/AE/70/4 | image | datasheet | deeplink | TUNGSRAM - Nobila - 8560lm - 71W - 4000K - 70CRI - TBD[SKU] - Post-top 45-76mm | 6.5 | Post-top 45-76mm | LED | 1 | 71 | Yes |  |  | IK08 |  | -40°C to +50°C | CE |  | CE | [6 empty] | 66 | 4000 | 360x354x571mm |  | 220-240V | -40°C to +50°C | 5 years |  |  |  | >70 |  | 4000 | 8560 |  |  |  | L80B50 > 100.000 hours |  | 120.56 |  |  | 9 | AE | 25 °C | 10% at 100.000 hours | No Built-in accessory | Available | 740/559 | CIE(x= 0.38. y= 0.38) | Class1. Class2 | IK08 | [11 empty] | dimmable
TBD | NOBILA/1/AC/70/4 | image | datasheet | deeplink | TUNGSRAM - Nobila - 8460lm - 71W - 4000K - 70CRI - TBD[SKU] - Post-top 45-76mm | 6.5 | Post-top 45-76mm |  | 1 | 71 | Yes |  |  | IK08 |  | -40°C to +50°C | CE |  | CE | [6 empty] | 66 | 4000 | 360x354x571mm |  | 220-240V | -40°C to +50°C | 5 years |  |  |  | >70 |  | 4000 | 8460 |  |  |  | L80B50 > 100.000 hours |  | 119.15 |  |  | 9 | AC | 25 °C | 10% at 100.000 hours | No Built-in accessory | Available | 740/559 | CIE(x= 0.38. y= 0.38) | Class1. Class2 | IK08 | [11 empty] | dimmable
TBD | NOBILA/1/CF/60/4 | image | datasheet | deeplink | TUNGSRAM - Nobila - 7790lm - 62W - 4000K - 70CRI - TBD[SKU] - Post-top 45-76mm | 6.5 | Post-top 45-76mm |  | 1 | 62 | Yes |  |  | IK08 |  | -40°C to +50°C | CE |  | CE | [6 empty] | 66 | 4000 | 360x354x571mm |  | 220-240V | -40°C to +50°C | 5 years |  |  |  | >70 |  | 4000 | 7790 |  |  |  | L80B50 > 100.000 hours |  | 125.65 |  |  | 9 | CF | 25 °C | 10% at 100.000 hours | No Built-in accessory | Available | 740/559 | CIE(x= 0.38. y= 0.38) | Class1. Class2 | IK08 | [11 empty] | dimmable
TBD | NOBILA/1/CE/60/4 | image | datasheet | deeplink | TUNGSRAM - Nobila - 7790lm - 62W - 4000K - 70CRI - TBD[SKU] - Post-top 45-76mm | 6.5 | Post-top 45-76mm |  | 1 | 62 | Yes |  |  | IK08 |  | -40°C to +50°C | CE |  | CE | [6 empty] | 66 | 4000 | 360x354x571mm |  | 220-240V | -40°C to +50°C | 5 years |  |  |  | >70 |  | 4000 | 7790 |  |  |  | L80B50 > 100.000 hours |  | 125.65 |  |  | 9 | CE | 25 °C | 10% at 100.000 hours | No Built-in accessory | Available | 740/559 | CIE(x= 0.38. y= 0.38) | Class1. Class2 | IK08 | [11 empty] | dimmable
TBD | NOBILA/1/CC/60/4 | image | datasheet | deeplink | TUNGSRAM - Nobila - 7710lm - 62W - 4000K - 70CRI - TBD[SKU] - Post-top 45-76mm | 6.5 | Post-top 45-76mm | LED | 1 | 62 | Yes |  |  | IK08 |  | -40°C to +50°C | CE |  | CE | [6 empty] | 66 | 4000 | 360x354x571mm |  | 220-240V | -40°C to +50°C | 5 years |  |  |  | >70 |  | 4000 | 7710 |  |  |  | L80B50 > 100.000 hours |  | 124.35 |  |  | 9 | CC | 25 °C | 10% at 100.000 hours | No Built-in accessory | Available | 740/559 | CIE(x= 0.38. y= 0.38) | Class1. Class2 | IK08 | [11 empty] | dimmable
TBD | NOBILA/1/SF/60/4 | image | datasheet | deeplink | TUNGSRAM - Nobila - 7840lm - 62W - 4000K - 70CRI - TBD[SKU] - Post-top 45-76mm | 6.5 | Post-top 45-76mm |  | 1 | 62 | Yes |  |  | IK08 |  | -40°C to +50°C | CE |  | CE | [6 empty] | 66 | 4000 | 360x354x571mm |  | 220-240V | -40°C to +50°C | 5 years |  |  |  | >70 |  | 4000 | 7840 |  |  |  | L80B50 > 100.000 hours |  | 126.45 |  |  | 9 | SF | 25 °C | 10% at 100.000 hours | No Built-in accessory | Available | 740/559 | CIE(x= 0.38. y= 0.38) | Class1. Class2 | IK08 | [11 empty] | dimmable
TBD | NOBILA/1/SE/60/4 | image | datasheet | deeplink | TUNGSRAM - Nobila - 7840lm - 62W - 4000K - 70CRI - TBD[SKU] - Post-top 45-76mm | 6.5 | Post-top 45-76mm |  | 1 | 62 | Yes |  |  | IK08 |  | -40°C to +50°C | CE |  | CE | [6 empty] | 66 | 4000 | 360x354x571mm |  | 220-240V | -40°C to +50°C | 5 years |  |  |  | >70 |  | 4000 | 7840 |  |  |  | L80B50 > 100.000 hours |  | 126.45 |  |  | 9 | SE | 25 °C | 10% at 100.000 hours | No Built-in accessory | Available | 740/559 | CIE(x= 0.38. y= 0.38) | Class1. Class2 | IK08 | [11 empty] | dimmable
TBD | NOBILA/1/SC/60/4 | image | datasheet | deeplink | TUNGSRAM - Nobila - 7730lm - 62W - 4000K - 70CRI - TBD[SKU] - Post-top 45-76mm | 6.5 | Post-top 45-76mm | LED | 1 | 62 | Yes |  |  | IK08 |  | -40°C to +50°C | CE |  | CE | [6 empty] | 66 | 4000 | 360x354x571mm |  | 220-240V | -40°C to +50°C | 5 years |  |  |  | >70 |  | 4000 | 7730 |  |  |  | L80B50 > 100.000 hours |  | 124.68 |  |  | 9 | SC | 25 °C | 10% at 100.000 hours | No Built-in accessory | Available | 740/559 | CIE(x= 0.38. y= 0.38) | Class1. Class2 | IK08 | [11 empty] | dimmable
TBD | NOBILA/1/AF/60/4 | image | datasheet | deeplink | TUNGSRAM - Nobila - 7970lm - 62W - 4000K - 70CRI - TBD[SKU] - Post-top 45-76mm | 6.5 | Post-top 45-76mm | LED | 1 | 62 | Yes |  |  | IK08 |  | -40°C to +50°C | CE |  | CE | [6 empty] | 66 | 4000 | 360x354x571mm |  | 220-240V | -40°C to +50°C | 5 years |  |  |  | >70 |  | 4000 | 7970 |  |  |  | L80B50 > 100.000 hours |  | 128.55 |  |  | 9 | AF | 25 °C | 10% at 100.000 hours | No Built-in accessory | Available | 740/559 | CIE(x= 0.38. y= 0.38) | Class1. Class2 | IK08 | [11 empty] | dimmable
TBD | NOBILA/1/AE/60/4 | image | datasheet | deeplink | TUNGSRAM - Nobila - 7930lm - 62W - 4000K - 70CRI - TBD[SKU] - Post-top 45-76mm | 6.5 | Post-top 45-76mm | LED | 1 | 62 | Yes |  |  | IK08 |  | -40°C to +50°C | CE |  | CE | [6 empty] | 66 | 4000 | 360x354x571mm |  | 220-240V | -40°C to +50°C | 5 years |  |  |  | >70 |  | 4000 | 7930 |  |  |  | L80B50 > 100.000 hours |  | 127.9 |  |  | 9 | AE | 25 °C | 10% at 100.000 hours | No Built-in accessory | Available | 740/559 | CIE(x= 0.38. y= 0.38) | Class1. Class2 | IK08 | [11 empty] | dimmable
TBD | NOBILA/1/AC/60/4 | image | datasheet | deeplink | TUNGSRAM - Nobila - 7840lm - 62W - 4000K - 70CRI - TBD[SKU] - Post-top 45-76mm | 6.5 | Post-top 45-76mm |  | 1 | 62 | Yes |  |  | IK08 |  | -40°C to +50°C | CE |  | CE | [6 empty] | 66 | 4000 | 360x354x571mm |  | 220-240V | -40°C to +50°C | 5 years |  |  |  | >70 |  | 4000 | 7840 |  |  |  | L80B50 > 100.000 hours |  | 126.45 |  |  | 9 | AC | 25 °C | 10% at 100.000 hours | No Built-in accessory | Available | 740/559 | CIE(x= 0.38. y= 0.38) | Class1. Class2 | IK08 | [11 empty] | dimmable
TBD | NOBILA/1/CF/50/4 | image | datasheet | deeplink | TUNGSRAM - Nobila - 6620lm - 51W - 4000K - 70CRI - TBD[SKU] - Post-top 45-76mm | 6.5 | Post-top 45-76mm |  | 1 | 51 | Yes |  |  | IK08 |  | -40°C to +50°C | CE |  | CE | [6 empty] | 66 | 4000 | 360x354x571mm |  | 220-240V | -40°C to +50°C | 5 years |  |  |  | >70 |  | 4000 | 6620 |  |  |  | L80B50 > 100.000 hours |  | 129.8 |  |  | 9 | CF | 25 °C | 10% at 100.000 hours | No Built-in accessory | Available | 740/559 | CIE(x= 0.38. y= 0.38) | Class1. Class2 | IK08 | [11 empty] | dimmable
TBD | NOBILA/1/CE/50/4 | image | datasheet | deeplink | TUNGSRAM - Nobila - 6620lm - 51W - 4000K - 70CRI - TBD[SKU] - Post-top 45-76mm | 6.5 | Post-top 45-76mm |  | 1 | 51 | Yes |  |  | IK08 |  | -40°C to +50°C | CE |  | CE | [6 empty] | 66 | 4000 | 360x354x571mm |  | 220-240V | -40°C to +50°C | 5 years |  |  |  | >70 |  | 4000 | 6620 |  |  |  | L80B50 > 100.000 hours |  | 129.8 |  |  | 9 | CE | 25 °C | 10% at 100.000 hours | No Built-in accessory | Available | 740/559 | CIE(x= 0.38. y= 0.38) | Class1. Class2 | IK08 | [11 empty] | dimmable
TBD | NOBILA/1/CC/50/4 | image | datasheet | deeplink | TUNGSRAM - Nobila - 6550lm - 51W - 4000K - 70CRI - TBD[SKU] - Post-top 45-76mm | 6.5 | Post-top 45-76mm | LED | 1 | 51 | Yes |  |  | IK08 |  | -40°C to +50°C | CE |  | CE | [6 empty] | 66 | 4000 | 360x354x571mm |  | 220-240V | -40°C to +50°C | 5 years |  |  |  | >70 |  | 4000 | 6550 |  |  |  | L80B50 > 100.000 hours |  | 128.43 |  |  | 9 | CC | 25 °C | 10% at 100.000 hours | No Built-in accessory | Available | 740/559 | CIE(x= 0.38. y= 0.38) | Class1. Class2 | IK08 | [11 empty] | dimmable
TBD | NOBILA/1/SF/50/4 | image | datasheet | deeplink | TUNGSRAM - Nobila - 6660lm - 51W - 4000K - 70CRI - TBD[SKU] - Post-top 45-76mm | 6.5 | Post-top 45-76mm |  | 1 | 51 | Yes |  |  | IK08 |  | -40°C to +50°C | CE |  | CE | [6 empty] | 66 | 4000 | 360x354x571mm |  | 220-240V | -40°C to +50°C | 5 years |  |  |  | >70 |  | 4000 | 6660 |  |  |  | L80B50 > 100.000 hours |  | 130.59 |  |  | 9 | SF | 25 °C | 10% at 100.000 hours | No Built-in accessory | Available | 740/559 | CIE(x= 0.38. y= 0.38) | Class1. Class2 | IK08 | [11 empty] | dimmable
TBD | NOBILA/1/SE/50/4 | image | datasheet | deeplink | TUNGSRAM - Nobila - 6660lm - 51W - 4000K - 70CRI - TBD[SKU] - Post-top 45-76mm | 6.5 | Post-top 45-76mm |  | 1 | 51 | Yes |  |  | IK08 |  | -40°C to +50°C | CE |  | CE | [6 empty] | 66 | 4000 | 360x354x571mm |  | 220-240V | -40°C to +50°C | 5 years |  |  |  | >70 |  | 4000 | 6660 |  |  |  | L80B50 > 100.000 hours |  | 130.59 |  |  | 9 | SE | 25 °C | 10% at 100.000 hours | No Built-in accessory | Available | 740/559 | CIE(x= 0.38. y= 0.38) | Class1. Class2 | IK08 | [11 empty] | dimmable
TBD | NOBILA/1/SC/50/4 | image | datasheet | deeplink | TUNGSRAM - Nobila - 6570lm - 51W - 4000K - 70CRI - TBD[SKU] - Post-top 45-76mm | 6.5 | Post-top 45-76mm | LED | 1 | 51 | Yes |  |  | IK08 |  | -40°C to +50°C | CE |  | CE | [6 empty] | 66 | 4000 | 360x354x571mm |  | 220-240V | -40°C to +50°C | 5 years |  |  |  | >70 |  | 4000 | 6570 |  |  |  | L80B50 > 100.000 hours |  | 128.82 |  |  | 9 | SC | 25 °C | 10% at 100.000 hours | No Built-in accessory | Available | 740/559 | CIE(x= 0.38. y= 0.38) | Class1. Class2 | IK08 | [11 empty] | dimmable
TBD | NOBILA/1/AF/50/4 | image | datasheet | deeplink | TUNGSRAM - Nobila - 6770lm - 51W - 4000K - 70CRI - TBD[SKU] - Post-top 45-76mm | 6.5 | Post-top 45-76mm | LED | 1 | 51 | Yes |  |  | IK08 |  | -40°C to +50°C | CE |  | CE | [6 empty] | 66 | 4000 | 360x354x571mm |  | 220-240V | -40°C to +50°C | 5 years |  |  |  | >70 |  | 4000 | 6770 |  |  |  | L80B50 > 100.000 hours |  | 132.75 |  |  | 9 | AF | 25 °C | 10% at 100.000 hours | No Built-in accessory | Available | 740/559 | CIE(x= 0.38. y= 0.38) | Class1. Class2 | IK08 | [11 empty] | dimmable
TBD | NOBILA/1/AE/50/4 | image | datasheet | deeplink | TUNGSRAM - Nobila - 6740lm - 51W - 4000K - 70CRI - TBD[SKU] - Post-top 45-76mm | 6.5 | Post-top 45-76mm | LED | 1 | 51 | Yes |  |  | IK08 |  | -40°C to +50°C | CE |  | CE | [6 empty] | 66 | 4000 | 360x354x571mm |  | 220-240V | -40°C to +50°C | 5 years |  |  |  | >70 |  | 4000 | 6740 |  |  |  | L80B50 > 100.000 hours |  | 132.16 |  |  | 9 | AE | 25 °C | 10% at 100.000 hours | No Built-in accessory | Available | 740/559 | CIE(x= 0.38. y= 0.38) | Class1. Class2 | IK08 | [11 empty] | dimmable
TBD | NOBILA/1/AC/50/4 | image | datasheet | deeplink | TUNGSRAM - Nobila - 6660lm - 51W - 4000K - 70CRI - TBD[SKU] - Post-top 45-76mm | 6.5 | Post-top 45-76mm |  | 1 | 51 | Yes |  |  | IK08 |  | -40°C to +50°C | CE |  | CE | [6 empty] | 66 | 4000 | 360x354x571mm |  | 220-240V | -40°C to +50°C | 5 years |  |  |  | >70 |  | 4000 | 6660 |  |  |  | L80B50 > 100.000 hours |  | 130.59 |  |  | 9 | AC | 25 °C | 10% at 100.000 hours | No Built-in accessory | Available | 740/559 | CIE(x= 0.38. y= 0.38) | Class1. Class2 | IK08 | [11 empty] | dimmable
TBD | NOBILA/1/CF/40/4 | image | datasheet | deeplink | TUNGSRAM - Nobila - 5440lm - 41W - 4000K - 70CRI - TBD[SKU] - Post-top 45-76mm | 6.5 | Post-top 45-76mm | LED | 1 | 41 | Yes |  |  | IK08 |  | -40°C to +50°C | CE |  | CE | [6 empty] | 66 | 4000 | 360x354x571mm |  | 220-240V | -40°C to +50°C | 5 years |  |  |  | >70 |  | 4000 | 5440 |  |  |  | L80B50 > 100.000 hours |  | 132.68 |  |  | 9 | CF | 25 °C | 10% at 100.000 hours | No Built-in accessory | Available | 740/559 | CIE(x= 0.38. y= 0.38) | Class1. Class2 | IK08 | [11 empty] | dimmable
TBD | NOBILA/1/CE/40/4 | image | datasheet | deeplink | TUNGSRAM - Nobila - 5430lm - 41W - 4000K - 70CRI - TBD[SKU] - Post-top 45-76mm | 6.5 | Post-top 45-76mm | LED | 1 | 41 | Yes |  |  | IK08 |  | -40°C to +50°C | CE |  | CE | [6 empty] | 66 | 4000 | 360x354x571mm |  | 220-240V | -40°C to +50°C | 5 years |  |  |  | >70 |  | 4000 | 5430 |  |  |  | L80B50 > 100.000 hours |  | 132.44 |  |  | 9 | CE | 25 °C | 10% at 100.000 hours | No Built-in accessory | Available | 740/559 | CIE(x= 0.38. y= 0.38) | Class1. Class2 | IK08 | [11 empty] | dimmable
TBD | NOBILA/1/CC/40/4 | image | datasheet | deeplink | TUNGSRAM - Nobila - 5380lm - 41W - 4000K - 70CRI - TBD[SKU] - Post-top 45-76mm | 6.5 | Post-top 45-76mm | LED | 1 | 41 | Yes |  |  | IK08 |  | -40°C to +50°C | CE |  | CE | [6 empty] | 66 | 4000 | 360x354x571mm |  | 220-240V | -40°C to +50°C | 5 years |  |  |  | >70 |  | 4000 | 5380 |  |  |  | L80B50 > 100.000 hours |  | 131.22 |  |  | 9 | CC | 25 °C | 10% at 100.000 hours | No Built-in accessory | Available | 740/559 | CIE(x= 0.38. y= 0.38) | Class1. Class2 | IK08 | [11 empty] | dimmable
TBD | NOBILA/1/SF/40/4 | image | datasheet | deeplink | TUNGSRAM - Nobila - 5470lm - 41W - 4000K - 70CRI - TBD[SKU] - Post-top 45-76mm | 6.5 | Post-top 45-76mm |  | 1 | 41 | Yes |  |  | IK08 |  | -40°C to +50°C | CE |  | CE | [6 empty] | 66 | 4000 | 360x354x571mm |  | 220-240V | -40°C to +50°C | 5 years |  |  |  | >70 |  | 4000 | 5470 |  |  |  | L80B50 > 100.000 hours |  | 133.41 |  |  | 9 | SF | 25 °C | 10% at 100.000 hours | No Built-in accessory | Available | 740/559 | CIE(x= 0.38. y= 0.38) | Class1. Class2 | IK08 | [11 empty] | dimmable
TBD | NOBILA/1/SE/40/4 | image | datasheet | deeplink | TUNGSRAM - Nobila - 5470lm - 41W - 4000K - 70CRI - TBD[SKU] - Post-top 45-76mm | 6.5 | Post-top 45-76mm |  | 1 | 41 | Yes |  |  | IK08 |  | -40°C to +50°C | CE |  | CE | [6 empty] | 66 | 4000 | 360x354x571mm |  | 220-240V | -40°C to +50°C | 5 years |  |  |  | >70 |  | 4000 | 5470 |  |  |  | L80B50 > 100.000 hours |  | 133.41 |  |  | 9 | SE | 25 °C | 10% at 100.000 hours | No Built-in accessory | Available | 740/559 | CIE(x= 0.38. y= 0.38) | Class1. Class2 | IK08 | [11 empty] | dimmable
TBD | NOBILA/1/SC/40/4 | image | datasheet | deeplink | TUNGSRAM - Nobila - 5390lm - 41W - 4000K - 70CRI - TBD[SKU] - Post-top 45-76mm | 6.5 | Post-top 45-76mm | LED | 1 | 41 | Yes |  |  | IK08 |  | -40°C to +50°C | CE |  | CE | [6 empty] | 66 | 4000 | 360x354x571mm |  | 220-240V | -40°C to +50°C | 5 years |  |  |  | >70 |  | 4000 | 5390 |  |  |  | L80B50 > 100.000 hours |  | 131.46 |  |  | 9 | SC | 25 °C | 10% at 100.000 hours | No Built-in accessory | Available | 740/559 | CIE(x= 0.38. y= 0.38) | Class1. Class2 | IK08 | [11 empty] | dimmable
TBD | NOBILA/1/AF/40/4 | image | datasheet | deeplink | TUNGSRAM - Nobila - 5560lm - 41W - 4000K - 70CRI - TBD[SKU] - Post-top 45-76mm | 6.5 | Post-top 45-76mm | LED | 1 | 41 | Yes |  |  | IK08 |  | -40°C to +50°C | CE |  | CE | [6 empty] | 66 | 4000 | 360x354x571mm |  | 220-240V | -40°C to +50°C | 5 years |  |  |  | >70 |  | 4000 | 5560 |  |  |  | L80B50 > 100.000 hours |  | 135.61 |  |  | 9 | AF | 25 °C | 10% at 100.000 hours | No Built-in accessory | Available | 740/559 | CIE(x= 0.38. y= 0.38) | Class1. Class2 | IK08 | [11 empty] | dimmable
TBD | NOBILA/1/AE/40/4 | image | datasheet | deeplink | TUNGSRAM - Nobila - 5530lm - 41W - 4000K - 70CRI - TBD[SKU] - Post-top 45-76mm | 6.5 | Post-top 45-76mm | LED | 1 | 41 | Yes |  |  | IK08 |  | -40°C to +50°C | CE |  | CE | [6 empty] | 66 | 4000 | 360x354x571mm |  | 220-240V | -40°C to +50°C | 5 years |  |  |  | >70 |  | 4000 | 5530 |  |  |  | L80B50 > 100.000 hours |  | 134.88 |  |  | 9 | AE | 25 °C | 10% at 100.000 hours | No Built-in accessory | Available | 740/559 | CIE(x= 0.38. y= 0.38) | Class1. Class2 | IK08 | [11 empty] | dimmable
TBD | NOBILA/1/AC/40/4 | image | datasheet | deeplink | TUNGSRAM - Nobila - 5470lm - 41W - 4000K - 70CRI - TBD[SKU] - Post-top 45-76mm | 6.5 | Post-top 45-76mm |  | 1 | 41 | Yes |  |  | IK08 |  | -40°C to +50°C | CE |  | CE | [6 empty] | 66 | 4000 | 360x354x571mm |  | 220-240V | -40°C to +50°C | 5 years |  |  |  | >70 |  | 4000 | 5470 |  |  |  | L80B50 > 100.000 hours |  | 133.41 |  |  | 9 | AC | 25 °C | 10% at 100.000 hours | No Built-in accessory | Available | 740/559 | CIE(x= 0.38. y= 0.38) | Class1. Class2 | IK08 | [11 empty] | dimmable
TBD | NOBILA/1/CF/30/4 | image | datasheet | deeplink | TUNGSRAM - Nobila - 4120lm - 32W - 4000K - 70CRI - TBD[SKU] - Post-top 45-76mm | 6.5 | Post-top 45-76mm |  | 1 | 32 | Yes |  |  | IK08 |  | -40°C to +50°C | CE |  | CE | [6 empty] | 66 | 4000 | 360x354x571mm |  | 220-240V | -40°C to +50°C | 5 years |  |  |  | >70 |  | 4000 | 4120 |  |  |  | L80B50 > 100.000 hours |  | 128.75 |  |  | 9 | CF | 25 °C | 10% at 100.000 hours | No Built-in accessory | Available | 740/559 | CIE(x= 0.38. y= 0.38) | Class1. Class2 | IK08 | [11 empty] | dimmable
TBD | NOBILA/1/CE/30/4 | image | datasheet | deeplink | TUNGSRAM - Nobila - 4120lm - 32W - 4000K - 70CRI - TBD[SKU] - Post-top 45-76mm | 6.5 | Post-top 45-76mm |  | 1 | 32 | Yes |  |  | IK08 |  | -40°C to +50°C | CE |  | CE | [6 empty] | 66 | 4000 | 360x354x571mm |  | 220-240V | -40°C to +50°C | 5 years |  |  |  | >70 |  | 4000 | 4120 |  |  |  | L80B50 > 100.000 hours |  | 128.75 |  |  | 9 | CE | 25 °C | 10% at 100.000 hours | No Built-in accessory | Available | 740/559 | CIE(x= 0.38. y= 0.38) | Class1. Class2 | IK08 | [11 empty] | dimmable
TBD | NOBILA/1/CC/30/4 | image | datasheet | deeplink | TUNGSRAM - Nobila - 4080lm - 32W - 4000K - 70CRI - TBD[SKU] - Post-top 45-76mm | 6.5 | Post-top 45-76mm | LED | 1 | 32 | Yes |  |  | IK08 |  | -40°C to +50°C | CE |  | CE | [6 empty] | 66 | 4000 | 360x354x571mm |  | 220-240V | -40°C to +50°C | 5 years |  |  |  | >70 |  | 4000 | 4080 |  |  |  | L80B50 > 100.000 hours |  | 127.5 |  |  | 9 | CC | 25 °C | 10% at 100.000 hours | No Built-in accessory | Available | 740/559 | CIE(x= 0.38. y= 0.38) | Class1. Class2 | IK08 | [11 empty] | dimmable
TBD | NOBILA/1/SF/30/4 | image | datasheet | deeplink | TUNGSRAM - Nobila - 4150lm - 32W - 4000K - 70CRI - TBD[SKU] - Post-top 45-76mm | 6.5 | Post-top 45-76mm |  | 1 | 32 | Yes |  |  | IK08 |  | -40°C to +50°C | CE |  | CE | [6 empty] | 66 | 4000 | 360x354x571mm |  | 220-240V | -40°C to +50°C | 5 years |  |  |  | >70 |  | 4000 | 4150 |  |  |  | L80B50 > 100.000 hours |  | 129.69 |  |  | 9 | SF | 25 °C | 10% at 100.000 hours | No Built-in accessory | Available | 740/559 | CIE(x= 0.38. y= 0.38) | Class1. Class2 | IK08 | [11 empty] | dimmable
TBD | NOBILA/1/SE/30/4 | image | datasheet | deeplink | TUNGSRAM - Nobila - 4150lm - 32W - 4000K - 70CRI - TBD[SKU] - Post-top 45-76mm | 6.5 | Post-top 45-76mm |  | 1 | 32 | Yes |  |  | IK08 |  | -40°C to +50°C | CE |  | CE | [6 empty] | 66 | 4000 | 360x354x571mm |  | 220-240V | -40°C to +50°C | 5 years |  |  |  | >70 |  | 4000 | 4150 |  |  |  | L80B50 > 100.000 hours |  | 129.69 |  |  | 9 | SE | 25 °C | 10% at 100.000 hours | No Built-in accessory | Available | 740/559 | CIE(x= 0.38. y= 0.38) | Class1. Class2 | IK08 | [11 empty] | dimmable
TBD | NOBILA/1/SC/30/4 | image | datasheet | deeplink | TUNGSRAM - Nobila - 4090lm - 32W - 4000K - 70CRI - TBD[SKU] - Post-top 45-76mm | 6.5 | Post-top 45-76mm | LED | 1 | 32 | Yes |  |  | IK08 |  | -40°C to +50°C | CE |  | CE | [6 empty] | 66 | 4000 | 360x354x571mm |  | 220-240V | -40°C to +50°C | 5 years |  |  |  | >70 |  | 4000 | 4090 |  |  |  | L80B50 > 100.000 hours |  | 127.81 |  |  | 9 | SC | 25 °C | 10% at 100.000 hours | No Built-in accessory | Available | 740/559 | CIE(x= 0.38. y= 0.38) | Class1. Class2 | IK08 | [11 empty] | dimmable
TBD | NOBILA/1/AF/30/4 | image | datasheet | deeplink | TUNGSRAM - Nobila - 4220lm - 32W - 4000K - 70CRI - TBD[SKU] - Post-top 45-76mm | 6.5 | Post-top 45-76mm | LED | 1 | 32 | Yes |  |  | IK08 |  | -40°C to +50°C | CE |  | CE | [6 empty] | 66 | 4000 | 360x354x571mm |  | 220-240V | -40°C to +50°C | 5 years |  |  |  | >70 |  | 4000 | 4220 |  |  |  | L80B50 > 100.000 hours |  | 131.88 |  |  | 9 | AF | 25 °C | 10% at 100.000 hours | No Built-in accessory | Available | 740/559 | CIE(x= 0.38. y= 0.38) | Class1. Class2 | IK08 | [11 empty] | dimmable
TBD | NOBILA/1/AE/30/4 | image | datasheet | deeplink | TUNGSRAM - Nobila - 4200lm - 32W - 4000K - 70CRI - TBD[SKU] - Post-top 45-76mm | 6.5 | Post-top 45-76mm | LED | 1 | 32 | Yes |  |  | IK08 |  | -40°C to +50°C | CE |  | CE | [6 empty] | 66 | 4000 | 360x354x571mm |  | 220-240V | -40°C to +50°C | 5 years |  |  |  | >70 |  | 4000 | 4200 |  |  |  | L80B50 > 100.000 hours |  | 131.25 |  |  | 9 | AE | 25 °C | 10% at 100.000 hours | No Built-in accessory | Available | 740/559 | CIE(x= 0.38. y= 0.38) | Class1. Class2 | IK08 | [11 empty] | dimmable
TBD | NOBILA/1/AC/30/4 | image | datasheet | deeplink | TUNGSRAM - Nobila - 4150lm - 32W - 4000K - 70CRI - TBD[SKU] - Post-top 45-76mm | 6.5 | Post-top 45-76mm |  | 1 | 32 | Yes |  |  | IK08 |  | -40°C to +50°C | CE |  | CE | [6 empty] | 66 | 4000 | 360x354x571mm |  | 220-240V | -40°C to +50°C | 5 years |  |  |  | >70 |  | 4000 | 4150 |  |  |  | L80B50 > 100.000 hours |  | 129.69 |  |  | 9 | AC | 25 °C | 10% at 100.000 hours | No Built-in accessory | Available | 740/559 | CIE(x= 0.38. y= 0.38) | Class1. Class2 | IK08 | [11 empty] | dimmable
TBD | NOBILA/1/CF/20/4 | image | datasheet | deeplink | TUNGSRAM - Nobila - 2740lm - 22W - 4000K - 70CRI - TBD[SKU] - Post-top 45-76mm | 6.5 | Post-top 45-76mm |  | 1 | 22 | Yes |  |  | IK08 |  | -40°C to +50°C | CE |  | CE | [6 empty] | 66 | 4000 | 360x354x571mm |  | 220-240V | -40°C to +50°C | 5 years |  |  |  | >70 |  | 4000 | 2740 |  |  |  | L80B50 > 100.000 hours |  | 124.55 |  |  | 9 | CF | 25 °C | 10% at 100.000 hours | No Built-in accessory | Available | 740/559 | CIE(x= 0.38. y= 0.38) | Class1. Class2 | IK08 | [11 empty] | dimmable
TBD | NOBILA/1/CE/20/4 | image | datasheet | deeplink | TUNGSRAM - Nobila - 2740lm - 22W - 4000K - 70CRI - TBD[SKU] - Post-top 45-76mm | 6.5 | Post-top 45-76mm |  | 1 | 22 | Yes |  |  | IK08 |  | -40°C to +50°C | CE |  | CE | [6 empty] | 66 | 4000 | 360x354x571mm |  | 220-240V | -40°C to +50°C | 5 years |  |  |  | >70 |  | 4000 | 2740 |  |  |  | L80B50 > 100.000 hours |  | 124.55 |  |  | 9 | CE | 25 °C | 10% at 100.000 hours | No Built-in accessory | Available | 740/559 | CIE(x= 0.38. y= 0.38) | Class1. Class2 | IK08 | [11 empty] | dimmable
TBD | NOBILA/1/CC/20/4 | image | datasheet | deeplink | TUNGSRAM - Nobila - 2710lm - 22W - 4000K - 70CRI - TBD[SKU] - Post-top 45-76mm | 6.5 | Post-top 45-76mm | LED | 1 | 22 | Yes |  |  | IK08 |  | -40°C to +50°C | CE |  | CE | [6 empty] | 66 | 4000 | 360x354x571mm |  | 220-240V | -40°C to +50°C | 5 years |  |  |  | >70 |  | 4000 | 2710 |  |  |  | L80B50 > 100.000 hours |  | 123.18 |  |  | 9 | CC | 25 °C | 10% at 100.000 hours | No Built-in accessory | Available | 740/559 | CIE(x= 0.38. y= 0.38) | Class1. Class2 | IK08 | [11 empty] | dimmable
TBD | NOBILA/1/SF/20/4 | image | datasheet | deeplink | TUNGSRAM - Nobila - 2760lm - 22W - 4000K - 70CRI - TBD[SKU] - Post-top 45-76mm | 6.5 | Post-top 45-76mm |  | 1 | 22 | Yes |  |  | IK08 |  | -40°C to +50°C | CE |  | CE | [6 empty] | 66 | 4000 | 360x354x571mm |  | 220-240V | -40°C to +50°C | 5 years |  |  |  | >70 |  | 4000 | 2760 |  |  |  | L80B50 > 100.000 hours |  | 125.45 |  |  | 9 | SF | 25 °C | 10% at 100.000 hours | No Built-in accessory | Available | 740/559 | CIE(x= 0.38. y= 0.38) | Class1. Class2 | IK08 | [11 empty] | dimmable
TBD | NOBILA/1/SE/20/4 | image | datasheet | deeplink | TUNGSRAM - Nobila - 2760lm - 22W - 4000K - 70CRI - TBD[SKU] - Post-top 45-76mm | 6.5 | Post-top 45-76mm |  | 1 | 22 | Yes |  |  | IK08 |  | -40°C to +50°C | CE |  | CE | [6 empty] | 66 | 4000 | 360x354x571mm |  | 220-240V | -40°C to +50°C | 5 years |  |  |  | >70 |  | 4000 | 2760 |  |  |  | L80B50 > 100.000 hours |  | 125.45 |  |  | 9 | SE | 25 °C | 10% at 100.000 hours | No Built-in accessory | Available | 740/559 | CIE(x= 0.38. y= 0.38) | Class1. Class2 | IK08 | [11 empty] | dimmable
TBD | NOBILA/1/SC/20/4 | image | datasheet | deeplink | TUNGSRAM - Nobila - 2720lm - 22W - 4000K - 70CRI - TBD[SKU] - Post-top 45-76mm | 6.5 | Post-top 45-76mm | LED | 1 | 22 | Yes |  |  | IK08 |  | -40°C to +50°C | CE |  | CE | [6 empty] | 66 | 4000 | 360x354x571mm |  | 220-240V | -40°C to +50°C | 5 years |  |  |  | >70 |  | 4000 | 2720 |  |  |  | L80B50 > 100.000 hours |  | 123.64 |  |  | 9 | SC | 25 °C | 10% at 100.000 hours | No Built-in accessory | Available | 740/559 | CIE(x= 0.38. y= 0.38) | Class1. Class2 | IK08 | [11 empty] | dimmable
TBD | NOBILA/1/AF/20/4 | image | datasheet | deeplink | TUNGSRAM - Nobila - 2800lm - 22W - 4000K - 70CRI - TBD[SKU] - Post-top 45-76mm | 6.5 | Post-top 45-76mm | LED | 1 | 22 | Yes |  |  | IK08 |  | -40°C to +50°C | CE |  | CE | [6 empty] | 66 | 4000 | 360x354x571mm |  | 220-240V | -40°C to +50°C | 5 years |  |  |  | >70 |  | 4000 | 2800 |  |  |  | L80B50 > 100.000 hours |  | 127.27 |  |  | 9 | AF | 25 °C | 10% at 100.000 hours | No Built-in accessory | Available | 740/559 | CIE(x= 0.38. y= 0.38) | Class1. Class2 | IK08 | [11 empty] | dimmable
TBD | NOBILA/1/AE/20/4 | image | datasheet | deeplink | TUNGSRAM - Nobila - 2790lm - 22W - 4000K - 70CRI - TBD[SKU] - Post-top 45-76mm | 6.5 | Post-top 45-76mm | LED | 1 | 22 | Yes |  |  | IK08 |  | -40°C to +50°C | CE |  | CE | [6 empty] | 66 | 4000 | 360x354x571mm |  | 220-240V | -40°C to +50°C | 5 years |  |  |  | >70 |  | 4000 | 2790 |  |  |  | L80B50 > 100.000 hours |  | 126.82 |  |  | 9 | AE | 25 °C | 10% at 100.000 hours | No Built-in accessory | Available | 740/559 | CIE(x= 0.38. y= 0.38) | Class1. Class2 | IK08 | [11 empty] | dimmable
TBD | NOBILA/1/AC/20/4 | image | datasheet | deeplink | TUNGSRAM - Nobila - 2760lm - 22W - 4000K - 70CRI - TBD[SKU] - Post-top 45-76mm | 6.5 | Post-top 45-76mm |  | 1 | 22 | Yes |  |  | IK08 |  | -40°C to +50°C | CE |  | CE | [6 empty] | 66 | 4000 | 360x354x571mm |  | 220-240V | -40°C to +50°C | 5 years |  |  |  | >70 |  | 4000 | 2760 |  |  |  | L80B50 > 100.000 hours |  | 125.45 |  |  | 9 | AC | 25 °C | 10% at 100.000 hours | No Built-in accessory | Available | 740/559 | CIE(x= 0.38. y= 0.38) | Class1. Class2 | IK08 | [11 empty] | dimmable
93114858 | LED Batten TU 40W 1200mm 4000K IP65 | image | datasheet | deeplink | TUNGSRAM - LED IP65 Batten - 4000lm - 40W - 4000K - 80CRI - 93114858[SKU] - Wall/Ceiling mounted | 0.75 | Wall/Ceiling mounted |  | 1 | 40 |  | IP65 | IP65 | IK08 |  | –20°C to +45°C | CE |  | CE |  |  |  |  | 4000 |  | 66 | 4000 | 1210x28x78 |  | 100-240V | –20°C to +45°C |  |  | 110° |  | 80 |  | 4000 | 4000 |  | >0.9 |  |  | 40000 | 100 | 40 | [6 empty] | Available |  |  | Class II | IK08 | [5 empty] | 1 |  | White |  |  |  | none
93114857 | LED Batten TU 40W 1200mm 3000K IP65 | image | datasheet | deeplink | TUNGSRAM - LED IP65 Batten - 3300lm - 40W - 3000K - 80CRI - 93114857[SKU] - Wall/Ceiling mounted | 0.75 | Wall/Ceiling mounted | LED | 1 | 40 |  | IP65 | IP65 | IK08 |  | –20°C to +45°C | CE |  | CE |  |  |  |  | 3300 |  | 66 | 3000 | 1210x28x78 |  | 100-240V | –20°C to +45°C |  |  | 110° |  | 80 |  | 3000 | 3300 |  | >0.9 |  |  | 40000 | 83 | 40 | [6 empty] | Available |  |  | Class II | IK08 | [5 empty] | 1 |  | White |  |  |  | none
93114856 | LED Batten TU 20W 600mm 4000K IP65 | image | datasheet | deeplink | TUNGSRAM - LED IP65 Batten - 2000lm - 20W - 4000K - 80CRI - 93114856[SKU] - Wall/Ceiling mounted | 0.45 | Wall/Ceiling mounted |  | 1 | 20 |  | IP65 | IP65 | IK08 |  | –20°C to +45°C | CE |  | CE |  |  |  |  | 2000 |  | 65 | 4000 | 600x28x78 |  | 100-240V | –20°C to +45°C |  |  | 110° |  | 80 |  | 4000 | 2000 |  | >0.9 |  |  | 40000 | 100 | 20 | [6 empty] | Available |  |  | Class II | IK08 | [5 empty] | 1 |  | White |  |  |  | none
93114855 | LED Batten TU 20W 600mm 3000K IP65 | image | datasheet | deeplink | TUNGSRAM - LED IP65 Batten - 1650lm - 20W - 3000K - 80CRI - 93114855[SKU] - Wall/Ceiling mounted | 0.45 | Wall/Ceiling mounted | LED | 1 | 20 |  | IP65 | IP65 | IK08 |  | –20°C to +45°C | CE |  | CE |  |  |  |  | 1650 |  | 65 | 3000 | 600x28x78 |  | 100-240V | –20°C to +45°C |  |  | 110° |  | 80 |  | 3000 | 1650 |  | >0.9 |  |  | 40000 | 83 | 20 | [6 empty] | Available |  |  | Class II | IK08 | [5 empty] | 1 |  | White |  |  |  | none
93115061 | LED Panel B1 TU S 2x2 S 35W 865 21 | image | datasheet | deeplink | TUNGSRAM - Backlit G1 - 3000lm - 35W - 6500K - 80CRI - 93115061[SKU] - Recessed | 1.8 | Recessed | LED | 1 | 35 |  | IP20 | IP20 | IK02 |  | -20°C to +45°C | CE |  | CE |  |  |  |  | 3000 |  | 20 | 6500 | 595x595x37mm |  | 220-240V | -20°C to +45°C |  |  | 110° |  | 80 |  | 6500 | 3000 |  | 0.9 |  |  | 25000 | 86 | 35 | [6 empty] | Phased-out |  |  | Class II | IK02 | [5 empty] | 1 |  | White |  |  |  | none
93115060 | LED Panel B1 TU S 2x2 S 35W 840 21 | image | datasheet | deeplink | TUNGSRAM - Backlit G1 - 3000lm - 35W - 4000K - 80CRI - 93115060[SKU] - Recessed | 1.8 | Recessed | LED | 1 | 35 |  | IP20 | IP20 | IK02 |  | -20°C to +45°C | CE |  | CE |  |  |  |  | 3000 |  | 20 | 4000 | 595x595x37mm |  | 220-240V | -20°C to +45°C |  |  | 110° |  | 80 |  | 4000 | 3000 |  | 0.9 |  |  | 25000 | 86 | 35 | [6 empty] | Phased-out |  |  | Class II | IK02 | [5 empty] | 1 |  | White |  |  |  | none
93114945 | High Bay TU Gen2 230W-5000K-2D-60° | image | datasheet | deeplink | TUNGSRAM - Round IP65 G2 HoneyComb - 28750lm - 230W - 5000K - 80CRI - 93114945[SKU] - Suspended/Wall mounted | 5.5 | Suspended/Wall mounted | LED | 1 | 230 | Yes | IP65 | IP65 | IK08 |  | -30°C to +50°C | CE |  | CE |  |  |  |  | 28750 |  | 65 | 5000 | ø182x71mm |  | 220-240V | -30°C to +50°C |  | D | 60° |  | 80 |  | 5000 | 28750 |  | >0.95 |  |  | 80000 | 125 | 230 | [6 empty] | Available |  |  | Class I | IK08 | [5 empty] | 1 |  | Black |  |  |  | dimmable |  |  |  |  | <25
93114944 | High Bay TU Gen2 230W-5000K-2D-80° | image | datasheet | deeplink | TUNGSRAM - Round IP65 G2 HoneyComb - 28750lm - 230W - 5000K - 80CRI - 93114944[SKU] - Suspended/Wall mounted | 5.5 | Suspended/Wall mounted | LED | 1 | 230 | Yes | IP65 | IP65 | IK08 |  | -30°C to +50°C | CE |  | CE |  |  |  |  | 28750 |  | 65 | 5000 | ø182x71mm |  | 220-240V | -30°C to +50°C |  | E | 80° |  | 80 |  | 5000 | 28750 |  | >0.95 |  |  | 80000 | 125 | 230 | [6 empty] | Available |  |  | Class I | IK08 | [5 empty] | 1 |  | Black |  |  |  | dimmable |  |  |  |  | <25
93114943 | High Bay TU Gen2 190W-5000K-2M-60° | image | datasheet | deeplink | TUNGSRAM - Round IP65 G2 HoneyComb - 24700lm - 190W - 5000K - 80CRI - 93114943[SKU] - Suspended/Wall mounted | 5.5 | Suspended/Wall mounted | LED | 1 | 190 |  | IP65 | IP65 | IK08 |  | -30°C to +50°C | CE |  | CE |  |  |  |  | 24700 |  | 65 | 5000 | ø182x71mm |  | 220-240V | -30°C to +50°C |  | D | 60° |  | 80 |  | 5000 | 24700 |  | >0.95 |  |  | 80000 | 130 | 190 | [6 empty] | Available |  |  | Class I | IK08 | [5 empty] | 1 |  | Black |  |  |  | none |  |  |  |  | <25
93114942 | High Bay TU Gen2 190W-5000K-2M-80° | image | datasheet | deeplink | TUNGSRAM - Round IP65 G2 HoneyComb - 24700lm - 190W - 5000K - 80CRI - 93114942[SKU] - Suspended/Wall mounted | 5.5 | Suspended/Wall mounted | LED | 1 | 190 |  | IP65 | IP65 | IK08 |  | -30°C to +50°C | CE |  | CE |  |  |  |  | 24700 |  | 65 | 5000 | ø182x71mm |  | 220-240V | -30°C to +50°C |  | E | 80° |  | 80 |  | 5000 | 24700 |  | >0.95 |  |  | 80000 | 130 | 190 | [6 empty] | Available |  |  | Class I | IK08 | [5 empty] | 1 |  | Black |  |  |  | none |  |  |  |  | <25
93114941 | High Bay TU Gen2 190W-5000K-2A-60° | image | datasheet | deeplink | TUNGSRAM - Round IP65 G2 HoneyComb - 24700lm - 190W - 5000K - 80CRI - 93114941[SKU] - Suspended/Wall mounted | 5.5 | Suspended/Wall mounted | LED | 1 | 190 | Yes | IP65 | IP65 | IK08 |  | -30°C to +50°C | CE |  | CE |  |  |  |  | 24700 |  | 65 | 5000 | ø182x71mm |  | 220-240V | -30°C to +50°C |  | D | 60° |  | 80 |  | 5000 | 24700 |  | >0.95 |  |  | 80000 | 130 | 190 | [6 empty] | Available |  |  | Class I | IK08 | [5 empty] | 1 |  | Black |  |  |  | dimmable |  |  |  |  | <25
93114940 | High Bay TU Gen2 190W-5000K-2A-80° | image | datasheet | deeplink | TUNGSRAM - Round IP65 G2 HoneyComb - 24700lm - 190W - 5000K - 80CRI - 93114940[SKU] - Suspended/Wall mounted | 5.5 | Suspended/Wall mounted | LED | 1 | 190 | Yes | IP65 | IP65 | IK08 |  | -30°C to +50°C | CE |  | CE |  |  |  |  | 24700 |  | 65 | 5000 | ø182x71mm |  | 220-240V | -30°C to +50°C |  | E | 80° |  | 80 |  | 5000 | 24700 |  | >0.95 |  |  | 80000 | 130 | 190 | [6 empty] | Available |  |  | Class I | IK08 | [5 empty] | 1 |  | Black |  |  |  | dimmable |  |  |  |  | <25
93114939 | High Bay TU Gen2 190W-5000K-2S-60° | image | datasheet | deeplink | TUNGSRAM - Round IP65 G2 HoneyComb - 24700lm - 190W - 5000K - 80CRI - 93114939[SKU] - Suspended/Wall mounted | 5.5 | Suspended/Wall mounted | LED | 1 | 190 |  | IP65 | IP65 | IK08 |  | -30°C to +50°C | CE |  | CE |  |  |  |  | 24700 |  | 65 | 5000 | ø182x71mm |  | 220-240V | -30°C to +50°C |  | D | 60° |  | 80 |  | 5000 | 24700 |  | >0.95 |  |  | 80000 | 130 | 190 | [6 empty] | Available |  |  | Class I | IK08 | [5 empty] | 1 |  | Black |  |  |  | none |  |  |  |  | <25
93114938 | High Bay TU Gen2 190W-5000K-2S-80° | image | datasheet | deeplink | TUNGSRAM - Round IP65 G2 HoneyComb - 24700lm - 190W - 5000K - 80CRI - 93114938[SKU] - Suspended/Wall mounted | 5.5 | Suspended/Wall mounted | LED | 1 | 190 |  | IP65 | IP65 | IK08 |  | -30°C to +50°C | CE |  | CE |  |  |  |  | 24700 |  | 65 | 5000 | ø182x71mm |  | 220-240V | -30°C to +50°C |  | E | 80° |  | 80 |  | 5000 | 24700 |  | >0.95 |  |  | 80000 | 130 | 190 | [6 empty] | Available |  |  | Class I | IK08 | [5 empty] | 1 |  | Black |  |  |  | none |  |  |  |  | <25
93114937 | High Bay TU Gen2 230W-4000K-2D-60° | image | datasheet | deeplink | TUNGSRAM - Round IP65 G2 HoneyComb - 28750lm - 230W - 4000K - 80CRI - 93114937[SKU] - Suspended/Wall mounted | 5.5 | Suspended/Wall mounted | LED | 1 | 230 | Yes | IP65 | IP65 | IK08 |  | -30°C to +50°C | CE |  | CE |  |  |  |  | 28750 |  | 65 | 4000 | ø182x71mm |  | 220-240V | -30°C to +50°C |  | D | 60° |  | 80 |  | 4000 | 28750 |  | >0.95 |  |  | 80000 | 125 | 230 | [6 empty] | Available |  |  | Class I | IK08 | [5 empty] | 1 |  | Black |  |  |  | dimmable |  |  |  |  | <25
93114936 | High Bay TU Gen2 230W-4000K-2D-80° | image | datasheet | deeplink | TUNGSRAM - Round IP65 G2 HoneyComb - 28750lm - 230W - 4000K - 80CRI - 93114936[SKU] - Suspended/Wall mounted | 5.5 | Suspended/Wall mounted | LED | 1 | 230 | Yes | IP65 | IP65 | IK08 |  | -30°C to +50°C | CE |  | CE |  |  |  |  | 28750 |  | 65 | 4000 | ø182x71mm |  | 220-240V | -30°C to +50°C |  | E | 80° |  | 80 |  | 4000 | 28750 |  | >0.95 |  |  | 80000 | 125 | 230 | [6 empty] | Available |  |  | Class I | IK08 | [5 empty] | 1 |  | Black |  |  |  | dimmable |  |  |  |  | <25
93114935 | High Bay TU Gen2 190W-4000K-2M-60° | image | datasheet | deeplink | TUNGSRAM - Round IP65 G2 HoneyComb - 24700lm - 190W - 4000K - 80CRI - 93114935[SKU] - Suspended/Wall mounted | 5.5 | Suspended/Wall mounted | LED | 1 | 190 |  | IP65 | IP65 | IK08 |  | -30°C to +50°C | CE |  | CE |  |  |  |  | 24700 |  | 65 | 4000 | ø182x71mm |  | 220-240V | -30°C to +50°C |  | D | 60° |  | 80 |  | 4000 | 24700 |  | >0.95 |  |  | 80000 | 130 | 190 | [6 empty] | Available |  |  | Class I | IK08 | [5 empty] | 1 |  | Black |  |  |  | none |  |  |  |  | <25
93114934 | High Bay TU Gen2 190W-4000K-2M-80° | image | datasheet | deeplink | TUNGSRAM - Round IP65 G2 HoneyComb - 24700lm - 190W - 4000K - 80CRI - 93114934[SKU] - Suspended/Wall mounted | 5.5 | Suspended/Wall mounted | LED | 1 | 190 |  | IP65 | IP65 | IK08 |  | -30°C to +50°C | CE |  | CE |  |  |  |  | 24700 |  | 65 | 4000 | ø182x71mm |  | 220-240V | -30°C to +50°C |  | E | 80° |  | 80 |  | 4000 | 24700 |  | >0.95 |  |  | 80000 | 130 | 190 | [6 empty] | Available |  |  | Class I | IK08 | [5 empty] | 1 |  | Black |  |  |  | none |  |  |  |  | <25
93114933 | High Bay TU Gen2 190W-4000K-2A-60° | image | datasheet | deeplink | TUNGSRAM - Round IP65 G2 HoneyComb - 24700lm - 190W - 4000K - 80CRI - 93114933[SKU] - Suspended/Wall mounted | 5.5 | Suspended/Wall mounted | LED | 1 | 190 | Yes | IP65 | IP65 | IK08 |  | -30°C to +50°C | CE |  | CE |  |  |  |  | 24700 |  | 65 | 4000 | ø182x71mm |  | 220-240V | -30°C to +50°C |  | D | 60° |  | 80 |  | 4000 | 24700 |  | >0.95 |  |  | 80000 | 130 | 190 | [6 empty] | Available |  |  | Class I | IK08 | [5 empty] | 1 |  | Black |  |  |  | dimmable |  |  |  |  | <25
93114932 | High Bay TU Gen2 190W-4000K-2A-80° | image | datasheet | deeplink | TUNGSRAM - Round IP65 G2 HoneyComb - 24700lm - 190W - 4000K - 80CRI - 93114932[SKU] - Suspended/Wall mounted | 5.5 | Suspended/Wall mounted | LED | 1 | 190 | Yes | IP65 | IP65 | IK08 |  | -30°C to +50°C | CE |  | CE |  |  |  |  | 24700 |  | 65 | 4000 | ø182x71mm |  | 220-240V | -30°C to +50°C |  | E | 80° |  | 80 |  | 4000 | 24700 |  | >0.95 |  |  | 80000 | 130 | 190 | [6 empty] | Available |  |  | Class I | IK08 | [5 empty] | 1 |  | Black |  |  |  | dimmable |  |  |  |  | <25
93114931 | High Bay TU Gen2 190W-4000K-2S-60° | image | datasheet | deeplink | TUNGSRAM - Round IP65 G2 HoneyComb - 24700lm - 190W - 4000K - 80CRI - 93114931[SKU] - Suspended/Wall mounted | 5.5 | Suspended/Wall mounted | LED | 1 | 190 |  | IP65 | IP65 | IK08 |  | -30°C to +50°C | CE |  | CE |  |  |  |  | 24700 |  | 65 | 4000 | ø182x71mm |  | 220-240V | -30°C to +50°C |  | D | 60° |  | 80 |  | 4000 | 24700 |  | >0.95 |  |  | 80000 | 130 | 190 | [6 empty] | Available |  |  | Class I | IK08 | [5 empty] | 1 |  | Black |  |  |  | none |  |  |  |  | <25
93114930 | High Bay TU Gen2 190W-4000K-2S-80° | image | datasheet | deeplink | TUNGSRAM - Round IP65 G2 HoneyComb - 24700lm - 190W - 4000K - 80CRI - 93114930[SKU] - Suspended/Wall mounted | 5.5 | Suspended/Wall mounted | LED | 1 | 190 |  | IP65 | IP65 | IK08 |  | -30°C to +50°C | CE |  | CE |  |  |  |  | 24700 |  | 65 | 4000 | ø182x71mm |  | 220-240V | -30°C to +50°C |  | E | 80° |  | 80 |  | 4000 | 24700 |  | >0.95 |  |  | 80000 | 130 | 190 | [6 empty] | Available |  |  | Class I | IK08 | [5 empty] | 1 |  | Black |  |  |  | none |  |  |  |  | <25
93114929 | High Bay TU Gen2 150W-5000K-2D-60° | image | datasheet | deeplink | TUNGSRAM - Round IP65 G2 HoneyComb - 19500lm - 150W - 5000K - 80CRI - 93114929[SKU] - Suspended/Wall mounted | 3.08 | Suspended/Wall mounted | LED | 1 | 150 | Yes | IP65 | IP65 | IK08 |  | -30°C to +50°C | CE |  | CE |  |  |  |  | 19500 |  | 65 | 5000 | ø151x71mm |  | 220-240V | -30°C to +50°C |  | E | 60° |  | 80 |  | 5000 | 19500 |  | >0.95 |  |  | 80000 | 130 | 150 | [6 empty] | Available |  |  | Class I | IK08 | [5 empty] | 1 |  | Black |  |  |  | dimmable |  |  |  |  | <22
93114928 | High Bay TU Gen2 150W-5000K-2D-80° | image | datasheet | deeplink | TUNGSRAM - Round IP65 G2 HoneyComb - 19500lm - 150W - 5000K - 80CRI - 93114928[SKU] - Suspended/Wall mounted | 3.08 | Suspended/Wall mounted | LED | 1 | 150 | Yes | IP65 | IP65 | IK08 |  | -30°C to +50°C | CE |  | CE |  |  |  |  | 19500 |  | 65 | 5000 | ø151x71mm |  | 220-240V | -30°C to +50°C |  | E | 80° |  | 80 |  | 5000 | 19500 |  | >0.95 |  |  | 80000 | 130 | 150 | [6 empty] | Available |  |  | Class I | IK08 | [5 empty] | 1 |  | Black |  |  |  | dimmable |  |  |  |  | <22
93114927 | High Bay TU Gen2 140W-5000K-2M-60° | image | datasheet | deeplink | TUNGSRAM - Round IP65 G2 HoneyComb - 18900lm - 140W - 5000K - 80CRI - 93114927[SKU] - Suspended/Wall mounted | 3.08 | Suspended/Wall mounted | LED | 1 | 140 |  | IP65 | IP65 | IK08 |  | -30°C to +50°C | CE |  | CE |  |  |  |  | 18900 |  | 65 | 5000 | ø151x71mm |  | 220-240V | -30°C to +50°C |  | D | 60° |  | 80 |  | 5000 | 18900 |  | >0.95 |  |  | 80000 | 135 | 140 | [6 empty] | Available |  |  | Class I | IK08 | [5 empty] | 1 |  | Black |  |  |  | none |  |  |  |  | <22
93114926 | High Bay TU Gen2 140W-5000K-2M-80° | image | datasheet | deeplink | TUNGSRAM - Round IP65 G2 HoneyComb - 18900lm - 140W - 5000K - 80CRI - 93114926[SKU] - Suspended/Wall mounted | 3.08 | Suspended/Wall mounted | LED | 1 | 140 |  | IP65 | IP65 | IK08 |  | -30°C to +50°C | CE |  | CE |  |  |  |  | 18900 |  | 65 | 5000 | ø151x71mm |  | 220-240V | -30°C to +50°C |  | E | 80° |  | 80 |  | 5000 | 18900 |  | >0.95 |  |  | 80000 | 135 | 140 | [6 empty] | Available |  |  | Class I | IK08 | [5 empty] | 1 |  | Black |  |  |  | none |  |  |  |  | <22
93114925 | High Bay TU Gen2 140W-5000K-2A-60° | image | datasheet | deeplink | TUNGSRAM - Round IP65 G2 HoneyComb - 18900lm - 140W - 5000K - 80CRI - 93114925[SKU] - Suspended/Wall mounted | 3.08 | Suspended/Wall mounted | LED | 1 | 140 | Yes | IP65 | IP65 | IK08 |  | -30°C to +50°C | CE |  | CE |  |  |  |  | 18900 |  | 65 | 5000 | ø151x71mm |  | 220-240V | -30°C to +50°C |  | D | 60° |  | 80 |  | 5000 | 18900 |  | >0.95 |  |  | 80000 | 135 | 140 | [6 empty] | Available |  |  | Class I | IK08 | [5 empty] | 1 |  | Black |  |  |  | dimmable |  |  |  |  | <22
93114924 | High Bay TU Gen2 140W-5000K-2A-80° | image | datasheet | deeplink | TUNGSRAM - Round IP65 G2 HoneyComb - 18900lm - 140W - 5000K - 80CRI - 93114924[SKU] - Suspended/Wall mounted | 3.08 | Suspended/Wall mounted | LED | 1 | 140 | Yes | IP65 | IP65 | IK08 |  | -30°C to +50°C | CE |  | CE |  |  |  |  | 18900 |  | 65 | 5000 | ø151x71mm |  | 220-240V | -30°C to +50°C |  | E | 80° |  | 80 |  | 5000 | 18900 |  | >0.95 |  |  | 80000 | 135 | 140 | [6 empty] | Available |  |  | Class I | IK08 | [5 empty] | 1 |  | Black |  |  |  | dimmable |  |  |  |  | <22
93114923 | High Bay TU Gen2 140W-5000K-2S-60° | image | datasheet | deeplink | TUNGSRAM - Round IP65 G2 HoneyComb - 18900lm - 140W - 5000K - 80CRI - 93114923[SKU] - Suspended/Wall mounted | 3.08 | Suspended/Wall mounted | LED | 1 | 140 |  | IP65 | IP65 | IK08 |  | -30°C to +50°C | CE |  | CE |  |  |  |  | 18900 |  | 65 | 5000 | ø151x71mm |  | 220-240V | -30°C to +50°C |  | D | 60° |  | 80 |  | 5000 | 18900 |  | >0.95 |  |  | 80000 | 135 | 140 | [6 empty] | Available |  |  | Class I | IK08 | [5 empty] | 1 |  | Black |  |  |  | none |  |  |  |  | <22
93114922 | High Bay TU Gen2 140W-5000K-2S-80° | image | datasheet | deeplink | TUNGSRAM - Round IP65 G2 HoneyComb - 18900lm - 140W - 5000K - 80CRI - 93114922[SKU] - Suspended/Wall mounted | 3.08 | Suspended/Wall mounted | LED | 1 | 140 |  | IP65 | IP65 | IK08 |  | -30°C to +50°C | CE |  | CE |  |  |  |  | 18900 |  | 65 | 5000 | ø151x71mm |  | 220-240V | -30°C to +50°C |  | E | 80° |  | 80 |  | 5000 | 18900 |  | >0.95 |  |  | 80000 | 135 | 140 | [6 empty] | Available |  |  | Class I | IK08 | [5 empty] | 1 |  | Black |  |  |  | none |  |  |  |  | <22
93114921 | High Bay TU Gen2 150W-4000K-2D-60° | image | datasheet | deeplink | TUNGSRAM - Round IP65 G2 HoneyComb - 19500lm - 150W - 4000K - 80CRI - 93114921[SKU] - Suspended/Wall mounted | 3.08 | Suspended/Wall mounted | LED | 1 | 150 | Yes | IP65 | IP65 | IK08 |  | -30°C to +50°C | CE |  | CE |  |  |  |  | 19500 |  | 65 | 4000 | ø151x71mm |  | 220-240V | -30°C to +50°C |  | E | 60° |  | 80 |  | 4000 | 19500 |  | >0.95 |  |  | 80000 | 130 | 150 | [6 empty] | Available |  |  | Class I | IK08 | [5 empty] | 1 |  | Black |  |  |  | dimmable |  |  |  |  | <22
93114920 | High Bay TU Gen2 150W-4000K-2D-80° | image | datasheet | deeplink | TUNGSRAM - Round IP65 G2 HoneyComb - 19500lm - 150W - 4000K - 80CRI - 93114920[SKU] - Suspended/Wall mounted | 3.08 | Suspended/Wall mounted | LED | 1 | 150 | Yes | IP65 | IP65 | IK08 |  | -30°C to +50°C | CE |  | CE |  |  |  |  | 19500 |  | 65 | 4000 | ø151x71mm |  | 220-240V | -30°C to +50°C |  | E | 80° |  | 80 |  | 4000 | 19500 |  | >0.95 |  |  | 80000 | 130 | 150 | [6 empty] | Available |  |  | Class I | IK08 | [5 empty] | 1 |  | Black |  |  |  | dimmable |  |  |  |  | <22
93114919 | High Bay TU Gen2 140W-4000K-2M-60° | image | datasheet | deeplink | TUNGSRAM - Round IP65 G2 HoneyComb - 18900lm - 140W - 4000K - 80CRI - 93114919[SKU] - Suspended/Wall mounted | 3.08 | Suspended/Wall mounted | LED | 1 | 140 |  | IP65 | IP65 | IK08 |  | -30°C to +50°C | CE |  | CE |  |  |  |  | 18900 |  | 65 | 4000 | ø151x71mm |  | 220-240V | -30°C to +50°C |  | D | 60° |  | 80 |  | 4000 | 18900 |  | >0.95 |  |  | 80000 | 135 | 140 | [6 empty] | Available |  |  | Class I | IK08 | [5 empty] | 1 |  | Black |  |  |  | none |  |  |  |  | <22
93114918 | High Bay TU Gen2 140W-4000K-2M-80° | image | datasheet | deeplink | TUNGSRAM - Round IP65 G2 HoneyComb - 18900lm - 140W - 4000K - 80CRI - 93114918[SKU] - Suspended/Wall mounted | 3.08 | Suspended/Wall mounted | LED | 1 | 140 |  | IP65 | IP65 | IK08 |  | -30°C to +50°C | CE |  | CE |  |  |  |  | 18900 |  | 65 | 4000 | ø151x71mm |  | 220-240V | -30°C to +50°C |  | E | 80° |  | 80 |  | 4000 | 18900 |  | >0.95 |  |  | 80000 | 135 | 140 | [6 empty] | Available |  |  | Class I | IK08 | [5 empty] | 1 |  | Black |  |  |  | none |  |  |  |  | <22
93114917 | High Bay TU Gen2 140W-4000K-2A-60° | image | datasheet | deeplink | TUNGSRAM - Round IP65 G2 HoneyComb - 18900lm - 140W - 4000K - 80CRI - 93114917[SKU] - Suspended/Wall mounted | 3.08 | Suspended/Wall mounted | LED | 1 | 140 | Yes | IP65 | IP65 | IK08 |  | -30°C to +50°C | CE |  | CE |  |  |  |  | 18900 |  | 65 | 4000 | ø151x71mm |  | 220-240V | -30°C to +50°C |  | D | 60° |  | 80 |  | 4000 | 18900 |  | >0.95 |  |  | 80000 | 135 | 140 | [6 empty] | Available |  |  | Class I | IK08 | [5 empty] | 1 |  | Black |  |  |  | dimmable |  |  |  |  | <22
93114916 | High Bay TU Gen2 140W-4000K-2A-80° | image | datasheet | deeplink | TUNGSRAM - Round IP65 G2 HoneyComb - 18900lm - 140W - 4000K - 80CRI - 93114916[SKU] - Suspended/Wall mounted | 3.08 | Suspended/Wall mounted | LED | 1 | 140 | Yes | IP65 | IP65 | IK08 |  | -30°C to +50°C | CE |  | CE |  |  |  |  | 18900 |  | 65 | 4000 | ø151x71mm |  | 220-240V | -30°C to +50°C |  | E | 80° |  | 80 |  | 4000 | 18900 |  | >0.95 |  |  | 80000 | 135 | 140 | [6 empty] | Available |  |  | Class I | IK08 | [5 empty] | 1 |  | Black |  |  |  | dimmable |  |  |  |  | <22
93114915 | High Bay TU Gen2 140W-4000K-2S-60° | image | datasheet | deeplink | TUNGSRAM - Round IP65 G2 HoneyComb - 18900lm - 140W - 4000K - 80CRI - 93114915[SKU] - Suspended/Wall mounted | 3.08 | Suspended/Wall mounted | LED | 1 | 140 |  | IP65 | IP65 | IK08 |  | -30°C to +50°C | CE |  | CE |  |  |  |  | 18900 |  | 65 | 4000 | ø151x71mm |  | 220-240V | -30°C to +50°C |  | D | 60° |  | 80 |  | 4000 | 18900 |  | >0.95 |  |  | 80000 | 135 | 140 | [6 empty] | Available |  |  | Class I | IK08 | [5 empty] | 1 |  | Black |  |  |  | none |  |  |  |  | <22
93114914 | High Bay TU Gen2 140W-4000K-2S-80° | image | datasheet | deeplink | TUNGSRAM - Round IP65 G2 HoneyComb - 18900lm - 140W - 4000K - 80CRI - 93114914[SKU] - Suspended/Wall mounted | 3.08 | Suspended/Wall mounted | LED | 1 | 140 |  | IP65 | IP65 | IK08 |  | -30°C to +50°C | CE |  | CE |  |  |  |  | 18900 |  | 65 | 4000 | ø151x71mm |  | 220-240V | -30°C to +50°C |  | E | 80° |  | 80 |  | 4000 | 18900 |  | >0.95 |  |  | 80000 | 135 | 140 | [6 empty] | Available |  |  | Class I | IK08 | [5 empty] | 1 |  | Black |  |  |  | none |  |  |  |  | <22
93114913 | High Bay TU Gen2 90W-5000K-2D-70° | image | datasheet | deeplink | TUNGSRAM - Round IP65 G2 HoneyComb - 12150lm - 90W - 5000K - 80CRI - 93114913[SKU] - Suspended/Wall mounted | 2.66 | Suspended/Wall mounted | LED | 1 | 90 | Yes | IP65 | IP65 | IK08 |  | -30°C to +50°C | CE |  | CE |  |  |  |  | 12150 |  | 65 | 5000 | ø132x71mm |  | 220-240V | -30°C to +50°C |  | D | 70° |  | 80 |  | 5000 | 12150 |  | >0.95 |  |  | 80000 | 135 | 90 | [6 empty] | Available |  |  | Class I | IK08 | [5 empty] | 1 |  | Black |  |  |  | dimmable |  |  |  |  | <22
93114912 | High Bay TU Gen2 100W-5000K-2M-70° | image | datasheet | deeplink | TUNGSRAM - Round IP65 G2 HoneyComb - 13500lm - 100W - 5000K - 80CRI - 93114912[SKU] - Suspended/Wall mounted | 2.66 | Suspended/Wall mounted |  | 1 | 100 |  | IP65 | IP65 | IK08 |  | -30°C to +50°C | CE |  | CE |  |  |  |  | 13500 |  | 65 | 5000 | ø132x71mm |  | 220-240V | -30°C to +50°C |  | D | 70° |  | 80 |  | 5000 | 13500 |  | >0.95 |  |  | 80000 | 135 | 100 | [6 empty] | Available |  |  | Class I | IK08 | [5 empty] | 1 |  | Black |  |  |  | none |  |  |  |  | <22
93114911 | High Bay TU Gen2 100W-5000K-2A-70° | image | datasheet | deeplink | TUNGSRAM - Round IP65 G2 HoneyComb - 13500lm - 100W - 5000K - 80CRI - 93114911[SKU] - Suspended/Wall mounted | 2.66 | Suspended/Wall mounted |  | 1 | 100 | Yes | IP65 | IP65 | IK08 |  | -30°C to +50°C | CE |  | CE |  |  |  |  | 13500 |  | 65 | 5000 | ø132x71mm |  | 220-240V | -30°C to +50°C |  | D | 70° |  | 80 |  | 5000 | 13500 |  | >0.95 |  |  | 80000 | 135 | 100 | [6 empty] | Available |  |  | Class I | IK08 | [5 empty] | 1 |  | Black |  |  |  | dimmable |  |  |  |  | <22
93114910 | High Bay TU Gen2 100W-5000K-2S-70° | image | datasheet | deeplink | TUNGSRAM - Round IP65 G2 HoneyComb - 13500lm - 100W - 5000K - 80CRI - 93114910[SKU] - Suspended/Wall mounted | 2.66 | Suspended/Wall mounted |  | 1 | 100 |  | IP65 | IP65 | IK08 |  | -30°C to +50°C | CE |  | CE |  |  |  |  | 13500 |  | 65 | 5000 | ø132x71mm |  | 220-240V | -30°C to +50°C |  | D | 70° |  | 80 |  | 5000 | 13500 |  | >0.95 |  |  | 80000 | 135 | 100 | [6 empty] | Available |  |  | Class I | IK08 | [5 empty] | 1 |  | Black |  |  |  | none |  |  |  |  | <22
93114909 | High Bay TU Gen2 90W-4000K-2D-70° | image | datasheet | deeplink | TUNGSRAM - Round IP65 G2 HoneyComb - 12150lm - 90W - 4000K - 80CRI - 93114909[SKU] - Suspended/Wall mounted | 2.66 | Suspended/Wall mounted | LED | 1 | 90 | Yes | IP65 | IP65 | IK08 |  | -30°C to +50°C | CE |  | CE |  |  |  |  | 12150 |  | 65 | 4000 | ø132x71mm |  | 220-240V | -30°C to +50°C |  | D | 70° |  | 80 |  | 4000 | 12150 |  | >0.95 |  |  | 80000 | 135 | 90 | [6 empty] | Available |  |  | Class I | IK08 | [5 empty] | 1 |  | Black |  |  |  | dimmable |  |  |  |  | <22
93114908 | High Bay TU Gen2 100W-4000K-2M-70° | image | datasheet | deeplink | TUNGSRAM - Round IP65 G2 HoneyComb - 13500lm - 100W - 4000K - 80CRI - 93114908[SKU] - Suspended/Wall mounted | 2.66 | Suspended/Wall mounted |  | 1 | 100 |  | IP65 | IP65 | IK08 |  | -30°C to +50°C | CE |  | CE |  |  |  |  | 13500 |  | 65 | 4000 | ø132x71mm |  | 220-240V | -30°C to +50°C |  | D | 70° |  | 80 |  | 4000 | 13500 |  | >0.95 |  |  | 80000 | 135 | 100 | [6 empty] | Available |  |  | Class I | IK08 | [5 empty] | 1 |  | Black |  |  |  | none |  |  |  |  | <22
93114907 | High Bay TU Gen2 100W-4000K-2A-70° | image | datasheet | deeplink | TUNGSRAM - Round IP65 G2 HoneyComb - 13500lm - 100W - 4000K - 80CRI - 93114907[SKU] - Suspended/Wall mounted | 2.66 | Suspended/Wall mounted |  | 1 | 100 | Yes | IP65 | IP65 | IK08 |  | -30°C to +50°C | CE |  | CE |  |  |  |  | 13500 |  | 65 | 4000 | ø132x71mm |  | 220-240V | -30°C to +50°C |  | D | 70° |  | 80 |  | 4000 | 13500 |  | >0.95 |  |  | 80000 | 135 | 100 | [6 empty] | Available |  |  | Class I | IK08 | [5 empty] | 1 |  | Black |  |  |  | dimmable |  |  |  |  | <22
93114906 | High Bay TU Gen2 100W-4000K-2S-70° | image | datasheet | deeplink | TUNGSRAM - Round IP65 G2 HoneyComb - 13500lm - 100W - 4000K - 80CRI - 93114906[SKU] - Suspended/Wall mounted | 2.66 | Suspended/Wall mounted |  | 1 | 100 |  | IP65 | IP65 | IK08 |  | -30°C to +50°C | CE |  | CE |  |  |  |  | 13500 |  | 65 | 4000 | ø132x71mm |  | 220-240V | -30°C to +50°C |  | D | 70° |  | 80 |  | 4000 | 13500 |  | >0.95 |  |  | 80000 | 135 | 100 | [6 empty] | Available |  |  | Class I | IK08 | [5 empty] | 1 |  | Black |  |  |  | none |  |  |  |  | <22
93115059 | LED Ceiling G1 TU PC 24W 840 SN IP20 | image | datasheet | deeplink | TUNGSRAM - Ceiling Light IP20 - 1800lm - 24W - 4000K - 80CRI - 93115059[SKU] - Wall mounted | 0.62 | Wall mounted | LED | 1 | 24 |  | IP20 | integrated | IK03 |  | 0°C to +25°C | CE |  | CE |  |  |  |  | 1800 |  | 20 | 4000 | ø365x65mm |  | 220-240V | 0°C to +25°C |  |  | 120° |  | 80 |  | 4000 | 1800 |  | >0.5 |  |  | 25000 | 75 | 24 | [6 empty] | Available |  |  | Class I | IK03 | [5 empty] | 1 |  | White |  |  |  | none
93115058 | LED Ceiling G1 TU PC 24W 830 SN IP20 | image | datasheet | deeplink | TUNGSRAM - Ceiling Light IP20 - 1800lm - 24W - 3000K - 80CRI - 93115058[SKU] - Wall mounted | 0.62 | Wall mounted | LED | 1 | 24 |  | IP20 | integrated | IK03 |  | 0°C to +25°C | CE |  | CE |  |  |  |  | 1800 |  | 20 | 3000 | ø365x65mm |  | 220-240V | 0°C to +25°C |  |  | 120° |  | 80 |  | 3000 | 1800 |  | >0.5 |  |  | 25000 | 75 | 24 | [6 empty] | Available |  |  | Class I | IK03 | [5 empty] | 1 |  | White |  |  |  | none
93115057 | LED Ceiling G1 TU PC 18W 840 SN IP20 | image | datasheet | deeplink | TUNGSRAM - Ceiling Light IP20 - 1350lm - 18W - 4000K - 80CRI - 93115057[SKU] - Wall mounted | 0.55 | Wall mounted | LED | 1 | 18 |  | IP20 | integrated | IK03 |  | 0°C to +25°C | CE |  | CE |  |  |  |  | 1350 |  | 20 | 4000 | ø315x65mm |  | 220-240V | 0°C to +25°C |  |  | 120° |  | 80 |  | 4000 | 1350 |  | >0.5 |  |  | 25000 | 75 | 18 | [6 empty] | Available |  |  | Class I | IK03 | [5 empty] | 1 |  | White |  |  |  | none
93115056 | LED Ceiling G1 TU PC 18W 830 SN IP20 | image | datasheet | deeplink | TUNGSRAM - Ceiling Light IP20 - 1350lm - 18W - 3000K - 80CRI - 93115056[SKU] - Wall mounted | 0.55 | Wall mounted | LED | 1 | 18 |  | IP20 | integrated | IK03 |  | 0°C to +25°C | CE |  | CE |  |  |  |  | 1350 |  | 20 | 3000 | ø315x65mm |  | 220-240V | 0°C to +25°C |  |  | 120° |  | 80 |  | 3000 | 1350 |  | >0.5 |  |  | 25000 | 75 | 18 | [6 empty] | Available |  |  | Class I | IK03 | [5 empty] | 1 |  | White |  |  |  | none
93115055 | LED Ceiling G1 TU PC 12W 840 SN IP20 | image | datasheet | deeplink | TUNGSRAM - Ceiling Light IP20 - 870lm - 12W - 4000K - 80CRI - 93115055[SKU] - Wall mounted | 0.35 | Wall mounted | LED | 1 | 12 |  | IP20 | integrated | IK03 |  | 0°C to +25°C | CE |  | CE |  |  |  |  | 870 |  | 20 | 4000 | ø245x65mm |  | 220-240V | 0°C to +25°C |  |  | 120° |  | 80 |  | 4000 | 870 |  | >0.5 |  |  | 25000 | 73 | 12 | [6 empty] | Available |  |  | Class I | IK03 | [5 empty] | 1 |  | White |  |  |  | none
93115054 | LED Ceiling G1 TU PC 12W 830 SN IP20 | image | datasheet | deeplink | TUNGSRAM - Ceiling Light IP20 - 870lm - 12W - 3000K - 80CRI - 93115054[SKU] - Wall mounted | 0.35 | Wall mounted | LED | 1 | 12 |  | IP20 | integrated | IK03 |  | 0°C to +25°C | CE |  | CE |  |  |  |  | 870 |  | 20 | 3000 | ø245x65mm |  | 220-240V | 0°C to +25°C |  |  | 120° |  | 80 |  | 3000 | 870 |  | >0.5 |  |  | 25000 | 73 | 12 | [6 empty] | Available |  |  | Class I | IK03 | [5 empty] | 1 |  | White |  |  |  | none
93115053 | LED Ceiling G1 TU SC 24W 840 SN IP20 | image | datasheet | deeplink | TUNGSRAM - Ceiling Light IP20 - 1850lm - 24W - 4000K - 80CRI - 93115053[SKU] - Wall mounted | 0.62 | Wall mounted | LED | 1 | 24 |  | IP20 | integrated | IK03 |  | 0°C to +25°C | CE |  | CE |  |  |  |  | 1850 |  | 20 | 4000 | ø365x65mm |  | 220-240V | 0°C to +25°C |  | E | 120° |  | 80 |  | 4000 | 1850 |  | >0.5 |  |  | 25000 | 77 | 24 | [6 empty] | Available |  |  | Class I | IK03 | [5 empty] | 1 |  | White |  |  |  | none |  |  |  | 93115067 - LED Ceiling G1 TU SC 24W 840 SN IP20 DS
93115052 | LED Ceiling G1 TU SC 24W 830 SN IP20 | image | datasheet | deeplink | TUNGSRAM - Ceiling Light IP20 - 1850lm - 24W - 3000K - 80CRI - 93115052[SKU] - Wall mounted | 0.62 | Wall mounted | LED | 1 | 24 |  | IP20 | integrated | IK03 |  | 0°C to +25°C | CE |  | CE |  |  |  |  | 1850 |  | 20 | 3000 | ø365x65mm |  | 220-240V | 0°C to +25°C |  |  | 120° |  | 80 |  | 3000 | 1850 |  | >0.5 |  |  | 25000 | 77 | 24 | [6 empty] | Available |  |  | Class I | IK03 | [5 empty] | 1 |  | White |  |  |  | none |  |  |  | 93118908 - LED Ceiling G1 TU SC 24W 830 SN IP20 DS
93115051 | LED Ceiling G1 TU SC 18W 840 SN IP20 | image | datasheet | deeplink | TUNGSRAM - Ceiling Light IP20 - 1400lm - 18W - 4000K - 80CRI - 93115051[SKU] - Wall mounted | 0.55 | Wall mounted | LED | 1 | 18 |  | IP20 | integrated | IK03 |  | 0°C to +25°C | CE |  | CE |  |  |  |  | 1400 |  | 20 | 4000 | ø315x65mm |  | 220-240V | 0°C to +25°C |  | E | 120° |  | 80 |  | 4000 | 1400 |  | >0.5 |  |  | 25000 | 78 | 18 | [6 empty] | Available |  |  | Class I | IK03 | [5 empty] | 1 |  | White |  |  |  | none |  |  |  | 93115065 - LED Ceiling G1 TU SC 18W 840 SN IP20 DS
93115050 | LED Ceiling G1 TU SC 18W 830 SN IP20 | image | datasheet | deeplink | TUNGSRAM - Ceiling Light IP20 - 1400lm - 18W - 3000K - 80CRI - 93115050[SKU] - Wall mounted | 0.55 | Wall mounted | LED | 1 | 18 |  | IP20 | integrated | IK03 |  | 0°C to +25°C | CE |  | CE |  |  |  |  | 1400 |  | 20 | 3000 | ø315x65mm |  | 220-240V | 0°C to +25°C |  |  | 120° |  | 80 |  | 3000 | 1400 |  | >0.5 |  |  | 25000 | 78 | 18 | [6 empty] | Available |  |  | Class I | IK03 | [5 empty] | 1 |  | White |  |  |  | none |  |  |  | 93118907 - LED Ceiling G1 TU SC 18W 830 SN IP20 DS
93115049 | LED Ceiling G1 TU SC 12W 840 SN IP20 | image | datasheet | deeplink | TUNGSRAM - Ceiling Light IP20 - 900lm - 12W - 4000K - 80CRI - 93115049[SKU] - Wall mounted | 0.35 | Wall mounted |  | 1 | 12 |  | IP20 | integrated | IK03 |  | 0°C to +25°C | CE |  | CE |  |  |  |  | 900 |  | 20 | 4000 | ø245x65mm |  | 220-240V | 0°C to +25°C |  | F | 120° |  | 80 |  | 4000 | 900 |  | >0.5 |  |  | 25000 | 75 | 12 | [6 empty] | Available |  |  | Class I | IK03 | [5 empty] | 1 |  | White |  |  |  | none |  |  |  | 93115063 - LED Ceiling G1 TU SC 12W 840 SN IP20 DS
93115048 | LED Ceiling G1 TU SC 12W 830 SN IP20 | image | datasheet | deeplink | TUNGSRAM - Ceiling Light IP20 - 900lm - 12W - 3000K - 80CRI - 93115048[SKU] - Wall mounted | 0.35 | Wall mounted |  | 1 | 12 |  | IP20 | integrated | IK03 |  | 0°C to +25°C | CE |  | CE |  |  |  |  | 900 |  | 20 | 3000 | ø245x65mm |  | 220-240V | 0°C to +25°C |  |  | 120° |  | 80 |  | 3000 | 900 |  | >0.5 |  |  | 25000 | 75 | 12 | [6 empty] | Available |  |  | Class I | IK03 | [5 empty] | 1 |  | White |  |  |  | none
93110641 | LED Downlight Start TU G2 4" 12W 865 DS | image | datasheet | deeplink | TUNGSRAM - Downlight Start Gen2 - 900lm - 12W - 6500K - 80CRI - 93110641[SKU] - Recessed | 0.098 | Recessed |  | 1 | 12 |  | 20 | 20 | IK06 | Class II | 0°C to +25°C | CE |  | CE |  |  |  |  | 900 |  | 20 | 6500 | Ø120 x30mm |  | 220-240V | +25°C |  |  | 110° |  | 80 |  | 6500 | 900 |  | > 0.5 |  |  | 25000 | 75 | 12 | [6 empty] | Phased-out |  |  | Class II | IK06 | [5 empty] | 1 |  | White |  |  |  | none
93110640 | LED Downlight Start TU G2 4" 12W 840 DS | image | datasheet | deeplink | TUNGSRAM - Downlight Start Gen2 - 900lm - 12W - 4000K - 80CRI - 93110640[SKU] - Recessed | 0.098 | Recessed |  | 1 | 12 |  | 20 | 20 | IK06 | Class II | 0°C to +25°C | CE |  | CE |  |  |  |  | 900 |  | 20 | 4000 | Ø120 x30mm |  | 220-240V | +25°C |  |  | 110° |  | 80 |  | 4000 | 900 |  | > 0.5 |  |  | 25000 | 75 | 12 | [6 empty] | Phased-out |  |  | Class II | IK06 | [5 empty] | 1 |  | White |  |  |  | none
93110639 | LED Downlight Start TU G2 4" 8W 865 DS | image | datasheet | deeplink | TUNGSRAM - Downlight Start Gen2 - 640lm - 8W - 6500K - 80CRI - 93110639[SKU] - Recessed | 0.087 | Recessed |  | 1 | 8 |  | 20 | 20 | IK06 | Class II | 0°C to +25°C | CE |  | CE |  |  |  |  | 640 |  | 20 | 6500 | Ø120 x30mm |  | 220-240V | +25°C |  |  | 110° |  | 80 |  | 6500 | 640 |  | > 0.5 |  |  | 25000 | 80 | 8 | [6 empty] | Phased-out |  |  | Class II | IK06 | [5 empty] | 1 |  | White |  |  |  | none
93110638 | LED Downlight Start TU G2 4" 8W 840 DS | image | datasheet | deeplink | TUNGSRAM - Downlight Start Gen2 - 640lm - 8W - 4000K - 80CRI - 93110638[SKU] - Recessed | 0.087 | Recessed |  | 1 | 8 |  | 20 | 20 | IK06 | Class II | 0°C to +25°C | CE |  | CE |  |  |  |  | 640 |  | 20 | 4000 | Ø120 x30mm |  | 220-240V | +25°C |  |  | 110° |  | 80 |  | 4000 | 640 |  | > 0.5 |  |  | 25000 | 80 | 8 | [6 empty] | Phased-out |  |  | Class II | IK06 | [5 empty] | 1 |  | White |  |  |  | none
93110637 | LED Downlight Start TU G2 3" 6W 865 DS | image | datasheet | deeplink | TUNGSRAM - Downlight Start Gen2 - 450lm - 6W - 6500K - 80CRI - 93110637[SKU] - Recessed | 0.067 | Recessed |  | 1 | 6 |  | 20 | 20 | IK06 | Class II | 0°C to +25°C | CE |  | CE |  |  |  |  | 450 |  | 20 | 6500 | Ø92 x30mm |  | 220-240V | +25°C |  |  | 110° |  | 80 |  | 6500 | 450 |  | > 0.5 |  |  | 25000 | 75 | 6 | [6 empty] | Phased-out |  |  | Class II | IK06 | [5 empty] | 1 |  | White |  |  |  | none
93110636 | LED Downlight Start TU G2 3" 6W 840 DS | image | datasheet | deeplink | TUNGSRAM - Downlight Start Gen2 - 450lm - 6W - 4000K - 80CRI - 93110636[SKU] - Recessed | 0.067 | Recessed |  | 1 | 6 |  | 20 | 20 | IK06 | Class II | 0°C to +25°C | CE |  | CE |  |  |  |  | 450 |  | 20 | 4000 | Ø92 x30mm |  | 220-240V | +25°C |  |  | 110° |  | 80 |  | 4000 | 450 |  | > 0.5 |  |  | 25000 | 75 | 6 | [6 empty] | Phased-out |  |  | Class II | IK06 | [5 empty] | 1 |  | White |  |  |  | none
93110635 | LED Downlight Start TU G2 3" 4W 865 DS | image | datasheet | deeplink | TUNGSRAM - Downlight Start Gen2 - 320lm - 4W - 6500K - 80CRI - 93110635[SKU] - Recessed | 0.06 | Recessed |  | 1 | 4 |  | 20 | 20 | IK06 | Class II | 0°C to +25°C | CE |  | CE |  |  |  |  | 320 |  | 20 | 6500 | Ø92 x30mm |  | 220-240V | +25°C |  |  | 110° |  | 80 |  | 6500 | 320 |  | > 0.4 |  |  | 25000 | 80 | 4 | [6 empty] | Phased-out |  |  | Class II | IK06 | [5 empty] | 1 |  | White |  |  |  | none
93110634 | LED Downlight Start TU G2 3" 4W 840 DS | image | datasheet | deeplink | TUNGSRAM - Downlight Start Gen2 - 320lm - 4W - 4000K - 80CRI - 93110634[SKU] - Recessed | 0.06 | Recessed |  | 1 | 4 |  | 20 | 20 | IK06 | Class II | 0°C to +25°C | CE |  | CE |  |  |  |  | 320 |  | 20 | 4000 | Ø92 x30mm |  | 220-240V | +25°C |  |  | 110° |  | 80 |  | 4000 | 320 |  | > 0.4 |  |  | 25000 | 80 | 4 | [6 empty] | Phased-out |  |  | Class II | IK06 | [5 empty] | 1 |  | White |  |  |  | none
93110633 | LED Downlight Start TU G2 4" 12W 865 | image | datasheet | deeplink | TUNGSRAM - Downlight Start Gen2 - 900lm - 12W - 6500K - 80CRI - 93110633[SKU] - Recessed | 0.098 | Recessed |  | 1 | 12 |  | 20 | 20 | IK06 | Class II | 0°C to +25°C | CE |  | CE |  |  |  |  | 900 |  | 20 | 6500 | Ø120 x30mm |  | 220-240V | +25°C |  |  | 110° |  | 80 |  | 6500 | 900 |  | > 0.5 |  |  | 25000 | 75 | 12 | [6 empty] | Phased-out |  |  | Class II | IK06 | [5 empty] | 1 |  | White |  |  |  | none
93110632 | LED Downlight Start TU G2 4" 12W 840 | image | datasheet | deeplink | TUNGSRAM - Downlight Start Gen2 - 900lm - 12W - 4000K - 80CRI - 93110632[SKU] - Recessed | 0.098 | Recessed |  | 1 | 12 |  | 20 | 20 | IK06 | Class II | 0°C to +25°C | CE |  | CE |  |  |  |  | 900 |  | 20 | 4000 | Ø120 x30mm |  | 220-240V | +25°C |  |  | 110° |  | 80 |  | 4000 | 900 |  | > 0.5 |  |  | 25000 | 75 | 12 | [6 empty] | Phased-out |  |  | Class II | IK06 | [5 empty] | 1 |  | White |  |  |  | none
93110631 | LED Downlight Start TU G2 4" 8W 865 | image | datasheet | deeplink | TUNGSRAM - Downlight Start Gen2 - 640lm - 8W - 6500K - 80CRI - 93110631[SKU] - Recessed | 0.087 | Recessed |  | 1 | 8 |  | 20 | 20 | IK06 | Class II | 0°C to +25°C | CE |  | CE |  |  |  |  | 640 |  | 20 | 6500 | Ø120 x30mm |  | 220-240V | +25°C |  |  | 110° |  | 80 |  | 6500 | 640 |  | > 0.5 |  |  | 25000 | 80 | 8 | [6 empty] | Phased-out |  |  | Class II | IK06 | [5 empty] | 1 |  | White |  |  |  | none
93110630 | LED Downlight Start TU G2 4" 8W 840 | image | datasheet | deeplink | TUNGSRAM - Downlight Start Gen2 - 640lm - 8W - 4000K - 80CRI - 93110630[SKU] - Recessed | 0.087 | Recessed |  | 1 | 8 |  | 20 | 20 | IK06 | Class II | 0°C to +25°C | CE |  | CE |  |  |  |  | 640 |  | 20 | 4000 | Ø120 x30mm |  | 220-240V | +25°C |  |  | 110° |  | 80 |  | 4000 | 640 |  | > 0.5 |  |  | 25000 | 80 | 8 | [6 empty] | Phased-out |  |  | Class II | IK06 | [5 empty] | 1 |  | White |  |  |  | none
93110629 | LED Downlight Start TU G2 3" 6W 865 | image | datasheet | deeplink | TUNGSRAM - Downlight Start Gen2 - 450lm - 6W - 6500K - 80CRI - 93110629[SKU] - Recessed | 0.067 | Recessed |  | 1 | 6 |  | 20 | 20 | IK06 | Class II | 0°C to +25°C | CE |  | CE |  |  |  |  | 450 |  | 20 | 6500 | Ø92 x30mm |  | 220-240V | +25°C |  |  | 110° |  | 80 |  | 6500 | 450 |  | > 0.5 |  |  | 25000 | 75 | 6 | [6 empty] | Phased-out |  |  | Class II | IK06 | [5 empty] | 1 |  | White |  |  |  | none
93110628 | LED Downlight Start TU G2 3" 6W 840 | image | datasheet | deeplink | TUNGSRAM - Downlight Start Gen2 - 450lm - 6W - 4000K - 80CRI - 93110628[SKU] - Recessed | 0.067 | Recessed |  | 1 | 6 |  | 20 | 20 | IK06 | Class II | 0°C to +25°C | CE |  | CE |  |  |  |  | 450 |  | 20 | 4000 | Ø92 x30mm |  | 220-240V | +25°C |  |  | 110° |  | 80 |  | 4000 | 450 |  | > 0.5 |  |  | 25000 | 75 | 6 | [6 empty] | Phased-out |  |  | Class II | IK06 | [5 empty] | 1 |  | White |  |  |  | none
93110627 | LED Downlight Start TU G2 3" 4W 865 | image | datasheet | deeplink | TUNGSRAM - Downlight Start Gen2 - 320lm - 4W - 6500K - 80CRI - 93110627[SKU] - Recessed | 0.06 | Recessed |  | 1 | 4 |  | 20 | 20 | IK06 | Class II | 0°C to +25°C | CE |  | CE |  |  |  |  | 320 |  | 20 | 6500 | Ø92 x30mm |  | 220-240V | +25°C |  |  | 110° |  | 80 |  | 6500 | 320 |  | > 0.4 |  |  | 25000 | 80 | 4 | [6 empty] | Phased-out |  |  | Class II | IK06 | [5 empty] | 1 |  | White |  |  |  | none
93110642 | LED Downlight Start TU G2 3" 4W 840 | image | datasheet | deeplink | TUNGSRAM - Downlight Start Gen2 - 320lm - 4W - 4000K - 80CRI - 93110642[SKU] - Recessed | 0.06 | Recessed |  | 1 | 4 |  | 20 | 20 | IK06 | Class II | 0°C to +25°C | CE |  | CE |  |  |  |  | 320 |  | 20 | 4000 | Ø92 x30mm |  | 220-240V | +25°C |  |  | 110° |  | 80 |  | 4000 | 320 |  | > 0.4 |  |  | 25000 | 80 | 4 | [6 empty] | Phased-out |  |  | Class II | IK06 | [5 empty] | 1 |  | White |  |  |  | none
93114854 | LED Downlight Start TU 8" 18W 862 DS | image | datasheet | deeplink | TUNGSRAM - Downlight Start Gen1 - 1600lm - 18W - 6200K - 80CRI - 93114854[SKU] - Recessed | 0.265 | Recessed |  | 1 | 18 |  | 20 | 20 | IK02 | Class II | 0°C to +25°C | CE |  | CE |  |  |  |  | 1600 |  | 20 | 6200 | Ø240 x30mm |  | 220-240V | +25°C |  |  | 110° |  | 80 |  | 6200 | 1600 |  | >=0.9 |  |  | 20000 | 89 | 18 | [6 empty] | Available |  |  | Class II | IK02 | [5 empty] | 1 |  | White |  |  |  | none
93114853 | LED Downlight Start TU 8" 18W 840 DS | image | datasheet | deeplink | TUNGSRAM - Downlight Start Gen1 - 1600lm - 18W - 4000K - 80CRI - 93114853[SKU] - Recessed | 0.265 | Recessed |  | 1 | 18 |  | 20 | 20 | IK02 | Class II | 0°C to +25°C | CE |  | CE |  |  |  |  | 1600 |  | 20 | 4000 | Ø240 x30mm |  | 220-240V | +25°C |  |  | 110° |  | 80 |  | 4000 | 1600 |  | >=0.9 |  |  | 20000 | 89 | 18 | [6 empty] | Available |  |  | Class II | IK02 | [5 empty] | 1 |  | White |  |  |  | none
93114852 | LED Downlight Start TU 8" 18W 830 DS | image | datasheet | deeplink | TUNGSRAM - Downlight Start Gen1 - 1500lm - 18W - 3000K - 80CRI - 93114852[SKU] - Recessed | 0.265 | Recessed |  | 1 | 18 |  | 20 | 20 | IK02 | Class II | 0°C to +25°C | CE |  | CE |  |  |  |  | 1500 |  | 20 | 3000 | Ø240 x30mm |  | 220-240V | +25°C |  |  | 110° |  | 80 |  | 3000 | 1500 |  | >=0.9 |  |  | 20000 | 83 | 18 | [6 empty] | Available |  |  | Class II | IK02 | [5 empty] | 1 |  | White |  |  |  | none
93114851 | LED Downlight Start TU 6" 12W 862 DS | image | datasheet | deeplink | TUNGSRAM - Downlight Start Gen1 - 1000lm - 12W - 6200K - 80CRI - 93114851[SKU] - Recessed | 0.15 | Recessed |  | 1 | 12 |  | 20 | 20 | IK02 | Class II | 0°C to +25°C | CE |  | CE |  |  |  |  | 1000 |  | 20 | 6200 | Ø180 x30mm |  | 220-240V | +25°C |  |  | 110° |  | 80 |  | 6200 | 1000 |  | >=0.9 |  |  | 20000 | 83 | 12 | [6 empty] | Available |  |  | Class II | IK02 | [5 empty] | 1 |  | White |  |  |  | none
93114850 | LED Downlight Start TU 6" 12W 840 DS | image | datasheet | deeplink | TUNGSRAM - Downlight Start Gen1 - 1000lm - 12W - 4000K - 80CRI - 93114850[SKU] - Recessed | 0.15 | Recessed |  | 1 | 12 |  | 20 | 20 | IK02 | Class II | 0°C to +25°C | CE |  | CE |  |  |  |  | 1000 |  | 20 | 4000 | Ø180 x30mm |  | 220-240V | +25°C |  |  | 110° |  | 80 |  | 4000 | 1000 |  | >=0.9 |  |  | 20000 | 83 | 12 | [6 empty] | Available |  |  | Class II | IK02 | [5 empty] | 1 |  | White |  |  |  | none
93114849 | LED Downlight Start TU 6" 12W 830 DS | image | datasheet | deeplink | TUNGSRAM - Downlight Start Gen1 - 900lm - 12W - 3000K - 80CRI - 93114849[SKU] - Recessed | 0.15 | Recessed |  | 1 | 12 |  | 20 | 20 | IK02 | Class II | 0°C to +25°C | CE |  | CE |  |  |  |  | 900 |  | 20 | 3000 | Ø180 x30mm |  | 220-240V | +25°C |  |  | 110° |  | 80 |  | 3000 | 900 |  | >=0.9 |  |  | 20000 | 75 | 12 | [6 empty] | Available |  |  | Class II | IK02 | [5 empty] | 1 |  | White |  |  |  | none
93093117 | LED Downlight Start TU 3" 7W 865 DS | image | datasheet | deeplink | TUNGSRAM - Downlight Start Gen1 - 420lm - 7W - 6500K - 80CRI - 93093117[SKU] - Recessed | 0.05 | Recessed |  | 1 | 7 |  | 20 | 20 | IK02 | Class II | 0°C to +25°C | CE |  | CE |  |  |  |  | 420 |  | 20 | 6500 | Ø105 x39mm |  | 220-240V | +25°C |  |  | 110° |  | 80 |  | 6500 | 420 |  | >=0.5 |  |  | 10000 | 60 | 7 | [6 empty] | Available |  |  | Class II | IK02 | [5 empty] | 1 |  | White |  |  |  | none
93093116 | LED Downlight Start TU 3" 7W 840 DS | image | datasheet | deeplink | TUNGSRAM - Downlight Start Gen1 - 420lm - 7W - 4000K - 80CRI - 93093116[SKU] - Recessed | 0.05 | Recessed |  | 1 | 7 |  | 20 | 20 | IK02 | Class II | 0°C to +25°C | CE |  | CE |  |  |  |  | 420 |  | 20 | 4000 | Ø105 x39mm |  | 220-240V | +25°C |  |  | 110° |  | 80 |  | 4000 | 420 |  | >=0.5 |  |  | 10000 | 60 | 7 | [6 empty] | Available |  |  | Class II | IK02 | [5 empty] | 1 |  | White |  |  |  | none
93092915 | LED Downlight Start TU 3" 7W 830 DS | image | datasheet | deeplink | TUNGSRAM - Downlight Start Gen1 - 420lm - 7W - 3000K - 80CRI - 93092915[SKU] - Recessed | 0.05 | Recessed |  | 1 | 7 |  | 20 | 20 | IK02 | Class II | 0°C to +25°C | CE |  | CE |  |  |  |  | 420 |  | 20 | 3000 | Ø105 x39mm |  | 220-240V | +25°C |  |  | 110° |  | 80 |  | 3000 | 420 |  | >=0.5 |  |  | 10000 | 60 | 7 | [6 empty] | Available |  |  | Class II | IK02 | [5 empty] | 1 |  | White |  |  |  | none
93092914 | LED Downlight Start TU 3" 5W 865 DS | image | datasheet | deeplink | TUNGSRAM - Downlight Start Gen1 - 300lm - 5W - 6500K - 80CRI - 93092914[SKU] - Recessed | 0.05 | Recessed |  | 1 | 5 |  | 20 | 20 | IK02 | Class II | 0°C to +25°C | CE |  | CE |  |  |  |  | 300 |  | 20 | 6500 | Ø105 x39mm |  | 220-240V | +25°C |  |  | 110° |  | 80 |  | 6500 | 300 |  | >=0.5 |  |  | 10000 | 60 | 5 | [6 empty] | Available |  |  | Class II | IK02 | [5 empty] | 1 |  | White |  |  |  | none
93092913 | LED Downlight Start TU 3" 5W 840 DS | image | datasheet | deeplink | TUNGSRAM - Downlight Start Gen1 - 300lm - 5W - 4000K - 80CRI - 93092913[SKU] - Recessed | 0.05 | Recessed |  | 1 | 5 |  | 20 | 20 | IK02 | Class II | 0°C to +25°C | CE |  | CE |  |  |  |  | 300 |  | 20 | 4000 | Ø105 x39mm |  | 220-240V | +25°C |  |  | 110° |  | 80 |  | 4000 | 300 |  | >=0.5 |  |  | 10000 | 60 | 5 | [6 empty] | Available |  |  | Class II | IK02 | [5 empty] | 1 |  | White |  |  |  | none
93092912 | LED Downlight Start TU 3" 5W 830 DS | image | datasheet | deeplink | TUNGSRAM - Downlight Start Gen1 - 300lm - 5W - 3000K - 80CRI - 93092912[SKU] - Recessed | 0.05 | Recessed |  | 1 | 5 |  | 20 | 20 | IK02 | Class II | 0°C to +25°C | CE |  | CE |  |  |  |  | 300 |  | 20 | 3000 | Ø105 x39mm |  | 220-240V | +25°C |  |  | 110° |  | 80 |  | 3000 | 300 |  | >=0.5 |  |  | 10000 | 60 | 5 | [6 empty] | Available |  |  | Class II | IK02 | [5 empty] | 1 |  | White |  |  |  | none
TBD | NA/3/F/AFC/70/40/.../S | image | datasheet | deeplink | TUNGSRAM - Navona - 5810lm - 70W - 4000K - 70CRI - TBD[SKU] - Side mount 42-76mm | 10 | Side mount 42-76mm |  | 1 | 70 | Yes |  |  | IK08 |  | -40°C to +50°C | ENEC. CE |  | CE. ENEC | [6 empty] | 66 | 4000 | 500x651x220mm |  | 220-240V | -40°C to +50°C | 5 years |  |  |  | >70 |  | 4000 | 5810 |  |  |  | L80B50: > 200.000 hours |  | 83 |  |  | 9 | AFC | 25 °C | 0.132 | No Built-in accessory | Available | 740/559 | CIE(x=0.38. y=0.38) | Class1. Class2 | IK08 | [11 empty] | dimmable
TBD | NA/3/F/ANC/70/40/.../S | image | datasheet | deeplink | TUNGSRAM - Navona - 7300lm - 70W - 4000K - 70CRI - TBD[SKU] - Side mount 42-76mm | 10 | Side mount 42-76mm | LED | 1 | 70 | Yes |  |  | IK08 |  | -40°C to +50°C | ENEC. CE |  | CE. ENEC | [6 empty] | 66 | 4000 | 500x651x220mm |  | 220-240V | -40°C to +50°C | 5 years |  |  |  | >70 |  | 4000 | 7300 |  |  |  | L80B50: > 200.000 hours |  | 104 |  |  | 9 | ANC | 25 °C | 0.132 | No Built-in accessory | Available | 740/559 | CIE(x=0.38. y=0.38) | Class1. Class2 | IK08 | [11 empty] | dimmable
TBD | NA/3/F/AWD/70/40/.../S | image | datasheet | deeplink | TUNGSRAM - Navona - 6190lm - 70W - 4000K - 70CRI - TBD[SKU] - Side mount 42-76mm | 10 | Side mount 42-76mm |  | 1 | 70 | Yes |  |  | IK08 |  | -40°C to +50°C | ENEC. CE |  | CE. ENEC | [6 empty] | 66 | 4000 | 500x651x220mm |  | 220-240V | -40°C to +50°C | 5 years |  |  |  | >70 |  | 4000 | 6190 |  |  |  | L80B50: > 200.000 hours |  | 88 |  |  | 9 | AWD | 25 °C | 0.132 | No Built-in accessory | Available | 740/559 | CIE(x=0.38. y=0.38) | Class1. Class2 | IK08 | [11 empty] | dimmable
TBD | NA/3/F/AWC/70/40/.../S | image | datasheet | deeplink | TUNGSRAM - Navona - 7640lm - 70W - 4000K - 70CRI - TBD[SKU] - Side mount 42-76mm | 10 | Side mount 42-76mm | LED | 1 | 70 | Yes |  |  | IK08 |  | -40°C to +50°C | ENEC. CE |  | CE. ENEC | [6 empty] | 66 | 4000 | 500x651x220mm |  | 220-240V | -40°C to +50°C | 5 years |  |  |  | >70 |  | 4000 | 7640 |  |  |  | L80B50: > 200.000 hours |  | 109 |  |  | 9 | AWC | 25 °C | 0.132 | No Built-in accessory | Available | 740/559 | CIE(x=0.38. y=0.38) | Class1. Class2 | IK08 | [11 empty] | dimmable
TBD | NA/3/F/AFC/70/40/.../1 | image | datasheet | deeplink | TUNGSRAM - Navona - 5810lm - 70W - 4000K - 70CRI - TBD[SKU] - Post-top 42-76mm | 11 | Post-top 42-76mm |  | 1 | 70 | Yes |  |  | IK08 |  | -40°C to +50°C | ENEC. CE |  | CE. ENEC | [6 empty] | 66 | 4000 | 500x542x584mm |  | 220-240V | -40°C to +50°C | 5 years |  |  |  | >70 |  | 4000 | 5810 |  |  |  | L80B50: > 200.000 hours |  | 83 |  |  | 9 | AFC | 25 °C | 0.132 | No Built-in accessory | Available | 740/559 | CIE(x=0.38. y=0.38) | Class1. Class2 | IK08 | [11 empty] | dimmable
TBD | NA/3/F/ANC/70/40/.../1 | image | datasheet | deeplink | TUNGSRAM - Navona - 6990lm - 70W - 4000K - 70CRI - TBD[SKU] - Post-top 42-76mm | 11 | Post-top 42-76mm | LED | 1 | 70 | Yes |  |  | IK08 |  | -40°C to +50°C | ENEC. CE |  | CE. ENEC | [6 empty] | 66 | 4000 | 500x542x584mm |  | 220-240V | -40°C to +50°C | 5 years |  |  |  | >70 |  | 4000 | 6990 |  |  |  | L80B50: > 200.000 hours |  | 99 |  |  | 9 | ANC | 25 °C | 0.132 | No Built-in accessory | Available | 740/559 | CIE(x=0.38. y=0.38) | Class1. Class2 | IK08 | [11 empty] | dimmable
TBD | NA/3/F/AWD/70/40/.../1 | image | datasheet | deeplink | TUNGSRAM - Navona - 6190lm - 70W - 4000K - 70CRI - TBD[SKU] - Post-top 42-76mm | 11 | Post-top 42-76mm |  | 1 | 70 | Yes |  |  | IK08 |  | -40°C to +50°C | ENEC. CE |  | CE. ENEC | [6 empty] | 66 | 4000 | 500x542x584mm |  | 220-240V | -40°C to +50°C | 5 years |  |  |  | >70 |  | 4000 | 6190 |  |  |  | L80B50: > 200.000 hours |  | 88 |  |  | 9 | AWD | 25 °C | 0.132 | No Built-in accessory | Available | 740/559 | CIE(x=0.38. y=0.38) | Class1. Class2 | IK08 | [11 empty] | dimmable
TBD | NA/3/F/AWC/70/40/.../1 | image | datasheet | deeplink | TUNGSRAM - Navona - 7580lm - 70W - 4000K - 70CRI - TBD[SKU] - Post-top 42-76mm | 11 | Post-top 42-76mm | LED | 1 | 70 | Yes |  |  | IK08 |  | -40°C to +50°C | ENEC. CE |  | CE. ENEC | [6 empty] | 66 | 4000 | 500x542x584mm |  | 220-240V | -40°C to +50°C | 5 years |  |  |  | >70 |  | 4000 | 7580 |  |  |  | L80B50: > 200.000 hours |  | 108 |  |  | 9 | AWC | 25 °C | 0.132 | No Built-in accessory | Available | 740/559 | CIE(x=0.38. y=0.38) | Class1. Class2 | IK08 | [11 empty] | dimmable
TBD | NA/3/F/SFC/70/40/.../2 | image | datasheet | deeplink | TUNGSRAM - Navona - 5250lm - 70W - 4000K - 70CRI - TBD[SKU] - Post-top 42-76mm | 11 | Post-top 42-76mm | LED | 1 | 70 | Yes |  |  | IK08 |  | -40°C to +50°C | ENEC. CE |  | CE. ENEC | [6 empty] | 66 | 4000 | 500x542x584mm |  | 220-240V | -40°C to +50°C | 5 years |  |  |  | >70 |  | 4000 | 5250 |  |  |  | L80B50: > 200.000 hours |  | 75 |  |  | 9 | SFC | 25 °C | 0.132 | No Built-in accessory | Available | 740/559 | CIE(x=0.38. y=0.38) | Class1. Class2 | IK08 | [11 empty] | dimmable
TBD | NA/3/F/SWD/70/40/.../2 | image | datasheet | deeplink | TUNGSRAM - Navona - 6170lm - 70W - 4000K - 70CRI - TBD[SKU] - Post-top 42-76mm | 11 | Post-top 42-76mm | LED | 1 | 70 | Yes |  |  | IK08 |  | -40°C to +50°C | ENEC. CE |  | CE. ENEC | [6 empty] | 66 | 4000 | 500x542x584mm |  | 220-240V | -40°C to +50°C | 5 years |  |  |  | >70 |  | 4000 | 6170 |  |  |  | L80B50: > 200.000 hours |  | 88 |  |  | 9 | SWD | 25 °C | 0.132 | No Built-in accessory | Available | 740/559 | CIE(x=0.38. y=0.38) | Class1. Class2 | IK08 | [11 empty] | dimmable
TBD | NA/3/F/SWC/70/40/.../2 | image | datasheet | deeplink | TUNGSRAM - Navona - 7250lm - 70W - 4000K - 70CRI - TBD[SKU] - Post-top 42-76mm | 11 | Post-top 42-76mm | LED | 1 | 70 | Yes |  |  | IK08 |  | -40°C to +50°C | ENEC. CE |  | CE. ENEC | [6 empty] | 66 | 4000 | 500x542x584mm |  | 220-240V | -40°C to +50°C | 5 years |  |  |  | >70 |  | 4000 | 7250 |  |  |  | L80B50: > 200.000 hours |  | 103 |  |  | 9 | SWC | 25 °C | 0.132 | No Built-in accessory | Available | 740/559 | CIE(x=0.38. y=0.38) | Class1. Class2 | IK08 | [11 empty] | dimmable
TBD | NA/3/F/AFC/60/40/.../S | image | datasheet | deeplink | TUNGSRAM - Navona - 5070lm - 61W - 4000K - 70CRI - TBD[SKU] - Side mount 42-76mm | 10 | Side mount 42-76mm |  | 1 | 61 | Yes |  |  | IK08 |  | -40°C to +50°C | ENEC. CE |  | CE. ENEC | [6 empty] | 66 | 4000 | 500x651x220mm |  | 220-240V | -40°C to +50°C | 5 years |  |  |  | >70 |  | 4000 | 5070 |  |  |  | L80B50: > 200.000 hours |  | 83 |  |  | 9 | AFC | 25 °C | 0.132 | No Built-in accessory | Available | 740/559 | CIE(x=0.38. y=0.38) | Class1. Class2 | IK08 | [11 empty] | dimmable
TBD | NA/3/F/ANC/60/40/.../S | image | datasheet | deeplink | TUNGSRAM - Navona - 6370lm - 61W - 4000K - 70CRI - TBD[SKU] - Side mount 42-76mm | 10 | Side mount 42-76mm | LED | 1 | 61 | Yes |  |  | IK08 |  | -40°C to +50°C | ENEC. CE |  | CE. ENEC | [6 empty] | 66 | 4000 | 500x651x220mm |  | 220-240V | -40°C to +50°C | 5 years |  |  |  | >70 |  | 4000 | 6370 |  |  |  | L80B50: > 200.000 hours |  | 104 |  |  | 9 | ANC | 25 °C | 0.132 | No Built-in accessory | Available | 740/559 | CIE(x=0.38. y=0.38) | Class1. Class2 | IK08 | [11 empty] | dimmable
TBD | NA/3/F/AWD/60/40/.../S | image | datasheet | deeplink | TUNGSRAM - Navona - 5400lm - 61W - 4000K - 70CRI - TBD[SKU] - Side mount 42-76mm | 10 | Side mount 42-76mm |  | 1 | 61 | Yes |  |  | IK08 |  | -40°C to +50°C | ENEC. CE |  | CE. ENEC | [6 empty] | 66 | 4000 | 500x651x220mm |  | 220-240V | -40°C to +50°C | 5 years |  |  |  | >70 |  | 4000 | 5400 |  |  |  | L80B50: > 200.000 hours |  | 88 |  |  | 9 | AWD | 25 °C | 0.132 | No Built-in accessory | Available | 740/559 | CIE(x=0.38. y=0.38) | Class1. Class2 | IK08 | [11 empty] | dimmable
TBD | NA/3/F/AWC/60/40/.../S | image | datasheet | deeplink | TUNGSRAM - Navona - 6670lm - 61W - 4000K - 70CRI - TBD[SKU] - Side mount 42-76mm | 10 | Side mount 42-76mm | LED | 1 | 61 | Yes |  |  | IK08 |  | -40°C to +50°C | ENEC. CE |  | CE. ENEC | [6 empty] | 66 | 4000 | 500x651x220mm |  | 220-240V | -40°C to +50°C | 5 years |  |  |  | >70 |  | 4000 | 6670 |  |  |  | L80B50: > 200.000 hours |  | 109 |  |  | 9 | AWC | 25 °C | 0.132 | No Built-in accessory | Available | 740/559 | CIE(x=0.38. y=0.38) | Class1. Class2 | IK08 | [11 empty] | dimmable
TBD | NA/3/F/AFC/60/40/.../1 | image | datasheet | deeplink | TUNGSRAM - Navona - 5070lm - 61W - 4000K - 70CRI - TBD[SKU] - Post-top 42-76mm | 11 | Post-top 42-76mm |  | 1 | 61 | Yes |  |  | IK08 |  | -40°C to +50°C | ENEC. CE |  | CE. ENEC | [6 empty] | 66 | 4000 | 500x542x584mm |  | 220-240V | -40°C to +50°C | 5 years |  |  |  | >70 |  | 4000 | 5070 |  |  |  | L80B50: > 200.000 hours |  | 83 |  |  | 9 | AFC | 25 °C | 0.132 | No Built-in accessory | Available | 740/559 | CIE(x=0.38. y=0.38) | Class1. Class2 | IK08 | [11 empty] | dimmable
TBD | NA/3/F/ANC/60/40/.../1 | image | datasheet | deeplink | TUNGSRAM - Navona - 6100lm - 61W - 4000K - 70CRI - TBD[SKU] - Post-top 42-76mm | 11 | Post-top 42-76mm | LED | 1 | 61 | Yes |  |  | IK08 |  | -40°C to +50°C | ENEC. CE |  | CE. ENEC | [6 empty] | 66 | 4000 | 500x542x584mm |  | 220-240V | -40°C to +50°C | 5 years |  |  |  | >70 |  | 4000 | 6100 |  |  |  | L80B50: > 200.000 hours |  | 100 |  |  | 9 | ANC | 25 °C | 0.132 | No Built-in accessory | Available | 740/559 | CIE(x=0.38. y=0.38) | Class1. Class2 | IK08 | [11 empty] | dimmable
TBD | NA/3/F/AWD/60/40/.../1 | image | datasheet | deeplink | TUNGSRAM - Navona - 5400lm - 61W - 4000K - 70CRI - TBD[SKU] - Post-top 42-76mm | 11 | Post-top 42-76mm |  | 1 | 61 | Yes |  |  | IK08 |  | -40°C to +50°C | ENEC. CE |  | CE. ENEC | [6 empty] | 66 | 4000 | 500x542x584mm |  | 220-240V | -40°C to +50°C | 5 years |  |  |  | >70 |  | 4000 | 5400 |  |  |  | L80B50: > 200.000 hours |  | 88 |  |  | 9 | AWD | 25 °C | 0.132 | No Built-in accessory | Available | 740/559 | CIE(x=0.38. y=0.38) | Class1. Class2 | IK08 | [11 empty] | dimmable
TBD | NA/3/F/AWC/60/40/.../1 | image | datasheet | deeplink | TUNGSRAM - Navona - 6620lm - 61W - 4000K - 70CRI - TBD[SKU] - Post-top 42-76mm | 11 | Post-top 42-76mm | LED | 1 | 61 | Yes |  |  | IK08 |  | -40°C to +50°C | ENEC. CE |  | CE. ENEC | [6 empty] | 66 | 4000 | 500x542x584mm |  | 220-240V | -40°C to +50°C | 5 years |  |  |  | >70 |  | 4000 | 6620 |  |  |  | L80B50: > 200.000 hours |  | 108 |  |  | 9 | AWC | 25 °C | 0.132 | No Built-in accessory | Available | 740/559 | CIE(x=0.38. y=0.38) | Class1. Class2 | IK08 | [11 empty] | dimmable
TBD | NA/3/F/SFC/60/40/.../2 | image | datasheet | deeplink | TUNGSRAM - Navona - 4580lm - 61W - 4000K - 70CRI - TBD[SKU] - Post-top 42-76mm | 11 | Post-top 42-76mm | LED | 1 | 61 | Yes |  |  | IK08 |  | -40°C to +50°C | ENEC. CE |  | CE. ENEC | [6 empty] | 66 | 4000 | 500x542x584mm |  | 220-240V | -40°C to +50°C | 5 years |  |  |  | >70 |  | 4000 | 4580 |  |  |  | L80B50: > 200.000 hours |  | 75 |  |  | 9 | SFC | 25 °C | 0.132 | No Built-in accessory | Available | 740/559 | CIE(x=0.38. y=0.38) | Class1. Class2 | IK08 | [11 empty] | dimmable
TBD | NA/3/F/SWD/60/40/.../2 | image | datasheet | deeplink | TUNGSRAM - Navona - 5390lm - 61W - 4000K - 70CRI - TBD[SKU] - Post-top 42-76mm | 11 | Post-top 42-76mm | LED | 1 | 61 | Yes |  |  | IK08 |  | -40°C to +50°C | ENEC. CE |  | CE. ENEC | [6 empty] | 66 | 4000 | 500x542x584mm |  | 220-240V | -40°C to +50°C | 5 years |  |  |  | >70 |  | 4000 | 5390 |  |  |  | L80B50: > 200.000 hours |  | 88 |  |  | 9 | SWD | 25 °C | 0.132 | No Built-in accessory | Available | 740/559 | CIE(x=0.38. y=0.38) | Class1. Class2 | IK08 | [11 empty] | dimmable
TBD | NA/3/F/SWC/60/40/.../2 | image | datasheet | deeplink | TUNGSRAM - Navona - 6330lm - 61W - 4000K - 70CRI - TBD[SKU] - Post-top 42-76mm | 11 | Post-top 42-76mm | LED | 1 | 61 | Yes |  |  | IK08 |  | -40°C to +50°C | ENEC. CE |  | CE. ENEC | [6 empty] | 66 | 4000 | 500x542x584mm |  | 220-240V | -40°C to +50°C | 5 years |  |  |  | >70 |  | 4000 | 6330 |  |  |  | L80B50: > 200.000 hours |  | 103 |  |  | 9 | SWC | 25 °C | 0.132 | No Built-in accessory | Available | 740/559 | CIE(x=0.38. y=0.38) | Class1. Class2 | IK08 | [11 empty] | dimmable
TBD | NA/3/F/AFC/50/40/.../S | image | datasheet | deeplink | TUNGSRAM - Navona - 4310lm - 51W - 4000K - 70CRI - TBD[SKU] - Side mount 42-76mm | 10 | Side mount 42-76mm |  | 1 | 51 | Yes |  |  | IK08 |  | -40°C to +50°C | ENEC. CE |  | CE. ENEC | [6 empty] | 66 | 4000 | 500x651x220mm |  | 220-240V | -40°C to +50°C | 5 years |  |  |  | >70 |  | 4000 | 4310 |  |  |  | L80B50: > 200.000 hours |  | 84 |  |  | 9 | AFC | 25 °C | 0.132 | No Built-in accessory | Available | 740/559 | CIE(x=0.38. y=0.38) | Class1. Class2 | IK08 | [11 empty] | dimmable
TBD | NA/3/F/ANC/50/40/.../S | image | datasheet | deeplink | TUNGSRAM - Navona - 5420lm - 51W - 4000K - 70CRI - TBD[SKU] - Side mount 42-76mm | 10 | Side mount 42-76mm | LED | 1 | 51 | Yes |  |  | IK08 |  | -40°C to +50°C | ENEC. CE |  | CE. ENEC | [6 empty] | 66 | 4000 | 500x651x220mm |  | 220-240V | -40°C to +50°C | 5 years |  |  |  | >70 |  | 4000 | 5420 |  |  |  | L80B50: > 200.000 hours |  | 106 |  |  | 9 | ANC | 25 °C | 0.132 | No Built-in accessory | Available | 740/559 | CIE(x=0.38. y=0.38) | Class1. Class2 | IK08 | [11 empty] | dimmable
TBD | NA/3/F/AWD/50/40/.../S | image | datasheet | deeplink | TUNGSRAM - Navona - 4590lm - 51W - 4000K - 70CRI - TBD[SKU] - Side mount 42-76mm | 10 | Side mount 42-76mm |  | 1 | 51 | Yes |  |  | IK08 |  | -40°C to +50°C | ENEC. CE |  | CE. ENEC | [6 empty] | 66 | 4000 | 500x651x220mm |  | 220-240V | -40°C to +50°C | 5 years |  |  |  | >70 |  | 4000 | 4590 |  |  |  | L80B50: > 200.000 hours |  | 90 |  |  | 9 | AWD | 25 °C | 0.132 | No Built-in accessory | Available | 740/559 | CIE(x=0.38. y=0.38) | Class1. Class2 | IK08 | [11 empty] | dimmable
TBD | NA/3/F/AWC/50/40/.../S | image | datasheet | deeplink | TUNGSRAM - Navona - 5670lm - 51W - 4000K - 70CRI - TBD[SKU] - Side mount 42-76mm | 10 | Side mount 42-76mm | LED | 1 | 51 | Yes |  |  | IK08 |  | -40°C to +50°C | ENEC. CE |  | CE. ENEC | [6 empty] | 66 | 4000 | 500x651x220mm |  | 220-240V | -40°C to +50°C | 5 years |  |  |  | >70 |  | 4000 | 5670 |  |  |  | L80B50: > 200.000 hours |  | 111 |  |  | 9 | AWC | 25 °C | 0.132 | No Built-in accessory | Available | 740/559 | CIE(x=0.38. y=0.38) | Class1. Class2 | IK08 | [11 empty] | dimmable
TBD | NA/3/F/AFC/50/40/.../1 | image | datasheet | deeplink | TUNGSRAM - Navona - 4310lm - 51W - 4000K - 70CRI - TBD[SKU] - Post-top 42-76mm | 11 | Post-top 42-76mm |  | 1 | 51 | Yes |  |  | IK08 |  | -40°C to +50°C | ENEC. CE |  | CE. ENEC | [6 empty] | 66 | 4000 | 500x542x584mm |  | 220-240V | -40°C to +50°C | 5 years |  |  |  | >70 |  | 4000 | 4310 |  |  |  | L80B50: > 200.000 hours |  | 84 |  |  | 9 | AFC | 25 °C | 0.132 | No Built-in accessory | Available | 740/559 | CIE(x=0.38. y=0.38) | Class1. Class2 | IK08 | [11 empty] | dimmable
TBD | NA/3/F/ANC/50/40/.../1 | image | datasheet | deeplink | TUNGSRAM - Navona - 5190lm - 51W - 4000K - 70CRI - TBD[SKU] - Post-top 42-76mm | 11 | Post-top 42-76mm | LED | 1 | 51 | Yes |  |  | IK08 |  | -40°C to +50°C | ENEC. CE |  | CE. ENEC | [6 empty] | 66 | 4000 | 500x542x584mm |  | 220-240V | -40°C to +50°C | 5 years |  |  |  | >70 |  | 4000 | 5190 |  |  |  | L80B50: > 200.000 hours |  | 101 |  |  | 9 | ANC | 25 °C | 0.132 | No Built-in accessory | Available | 740/559 | CIE(x=0.38. y=0.38) | Class1. Class2 | IK08 | [11 empty] | dimmable
TBD | NA/3/F/AWD/50/40/.../1 | image | datasheet | deeplink | TUNGSRAM - Navona - 4590lm - 51W - 4000K - 70CRI - TBD[SKU] - Post-top 42-76mm | 11 | Post-top 42-76mm |  | 1 | 51 | Yes |  |  | IK08 |  | -40°C to +50°C | ENEC. CE |  | CE. ENEC | [6 empty] | 66 | 4000 | 500x542x584mm |  | 220-240V | -40°C to +50°C | 5 years |  |  |  | >70 |  | 4000 | 4590 |  |  |  | L80B50: > 200.000 hours |  | 90 |  |  | 9 | AWD | 25 °C | 0.132 | No Built-in accessory | Available | 740/559 | CIE(x=0.38. y=0.38) | Class1. Class2 | IK08 | [11 empty] | dimmable
TBD | NA/3/F/AWC/50/40/.../1 | image | datasheet | deeplink | TUNGSRAM - Navona - 5630lm - 51W - 4000K - 70CRI - TBD[SKU] - Post-top 42-76mm | 11 | Post-top 42-76mm | LED | 1 | 51 | Yes |  |  | IK08 |  | -40°C to +50°C | ENEC. CE |  | CE. ENEC | [6 empty] | 66 | 4000 | 500x542x584mm |  | 220-240V | -40°C to +50°C | 5 years |  |  |  | >70 |  | 4000 | 5630 |  |  |  | L80B50: > 200.000 hours |  | 110 |  |  | 9 | AWC | 25 °C | 0.132 | No Built-in accessory | Available | 740/559 | CIE(x=0.38. y=0.38) | Class1. Class2 | IK08 | [11 empty] | dimmable
TBD | NA/3/F/SFC/50/40/.../2 | image | datasheet | deeplink | TUNGSRAM - Navona - 3890lm - 51W - 4000K - 70CRI - TBD[SKU] - Post-top 42-76mm | 11 | Post-top 42-76mm | LED | 1 | 51 | Yes |  |  | IK08 |  | -40°C to +50°C | ENEC. CE |  | CE. ENEC | [6 empty] | 66 | 4000 | 500x542x584mm |  | 220-240V | -40°C to +50°C | 5 years |  |  |  | >70 |  | 4000 | 3890 |  |  |  | L80B50: > 200.000 hours |  | 76 |  |  | 9 | SFC | 25 °C | 0.132 | No Built-in accessory | Available | 740/559 | CIE(x=0.38. y=0.38) | Class1. Class2 | IK08 | [11 empty] | dimmable
TBD | NA/3/F/SWD/50/40/.../2 | image | datasheet | deeplink | TUNGSRAM - Navona - 4580lm - 51W - 4000K - 70CRI - TBD[SKU] - Post-top 42-76mm | 11 | Post-top 42-76mm | LED | 1 | 51 | Yes |  |  | IK08 |  | -40°C to +50°C | ENEC. CE |  | CE. ENEC | [6 empty] | 66 | 4000 | 500x542x584mm |  | 220-240V | -40°C to +50°C | 5 years |  |  |  | >70 |  | 4000 | 4580 |  |  |  | L80B50: > 200.000 hours |  | 89 |  |  | 9 | SWD | 25 °C | 0.132 | No Built-in accessory | Available | 740/559 | CIE(x=0.38. y=0.38) | Class1. Class2 | IK08 | [11 empty] | dimmable
TBD | NA/3/F/SWC/50/40/.../2 | image | datasheet | deeplink | TUNGSRAM - Navona - 5380lm - 51W - 4000K - 70CRI - TBD[SKU] - Post-top 42-76mm | 11 | Post-top 42-76mm | LED | 1 | 51 | Yes |  |  | IK08 |  | -40°C to +50°C | ENEC. CE |  | CE. ENEC | [6 empty] | 66 | 4000 | 500x542x584mm |  | 220-240V | -40°C to +50°C | 5 years |  |  |  | >70 |  | 4000 | 5380 |  |  |  | L80B50: > 200.000 hours |  | 105 |  |  | 9 | SWC | 25 °C | 0.132 | No Built-in accessory | Available | 740/559 | CIE(x=0.38. y=0.38) | Class1. Class2 | IK08 | [11 empty] | dimmable
TBD | NA/3/F/AFC/40/40/.../S | image | datasheet | deeplink | TUNGSRAM - Navona - 3450lm - 41W - 4000K - 70CRI - TBD[SKU] - Side mount 42-76mm | 10 | Side mount 42-76mm |  | 1 | 41 | Yes |  |  | IK08 |  | -40°C to +50°C | ENEC. CE |  | CE. ENEC | [6 empty] | 66 | 4000 | 500x651x220mm |  | 220-240V | -40°C to +50°C | 5 years |  |  |  | >70 |  | 4000 | 3450 |  |  |  | L80B50: > 200.000 hours |  | 84 |  |  | 9 | AFC | 25 °C | 0.132 | No Built-in accessory | Available | 740/559 | CIE(x=0.38. y=0.38) | Class1. Class2 | IK08 | [11 empty] | dimmable
TBD | NA/3/F/ANC/40/40/.../S | image | datasheet | deeplink | TUNGSRAM - Navona - 4340lm - 41W - 4000K - 70CRI - TBD[SKU] - Side mount 42-76mm | 10 | Side mount 42-76mm | LED | 1 | 41 | Yes |  |  | IK08 |  | -40°C to +50°C | ENEC. CE |  | CE. ENEC | [6 empty] | 66 | 4000 | 500x651x220mm |  | 220-240V | -40°C to +50°C | 5 years |  |  |  | >70 |  | 4000 | 4340 |  |  |  | L80B50: > 200.000 hours |  | 105 |  |  | 9 | ANC | 25 °C | 0.132 | No Built-in accessory | Available | 740/559 | CIE(x=0.38. y=0.38) | Class1. Class2 | IK08 | [11 empty] | dimmable
TBD | NA/3/F/AWD/40/40/.../S | image | datasheet | deeplink | TUNGSRAM - Navona - 3680lm - 41W - 4000K - 70CRI - TBD[SKU] - Side mount 42-76mm | 10 | Side mount 42-76mm |  | 1 | 41 | Yes |  |  | IK08 |  | -40°C to +50°C | ENEC. CE |  | CE. ENEC | [6 empty] | 66 | 4000 | 500x651x220mm |  | 220-240V | -40°C to +50°C | 5 years |  |  |  | >70 |  | 4000 | 3680 |  |  |  | L80B50: > 200.000 hours |  | 89 |  |  | 9 | AWD | 25 °C | 0.132 | No Built-in accessory | Available | 740/559 | CIE(x=0.38. y=0.38) | Class1. Class2 | IK08 | [11 empty] | dimmable
TBD | NA/3/F/AWC/40/40/.../S | image | datasheet | deeplink | TUNGSRAM - Navona - 4540lm - 41W - 4000K - 70CRI - TBD[SKU] - Side mount 42-76mm | 10 | Side mount 42-76mm | LED | 1 | 41 | Yes |  |  | IK08 |  | -40°C to +50°C | ENEC. CE |  | CE. ENEC | [6 empty] | 66 | 4000 | 500x651x220mm |  | 220-240V | -40°C to +50°C | 5 years |  |  |  | >70 |  | 4000 | 4540 |  |  |  | L80B50: > 200.000 hours |  | 110 |  |  | 9 | AWC | 25 °C | 0.132 | No Built-in accessory | Available | 740/559 | CIE(x=0.38. y=0.38) | Class1. Class2 | IK08 | [11 empty] | dimmable
TBD | NA/3/F/AFC/40/40/.../1 | image | datasheet | deeplink | TUNGSRAM - Navona - 3450lm - 41W - 4000K - 70CRI - TBD[SKU] - Post-top 42-76mm | 11 | Post-top 42-76mm |  | 1 | 41 | Yes |  |  | IK08 |  | -40°C to +50°C | ENEC. CE |  | CE. ENEC | [6 empty] | 66 | 4000 | 500x542x584mm |  | 220-240V | -40°C to +50°C | 5 years |  |  |  | >70 |  | 4000 | 3450 |  |  |  | L80B50: > 200.000 hours |  | 84 |  |  | 9 | AFC | 25 °C | 0.132 | No Built-in accessory | Available | 740/559 | CIE(x=0.38. y=0.38) | Class1. Class2 | IK08 | [11 empty] | dimmable
TBD | NA/3/F/ANC/40/40/.../1 | image | datasheet | deeplink | TUNGSRAM - Navona - 4150lm - 41W - 4000K - 70CRI - TBD[SKU] - Post-top 42-76mm | 11 | Post-top 42-76mm | LED | 1 | 41 | Yes |  |  | IK08 |  | -40°C to +50°C | ENEC. CE |  | CE. ENEC | [6 empty] | 66 | 4000 | 500x542x584mm |  | 220-240V | -40°C to +50°C | 5 years |  |  |  | >70 |  | 4000 | 4150 |  |  |  | L80B50: > 200.000 hours |  | 101 |  |  | 9 | ANC | 25 °C | 0.132 | No Built-in accessory | Available | 740/559 | CIE(x=0.38. y=0.38) | Class1. Class2 | IK08 | [11 empty] | dimmable
TBD | NA/3/F/AWD/40/40/.../1 | image | datasheet | deeplink | TUNGSRAM - Navona - 3680lm - 41W - 4000K - 70CRI - TBD[SKU] - Post-top 42-76mm | 11 | Post-top 42-76mm |  | 1 | 41 | Yes |  |  | IK08 |  | -40°C to +50°C | ENEC. CE |  | CE. ENEC | [6 empty] | 66 | 4000 | 500x542x584mm |  | 220-240V | -40°C to +50°C | 5 years |  |  |  | >70 |  | 4000 | 3680 |  |  |  | L80B50: > 200.000 hours |  | 89 |  |  | 9 | AWD | 25 °C | 0.132 | No Built-in accessory | Available | 740/559 | CIE(x=0.38. y=0.38) | Class1. Class2 | IK08 | [11 empty] | dimmable
TBD | NA/3/F/AWC/40/40/.../1 | image | datasheet | deeplink | TUNGSRAM - Navona - 4510lm - 41W - 4000K - 70CRI - TBD[SKU] - Post-top 42-76mm | 11 | Post-top 42-76mm | LED | 1 | 41 | Yes |  |  | IK08 |  | -40°C to +50°C | ENEC. CE |  | CE. ENEC | [6 empty] | 66 | 4000 | 500x542x584mm |  | 220-240V | -40°C to +50°C | 5 years |  |  |  | >70 |  | 4000 | 4510 |  |  |  | L80B50: > 200.000 hours |  | 110 |  |  | 9 | AWC | 25 °C | 0.132 | No Built-in accessory | Available | 740/559 | CIE(x=0.38. y=0.38) | Class1. Class2 | IK08 | [11 empty] | dimmable
TBD | NA/3/F/SFC/40/40/.../2 | image | datasheet | deeplink | TUNGSRAM - Navona - 3120lm - 41W - 4000K - 70CRI - TBD[SKU] - Post-top 42-76mm | 11 | Post-top 42-76mm | LED | 1 | 41 | Yes |  |  | IK08 |  | -40°C to +50°C | ENEC. CE |  | CE. ENEC | [6 empty] | 66 | 4000 | 500x542x584mm |  | 220-240V | -40°C to +50°C | 5 years |  |  |  | >70 |  | 4000 | 3120 |  |  |  | L80B50: > 200.000 hours |  | 76 |  |  | 9 | SFC | 25 °C | 0.132 | No Built-in accessory | Available | 740/559 | CIE(x=0.38. y=0.38) | Class1. Class2 | IK08 | [11 empty] | dimmable
TBD | NA/3/F/SWD/40/40/.../2 | image | datasheet | deeplink | TUNGSRAM - Navona - 3670lm - 41W - 4000K - 70CRI - TBD[SKU] - Post-top 42-76mm | 11 | Post-top 42-76mm | LED | 1 | 41 | Yes |  |  | IK08 |  | -40°C to +50°C | ENEC. CE |  | CE. ENEC | [6 empty] | 66 | 4000 | 500x542x584mm |  | 220-240V | -40°C to +50°C | 5 years |  |  |  | >70 |  | 4000 | 3670 |  |  |  | L80B50: > 200.000 hours |  | 89 |  |  | 9 | SWD | 25 °C | 0.132 | No Built-in accessory | Available | 740/559 | CIE(x=0.38. y=0.38) | Class1. Class2 | IK08 | [11 empty] | dimmable
TBD | NA/3/F/SWC/40/40/.../2 | image | datasheet | deeplink | TUNGSRAM - Navona - 4310lm - 41W - 4000K - 70CRI - TBD[SKU] - Post-top 42-76mm | 11 | Post-top 42-76mm | LED | 1 | 41 | Yes |  |  | IK08 |  | -40°C to +50°C | ENEC. CE |  | CE. ENEC | [6 empty] | 66 | 4000 | 500x542x584mm |  | 220-240V | -40°C to +50°C | 5 years |  |  |  | >70 |  | 4000 | 4310 |  |  |  | L80B50: > 200.000 hours |  | 105 |  |  | 9 | SWC | 25 °C | 0.132 | No Built-in accessory | Available | 740/559 | CIE(x=0.38. y=0.38) | Class1. Class2 | IK08 | [11 empty] | dimmable
TBD | NA/3/F/AFC/30/40/.../S | image | datasheet | deeplink | TUNGSRAM - Navona - 2540lm - 30W - 4000K - 70CRI - TBD[SKU] - Side mount 42-76mm | 10 | Side mount 42-76mm |  | 1 | 30 | Yes |  |  | IK08 |  | -40°C to +50°C | ENEC. CE |  | CE. ENEC | [6 empty] | 66 | 4000 | 500x651x220mm |  | 220-240V | -40°C to +50°C | 5 years |  |  |  | >70 |  | 4000 | 2540 |  |  |  | L80B50: > 200.000 hours |  | 84 |  |  | 9 | AFC | 25 °C | 0.132 | No Built-in accessory | Available | 740/559 | CIE(x=0.38. y=0.38) | Class1. Class2 | IK08 | [11 empty] | dimmable
TBD | NA/3/F/ANC/30/40/.../S | image | datasheet | deeplink | TUNGSRAM - Navona - 3190lm - 30W - 4000K - 70CRI - TBD[SKU] - Side mount 42-76mm | 10 | Side mount 42-76mm | LED | 1 | 30 | Yes |  |  | IK08 |  | -40°C to +50°C | ENEC. CE |  | CE. ENEC | [6 empty] | 66 | 4000 | 500x651x220mm |  | 220-240V | -40°C to +50°C | 5 years |  |  |  | >70 |  | 4000 | 3190 |  |  |  | L80B50: > 200.000 hours |  | 106 |  |  | 9 | ANC | 25 °C | 0.132 | No Built-in accessory | Available | 740/559 | CIE(x=0.38. y=0.38) | Class1. Class2 | IK08 | [11 empty] | dimmable
TBD | NA/3/F/AWD/30/40/.../S | image | datasheet | deeplink | TUNGSRAM - Navona - 2700lm - 30W - 4000K - 70CRI - TBD[SKU] - Side mount 42-76mm | 10 | Side mount 42-76mm |  | 1 | 30 | Yes |  |  | IK08 |  | -40°C to +50°C | ENEC. CE |  | CE. ENEC | [6 empty] | 66 | 4000 | 500x651x220mm |  | 220-240V | -40°C to +50°C | 5 years |  |  |  | >70 |  | 4000 | 2700 |  |  |  | L80B50: > 200.000 hours |  | 90 |  |  | 9 | AWD | 25 °C | 0.132 | No Built-in accessory | Available | 740/559 | CIE(x=0.38. y=0.38) | Class1. Class2 | IK08 | [11 empty] | dimmable
TBD | NA/3/F/AWC/30/40/.../S | image | datasheet | deeplink | TUNGSRAM - Navona - 3340lm - 30W - 4000K - 70CRI - TBD[SKU] - Side mount 42-76mm | 10 | Side mount 42-76mm | LED | 1 | 30 | Yes |  |  | IK08 |  | -40°C to +50°C | ENEC. CE |  | CE. ENEC | [6 empty] | 66 | 4000 | 500x651x220mm |  | 220-240V | -40°C to +50°C | 5 years |  |  |  | >70 |  | 4000 | 3340 |  |  |  | L80B50: > 200.000 hours |  | 111 |  |  | 9 | AWC | 25 °C | 0.132 | No Built-in accessory | Available | 740/559 | CIE(x=0.38. y=0.38) | Class1. Class2 | IK08 | [11 empty] | dimmable
TBD | NA/3/F/AFC/30/40/.../1 | image | datasheet | deeplink | TUNGSRAM - Navona - 2540lm - 30W - 4000K - 70CRI - TBD[SKU] - Post-top 42-76mm | 11 | Post-top 42-76mm |  | 1 | 30 | Yes |  |  | IK08 |  | -40°C to +50°C | ENEC. CE |  | CE. ENEC | [6 empty] | 66 | 4000 | 500x542x584mm |  | 220-240V | -40°C to +50°C | 5 years |  |  |  | >70 |  | 4000 | 2540 |  |  |  | L80B50: > 200.000 hours |  | 84 |  |  | 9 | AFC | 25 °C | 0.132 | No Built-in accessory | Available | 740/559 | CIE(x=0.38. y=0.38) | Class1. Class2 | IK08 | [11 empty] | dimmable
TBD | NA/3/F/ANC/30/40/.../1 | image | datasheet | deeplink | TUNGSRAM - Navona - 3050lm - 30W - 4000K - 70CRI - TBD[SKU] - Post-top 42-76mm | 11 | Post-top 42-76mm | LED | 1 | 30 | Yes |  |  | IK08 |  | -40°C to +50°C | ENEC. CE |  | CE. ENEC | [6 empty] | 66 | 4000 | 500x542x584mm |  | 220-240V | -40°C to +50°C | 5 years |  |  |  | >70 |  | 4000 | 3050 |  |  |  | L80B50: > 200.000 hours |  | 101 |  |  | 9 | ANC | 25 °C | 0.132 | No Built-in accessory | Available | 740/559 | CIE(x=0.38. y=0.38) | Class1. Class2 | IK08 | [11 empty] | dimmable
TBD | NA/3/F/AWD/30/40/.../1 | image | datasheet | deeplink | TUNGSRAM - Navona - 2700lm - 30W - 4000K - 70CRI - TBD[SKU] - Post-top 42-76mm | 11 | Post-top 42-76mm |  | 1 | 30 | Yes |  |  | IK08 |  | -40°C to +50°C | ENEC. CE |  | CE. ENEC | [6 empty] | 66 | 4000 | 500x542x584mm |  | 220-240V | -40°C to +50°C | 5 years |  |  |  | >70 |  | 4000 | 2700 |  |  |  | L80B50: > 200.000 hours |  | 90 |  |  | 9 | AWD | 25 °C | 0.132 | No Built-in accessory | Available | 740/559 | CIE(x=0.38. y=0.38) | Class1. Class2 | IK08 | [11 empty] | dimmable
TBD | NA/3/F/AWC/30/40/.../1 | image | datasheet | deeplink | TUNGSRAM - Navona - 3310lm - 30W - 4000K - 70CRI - TBD[SKU] - Post-top 42-76mm | 11 | Post-top 42-76mm | LED | 1 | 30 | Yes |  |  | IK08 |  | -40°C to +50°C | ENEC. CE |  | CE. ENEC | [6 empty] | 66 | 4000 | 500x542x584mm |  | 220-240V | -40°C to +50°C | 5 years |  |  |  | >70 |  | 4000 | 3310 |  |  |  | L80B50: > 200.000 hours |  | 110 |  |  | 9 | AWC | 25 °C | 0.132 | No Built-in accessory | Available | 740/559 | CIE(x=0.38. y=0.38) | Class1. Class2 | IK08 | [11 empty] | dimmable
TBD | NA/3/F/SFC/30/40/.../2 | image | datasheet | deeplink | TUNGSRAM - Navona - 2290lm - 30W - 4000K - 70CRI - TBD[SKU] - Post-top 42-76mm | 11 | Post-top 42-76mm | LED | 1 | 30 | Yes |  |  | IK08 |  | -40°C to +50°C | ENEC. CE |  | CE. ENEC | [6 empty] | 66 | 4000 | 500x542x584mm |  | 220-240V | -40°C to +50°C | 5 years |  |  |  | >70 |  | 4000 | 2290 |  |  |  | L80B50: > 200.000 hours |  | 76 |  |  | 9 | SFC | 25 °C | 0.132 | No Built-in accessory | Available | 740/559 | CIE(x=0.38. y=0.38) | Class1. Class2 | IK08 | [11 empty] | dimmable
TBD | NA/3/F/SWD/30/40/.../2 | image | datasheet | deeplink | TUNGSRAM - Navona - 2700lm - 30W - 4000K - 70CRI - TBD[SKU] - Post-top 42-76mm | 11 | Post-top 42-76mm |  | 1 | 30 | Yes |  |  | IK08 |  | -40°C to +50°C | ENEC. CE |  | CE. ENEC | [6 empty] | 66 | 4000 | 500x542x584mm |  | 220-240V | -40°C to +50°C | 5 years |  |  |  | >70 |  | 4000 | 2700 |  |  |  | L80B50: > 200.000 hours |  | 90 |  |  | 9 | SWD | 25 °C | 0.132 | No Built-in accessory | Available | 740/559 | CIE(x=0.38. y=0.38) | Class1. Class2 | IK08 | [11 empty] | dimmable
TBD | NA/3/F/SWC/30/40/.../2 | image | datasheet | deeplink | TUNGSRAM - Navona - 3170lm - 30W - 4000K - 70CRI - TBD[SKU] - Post-top 42-76mm | 11 | Post-top 42-76mm | LED | 1 | 30 | Yes |  |  | IK08 |  | -40°C to +50°C | ENEC. CE |  | CE. ENEC | [6 empty] | 66 | 4000 | 500x542x584mm |  | 220-240V | -40°C to +50°C | 5 years |  |  |  | >70 |  | 4000 | 3170 |  |  |  | L80B50: > 200.000 hours |  | 105 |  |  | 9 | SWC | 25 °C | 0.132 | No Built-in accessory | Available | 740/559 | CIE(x=0.38. y=0.38) | Class1. Class2 | IK08 | [11 empty] | dimmable
TBD | NA/3/F/AFC/29/40/.../S | image | datasheet | deeplink | TUNGSRAM - Navona - 2410lm - 31W - 4000K - 70CRI - TBD[SKU] - Side mount 42-76mm | 10 | Side mount 42-76mm |  | 1 | 31 | Yes |  |  | IK08 |  | -40°C to +50°C | ENEC. CE |  | CE. ENEC | [6 empty] | 66 | 4000 | 500x651x220mm |  | 220-240V | -40°C to +50°C | 5 years |  |  |  | >70 |  | 4000 | 2410 |  |  |  | L80B50: > 200.000 hours |  | 77 |  |  | 9 | AFC | 25 °C | 0.132 | No Built-in accessory | Available | 740/559 | CIE(x=0.38. y=0.38) | Class1. Class2 | IK08 | [11 empty] | dimmable
TBD | NA/3/F/ANC/29/40/.../S | image | datasheet | deeplink | TUNGSRAM - Navona - 3030lm - 31W - 4000K - 70CRI - TBD[SKU] - Side mount 42-76mm | 10 | Side mount 42-76mm | LED | 1 | 31 | Yes |  |  | IK08 |  | -40°C to +50°C | ENEC. CE |  | CE. ENEC | [6 empty] | 66 | 4000 | 500x651x220mm |  | 220-240V | -40°C to +50°C | 5 years |  |  |  | >70 |  | 4000 | 3030 |  |  |  | L80B50: > 200.000 hours |  | 97 |  |  | 9 | ANC | 25 °C | 0.132 | No Built-in accessory | Available | 740/559 | CIE(x=0.38. y=0.38) | Class1. Class2 | IK08 | [11 empty] | dimmable
TBD | NA/3/F/AWD/29/40/.../S | image | datasheet | deeplink | TUNGSRAM - Navona - 2570lm - 31W - 4000K - 70CRI - TBD[SKU] - Side mount 42-76mm | 10 | Side mount 42-76mm |  | 1 | 31 | Yes |  |  | IK08 |  | -40°C to +50°C | ENEC. CE |  | CE. ENEC | [6 empty] | 66 | 4000 | 500x651x220mm |  | 220-240V | -40°C to +50°C | 5 years |  |  |  | >70 |  | 4000 | 2570 |  |  |  | L80B50: > 200.000 hours |  | 82 |  |  | 9 | AWD | 25 °C | 0.132 | No Built-in accessory | Available | 740/559 | CIE(x=0.38. y=0.38) | Class1. Class2 | IK08 | [11 empty] | dimmable
TBD | NA/3/F/AWC/29/40/.../S | image | datasheet | deeplink | TUNGSRAM - Navona - 3170lm - 31W - 4000K - 70CRI - TBD[SKU] - Side mount 42-76mm | 10 | Side mount 42-76mm | LED | 1 | 31 | Yes |  |  | IK08 |  | -40°C to +50°C | ENEC. CE |  | CE. ENEC | [6 empty] | 66 | 4000 | 500x651x220mm |  | 220-240V | -40°C to +50°C | 5 years |  |  |  | >70 |  | 4000 | 3170 |  |  |  | L80B50: > 200.000 hours |  | 102 |  |  | 9 | AWC | 25 °C | 0.132 | No Built-in accessory | Available | 740/559 | CIE(x=0.38. y=0.38) | Class1. Class2 | IK08 | [11 empty] | dimmable
TBD | NA/3/F/AFC/29/40/.../1 | image | datasheet | deeplink | TUNGSRAM - Navona - 2410lm - 31W - 4000K - 70CRI - TBD[SKU] - Post-top 42-76mm | 11 | Post-top 42-76mm |  | 1 | 31 | Yes |  |  | IK08 |  | -40°C to +50°C | ENEC. CE |  | CE. ENEC | [6 empty] | 66 | 4000 | 500x542x584mm |  | 220-240V | -40°C to +50°C | 5 years |  |  |  | >70 |  | 4000 | 2410 |  |  |  | L80B50: > 200.000 hours |  | 77 |  |  | 9 | AFC | 25 °C | 0.132 | No Built-in accessory | Available | 740/559 | CIE(x=0.38. y=0.38) | Class1. Class2 | IK08 | [11 empty] | dimmable
TBD | NA/3/F/ANC/29/40/.../1 | image | datasheet | deeplink | TUNGSRAM - Navona - 2900lm - 31W - 4000K - 70CRI - TBD[SKU] - Post-top 42-76mm | 11 | Post-top 42-76mm | LED | 1 | 31 | Yes |  |  | IK08 |  | -40°C to +50°C | ENEC. CE |  | CE. ENEC | [6 empty] | 66 | 4000 | 500x542x584mm |  | 220-240V | -40°C to +50°C | 5 years |  |  |  | >70 |  | 4000 | 2900 |  |  |  | L80B50: > 200.000 hours |  | 93 |  |  | 9 | ANC | 25 °C | 0.132 | No Built-in accessory | Available | 740/559 | CIE(x=0.38. y=0.38) | Class1. Class2 | IK08 | [11 empty] | dimmable
TBD | NA/3/F/AWD/29/40/.../1 | image | datasheet | deeplink | TUNGSRAM - Navona - 2570lm - 31W - 4000K - 70CRI - TBD[SKU] - Post-top 42-76mm | 11 | Post-top 42-76mm |  | 1 | 31 | Yes |  |  | IK08 |  | -40°C to +50°C | ENEC. CE |  | CE. ENEC | [6 empty] | 66 | 4000 | 500x542x584mm |  | 220-240V | -40°C to +50°C | 5 years |  |  |  | >70 |  | 4000 | 2570 |  |  |  | L80B50: > 200.000 hours |  | 82 |  |  | 9 | AWD | 25 °C | 0.132 | No Built-in accessory | Available | 740/559 | CIE(x=0.38. y=0.38) | Class1. Class2 | IK08 | [11 empty] | dimmable
TBD | NA/3/F/AWC/29/40/.../1 | image | datasheet | deeplink | TUNGSRAM - Navona - 3140lm - 31W - 4000K - 70CRI - TBD[SKU] - Post-top 42-76mm | 11 | Post-top 42-76mm | LED | 1 | 31 | Yes |  |  | IK08 |  | -40°C to +50°C | ENEC. CE |  | CE. ENEC | [6 empty] | 66 | 4000 | 500x542x584mm |  | 220-240V | -40°C to +50°C | 5 years |  |  |  | >70 |  | 4000 | 3140 |  |  |  | L80B50: > 200.000 hours |  | 101 |  |  | 9 | AWC | 25 °C | 0.132 | No Built-in accessory | Available | 740/559 | CIE(x=0.38. y=0.38) | Class1. Class2 | IK08 | [11 empty] | dimmable
TBD | NA/3/F/AFC/20/40/.../S | image | datasheet | deeplink | TUNGSRAM - Navona - 1800lm - 21W - 4000K - 70CRI - TBD[SKU] - Side mount 42-76mm | 10 | Side mount 42-76mm |  | 1 | 21 | Yes |  |  | IK08 |  | -40°C to +50°C | ENEC. CE |  | CE. ENEC | [6 empty] | 66 | 4000 | 500x651x220mm |  | 220-240V | -40°C to +50°C | 5 years |  |  |  | >70 |  | 4000 | 1800 |  |  |  | L80B50: > 200.000 hours |  | 85 |  |  | 9 | AFC | 25 °C | 0.132 | No Built-in accessory | Available | 740/559 | CIE(x=0.38. y=0.38) | Class1. Class2 | IK08 | [11 empty] | dimmable
TBD | NA/3/F/ANC/20/40/.../S | image | datasheet | deeplink | TUNGSRAM - Navona - 2270lm - 21W - 4000K - 70CRI - TBD[SKU] - Side mount 42-76mm | 10 | Side mount 42-76mm | LED | 1 | 21 | Yes |  |  | IK08 |  | -40°C to +50°C | ENEC. CE |  | CE. ENEC | [6 empty] | 66 | 4000 | 500x651x220mm |  | 220-240V | -40°C to +50°C | 5 years |  |  |  | >70 |  | 4000 | 2270 |  |  |  | L80B50: > 200.000 hours |  | 108 |  |  | 9 | ANC | 25 °C | 0.132 | No Built-in accessory | Available | 740/559 | CIE(x=0.38. y=0.38) | Class1. Class2 | IK08 | [11 empty] | dimmable
TBD | NA/3/F/AWD/20/40/.../S | image | datasheet | deeplink | TUNGSRAM - Navona - 1920lm - 21W - 4000K - 70CRI - TBD[SKU] - Side mount 42-76mm | 10 | Side mount 42-76mm |  | 1 | 21 | Yes |  |  | IK08 |  | -40°C to +50°C | ENEC. CE |  | CE. ENEC | [6 empty] | 66 | 4000 | 500x651x220mm |  | 220-240V | -40°C to +50°C | 5 years |  |  |  | >70 |  | 4000 | 1920 |  |  |  | L80B50: > 200.000 hours |  | 91 |  |  | 9 | AWD | 25 °C | 0.132 | No Built-in accessory | Available | 740/559 | CIE(x=0.38. y=0.38) | Class1. Class2 | IK08 | [11 empty] | dimmable
TBD | NA/3/F/AWC/20/40/.../S | image | datasheet | deeplink | TUNGSRAM - Navona - 2370lm - 21W - 4000K - 70CRI - TBD[SKU] - Side mount 42-76mm | 10 | Side mount 42-76mm | LED | 1 | 21 | Yes |  |  | IK08 |  | -40°C to +50°C | ENEC. CE |  | CE. ENEC | [6 empty] | 66 | 4000 | 500x651x220mm |  | 220-240V | -40°C to +50°C | 5 years |  |  |  | >70 |  | 4000 | 2370 |  |  |  | L80B50: > 200.000 hours |  | 112 |  |  | 9 | AWC | 25 °C | 0.132 | No Built-in accessory | Available | 740/559 | CIE(x=0.38. y=0.38) | Class1. Class2 | IK08 | [11 empty] | dimmable
TBD | NA/3/F/AFC/20/40/.../1 | image | datasheet | deeplink | TUNGSRAM - Navona - 1800lm - 21W - 4000K - 70CRI - TBD[SKU] - Post-top 42-76mm | 11 | Post-top 42-76mm |  | 1 | 21 | Yes |  |  | IK08 |  | -40°C to +50°C | ENEC. CE |  | CE. ENEC | [6 empty] | 66 | 4000 | 500x542x584mm |  | 220-240V | -40°C to +50°C | 5 years |  |  |  | >70 |  | 4000 | 1800 |  |  |  | L80B50: > 200.000 hours |  | 85 |  |  | 9 | AFC | 25 °C | 0.132 | No Built-in accessory | Available | 740/559 | CIE(x=0.38. y=0.38) | Class1. Class2 | IK08 | [11 empty] | dimmable
TBD | NA/3/F/ANC/20/40/.../1 | image | datasheet | deeplink | TUNGSRAM - Navona - 2170lm - 21W - 4000K - 70CRI - TBD[SKU] - Post-top 42-76mm | 11 | Post-top 42-76mm | LED | 1 | 21 | Yes |  |  | IK08 |  | -40°C to +50°C | ENEC. CE |  | CE. ENEC | [6 empty] | 66 | 4000 | 500x542x584mm |  | 220-240V | -40°C to +50°C | 5 years |  |  |  | >70 |  | 4000 | 2170 |  |  |  | L80B50: > 200.000 hours |  | 103 |  |  | 9 | ANC | 25 °C | 0.132 | No Built-in accessory | Available | 740/559 | CIE(x=0.38. y=0.38) | Class1. Class2 | IK08 | [11 empty] | dimmable
TBD | NA/3/F/AWD/20/40/.../1 | image | datasheet | deeplink | TUNGSRAM - Navona - 1920lm - 21W - 4000K - 70CRI - TBD[SKU] - Post-top 42-76mm | 11 | Post-top 42-76mm |  | 1 | 21 | Yes |  |  | IK08 |  | -40°C to +50°C | ENEC. CE |  | CE. ENEC | [6 empty] | 66 | 4000 | 500x542x584mm |  | 220-240V | -40°C to +50°C | 5 years |  |  |  | >70 |  | 4000 | 1920 |  |  |  | L80B50: > 200.000 hours |  | 91 |  |  | 9 | AWD | 25 °C | 0.132 | No Built-in accessory | Available | 740/559 | CIE(x=0.38. y=0.38) | Class1. Class2 | IK08 | [11 empty] | dimmable
TBD | NA/3/F/AWC/20/40/.../1 | image | datasheet | deeplink | TUNGSRAM - Navona - 2350lm - 21W - 4000K - 70CRI - TBD[SKU] - Post-top 42-76mm | 11 | Post-top 42-76mm | LED | 1 | 21 | Yes |  |  | IK08 |  | -40°C to +50°C | ENEC. CE |  | CE. ENEC | [6 empty] | 66 | 4000 | 500x542x584mm |  | 220-240V | -40°C to +50°C | 5 years |  |  |  | >70 |  | 4000 | 2350 |  |  |  | L80B50: > 200.000 hours |  | 111 |  |  | 9 | AWC | 25 °C | 0.132 | No Built-in accessory | Available | 740/559 | CIE(x=0.38. y=0.38) | Class1. Class2 | IK08 | [11 empty] | dimmable
TBD | NA/3/F/AFC/70/30/.../S | image | datasheet | deeplink | TUNGSRAM - Navona - 5570lm - 70W - 3000K - 70CRI - TBD[SKU] - Side mount 42-76mm | 10 | Side mount 42-76mm |  | 1 | 70 | Yes |  |  | IK08 |  | -40°C to +50°C | ENEC. CE |  | CE. ENEC | [6 empty] | 66 | 3000 | 500x651x220mm |  | 220-240V | -40°C to +50°C | 5 years |  |  |  | >70 |  | 3000 | 5570 |  |  |  | L80B50: > 200.000 hours |  | 79 |  |  | 9 | AFC | 25 °C | 0.132 | No Built-in accessory | Available | 730/559 | CIE(x=0.43. y=0.403) | Class1. Class2 | IK08 | [11 empty] | dimmable
TBD | NA/3/F/ANC/70/30/.../S | image | datasheet | deeplink | TUNGSRAM - Navona - 7000lm - 70W - 3000K - 70CRI - TBD[SKU] - Side mount 42-76mm | 10 | Side mount 42-76mm | LED | 1 | 70 | Yes |  |  | IK08 |  | -40°C to +50°C | ENEC. CE |  | CE. ENEC | [6 empty] | 66 | 3000 | 500x651x220mm |  | 220-240V | -40°C to +50°C | 5 years |  |  |  | >70 |  | 3000 | 7000 |  |  |  | L80B50: > 200.000 hours |  | 100 |  |  | 9 | ANC | 25 °C | 0.132 | No Built-in accessory | Available | 730/559 | CIE(x=0.43. y=0.403) | Class1. Class2 | IK08 | [11 empty] | dimmable
TBD | NA/3/F/AWD/70/30/.../S | image | datasheet | deeplink | TUNGSRAM - Navona - 5940lm - 70W - 3000K - 70CRI - TBD[SKU] - Side mount 42-76mm | 10 | Side mount 42-76mm |  | 1 | 70 | Yes |  |  | IK08 |  | -40°C to +50°C | ENEC. CE |  | CE. ENEC | [6 empty] | 66 | 3000 | 500x651x220mm |  | 220-240V | -40°C to +50°C | 5 years |  |  |  | >70 |  | 3000 | 5940 |  |  |  | L80B50: > 200.000 hours |  | 84 |  |  | 9 | AWD | 25 °C | 0.132 | No Built-in accessory | Available | 730/559 | CIE(x=0.43. y=0.403) | Class1. Class2 | IK08 | [11 empty] | dimmable
TBD | NA/3/F/AWC/70/30/.../S | image | datasheet | deeplink | TUNGSRAM - Navona - 7330lm - 70W - 3000K - 70CRI - TBD[SKU] - Side mount 42-76mm | 10 | Side mount 42-76mm | LED | 1 | 70 | Yes |  |  | IK08 |  | -40°C to +50°C | ENEC. CE |  | CE. ENEC | [6 empty] | 66 | 3000 | 500x651x220mm |  | 220-240V | -40°C to +50°C | 5 years |  |  |  | >70 |  | 3000 | 7330 |  |  |  | L80B50: > 200.000 hours |  | 104 |  |  | 9 | AWC | 25 °C | 0.132 | No Built-in accessory | Available | 730/559 | CIE(x=0.43. y=0.403) | Class1. Class2 | IK08 | [11 empty] | dimmable
TBD | NA/3/F/AFC/70/30/.../1 | image | datasheet | deeplink | TUNGSRAM - Navona - 5570lm - 70W - 3000K - 70CRI - TBD[SKU] - Post-top 42-76mm | 11 | Post-top 42-76mm |  | 1 | 70 | Yes |  |  | IK08 |  | -40°C to +50°C | ENEC. CE |  | CE. ENEC | [6 empty] | 66 | 3000 | 500x542x584mm |  | 220-240V | -40°C to +50°C | 5 years |  |  |  | >70 |  | 3000 | 5570 |  |  |  | L80B50: > 200.000 hours |  | 79 |  |  | 9 | AFC | 25 °C | 0.132 | No Built-in accessory | Available | 730/559 | CIE(x=0.43. y=0.403) | Class1. Class2 | IK08 | [11 empty] | dimmable
TBD | NA/3/F/ANC/70/30/.../1 | image | datasheet | deeplink | TUNGSRAM - Navona - 6710lm - 70W - 3000K - 70CRI - TBD[SKU] - Post-top 42-76mm | 11 | Post-top 42-76mm | LED | 1 | 70 | Yes |  |  | IK08 |  | -40°C to +50°C | ENEC. CE |  | CE. ENEC | [6 empty] | 66 | 3000 | 500x542x584mm |  | 220-240V | -40°C to +50°C | 5 years |  |  |  | >70 |  | 3000 | 6710 |  |  |  | L80B50: > 200.000 hours |  | 95 |  |  | 9 | ANC | 25 °C | 0.132 | No Built-in accessory | Available | 730/559 | CIE(x=0.43. y=0.403) | Class1. Class2 | IK08 | [11 empty] | dimmable
TBD | NA/3/F/AWD/70/30/.../1 | image | datasheet | deeplink | TUNGSRAM - Navona - 5940lm - 70W - 3000K - 70CRI - TBD[SKU] - Post-top 42-76mm | 11 | Post-top 42-76mm |  | 1 | 70 | Yes |  |  | IK08 |  | -40°C to +50°C | ENEC. CE |  | CE. ENEC | [6 empty] | 66 | 3000 | 500x542x584mm |  | 220-240V | -40°C to +50°C | 5 years |  |  |  | >70 |  | 3000 | 5940 |  |  |  | L80B50: > 200.000 hours |  | 84 |  |  | 9 | AWD | 25 °C | 0.132 | No Built-in accessory | Available | 730/559 | CIE(x=0.43. y=0.403) | Class1. Class2 | IK08 | [11 empty] | dimmable
TBD | NA/3/F/AWC/70/30/.../1 | image | datasheet | deeplink | TUNGSRAM - Navona - 7270lm - 70W - 3000K - 70CRI - TBD[SKU] - Post-top 42-76mm | 11 | Post-top 42-76mm | LED | 1 | 70 | Yes |  |  | IK08 |  | -40°C to +50°C | ENEC. CE |  | CE. ENEC | [6 empty] | 66 | 3000 | 500x542x584mm |  | 220-240V | -40°C to +50°C | 5 years |  |  |  | >70 |  | 3000 | 7270 |  |  |  | L80B50: > 200.000 hours |  | 103 |  |  | 9 | AWC | 25 °C | 0.132 | No Built-in accessory | Available | 730/559 | CIE(x=0.43. y=0.403) | Class1. Class2 | IK08 | [11 empty] | dimmable
TBD | NA/3/F/SFC/70/30/.../2 | image | datasheet | deeplink | TUNGSRAM - Navona - 5040lm - 70W - 3000K - 70CRI - TBD[SKU] - Post-top 42-76mm | 11 | Post-top 42-76mm | LED | 1 | 70 | Yes |  |  | IK08 |  | -40°C to +50°C | ENEC. CE |  | CE. ENEC | [6 empty] | 66 | 3000 | 500x542x584mm |  | 220-240V | -40°C to +50°C | 5 years |  |  |  | >70 |  | 3000 | 5040 |  |  |  | L80B50: > 200.000 hours |  | 72 |  |  | 9 | SFC | 25 °C | 0.132 | No Built-in accessory | Available | 730/559 | CIE(x=0.43. y=0.403) | Class1. Class2 | IK08 | [11 empty] | dimmable
TBD | NA/3/F/SWD/70/30/.../2 | image | datasheet | deeplink | TUNGSRAM - Navona - 5920lm - 70W - 3000K - 70CRI - TBD[SKU] - Post-top 42-76mm | 11 | Post-top 42-76mm | LED | 1 | 70 | Yes |  |  | IK08 |  | -40°C to +50°C | ENEC. CE |  | CE. ENEC | [6 empty] | 66 | 3000 | 500x542x584mm |  | 220-240V | -40°C to +50°C | 5 years |  |  |  | >70 |  | 3000 | 5920 |  |  |  | L80B50: > 200.000 hours |  | 84 |  |  | 9 | SWD | 25 °C | 0.132 | No Built-in accessory | Available | 730/559 | CIE(x=0.43. y=0.403) | Class1. Class2 | IK08 | [11 empty] | dimmable
TBD | NA/3/F/SWC/70/30/.../2 | image | datasheet | deeplink | TUNGSRAM - Navona - 6960lm - 70W - 3000K - 70CRI - TBD[SKU] - Post-top 42-76mm | 11 | Post-top 42-76mm | LED | 1 | 70 | Yes |  |  | IK08 |  | -40°C to +50°C | ENEC. CE |  | CE. ENEC | [6 empty] | 66 | 3000 | 500x542x584mm |  | 220-240V | -40°C to +50°C | 5 years |  |  |  | >70 |  | 3000 | 6960 |  |  |  | L80B50: > 200.000 hours |  | 99 |  |  | 9 | SWC | 25 °C | 0.132 | No Built-in accessory | Available | 730/559 | CIE(x=0.43. y=0.403) | Class1. Class2 | IK08 | [11 empty] | dimmable
TBD | NA/3/F/AFC/60/30/.../S | image | datasheet | deeplink | TUNGSRAM - Navona - 4860lm - 61W - 3000K - 70CRI - TBD[SKU] - Side mount 42-76mm | 10 | Side mount 42-76mm |  | 1 | 61 | Yes |  |  | IK08 |  | -40°C to +50°C | ENEC. CE |  | CE. ENEC | [6 empty] | 66 | 3000 | 500x651x220mm |  | 220-240V | -40°C to +50°C | 5 years |  |  |  | >70 |  | 3000 | 4860 |  |  |  | L80B50: > 200.000 hours |  | 79 |  |  | 9 | AFC | 25 °C | 0.132 | No Built-in accessory | Available | 730/559 | CIE(x=0.43. y=0.403) | Class1. Class2 | IK08 | [11 empty] | dimmable
TBD | NA/3/F/ANC/60/30/.../S | image | datasheet | deeplink | TUNGSRAM - Navona - 6110lm - 61W - 3000K - 70CRI - TBD[SKU] - Side mount 42-76mm | 10 | Side mount 42-76mm | LED | 1 | 61 | Yes |  |  | IK08 |  | -40°C to +50°C | ENEC. CE |  | CE. ENEC | [6 empty] | 66 | 3000 | 500x651x220mm |  | 220-240V | -40°C to +50°C | 5 years |  |  |  | >70 |  | 3000 | 6110 |  |  |  | L80B50: > 200.000 hours |  | 100 |  |  | 9 | ANC | 25 °C | 0.132 | No Built-in accessory | Available | 730/559 | CIE(x=0.43. y=0.403) | Class1. Class2 | IK08 | [11 empty] | dimmable
TBD | NA/3/F/AWD/60/30/.../S | image | datasheet | deeplink | TUNGSRAM - Navona - 5180lm - 61W - 3000K - 70CRI - TBD[SKU] - Side mount 42-76mm | 10 | Side mount 42-76mm |  | 1 | 61 | Yes |  |  | IK08 |  | -40°C to +50°C | ENEC. CE |  | CE. ENEC | [6 empty] | 66 | 3000 | 500x651x220mm |  | 220-240V | -40°C to +50°C | 5 years |  |  |  | >70 |  | 3000 | 5180 |  |  |  | L80B50: > 200.000 hours |  | 84 |  |  | 9 | AWD | 25 °C | 0.132 | No Built-in accessory | Available | 730/559 | CIE(x=0.43. y=0.403) | Class1. Class2 | IK08 | [11 empty] | dimmable
TBD | NA/3/F/AWC/60/30/.../S | image | datasheet | deeplink | TUNGSRAM - Navona - 6400lm - 61W - 3000K - 70CRI - TBD[SKU] - Side mount 42-76mm | 10 | Side mount 42-76mm | LED | 1 | 61 | Yes |  |  | IK08 |  | -40°C to +50°C | ENEC. CE |  | CE. ENEC | [6 empty] | 66 | 3000 | 500x651x220mm |  | 220-240V | -40°C to +50°C | 5 years |  |  |  | >70 |  | 3000 | 6400 |  |  |  | L80B50: > 200.000 hours |  | 104 |  |  | 9 | AWC | 25 °C | 0.132 | No Built-in accessory | Available | 730/559 | CIE(x=0.43. y=0.403) | Class1. Class2 | IK08 | [11 empty] | dimmable
TBD | NA/3/F/AFC/60/30/.../1 | image | datasheet | deeplink | TUNGSRAM - Navona - 4860lm - 61W - 3000K - 70CRI - TBD[SKU] - Post-top 42-76mm | 11 | Post-top 42-76mm |  | 1 | 61 | Yes |  |  | IK08 |  | -40°C to +50°C | ENEC. CE |  | CE. ENEC | [6 empty] | 66 | 3000 | 500x542x584mm |  | 220-240V | -40°C to +50°C | 5 years |  |  |  | >70 |  | 3000 | 4860 |  |  |  | L80B50: > 200.000 hours |  | 79 |  |  | 9 | AFC | 25 °C | 0.132 | No Built-in accessory | Available | 730/559 | CIE(x=0.43. y=0.403) | Class1. Class2 | IK08 | [11 empty] | dimmable
TBD | NA/3/F/ANC/60/30/.../1 | image | datasheet | deeplink | TUNGSRAM - Navona - 5850lm - 61W - 3000K - 70CRI - TBD[SKU] - Post-top 42-76mm | 11 | Post-top 42-76mm | LED | 1 | 61 | Yes |  |  | IK08 |  | -40°C to +50°C | ENEC. CE |  | CE. ENEC | [6 empty] | 66 | 3000 | 500x542x584mm |  | 220-240V | -40°C to +50°C | 5 years |  |  |  | >70 |  | 3000 | 5850 |  |  |  | L80B50: > 200.000 hours |  | 95 |  |  | 9 | ANC | 25 °C | 0.132 | No Built-in accessory | Available | 730/559 | CIE(x=0.43. y=0.403) | Class1. Class2 | IK08 | [11 empty] | dimmable
TBD | NA/3/F/AWD/60/30/.../1 | image | datasheet | deeplink | TUNGSRAM - Navona - 5180lm - 61W - 3000K - 70CRI - TBD[SKU] - Post-top 42-76mm | 11 | Post-top 42-76mm |  | 1 | 61 | Yes |  |  | IK08 |  | -40°C to +50°C | ENEC. CE |  | CE. ENEC | [6 empty] | 66 | 3000 | 500x542x584mm |  | 220-240V | -40°C to +50°C | 5 years |  |  |  | >70 |  | 3000 | 5180 |  |  |  | L80B50: > 200.000 hours |  | 84 |  |  | 9 | AWD | 25 °C | 0.132 | No Built-in accessory | Available | 730/559 | CIE(x=0.43. y=0.403) | Class1. Class2 | IK08 | [11 empty] | dimmable
TBD | NA/3/F/AWC/60/30/.../1 | image | datasheet | deeplink | TUNGSRAM - Navona - 6350lm - 61W - 3000K - 70CRI - TBD[SKU] - Post-top 42-76mm | 11 | Post-top 42-76mm | LED | 1 | 61 | Yes |  |  | IK08 |  | -40°C to +50°C | ENEC. CE |  | CE. ENEC | [6 empty] | 66 | 3000 | 500x542x584mm |  | 220-240V | -40°C to +50°C | 5 years |  |  |  | >70 |  | 3000 | 6350 |  |  |  | L80B50: > 200.000 hours |  | 104 |  |  | 9 | AWC | 25 °C | 0.132 | No Built-in accessory | Available | 730/559 | CIE(x=0.43. y=0.403) | Class1. Class2 | IK08 | [11 empty] | dimmable
TBD | NA/3/F/SFC/60/30/.../2 | image | datasheet | deeplink | TUNGSRAM - Navona - 4390lm - 61W - 3000K - 70CRI - TBD[SKU] - Post-top 42-76mm | 11 | Post-top 42-76mm | LED | 1 | 61 | Yes |  |  | IK08 |  | -40°C to +50°C | ENEC. CE |  | CE. ENEC | [6 empty] | 66 | 3000 | 500x542x584mm |  | 220-240V | -40°C to +50°C | 5 years |  |  |  | >70 |  | 3000 | 4390 |  |  |  | L80B50: > 200.000 hours |  | 71 |  |  | 9 | SFC | 25 °C | 0.132 | No Built-in accessory | Available | 730/559 | CIE(x=0.43. y=0.403) | Class1. Class2 | IK08 | [11 empty] | dimmable
TBD | NA/3/F/SWD/60/30/.../2 | image | datasheet | deeplink | TUNGSRAM - Navona - 5170lm - 61W - 3000K - 70CRI - TBD[SKU] - Post-top 42-76mm | 11 | Post-top 42-76mm | LED | 1 | 61 | Yes |  |  | IK08 |  | -40°C to +50°C | ENEC. CE |  | CE. ENEC | [6 empty] | 66 | 3000 | 500x542x584mm |  | 220-240V | -40°C to +50°C | 5 years |  |  |  | >70 |  | 3000 | 5170 |  |  |  | L80B50: > 200.000 hours |  | 84 |  |  | 9 | SWD | 25 °C | 0.132 | No Built-in accessory | Available | 730/559 | CIE(x=0.43. y=0.403) | Class1. Class2 | IK08 | [11 empty] | dimmable
TBD | NA/3/F/SWC/60/30/.../2 | image | datasheet | deeplink | TUNGSRAM - Navona - 6070lm - 61W - 3000K - 70CRI - TBD[SKU] - Post-top 42-76mm | 11 | Post-top 42-76mm | LED | 1 | 61 | Yes |  |  | IK08 |  | -40°C to +50°C | ENEC. CE |  | CE. ENEC | [6 empty] | 66 | 3000 | 500x542x584mm |  | 220-240V | -40°C to +50°C | 5 years |  |  |  | >70 |  | 3000 | 6070 |  |  |  | L80B50: > 200.000 hours |  | 99 |  |  | 9 | SWC | 25 °C | 0.132 | No Built-in accessory | Available | 730/559 | CIE(x=0.43. y=0.403) | Class1. Class2 | IK08 | [11 empty] | dimmable
TBD | NA/3/F/AFC/50/30/.../S | image | datasheet | deeplink | TUNGSRAM - Navona - 4130lm - 51W - 3000K - 70CRI - TBD[SKU] - Side mount 42-76mm | 10 | Side mount 42-76mm |  | 1 | 51 | Yes |  |  | IK08 |  | -40°C to +50°C | ENEC. CE |  | CE. ENEC | [6 empty] | 66 | 3000 | 500x651x220mm |  | 220-240V | -40°C to +50°C | 5 years |  |  |  | >70 |  | 3000 | 4130 |  |  |  | L80B50: > 200.000 hours |  | 80 |  |  | 9 | AFC | 25 °C | 0.132 | No Built-in accessory | Available | 730/559 | CIE(x=0.43. y=0.403) | Class1. Class2 | IK08 | [11 empty] | dimmable
TBD | NA/3/F/ANC/50/30/.../S | image | datasheet | deeplink | TUNGSRAM - Navona - 5200lm - 51W - 3000K - 70CRI - TBD[SKU] - Side mount 42-76mm | 10 | Side mount 42-76mm | LED | 1 | 51 | Yes |  |  | IK08 |  | -40°C to +50°C | ENEC. CE |  | CE. ENEC | [6 empty] | 66 | 3000 | 500x651x220mm |  | 220-240V | -40°C to +50°C | 5 years |  |  |  | >70 |  | 3000 | 5200 |  |  |  | L80B50: > 200.000 hours |  | 101 |  |  | 9 | ANC | 25 °C | 0.132 | No Built-in accessory | Available | 730/559 | CIE(x=0.43. y=0.403) | Class1. Class2 | IK08 | [11 empty] | dimmable
TBD | NA/3/F/AWD/50/30/.../S | image | datasheet | deeplink | TUNGSRAM - Navona - 4400lm - 51W - 3000K - 70CRI - TBD[SKU] - Side mount 42-76mm | 10 | Side mount 42-76mm |  | 1 | 51 | Yes |  |  | IK08 |  | -40°C to +50°C | ENEC. CE |  | CE. ENEC | [6 empty] | 66 | 3000 | 500x651x220mm |  | 220-240V | -40°C to +50°C | 5 years |  |  |  | >70 |  | 3000 | 4400 |  |  |  | L80B50: > 200.000 hours |  | 86 |  |  | 9 | AWD | 25 °C | 0.132 | No Built-in accessory | Available | 730/559 | CIE(x=0.43. y=0.403) | Class1. Class2 | IK08 | [11 empty] | dimmable
TBD | NA/3/F/AWC/50/30/.../S | image | datasheet | deeplink | TUNGSRAM - Navona - 5440lm - 51W - 3000K - 70CRI - TBD[SKU] - Side mount 42-76mm | 10 | Side mount 42-76mm | LED | 1 | 51 | Yes |  |  | IK08 |  | -40°C to +50°C | ENEC. CE |  | CE. ENEC | [6 empty] | 66 | 3000 | 500x651x220mm |  | 220-240V | -40°C to +50°C | 5 years |  |  |  | >70 |  | 3000 | 5440 |  |  |  | L80B50: > 200.000 hours |  | 106 |  |  | 9 | AWC | 25 °C | 0.132 | No Built-in accessory | Available | 730/559 | CIE(x=0.43. y=0.403) | Class1. Class2 | IK08 | [11 empty] | dimmable
TBD | NA/3/F/AFC/50/30/.../1 | image | datasheet | deeplink | TUNGSRAM - Navona - 4130lm - 51W - 3000K - 70CRI - TBD[SKU] - Post-top 42-76mm | 11 | Post-top 42-76mm |  | 1 | 51 | Yes |  |  | IK08 |  | -40°C to +50°C | ENEC. CE |  | CE. ENEC | [6 empty] | 66 | 3000 | 500x542x584mm |  | 220-240V | -40°C to +50°C | 5 years |  |  |  | >70 |  | 3000 | 4130 |  |  |  | L80B50: > 200.000 hours |  | 80 |  |  | 9 | AFC | 25 °C | 0.132 | No Built-in accessory | Available | 730/559 | CIE(x=0.43. y=0.403) | Class1. Class2 | IK08 | [11 empty] | dimmable
TBD | NA/3/F/ANC/50/30/.../1 | image | datasheet | deeplink | TUNGSRAM - Navona - 4980lm - 51W - 3000K - 70CRI - TBD[SKU] - Post-top 42-76mm | 11 | Post-top 42-76mm | LED | 1 | 51 | Yes |  |  | IK08 |  | -40°C to +50°C | ENEC. CE |  | CE. ENEC | [6 empty] | 66 | 3000 | 500x542x584mm |  | 220-240V | -40°C to +50°C | 5 years |  |  |  | >70 |  | 3000 | 4980 |  |  |  | L80B50: > 200.000 hours |  | 97 |  |  | 9 | ANC | 25 °C | 0.132 | No Built-in accessory | Available | 730/559 | CIE(x=0.43. y=0.403) | Class1. Class2 | IK08 | [11 empty] | dimmable
TBD | NA/3/F/AWD/50/30/.../1 | image | datasheet | deeplink | TUNGSRAM - Navona - 4400lm - 51W - 3000K - 70CRI - TBD[SKU] - Post-top 42-76mm | 11 | Post-top 42-76mm |  | 1 | 51 | Yes |  |  | IK08 |  | -40°C to +50°C | ENEC. CE |  | CE. ENEC | [6 empty] | 66 | 3000 | 500x542x584mm |  | 220-240V | -40°C to +50°C | 5 years |  |  |  | >70 |  | 3000 | 4400 |  |  |  | L80B50: > 200.000 hours |  | 86 |  |  | 9 | AWD | 25 °C | 0.132 | No Built-in accessory | Available | 730/559 | CIE(x=0.43. y=0.403) | Class1. Class2 | IK08 | [11 empty] | dimmable
TBD | NA/3/F/AWC/50/30/.../1 | image | datasheet | deeplink | TUNGSRAM - Navona - 5400lm - 51W - 3000K - 70CRI - TBD[SKU] - Post-top 42-76mm | 11 | Post-top 42-76mm | LED | 1 | 51 | Yes |  |  | IK08 |  | -40°C to +50°C | ENEC. CE |  | CE. ENEC | [6 empty] | 66 | 3000 | 500x542x584mm |  | 220-240V | -40°C to +50°C | 5 years |  |  |  | >70 |  | 3000 | 5400 |  |  |  | L80B50: > 200.000 hours |  | 105 |  |  | 9 | AWC | 25 °C | 0.132 | No Built-in accessory | Available | 730/559 | CIE(x=0.43. y=0.403) | Class1. Class2 | IK08 | [11 empty] | dimmable
TBD | NA/3/F/SFC/50/30/.../2 | image | datasheet | deeplink | TUNGSRAM - Navona - 3730lm - 51W - 3000K - 70CRI - TBD[SKU] - Post-top 42-76mm | 11 | Post-top 42-76mm | LED | 1 | 51 | Yes |  |  | IK08 |  | -40°C to +50°C | ENEC. CE |  | CE. ENEC | [6 empty] | 66 | 3000 | 500x542x584mm |  | 220-240V | -40°C to +50°C | 5 years |  |  |  | >70 |  | 3000 | 3730 |  |  |  | L80B50: > 200.000 hours |  | 73 |  |  | 9 | SFC | 25 °C | 0.132 | No Built-in accessory | Available | 730/559 | CIE(x=0.43. y=0.403) | Class1. Class2 | IK08 | [11 empty] | dimmable
TBD | NA/3/F/SWD/50/30/.../2 | image | datasheet | deeplink | TUNGSRAM - Navona - 4390lm - 51W - 3000K - 70CRI - TBD[SKU] - Post-top 42-76mm | 11 | Post-top 42-76mm | LED | 1 | 51 | Yes |  |  | IK08 |  | -40°C to +50°C | ENEC. CE |  | CE. ENEC | [6 empty] | 66 | 3000 | 500x542x584mm |  | 220-240V | -40°C to +50°C | 5 years |  |  |  | >70 |  | 3000 | 4390 |  |  |  | L80B50: > 200.000 hours |  | 86 |  |  | 9 | SWD | 25 °C | 0.132 | No Built-in accessory | Available | 730/559 | CIE(x=0.43. y=0.403) | Class1. Class2 | IK08 | [11 empty] | dimmable
TBD | NA/3/F/SWC/50/30/.../2 | image | datasheet | deeplink | TUNGSRAM - Navona - 5160lm - 51W - 3000K - 70CRI - TBD[SKU] - Post-top 42-76mm | 11 | Post-top 42-76mm | LED | 1 | 51 | Yes |  |  | IK08 |  | -40°C to +50°C | ENEC. CE |  | CE. ENEC | [6 empty] | 66 | 3000 | 500x542x584mm |  | 220-240V | -40°C to +50°C | 5 years |  |  |  | >70 |  | 3000 | 5160 |  |  |  | L80B50: > 200.000 hours |  | 101 |  |  | 9 | SWC | 25 °C | 0.132 | No Built-in accessory | Available | 730/559 | CIE(x=0.43. y=0.403) | Class1. Class2 | IK08 | [11 empty] | dimmable
TBD | NA/3/F/AFC/40/30/.../S | image | datasheet | deeplink | TUNGSRAM - Navona - 3310lm - 41W - 3000K - 70CRI - TBD[SKU] - Side mount 42-76mm | 10 | Side mount 42-76mm |  | 1 | 41 | Yes |  |  | IK08 |  | -40°C to +50°C | ENEC. CE |  | CE. ENEC | [6 empty] | 66 | 3000 | 500x651x220mm |  | 220-240V | -40°C to +50°C | 5 years |  |  |  | >70 |  | 3000 | 3310 |  |  |  | L80B50: > 200.000 hours |  | 80 |  |  | 9 | AFC | 25 °C | 0.132 | No Built-in accessory | Available | 730/559 | CIE(x=0.43. y=0.403) | Class1. Class2 | IK08 | [11 empty] | dimmable
TBD | NA/3/F/ANC/40/30/.../S | image | datasheet | deeplink | TUNGSRAM - Navona - 4160lm - 41W - 3000K - 70CRI - TBD[SKU] - Side mount 42-76mm | 10 | Side mount 42-76mm | LED | 1 | 41 | Yes |  |  | IK08 |  | -40°C to +50°C | ENEC. CE |  | CE. ENEC | [6 empty] | 66 | 3000 | 500x651x220mm |  | 220-240V | -40°C to +50°C | 5 years |  |  |  | >70 |  | 3000 | 4160 |  |  |  | L80B50: > 200.000 hours |  | 101 |  |  | 9 | ANC | 25 °C | 0.132 | No Built-in accessory | Available | 730/559 | CIE(x=0.43. y=0.403) | Class1. Class2 | IK08 | [11 empty] | dimmable
TBD | NA/3/F/AWD/40/30/.../S | image | datasheet | deeplink | TUNGSRAM - Navona - 3530lm - 41W - 3000K - 70CRI - TBD[SKU] - Side mount 42-76mm | 10 | Side mount 42-76mm |  | 1 | 41 | Yes |  |  | IK08 |  | -40°C to +50°C | ENEC. CE |  | CE. ENEC | [6 empty] | 66 | 3000 | 500x651x220mm |  | 220-240V | -40°C to +50°C | 5 years |  |  |  | >70 |  | 3000 | 3530 |  |  |  | L80B50: > 200.000 hours |  | 86 |  |  | 9 | AWD | 25 °C | 0.132 | No Built-in accessory | Available | 730/559 | CIE(x=0.43. y=0.403) | Class1. Class2 | IK08 | [11 empty] | dimmable
TBD | NA/3/F/AWC/40/30/.../S | image | datasheet | deeplink | TUNGSRAM - Navona - 4350lm - 41W - 3000K - 70CRI - TBD[SKU] - Side mount 42-76mm | 10 | Side mount 42-76mm | LED | 1 | 41 | Yes |  |  | IK08 |  | -40°C to +50°C | ENEC. CE |  | CE. ENEC | [6 empty] | 66 | 3000 | 500x651x220mm |  | 220-240V | -40°C to +50°C | 5 years |  |  |  | >70 |  | 3000 | 4350 |  |  |  | L80B50: > 200.000 hours |  | 106 |  |  | 9 | AWC | 25 °C | 0.132 | No Built-in accessory | Available | 730/559 | CIE(x=0.43. y=0.403) | Class1. Class2 | IK08 | [11 empty] | dimmable
TBD | NA/3/F/AFC/40/30/.../1 | image | datasheet | deeplink | TUNGSRAM - Navona - 3310lm - 41W - 3000K - 70CRI - TBD[SKU] - Post-top 42-76mm | 11 | Post-top 42-76mm |  | 1 | 41 | Yes |  |  | IK08 |  | -40°C to +50°C | ENEC. CE |  | CE. ENEC | [6 empty] | 66 | 3000 | 500x542x584mm |  | 220-240V | -40°C to +50°C | 5 years |  |  |  | >70 |  | 3000 | 3310 |  |  |  | L80B50: > 200.000 hours |  | 80 |  |  | 9 | AFC | 25 °C | 0.132 | No Built-in accessory | Available | 730/559 | CIE(x=0.43. y=0.403) | Class1. Class2 | IK08 | [11 empty] | dimmable
TBD | NA/3/F/ANC/40/30/.../1 | image | datasheet | deeplink | TUNGSRAM - Navona - 3980lm - 41W - 3000K - 70CRI - TBD[SKU] - Post-top 42-76mm | 11 | Post-top 42-76mm | LED | 1 | 41 | Yes |  |  | IK08 |  | -40°C to +50°C | ENEC. CE |  | CE. ENEC | [6 empty] | 66 | 3000 | 500x542x584mm |  | 220-240V | -40°C to +50°C | 5 years |  |  |  | >70 |  | 3000 | 3980 |  |  |  | L80B50: > 200.000 hours |  | 97 |  |  | 9 | ANC | 25 °C | 0.132 | No Built-in accessory | Available | 730/559 | CIE(x=0.43. y=0.403) | Class1. Class2 | IK08 | [11 empty] | dimmable
TBD | NA/3/F/AWD/40/30/.../1 | image | datasheet | deeplink | TUNGSRAM - Navona - 3530lm - 41W - 3000K - 70CRI - TBD[SKU] - Post-top 42-76mm | 11 | Post-top 42-76mm |  | 1 | 41 | Yes |  |  | IK08 |  | -40°C to +50°C | ENEC. CE |  | CE. ENEC | [6 empty] | 66 | 3000 | 500x542x584mm |  | 220-240V | -40°C to +50°C | 5 years |  |  |  | >70 |  | 3000 | 3530 |  |  |  | L80B50: > 200.000 hours |  | 86 |  |  | 9 | AWD | 25 °C | 0.132 | No Built-in accessory | Available | 730/559 | CIE(x=0.43. y=0.403) | Class1. Class2 | IK08 | [11 empty] | dimmable
TBD | NA/3/F/AWC/40/30/.../1 | image | datasheet | deeplink | TUNGSRAM - Navona - 4320lm - 41W - 3000K - 70CRI - TBD[SKU] - Post-top 42-76mm | 11 | Post-top 42-76mm | LED | 1 | 41 | Yes |  |  | IK08 |  | -40°C to +50°C | ENEC. CE |  | CE. ENEC | [6 empty] | 66 | 3000 | 500x542x584mm |  | 220-240V | -40°C to +50°C | 5 years |  |  |  | >70 |  | 3000 | 4320 |  |  |  | L80B50: > 200.000 hours |  | 105 |  |  | 9 | AWC | 25 °C | 0.132 | No Built-in accessory | Available | 730/559 | CIE(x=0.43. y=0.403) | Class1. Class2 | IK08 | [11 empty] | dimmable
TBD | NA/3/F/SFC/40/30/.../2 | image | datasheet | deeplink | TUNGSRAM - Navona - 2990lm - 41W - 3000K - 70CRI - TBD[SKU] - Post-top 42-76mm | 11 | Post-top 42-76mm | LED | 1 | 41 | Yes |  |  | IK08 |  | -40°C to +50°C | ENEC. CE |  | CE. ENEC | [6 empty] | 66 | 3000 | 500x542x584mm |  | 220-240V | -40°C to +50°C | 5 years |  |  |  | >70 |  | 3000 | 2990 |  |  |  | L80B50: > 200.000 hours |  | 72 |  |  | 9 | SFC | 25 °C | 0.132 | No Built-in accessory | Available | 730/559 | CIE(x=0.43. y=0.403) | Class1. Class2 | IK08 | [11 empty] | dimmable
TBD | NA/3/F/SWD/40/30/.../2 | image | datasheet | deeplink | TUNGSRAM - Navona - 3520lm - 41W - 3000K - 70CRI - TBD[SKU] - Post-top 42-76mm | 11 | Post-top 42-76mm | LED | 1 | 41 | Yes |  |  | IK08 |  | -40°C to +50°C | ENEC. CE |  | CE. ENEC | [6 empty] | 66 | 3000 | 500x542x584mm |  | 220-240V | -40°C to +50°C | 5 years |  |  |  | >70 |  | 3000 | 3520 |  |  |  | L80B50: > 200.000 hours |  | 85 |  |  | 9 | SWD | 25 °C | 0.132 | No Built-in accessory | Available | 730/559 | CIE(x=0.43. y=0.403) | Class1. Class2 | IK08 | [11 empty] | dimmable
TBD | NA/3/F/SWC/40/30/.../2 | image | datasheet | deeplink | TUNGSRAM - Navona - 4130lm - 41W - 3000K - 70CRI - TBD[SKU] - Post-top 42-76mm | 11 | Post-top 42-76mm | LED | 1 | 41 | Yes |  |  | IK08 |  | -40°C to +50°C | ENEC. CE |  | CE. ENEC | [6 empty] | 66 | 3000 | 500x542x584mm |  | 220-240V | -40°C to +50°C | 5 years |  |  |  | >70 |  | 3000 | 4130 |  |  |  | L80B50: > 200.000 hours |  | 100 |  |  | 9 | SWC | 25 °C | 0.132 | No Built-in accessory | Available | 730/559 | CIE(x=0.43. y=0.403) | Class1. Class2 | IK08 | [11 empty] | dimmable
TBD | NA/3/F/AFC/30/30/.../S | image | datasheet | deeplink | TUNGSRAM - Navona - 2430lm - 30W - 3000K - 70CRI - TBD[SKU] - Side mount 42-76mm | 10 | Side mount 42-76mm |  | 1 | 30 | Yes |  |  | IK08 |  | -40°C to +50°C | ENEC. CE |  | CE. ENEC | [6 empty] | 66 | 3000 | 500x651x220mm |  | 220-240V | -40°C to +50°C | 5 years |  |  |  | >70 |  | 3000 | 2430 |  |  |  | L80B50: > 200.000 hours |  | 81 |  |  | 9 | AFC | 25 °C | 0.132 | No Built-in accessory | Available | 730/559 | CIE(x=0.43. y=0.403) | Class1. Class2 | IK08 | [11 empty] | dimmable
TBD | NA/3/F/ANC/30/30/.../S | image | datasheet | deeplink | TUNGSRAM - Navona - 3060lm - 30W - 3000K - 70CRI - TBD[SKU] - Side mount 42-76mm | 10 | Side mount 42-76mm | LED | 1 | 30 | Yes |  |  | IK08 |  | -40°C to +50°C | ENEC. CE |  | CE. ENEC | [6 empty] | 66 | 3000 | 500x651x220mm |  | 220-240V | -40°C to +50°C | 5 years |  |  |  | >70 |  | 3000 | 3060 |  |  |  | L80B50: > 200.000 hours |  | 102 |  |  | 9 | ANC | 25 °C | 0.132 | No Built-in accessory | Available | 730/559 | CIE(x=0.43. y=0.403) | Class1. Class2 | IK08 | [11 empty] | dimmable
TBD | NA/3/F/AWD/30/30/.../S | image | datasheet | deeplink | TUNGSRAM - Navona - 2590lm - 30W - 3000K - 70CRI - TBD[SKU] - Side mount 42-76mm | 10 | Side mount 42-76mm |  | 1 | 30 | Yes |  |  | IK08 |  | -40°C to +50°C | ENEC. CE |  | CE. ENEC | [6 empty] | 66 | 3000 | 500x651x220mm |  | 220-240V | -40°C to +50°C | 5 years |  |  |  | >70 |  | 3000 | 2590 |  |  |  | L80B50: > 200.000 hours |  | 86 |  |  | 9 | AWD | 25 °C | 0.132 | No Built-in accessory | Available | 730/559 | CIE(x=0.43. y=0.403) | Class1. Class2 | IK08 | [11 empty] | dimmable
TBD | NA/3/F/AWC/30/30/.../S | image | datasheet | deeplink | TUNGSRAM - Navona - 3200lm - 30W - 3000K - 70CRI - TBD[SKU] - Side mount 42-76mm | 10 | Side mount 42-76mm | LED | 1 | 30 | Yes |  |  | IK08 |  | -40°C to +50°C | ENEC. CE |  | CE. ENEC | [6 empty] | 66 | 3000 | 500x651x220mm |  | 220-240V | -40°C to +50°C | 5 years |  |  |  | >70 |  | 3000 | 3200 |  |  |  | L80B50: > 200.000 hours |  | 106 |  |  | 9 | AWC | 25 °C | 0.132 | No Built-in accessory | Available | 730/559 | CIE(x=0.43. y=0.403) | Class1. Class2 | IK08 | [11 empty] | dimmable
TBD | NA/3/F/AFC/30/30/.../1 | image | datasheet | deeplink | TUNGSRAM - Navona - 2430lm - 30W - 3000K - 70CRI - TBD[SKU] - Post-top 42-76mm | 11 | Post-top 42-76mm |  | 1 | 30 | Yes |  |  | IK08 |  | -40°C to +50°C | ENEC. CE |  | CE. ENEC | [6 empty] | 66 | 3000 | 500x542x584mm |  | 220-240V | -40°C to +50°C | 5 years |  |  |  | >70 |  | 3000 | 2430 |  |  |  | L80B50: > 200.000 hours |  | 81 |  |  | 9 | AFC | 25 °C | 0.132 | No Built-in accessory | Available | 730/559 | CIE(x=0.43. y=0.403) | Class1. Class2 | IK08 | [11 empty] | dimmable
TBD | NA/3/F/ANC/30/30/.../1 | image | datasheet | deeplink | TUNGSRAM - Navona - 2920lm - 30W - 3000K - 70CRI - TBD[SKU] - Post-top 42-76mm | 11 | Post-top 42-76mm | LED | 1 | 30 | Yes |  |  | IK08 |  | -40°C to +50°C | ENEC. CE |  | CE. ENEC | [6 empty] | 66 | 3000 | 500x542x584mm |  | 220-240V | -40°C to +50°C | 5 years |  |  |  | >70 |  | 3000 | 2920 |  |  |  | L80B50: > 200.000 hours |  | 97 |  |  | 9 | ANC | 25 °C | 0.132 | No Built-in accessory | Available | 730/559 | CIE(x=0.43. y=0.403) | Class1. Class2 | IK08 | [11 empty] | dimmable
TBD | NA/3/F/AWD/30/30/.../1 | image | datasheet | deeplink | TUNGSRAM - Navona - 2590lm - 30W - 3000K - 70CRI - TBD[SKU] - Post-top 42-76mm | 11 | Post-top 42-76mm |  | 1 | 30 | Yes |  |  | IK08 |  | -40°C to +50°C | ENEC. CE |  | CE. ENEC | [6 empty] | 66 | 3000 | 500x542x584mm |  | 220-240V | -40°C to +50°C | 5 years |  |  |  | >70 |  | 3000 | 2590 |  |  |  | L80B50: > 200.000 hours |  | 86 |  |  | 9 | AWD | 25 °C | 0.132 | No Built-in accessory | Available | 730/559 | CIE(x=0.43. y=0.403) | Class1. Class2 | IK08 | [11 empty] | dimmable
TBD | NA/3/F/AWC/30/30/.../1 | image | datasheet | deeplink | TUNGSRAM - Navona - 3170lm - 30W - 3000K - 70CRI - TBD[SKU] - Post-top 42-76mm | 11 | Post-top 42-76mm | LED | 1 | 30 | Yes |  |  | IK08 |  | -40°C to +50°C | ENEC. CE |  | CE. ENEC | [6 empty] | 66 | 3000 | 500x542x584mm |  | 220-240V | -40°C to +50°C | 5 years |  |  |  | >70 |  | 3000 | 3170 |  |  |  | L80B50: > 200.000 hours |  | 105 |  |  | 9 | AWC | 25 °C | 0.132 | No Built-in accessory | Available | 730/559 | CIE(x=0.43. y=0.403) | Class1. Class2 | IK08 | [11 empty] | dimmable
TBD | NA/3/F/SFC/30/30/.../2 | image | datasheet | deeplink | TUNGSRAM - Navona - 2190lm - 30W - 3000K - 70CRI - TBD[SKU] - Post-top 42-76mm | 11 | Post-top 42-76mm | LED | 1 | 30 | Yes |  |  | IK08 |  | -40°C to +50°C | ENEC. CE |  | CE. ENEC | [6 empty] | 66 | 3000 | 500x542x584mm |  | 220-240V | -40°C to +50°C | 5 years |  |  |  | >70 |  | 3000 | 2190 |  |  |  | L80B50: > 200.000 hours |  | 73 |  |  | 9 | SFC | 25 °C | 0.132 | No Built-in accessory | Available | 730/559 | CIE(x=0.43. y=0.403) | Class1. Class2 | IK08 | [11 empty] | dimmable
TBD | NA/3/F/SWD/30/30/.../2 | image | datasheet | deeplink | TUNGSRAM - Navona - 2590lm - 30W - 3000K - 70CRI - TBD[SKU] - Post-top 42-76mm | 11 | Post-top 42-76mm |  | 1 | 30 | Yes |  |  | IK08 |  | -40°C to +50°C | ENEC. CE |  | CE. ENEC | [6 empty] | 66 | 3000 | 500x542x584mm |  | 220-240V | -40°C to +50°C | 5 years |  |  |  | >70 |  | 3000 | 2590 |  |  |  | L80B50: > 200.000 hours |  | 86 |  |  | 9 | SWD | 25 °C | 0.132 | No Built-in accessory | Available | 730/559 | CIE(x=0.43. y=0.403) | Class1. Class2 | IK08 | [11 empty] | dimmable
TBD | NA/3/F/SWC/30/30/.../2 | image | datasheet | deeplink | TUNGSRAM - Navona - 3040lm - 30W - 3000K - 70CRI - TBD[SKU] - Post-top 42-76mm | 11 | Post-top 42-76mm | LED | 1 | 30 | Yes |  |  | IK08 |  | -40°C to +50°C | ENEC. CE |  | CE. ENEC | [6 empty] | 66 | 3000 | 500x542x584mm |  | 220-240V | -40°C to +50°C | 5 years |  |  |  | >70 |  | 3000 | 3040 |  |  |  | L80B50: > 200.000 hours |  | 101 |  |  | 9 | SWC | 25 °C | 0.132 | No Built-in accessory | Available | 730/559 | CIE(x=0.43. y=0.403) | Class1. Class2 | IK08 | [11 empty] | dimmable
TBD | NA/3/F/AFC/29/30/.../S | image | datasheet | deeplink | TUNGSRAM - Navona - 2310lm - 31W - 3000K - 70CRI - TBD[SKU] - Side mount 42-76mm | 10 | Side mount 42-76mm |  | 1 | 31 | Yes |  |  | IK08 |  | -40°C to +50°C | ENEC. CE |  | CE. ENEC | [6 empty] | 66 | 3000 | 500x651x220mm |  | 220-240V | -40°C to +50°C | 5 years |  |  |  | >70 |  | 3000 | 2310 |  |  |  | L80B50: > 200.000 hours |  | 74 |  |  | 9 | AFC | 25 °C | 0.132 | No Built-in accessory | Available | 730/559 | CIE(x=0.43. y=0.403) | Class1. Class2 | IK08 | [11 empty] | dimmable
TBD | NA/3/F/ANC/29/30/.../S | image | datasheet | deeplink | TUNGSRAM - Navona - 2900lm - 31W - 3000K - 70CRI - TBD[SKU] - Side mount 42-76mm | 10 | Side mount 42-76mm | LED | 1 | 31 | Yes |  |  | IK08 |  | -40°C to +50°C | ENEC. CE |  | CE. ENEC | [6 empty] | 66 | 3000 | 500x651x220mm |  | 220-240V | -40°C to +50°C | 5 years |  |  |  | >70 |  | 3000 | 2900 |  |  |  | L80B50: > 200.000 hours |  | 93 |  |  | 9 | ANC | 25 °C | 0.132 | No Built-in accessory | Available | 730/559 | CIE(x=0.43. y=0.403) | Class1. Class2 | IK08 | [11 empty] | dimmable
TBD | NA/3/F/AWD/29/30/.../S | image | datasheet | deeplink | TUNGSRAM - Navona - 2460lm - 31W - 3000K - 70CRI - TBD[SKU] - Side mount 42-76mm | 10 | Side mount 42-76mm |  | 1 | 31 | Yes |  |  | IK08 |  | -40°C to +50°C | ENEC. CE |  | CE. ENEC | [6 empty] | 66 | 3000 | 500x651x220mm |  | 220-240V | -40°C to +50°C | 5 years |  |  |  | >70 |  | 3000 | 2460 |  |  |  | L80B50: > 200.000 hours |  | 79 |  |  | 9 | AWD | 25 °C | 0.132 | No Built-in accessory | Available | 730/559 | CIE(x=0.43. y=0.403) | Class1. Class2 | IK08 | [11 empty] | dimmable
TBD | NA/3/F/AWC/29/30/.../S | image | datasheet | deeplink | TUNGSRAM - Navona - 3040lm - 31W - 3000K - 70CRI - TBD[SKU] - Side mount 42-76mm | 10 | Side mount 42-76mm | LED | 1 | 31 | Yes |  |  | IK08 |  | -40°C to +50°C | ENEC. CE |  | CE. ENEC | [6 empty] | 66 | 3000 | 500x651x220mm |  | 220-240V | -40°C to +50°C | 5 years |  |  |  | >70 |  | 3000 | 3040 |  |  |  | L80B50: > 200.000 hours |  | 98 |  |  | 9 | AWC | 25 °C | 0.132 | No Built-in accessory | Available | 730/559 | CIE(x=0.43. y=0.403) | Class1. Class2 | IK08 | [11 empty] | dimmable
TBD | NA/3/F/AFC/29/30/.../1 | image | datasheet | deeplink | TUNGSRAM - Navona - 2310lm - 31W - 3000K - 70CRI - TBD[SKU] - Post-top 42-76mm | 11 | Post-top 42-76mm |  | 1 | 31 | Yes |  |  | IK08 |  | -40°C to +50°C | ENEC. CE |  | CE. ENEC | [6 empty] | 66 | 3000 | 500x542x584mm |  | 220-240V | -40°C to +50°C | 5 years |  |  |  | >70 |  | 3000 | 2310 |  |  |  | L80B50: > 200.000 hours |  | 74 |  |  | 9 | AFC | 25 °C | 0.132 | No Built-in accessory | Available | 730/559 | CIE(x=0.43. y=0.403) | Class1. Class2 | IK08 | [11 empty] | dimmable
TBD | NA/3/F/ANC/29/30/.../1 | image | datasheet | deeplink | TUNGSRAM - Navona - 2780lm - 31W - 3000K - 70CRI - TBD[SKU] - Post-top 42-76mm | 11 | Post-top 42-76mm | LED | 1 | 31 | Yes |  |  | IK08 |  | -40°C to +50°C | ENEC. CE |  | CE. ENEC | [6 empty] | 66 | 3000 | 500x542x584mm |  | 220-240V | -40°C to +50°C | 5 years |  |  |  | >70 |  | 3000 | 2780 |  |  |  | L80B50: > 200.000 hours |  | 89 |  |  | 9 | ANC | 25 °C | 0.132 | No Built-in accessory | Available | 730/559 | CIE(x=0.43. y=0.403) | Class1. Class2 | IK08 | [11 empty] | dimmable
TBD | NA/3/F/AWD/29/30/.../1 | image | datasheet | deeplink | TUNGSRAM - Navona - 2460lm - 31W - 3000K - 70CRI - TBD[SKU] - Post-top 42-76mm | 11 | Post-top 42-76mm |  | 1 | 31 | Yes |  |  | IK08 |  | -40°C to +50°C | ENEC. CE |  | CE. ENEC | [6 empty] | 66 | 3000 | 500x542x584mm |  | 220-240V | -40°C to +50°C | 5 years |  |  |  | >70 |  | 3000 | 2460 |  |  |  | L80B50: > 200.000 hours |  | 79 |  |  | 9 | AWD | 25 °C | 0.132 | No Built-in accessory | Available | 730/559 | CIE(x=0.43. y=0.403) | Class1. Class2 | IK08 | [11 empty] | dimmable
TBD | NA/3/F/AWC/29/30/.../1 | image | datasheet | deeplink | TUNGSRAM - Navona - 3010lm - 31W - 3000K - 70CRI - TBD[SKU] - Post-top 42-76mm | 11 | Post-top 42-76mm | LED | 1 | 31 | Yes |  |  | IK08 |  | -40°C to +50°C | ENEC. CE |  | CE. ENEC | [6 empty] | 66 | 3000 | 500x542x584mm |  | 220-240V | -40°C to +50°C | 5 years |  |  |  | >70 |  | 3000 | 3010 |  |  |  | L80B50: > 200.000 hours |  | 97 |  |  | 9 | AWC | 25 °C | 0.132 | No Built-in accessory | Available | 730/559 | CIE(x=0.43. y=0.403) | Class1. Class2 | IK08 | [11 empty] | dimmable
TBD | NA/3/F/AFC/20/30/.../S | image | datasheet | deeplink | TUNGSRAM - Navona - 1720lm - 21W - 3000K - 70CRI - TBD[SKU] - Side mount 42-76mm | 10 | Side mount 42-76mm |  | 1 | 21 | Yes |  |  | IK08 |  | -40°C to +50°C | ENEC. CE |  | CE. ENEC | [6 empty] | 66 | 3000 | 500x651x220mm |  | 220-240V | -40°C to +50°C | 5 years |  |  |  | >70 |  | 3000 | 1720 |  |  |  | L80B50: > 200.000 hours |  | 81 |  |  | 9 | AFC | 25 °C | 0.132 | No Built-in accessory | Available | 730/559 | CIE(x=0.43. y=0.403) | Class1. Class2 | IK08 | [11 empty] | dimmable
TBD | NA/3/F/ANC/20/30/.../S | image | datasheet | deeplink | TUNGSRAM - Navona - 2170lm - 21W - 3000K - 70CRI - TBD[SKU] - Side mount 42-76mm | 10 | Side mount 42-76mm | LED | 1 | 21 | Yes |  |  | IK08 |  | -40°C to +50°C | ENEC. CE |  | CE. ENEC | [6 empty] | 66 | 3000 | 500x651x220mm |  | 220-240V | -40°C to +50°C | 5 years |  |  |  | >70 |  | 3000 | 2170 |  |  |  | L80B50: > 200.000 hours |  | 103 |  |  | 9 | ANC | 25 °C | 0.132 | No Built-in accessory | Available | 730/559 | CIE(x=0.43. y=0.403) | Class1. Class2 | IK08 | [11 empty] | dimmable
TBD | NA/3/F/AWD/20/30/.../S | image | datasheet | deeplink | TUNGSRAM - Navona - 1840lm - 21W - 3000K - 70CRI - TBD[SKU] - Side mount 42-76mm | 10 | Side mount 42-76mm |  | 1 | 21 | Yes |  |  | IK08 |  | -40°C to +50°C | ENEC. CE |  | CE. ENEC | [6 empty] | 66 | 3000 | 500x651x220mm |  | 220-240V | -40°C to +50°C | 5 years |  |  |  | >70 |  | 3000 | 1840 |  |  |  | L80B50: > 200.000 hours |  | 87 |  |  | 9 | AWD | 25 °C | 0.132 | No Built-in accessory | Available | 730/559 | CIE(x=0.43. y=0.403) | Class1. Class2 | IK08 | [11 empty] | dimmable
TBD | NA/3/F/AWC/20/30/.../S | image | datasheet | deeplink | TUNGSRAM - Navona - 2270lm - 21W - 3000K - 70CRI - TBD[SKU] - Side mount 42-76mm | 10 | Side mount 42-76mm | LED | 1 | 21 | Yes |  |  | IK08 |  | -40°C to +50°C | ENEC. CE |  | CE. ENEC | [6 empty] | 66 | 3000 | 500x651x220mm |  | 220-240V | -40°C to +50°C | 5 years |  |  |  | >70 |  | 3000 | 2270 |  |  |  | L80B50: > 200.000 hours |  | 108 |  |  | 9 | AWC | 25 °C | 0.132 | No Built-in accessory | Available | 730/559 | CIE(x=0.43. y=0.403) | Class1. Class2 | IK08 | [11 empty] | dimmable
TBD | NA/3/F/AFC/20/30/.../1 | image | datasheet | deeplink | TUNGSRAM - Navona - 1720lm - 21W - 3000K - 70CRI - TBD[SKU] - Post-top 42-76mm | 11 | Post-top 42-76mm |  | 1 | 21 | Yes |  |  | IK08 |  | -40°C to +50°C | ENEC. CE |  | CE. ENEC | [6 empty] | 66 | 3000 | 500x542x584mm |  | 220-240V | -40°C to +50°C | 5 years |  |  |  | >70 |  | 3000 | 1720 |  |  |  | L80B50: > 200.000 hours |  | 81 |  |  | 9 | AFC | 25 °C | 0.132 | No Built-in accessory | Available | 730/559 | CIE(x=0.43. y=0.403) | Class1. Class2 | IK08 | [11 empty] | dimmable
TBD | NA/3/F/ANC/20/30/.../1 | image | datasheet | deeplink | TUNGSRAM - Navona - 2080lm - 21W - 3000K - 70CRI - TBD[SKU] - Post-top 42-76mm | 11 | Post-top 42-76mm | LED | 1 | 21 | Yes |  |  | IK08 |  | -40°C to +50°C | ENEC. CE |  | CE. ENEC | [6 empty] | 66 | 3000 | 500x542x584mm |  | 220-240V | -40°C to +50°C | 5 years |  |  |  | >70 |  | 3000 | 2080 |  |  |  | L80B50: > 200.000 hours |  | 99 |  |  | 9 | ANC | 25 °C | 0.132 | No Built-in accessory | Available | 730/559 | CIE(x=0.43. y=0.403) | Class1. Class2 | IK08 | [11 empty] | dimmable
TBD | NA/3/F/AWD/20/30/.../1 | image | datasheet | deeplink | TUNGSRAM - Navona - 1840lm - 21W - 3000K - 70CRI - TBD[SKU] - Post-top 42-76mm | 11 | Post-top 42-76mm |  | 1 | 21 | Yes |  |  | IK08 |  | -40°C to +50°C | ENEC. CE |  | CE. ENEC | [6 empty] | 66 | 3000 | 500x542x584mm |  | 220-240V | -40°C to +50°C | 5 years |  |  |  | >70 |  | 3000 | 1840 |  |  |  | L80B50: > 200.000 hours |  | 87 |  |  | 9 | AWD | 25 °C | 0.132 | No Built-in accessory | Available | 730/559 | CIE(x=0.43. y=0.403) | Class1. Class2 | IK08 | [11 empty] | dimmable
TBD | NA/3/F/AWC/20/30/.../1 | image | datasheet | deeplink | TUNGSRAM - Navona - 2250lm - 21W - 3000K - 70CRI - TBD[SKU] - Post-top 42-76mm | 11 | Post-top 42-76mm | LED | 1 | 21 | Yes |  |  | IK08 |  | -40°C to +50°C | ENEC. CE |  | CE. ENEC | [6 empty] | 66 | 3000 | 500x542x584mm |  | 220-240V | -40°C to +50°C | 5 years |  |  |  | >70 |  | 3000 | 2250 |  |  |  | L80B50: > 200.000 hours |  | 107 |  |  | 9 | AWC | 25 °C | 0.132 | No Built-in accessory | Available | 730/559 | CIE(x=0.43. y=0.403) | Class1. Class2 | IK08 | [11 empty] | dimmable
TBD | NA/3/F/AFC/70/27/.../S | image | datasheet | deeplink | TUNGSRAM - Navona - 5570lm - 70W - 2700K - 70CRI - TBD[SKU] - Side mount 42-76mm | 10 | Side mount 42-76mm |  | 1 | 70 | Yes |  |  | IK08 |  | -40°C to +50°C | ENEC. CE |  | CE. ENEC | [6 empty] | 66 | 2700 | 500x651x220mm |  | 220-240V | -40°C to +50°C | 5 years |  |  |  | >70 |  | 2700 | 5570 |  |  |  | L80B50: > 200.000 hours |  | 79 |  |  | 9 | AFC | 25 °C | 0.132 | No Built-in accessory | Available | 727/559 | CIE(x=0.4578. y=0.4101) | Class1. Class2 | IK08 | [11 empty] | dimmable
TBD | NA/3/F/ANC/70/27/.../S | image | datasheet | deeplink | TUNGSRAM - Navona - 7000lm - 70W - 2700K - 70CRI - TBD[SKU] - Side mount 42-76mm | 10 | Side mount 42-76mm | LED | 1 | 70 | Yes |  |  | IK08 |  | -40°C to +50°C | ENEC. CE |  | CE. ENEC | [6 empty] | 66 | 2700 | 500x651x220mm |  | 220-240V | -40°C to +50°C | 5 years |  |  |  | >70 |  | 2700 | 7000 |  |  |  | L80B50: > 200.000 hours |  | 100 |  |  | 9 | ANC | 25 °C | 0.132 | No Built-in accessory | Available | 727/559 | CIE(x=0.4578. y=0.4101) | Class1. Class2 | IK08 | [11 empty] | dimmable
TBD | NA/3/F/AWD/70/27/.../S | image | datasheet | deeplink | TUNGSRAM - Navona - 5940lm - 70W - 2700K - 70CRI - TBD[SKU] - Side mount 42-76mm | 10 | Side mount 42-76mm |  | 1 | 70 | Yes |  |  | IK08 |  | -40°C to +50°C | ENEC. CE |  | CE. ENEC | [6 empty] | 66 | 2700 | 500x651x220mm |  | 220-240V | -40°C to +50°C | 5 years |  |  |  | >70 |  | 2700 | 5940 |  |  |  | L80B50: > 200.000 hours |  | 84 |  |  | 9 | AWD | 25 °C | 0.132 | No Built-in accessory | Available | 727/559 | CIE(x=0.4578. y=0.4101) | Class1. Class2 | IK08 | [11 empty] | dimmable
TBD | NA/3/F/AWC/70/27/.../S | image | datasheet | deeplink | TUNGSRAM - Navona - 7330lm - 70W - 2700K - 70CRI - TBD[SKU] - Side mount 42-76mm | 10 | Side mount 42-76mm | LED | 1 | 70 | Yes |  |  | IK08 |  | -40°C to +50°C | ENEC. CE |  | CE. ENEC | [6 empty] | 66 | 2700 | 500x651x220mm |  | 220-240V | -40°C to +50°C | 5 years |  |  |  | >70 |  | 2700 | 7330 |  |  |  | L80B50: > 200.000 hours |  | 104 |  |  | 9 | AWC | 25 °C | 0.132 | No Built-in accessory | Available | 727/559 | CIE(x=0.4578. y=0.4101) | Class1. Class2 | IK08 | [11 empty] | dimmable
TBD | NA/3/F/AFC/70/27/.../1 | image | datasheet | deeplink | TUNGSRAM - Navona - 5570lm - 70W - 2700K - 70CRI - TBD[SKU] - Post-top 42-76mm | 11 | Post-top 42-76mm |  | 1 | 70 | Yes |  |  | IK08 |  | -40°C to +50°C | ENEC. CE |  | CE. ENEC | [6 empty] | 66 | 2700 | 500x542x584mm |  | 220-240V | -40°C to +50°C | 5 years |  |  |  | >70 |  | 2700 | 5570 |  |  |  | L80B50: > 200.000 hours |  | 79 |  |  | 9 | AFC | 25 °C | 0.132 | No Built-in accessory | Available | 727/559 | CIE(x=0.4578. y=0.4101) | Class1. Class2 | IK08 | [11 empty] | dimmable
TBD | NA/3/F/ANC/70/27/.../1 | image | datasheet | deeplink | TUNGSRAM - Navona - 6710lm - 70W - 2700K - 70CRI - TBD[SKU] - Post-top 42-76mm | 11 | Post-top 42-76mm | LED | 1 | 70 | Yes |  |  | IK08 |  | -40°C to +50°C | ENEC. CE |  | CE. ENEC | [6 empty] | 66 | 2700 | 500x542x584mm |  | 220-240V | -40°C to +50°C | 5 years |  |  |  | >70 |  | 2700 | 6710 |  |  |  | L80B50: > 200.000 hours |  | 95 |  |  | 9 | ANC | 25 °C | 0.132 | No Built-in accessory | Available | 727/559 | CIE(x=0.4578. y=0.4101) | Class1. Class2 | IK08 | [11 empty] | dimmable
TBD | NA/3/F/AWD/70/27/.../1 | image | datasheet | deeplink | TUNGSRAM - Navona - 5940lm - 70W - 2700K - 70CRI - TBD[SKU] - Post-top 42-76mm | 11 | Post-top 42-76mm |  | 1 | 70 | Yes |  |  | IK08 |  | -40°C to +50°C | ENEC. CE |  | CE. ENEC | [6 empty] | 66 | 2700 | 500x542x584mm |  | 220-240V | -40°C to +50°C | 5 years |  |  |  | >70 |  | 2700 | 5940 |  |  |  | L80B50: > 200.000 hours |  | 84 |  |  | 9 | AWD | 25 °C | 0.132 | No Built-in accessory | Available | 727/559 | CIE(x=0.4578. y=0.4101) | Class1. Class2 | IK08 | [11 empty] | dimmable
TBD | NA/3/F/AWC/70/27/.../1 | image | datasheet | deeplink | TUNGSRAM - Navona - 7270lm - 70W - 2700K - 70CRI - TBD[SKU] - Post-top 42-76mm | 11 | Post-top 42-76mm | LED | 1 | 70 | Yes |  |  | IK08 |  | -40°C to +50°C | ENEC. CE |  | CE. ENEC | [6 empty] | 66 | 2700 | 500x542x584mm |  | 220-240V | -40°C to +50°C | 5 years |  |  |  | >70 |  | 2700 | 7270 |  |  |  | L80B50: > 200.000 hours |  | 103 |  |  | 9 | AWC | 25 °C | 0.132 | No Built-in accessory | Available | 727/559 | CIE(x=0.4578. y=0.4101) | Class1. Class2 | IK08 | [11 empty] | dimmable
TBD | NA/3/F/SFC/70/27/.../2 | image | datasheet | deeplink | TUNGSRAM - Navona - 5040lm - 70W - 2700K - 70CRI - TBD[SKU] - Post-top 42-76mm | 11 | Post-top 42-76mm | LED | 1 | 70 | Yes |  |  | IK08 |  | -40°C to +50°C | ENEC. CE |  | CE. ENEC | [6 empty] | 66 | 2700 | 500x542x584mm |  | 220-240V | -40°C to +50°C | 5 years |  |  |  | >70 |  | 2700 | 5040 |  |  |  | L80B50: > 200.000 hours |  | 72 |  |  | 9 | SFC | 25 °C | 0.132 | No Built-in accessory | Available | 727/559 | CIE(x=0.4578. y=0.4101) | Class1. Class2 | IK08 | [11 empty] | dimmable
TBD | NA/3/F/SWD/70/27/.../2 | image | datasheet | deeplink | TUNGSRAM - Navona - 5920lm - 70W - 2700K - 70CRI - TBD[SKU] - Post-top 42-76mm | 11 | Post-top 42-76mm | LED | 1 | 70 | Yes |  |  | IK08 |  | -40°C to +50°C | ENEC. CE |  | CE. ENEC | [6 empty] | 66 | 2700 | 500x542x584mm |  | 220-240V | -40°C to +50°C | 5 years |  |  |  | >70 |  | 2700 | 5920 |  |  |  | L80B50: > 200.000 hours |  | 84 |  |  | 9 | SWD | 25 °C | 0.132 | No Built-in accessory | Available | 727/559 | CIE(x=0.4578. y=0.4101) | Class1. Class2 | IK08 | [11 empty] | dimmable
TBD | NA/3/F/SWC/70/27/.../2 | image | datasheet | deeplink | TUNGSRAM - Navona - 6960lm - 70W - 2700K - 70CRI - TBD[SKU] - Post-top 42-76mm | 11 | Post-top 42-76mm | LED | 1 | 70 | Yes |  |  | IK08 |  | -40°C to +50°C | ENEC. CE |  | CE. ENEC | [6 empty] | 66 | 2700 | 500x542x584mm |  | 220-240V | -40°C to +50°C | 5 years |  |  |  | >70 |  | 2700 | 6960 |  |  |  | L80B50: > 200.000 hours |  | 99 |  |  | 9 | SWC | 25 °C | 0.132 | No Built-in accessory | Available | 727/559 | CIE(x=0.4578. y=0.4101) | Class1. Class2 | IK08 | [11 empty] | dimmable
TBD | NA/3/F/AFC/60/27/.../S | image | datasheet | deeplink | TUNGSRAM - Navona - 4860lm - 61W - 2700K - 70CRI - TBD[SKU] - Side mount 42-76mm | 10 | Side mount 42-76mm |  | 1 | 61 | Yes |  |  | IK08 |  | -40°C to +50°C | ENEC. CE |  | CE. ENEC | [6 empty] | 66 | 2700 | 500x651x220mm |  | 220-240V | -40°C to +50°C | 5 years |  |  |  | >70 |  | 2700 | 4860 |  |  |  | L80B50: > 200.000 hours |  | 79 |  |  | 9 | AFC | 25 °C | 0.132 | No Built-in accessory | Available | 727/559 | CIE(x=0.4578. y=0.4101) | Class1. Class2 | IK08 | [11 empty] | dimmable
TBD | NA/3/F/ANC/60/27/.../S | image | datasheet | deeplink | TUNGSRAM - Navona - 6110lm - 61W - 2700K - 70CRI - TBD[SKU] - Side mount 42-76mm | 10 | Side mount 42-76mm | LED | 1 | 61 | Yes |  |  | IK08 |  | -40°C to +50°C | ENEC. CE |  | CE. ENEC | [6 empty] | 66 | 2700 | 500x651x220mm |  | 220-240V | -40°C to +50°C | 5 years |  |  |  | >70 |  | 2700 | 6110 |  |  |  | L80B50: > 200.000 hours |  | 100 |  |  | 9 | ANC | 25 °C | 0.132 | No Built-in accessory | Available | 727/559 | CIE(x=0.4578. y=0.4101) | Class1. Class2 | IK08 | [11 empty] | dimmable
TBD | NA/3/F/AWD/60/27/.../S | image | datasheet | deeplink | TUNGSRAM - Navona - 5180lm - 61W - 2700K - 70CRI - TBD[SKU] - Side mount 42-76mm | 10 | Side mount 42-76mm |  | 1 | 61 | Yes |  |  | IK08 |  | -40°C to +50°C | ENEC. CE |  | CE. ENEC | [6 empty] | 66 | 2700 | 500x651x220mm |  | 220-240V | -40°C to +50°C | 5 years |  |  |  | >70 |  | 2700 | 5180 |  |  |  | L80B50: > 200.000 hours |  | 84 |  |  | 9 | AWD | 25 °C | 0.132 | No Built-in accessory | Available | 727/559 | CIE(x=0.4578. y=0.4101) | Class1. Class2 | IK08 | [11 empty] | dimmable
TBD | NA/3/F/AWC/60/27/.../S | image | datasheet | deeplink | TUNGSRAM - Navona - 6400lm - 61W - 2700K - 70CRI - TBD[SKU] - Side mount 42-76mm | 10 | Side mount 42-76mm | LED | 1 | 61 | Yes |  |  | IK08 |  | -40°C to +50°C | ENEC. CE |  | CE. ENEC | [6 empty] | 66 | 2700 | 500x651x220mm |  | 220-240V | -40°C to +50°C | 5 years |  |  |  | >70 |  | 2700 | 6400 |  |  |  | L80B50: > 200.000 hours |  | 104 |  |  | 9 | AWC | 25 °C | 0.132 | No Built-in accessory | Available | 727/559 | CIE(x=0.4578. y=0.4101) | Class1. Class2 | IK08 | [11 empty] | dimmable
TBD | NA/3/F/AFC/60/27/.../1 | image | datasheet | deeplink | TUNGSRAM - Navona - 4860lm - 61W - 2700K - 70CRI - TBD[SKU] - Post-top 42-76mm | 11 | Post-top 42-76mm |  | 1 | 61 | Yes |  |  | IK08 |  | -40°C to +50°C | ENEC. CE |  | CE. ENEC | [6 empty] | 66 | 2700 | 500x542x584mm |  | 220-240V | -40°C to +50°C | 5 years |  |  |  | >70 |  | 2700 | 4860 |  |  |  | L80B50: > 200.000 hours |  | 79 |  |  | 9 | AFC | 25 °C | 0.132 | No Built-in accessory | Available | 727/559 | CIE(x=0.4578. y=0.4101) | Class1. Class2 | IK08 | [11 empty] | dimmable
TBD | NA/3/F/ANC/60/27/.../1 | image | datasheet | deeplink | TUNGSRAM - Navona - 5850lm - 61W - 2700K - 70CRI - TBD[SKU] - Post-top 42-76mm | 11 | Post-top 42-76mm | LED | 1 | 61 | Yes |  |  | IK08 |  | -40°C to +50°C | ENEC. CE |  | CE. ENEC | [6 empty] | 66 | 2700 | 500x542x584mm |  | 220-240V | -40°C to +50°C | 5 years |  |  |  | >70 |  | 2700 | 5850 |  |  |  | L80B50: > 200.000 hours |  | 95 |  |  | 9 | ANC | 25 °C | 0.132 | No Built-in accessory | Available | 727/559 | CIE(x=0.4578. y=0.4101) | Class1. Class2 | IK08 | [11 empty] | dimmable
TBD | NA/3/F/AWD/60/27/.../1 | image | datasheet | deeplink | TUNGSRAM - Navona - 5180lm - 61W - 2700K - 70CRI - TBD[SKU] - Post-top 42-76mm | 11 | Post-top 42-76mm |  | 1 | 61 | Yes |  |  | IK08 |  | -40°C to +50°C | ENEC. CE |  | CE. ENEC | [6 empty] | 66 | 2700 | 500x542x584mm |  | 220-240V | -40°C to +50°C | 5 years |  |  |  | >70 |  | 2700 | 5180 |  |  |  | L80B50: > 200.000 hours |  | 84 |  |  | 9 | AWD | 25 °C | 0.132 | No Built-in accessory | Available | 727/559 | CIE(x=0.4578. y=0.4101) | Class1. Class2 | IK08 | [11 empty] | dimmable
TBD | NA/3/F/AWC/60/27/.../1 | image | datasheet | deeplink | TUNGSRAM - Navona - 6350lm - 61W - 2700K - 70CRI - TBD[SKU] - Post-top 42-76mm | 11 | Post-top 42-76mm | LED | 1 | 61 | Yes |  |  | IK08 |  | -40°C to +50°C | ENEC. CE |  | CE. ENEC | [6 empty] | 66 | 2700 | 500x542x584mm |  | 220-240V | -40°C to +50°C | 5 years |  |  |  | >70 |  | 2700 | 6350 |  |  |  | L80B50: > 200.000 hours |  | 104 |  |  | 9 | AWC | 25 °C | 0.132 | No Built-in accessory | Available | 727/559 | CIE(x=0.4578. y=0.4101) | Class1. Class2 | IK08 | [11 empty] | dimmable
TBD | NA/3/F/SFC/60/27/.../2 | image | datasheet | deeplink | TUNGSRAM - Navona - 4390lm - 61W - 2700K - 70CRI - TBD[SKU] - Post-top 42-76mm | 11 | Post-top 42-76mm | LED | 1 | 61 | Yes |  |  | IK08 |  | -40°C to +50°C | ENEC. CE |  | CE. ENEC | [6 empty] | 66 | 2700 | 500x542x584mm |  | 220-240V | -40°C to +50°C | 5 years |  |  |  | >70 |  | 2700 | 4390 |  |  |  | L80B50: > 200.000 hours |  | 71 |  |  | 9 | SFC | 25 °C | 0.132 | No Built-in accessory | Available | 727/559 | CIE(x=0.4578. y=0.4101) | Class1. Class2 | IK08 | [11 empty] | dimmable
TBD | NA/3/F/SWD/60/27/.../2 | image | datasheet | deeplink | TUNGSRAM - Navona - 5170lm - 61W - 2700K - 70CRI - TBD[SKU] - Post-top 42-76mm | 11 | Post-top 42-76mm | LED | 1 | 61 | Yes |  |  | IK08 |  | -40°C to +50°C | ENEC. CE |  | CE. ENEC | [6 empty] | 66 | 2700 | 500x542x584mm |  | 220-240V | -40°C to +50°C | 5 years |  |  |  | >70 |  | 2700 | 5170 |  |  |  | L80B50: > 200.000 hours |  | 84 |  |  | 9 | SWD | 25 °C | 0.132 | No Built-in accessory | Available | 727/559 | CIE(x=0.4578. y=0.4101) | Class1. Class2 | IK08 | [11 empty] | dimmable
TBD | NA/3/F/SWC/60/27/.../2 | image | datasheet | deeplink | TUNGSRAM - Navona - 6070lm - 61W - 2700K - 70CRI - TBD[SKU] - Post-top 42-76mm | 11 | Post-top 42-76mm | LED | 1 | 61 | Yes |  |  | IK08 |  | -40°C to +50°C | ENEC. CE |  | CE. ENEC | [6 empty] | 66 | 2700 | 500x542x584mm |  | 220-240V | -40°C to +50°C | 5 years |  |  |  | >70 |  | 2700 | 6070 |  |  |  | L80B50: > 200.000 hours |  | 99 |  |  | 9 | SWC | 25 °C | 0.132 | No Built-in accessory | Available | 727/559 | CIE(x=0.4578. y=0.4101) | Class1. Class2 | IK08 | [11 empty] | dimmable
TBD | NA/3/F/AFC/50/27/.../S | image | datasheet | deeplink | TUNGSRAM - Navona - 4130lm - 51W - 2700K - 70CRI - TBD[SKU] - Side mount 42-76mm | 10 | Side mount 42-76mm |  | 1 | 51 | Yes |  |  | IK08 |  | -40°C to +50°C | ENEC. CE |  | CE. ENEC | [6 empty] | 66 | 2700 | 500x651x220mm |  | 220-240V | -40°C to +50°C | 5 years |  |  |  | >70 |  | 2700 | 4130 |  |  |  | L80B50: > 200.000 hours |  | 80 |  |  | 9 | AFC | 25 °C | 0.132 | No Built-in accessory | Available | 727/559 | CIE(x=0.4578. y=0.4101) | Class1. Class2 | IK08 | [11 empty] | dimmable
TBD | NA/3/F/ANC/50/27/.../S | image | datasheet | deeplink | TUNGSRAM - Navona - 5200lm - 51W - 2700K - 70CRI - TBD[SKU] - Side mount 42-76mm | 10 | Side mount 42-76mm | LED | 1 | 51 | Yes |  |  | IK08 |  | -40°C to +50°C | ENEC. CE |  | CE. ENEC | [6 empty] | 66 | 2700 | 500x651x220mm |  | 220-240V | -40°C to +50°C | 5 years |  |  |  | >70 |  | 2700 | 5200 |  |  |  | L80B50: > 200.000 hours |  | 101 |  |  | 9 | ANC | 25 °C | 0.132 | No Built-in accessory | Available | 727/559 | CIE(x=0.4578. y=0.4101) | Class1. Class2 | IK08 | [11 empty] | dimmable
TBD | NA/3/F/AWD/50/27/.../S | image | datasheet | deeplink | TUNGSRAM - Navona - 4400lm - 51W - 2700K - 70CRI - TBD[SKU] - Side mount 42-76mm | 10 | Side mount 42-76mm |  | 1 | 51 | Yes |  |  | IK08 |  | -40°C to +50°C | ENEC. CE |  | CE. ENEC | [6 empty] | 66 | 2700 | 500x651x220mm |  | 220-240V | -40°C to +50°C | 5 years |  |  |  | >70 |  | 2700 | 4400 |  |  |  | L80B50: > 200.000 hours |  | 86 |  |  | 9 | AWD | 25 °C | 0.132 | No Built-in accessory | Available | 727/559 | CIE(x=0.4578. y=0.4101) | Class1. Class2 | IK08 | [11 empty] | dimmable
TBD | NA/3/F/AWC/50/27/.../S | image | datasheet | deeplink | TUNGSRAM - Navona - 5440lm - 51W - 2700K - 70CRI - TBD[SKU] - Side mount 42-76mm | 10 | Side mount 42-76mm | LED | 1 | 51 | Yes |  |  | IK08 |  | -40°C to +50°C | ENEC. CE |  | CE. ENEC | [6 empty] | 66 | 2700 | 500x651x220mm |  | 220-240V | -40°C to +50°C | 5 years |  |  |  | >70 |  | 2700 | 5440 |  |  |  | L80B50: > 200.000 hours |  | 106 |  |  | 9 | AWC | 25 °C | 0.132 | No Built-in accessory | Available | 727/559 | CIE(x=0.4578. y=0.4101) | Class1. Class2 | IK08 | [11 empty] | dimmable
TBD | NA/3/F/AFC/50/27/.../1 | image | datasheet | deeplink | TUNGSRAM - Navona - 4130lm - 51W - 2700K - 70CRI - TBD[SKU] - Post-top 42-76mm | 11 | Post-top 42-76mm |  | 1 | 51 | Yes |  |  | IK08 |  | -40°C to +50°C | ENEC. CE |  | CE. ENEC | [6 empty] | 66 | 2700 | 500x542x584mm |  | 220-240V | -40°C to +50°C | 5 years |  |  |  | >70 |  | 2700 | 4130 |  |  |  | L80B50: > 200.000 hours |  | 80 |  |  | 9 | AFC | 25 °C | 0.132 | No Built-in accessory | Available | 727/559 | CIE(x=0.4578. y=0.4101) | Class1. Class2 | IK08 | [11 empty] | dimmable
TBD | NA/3/F/ANC/50/27/.../1 | image | datasheet | deeplink | TUNGSRAM - Navona - 4980lm - 51W - 2700K - 70CRI - TBD[SKU] - Post-top 42-76mm | 11 | Post-top 42-76mm | LED | 1 | 51 | Yes |  |  | IK08 |  | -40°C to +50°C | ENEC. CE |  | CE. ENEC | [6 empty] | 66 | 2700 | 500x542x584mm |  | 220-240V | -40°C to +50°C | 5 years |  |  |  | >70 |  | 2700 | 4980 |  |  |  | L80B50: > 200.000 hours |  | 97 |  |  | 9 | ANC | 25 °C | 0.132 | No Built-in accessory | Available | 727/559 | CIE(x=0.4578. y=0.4101) | Class1. Class2 | IK08 | [11 empty] | dimmable
TBD | NA/3/F/AWD/50/27/.../1 | image | datasheet | deeplink | TUNGSRAM - Navona - 4400lm - 51W - 2700K - 70CRI - TBD[SKU] - Post-top 42-76mm | 11 | Post-top 42-76mm |  | 1 | 51 | Yes |  |  | IK08 |  | -40°C to +50°C | ENEC. CE |  | CE. ENEC | [6 empty] | 66 | 2700 | 500x542x584mm |  | 220-240V | -40°C to +50°C | 5 years |  |  |  | >70 |  | 2700 | 4400 |  |  |  | L80B50: > 200.000 hours |  | 86 |  |  | 9 | AWD | 25 °C | 0.132 | No Built-in accessory | Available | 727/559 | CIE(x=0.4578. y=0.4101) | Class1. Class2 | IK08 | [11 empty] | dimmable
TBD | NA/3/F/AWC/50/27/.../1 | image | datasheet | deeplink | TUNGSRAM - Navona - 5400lm - 51W - 2700K - 70CRI - TBD[SKU] - Post-top 42-76mm | 11 | Post-top 42-76mm | LED | 1 | 51 | Yes |  |  | IK08 |  | -40°C to +50°C | ENEC. CE |  | CE. ENEC | [6 empty] | 66 | 2700 | 500x542x584mm |  | 220-240V | -40°C to +50°C | 5 years |  |  |  | >70 |  | 2700 | 5400 |  |  |  | L80B50: > 200.000 hours |  | 105 |  |  | 9 | AWC | 25 °C | 0.132 | No Built-in accessory | Available | 727/559 | CIE(x=0.4578. y=0.4101) | Class1. Class2 | IK08 | [11 empty] | dimmable
TBD | NA/3/F/SFC/50/27/.../2 | image | datasheet | deeplink | TUNGSRAM - Navona - 3730lm - 51W - 2700K - 70CRI - TBD[SKU] - Post-top 42-76mm | 11 | Post-top 42-76mm | LED | 1 | 51 | Yes |  |  | IK08 |  | -40°C to +50°C | ENEC. CE |  | CE. ENEC | [6 empty] | 66 | 2700 | 500x542x584mm |  | 220-240V | -40°C to +50°C | 5 years |  |  |  | >70 |  | 2700 | 3730 |  |  |  | L80B50: > 200.000 hours |  | 73 |  |  | 9 | SFC | 25 °C | 0.132 | No Built-in accessory | Available | 727/559 | CIE(x=0.4578. y=0.4101) | Class1. Class2 | IK08 | [11 empty] | dimmable
TBD | NA/3/F/SWD/50/27/.../2 | image | datasheet | deeplink | TUNGSRAM - Navona - 4390lm - 51W - 2700K - 70CRI - TBD[SKU] - Post-top 42-76mm | 11 | Post-top 42-76mm | LED | 1 | 51 | Yes |  |  | IK08 |  | -40°C to +50°C | ENEC. CE |  | CE. ENEC | [6 empty] | 66 | 2700 | 500x542x584mm |  | 220-240V | -40°C to +50°C | 5 years |  |  |  | >70 |  | 2700 | 4390 |  |  |  | L80B50: > 200.000 hours |  | 86 |  |  | 9 | SWD | 25 °C | 0.132 | No Built-in accessory | Available | 727/559 | CIE(x=0.4578. y=0.4101) | Class1. Class2 | IK08 | [11 empty] | dimmable
TBD | NA/3/F/SWC/50/27/.../2 | image | datasheet | deeplink | TUNGSRAM - Navona - 5160lm - 51W - 2700K - 70CRI - TBD[SKU] - Post-top 42-76mm | 11 | Post-top 42-76mm | LED | 1 | 51 | Yes |  |  | IK08 |  | -40°C to +50°C | ENEC. CE |  | CE. ENEC | [6 empty] | 66 | 2700 | 500x542x584mm |  | 220-240V | -40°C to +50°C | 5 years |  |  |  | >70 |  | 2700 | 5160 |  |  |  | L80B50: > 200.000 hours |  | 101 |  |  | 9 | SWC | 25 °C | 0.132 | No Built-in accessory | Available | 727/559 | CIE(x=0.4578. y=0.4101) | Class1. Class2 | IK08 | [11 empty] | dimmable
TBD | NA/3/F/AFC/40/27/.../S | image | datasheet | deeplink | TUNGSRAM - Navona - 3310lm - 41W - 2700K - 70CRI - TBD[SKU] - Side mount 42-76mm | 10 | Side mount 42-76mm |  | 1 | 41 | Yes |  |  | IK08 |  | -40°C to +50°C | ENEC. CE |  | CE. ENEC | [6 empty] | 66 | 2700 | 500x651x220mm |  | 220-240V | -40°C to +50°C | 5 years |  |  |  | >70 |  | 2700 | 3310 |  |  |  | L80B50: > 200.000 hours |  | 80 |  |  | 9 | AFC | 25 °C | 0.132 | No Built-in accessory | Available | 727/559 | CIE(x=0.4578. y=0.4101) | Class1. Class2 | IK08 | [11 empty] | dimmable
TBD | NA/3/F/ANC/40/27/.../S | image | datasheet | deeplink | TUNGSRAM - Navona - 4160lm - 41W - 2700K - 70CRI - TBD[SKU] - Side mount 42-76mm | 10 | Side mount 42-76mm | LED | 1 | 41 | Yes |  |  | IK08 |  | -40°C to +50°C | ENEC. CE |  | CE. ENEC | [6 empty] | 66 | 2700 | 500x651x220mm |  | 220-240V | -40°C to +50°C | 5 years |  |  |  | >70 |  | 2700 | 4160 |  |  |  | L80B50: > 200.000 hours |  | 101 |  |  | 9 | ANC | 25 °C | 0.132 | No Built-in accessory | Available | 727/559 | CIE(x=0.4578. y=0.4101) | Class1. Class2 | IK08 | [11 empty] | dimmable
TBD | NA/3/F/AWD/40/27/.../S | image | datasheet | deeplink | TUNGSRAM - Navona - 3530lm - 41W - 2700K - 70CRI - TBD[SKU] - Side mount 42-76mm | 10 | Side mount 42-76mm |  | 1 | 41 | Yes |  |  | IK08 |  | -40°C to +50°C | ENEC. CE |  | CE. ENEC | [6 empty] | 66 | 2700 | 500x651x220mm |  | 220-240V | -40°C to +50°C | 5 years |  |  |  | >70 |  | 2700 | 3530 |  |  |  | L80B50: > 200.000 hours |  | 86 |  |  | 9 | AWD | 25 °C | 0.132 | No Built-in accessory | Available | 727/559 | CIE(x=0.4578. y=0.4101) | Class1. Class2 | IK08 | [11 empty] | dimmable
TBD | NA/3/F/AWC/40/27/.../S | image | datasheet | deeplink | TUNGSRAM - Navona - 4350lm - 41W - 2700K - 70CRI - TBD[SKU] - Side mount 42-76mm | 10 | Side mount 42-76mm | LED | 1 | 41 | Yes |  |  | IK08 |  | -40°C to +50°C | ENEC. CE |  | CE. ENEC | [6 empty] | 66 | 2700 | 500x651x220mm |  | 220-240V | -40°C to +50°C | 5 years |  |  |  | >70 |  | 2700 | 4350 |  |  |  | L80B50: > 200.000 hours |  | 106 |  |  | 9 | AWC | 25 °C | 0.132 | No Built-in accessory | Available | 727/559 | CIE(x=0.4578. y=0.4101) | Class1. Class2 | IK08 | [11 empty] | dimmable
TBD | NA/3/F/AFC/40/27/.../1 | image | datasheet | deeplink | TUNGSRAM - Navona - 3310lm - 41W - 2700K - 70CRI - TBD[SKU] - Post-top 42-76mm | 11 | Post-top 42-76mm |  | 1 | 41 | Yes |  |  | IK08 |  | -40°C to +50°C | ENEC. CE |  | CE. ENEC | [6 empty] | 66 | 2700 | 500x542x584mm |  | 220-240V | -40°C to +50°C | 5 years |  |  |  | >70 |  | 2700 | 3310 |  |  |  | L80B50: > 200.000 hours |  | 80 |  |  | 9 | AFC | 25 °C | 0.132 | No Built-in accessory | Available | 727/559 | CIE(x=0.4578. y=0.4101) | Class1. Class2 | IK08 | [11 empty] | dimmable
TBD | NA/3/F/ANC/40/27/.../1 | image | datasheet | deeplink | TUNGSRAM - Navona - 3980lm - 41W - 2700K - 70CRI - TBD[SKU] - Post-top 42-76mm | 11 | Post-top 42-76mm | LED | 1 | 41 | Yes |  |  | IK08 |  | -40°C to +50°C | ENEC. CE |  | CE. ENEC | [6 empty] | 66 | 2700 | 500x542x584mm |  | 220-240V | -40°C to +50°C | 5 years |  |  |  | >70 |  | 2700 | 3980 |  |  |  | L80B50: > 200.000 hours |  | 97 |  |  | 9 | ANC | 25 °C | 0.132 | No Built-in accessory | Available | 727/559 | CIE(x=0.4578. y=0.4101) | Class1. Class2 | IK08 | [11 empty] | dimmable
TBD | NA/3/F/AWD/40/27/.../1 | image | datasheet | deeplink | TUNGSRAM - Navona - 3530lm - 41W - 2700K - 70CRI - TBD[SKU] - Post-top 42-76mm | 11 | Post-top 42-76mm |  | 1 | 41 | Yes |  |  | IK08 |  | -40°C to +50°C | ENEC. CE |  | CE. ENEC | [6 empty] | 66 | 2700 | 500x542x584mm |  | 220-240V | -40°C to +50°C | 5 years |  |  |  | >70 |  | 2700 | 3530 |  |  |  | L80B50: > 200.000 hours |  | 86 |  |  | 9 | AWD | 25 °C | 0.132 | No Built-in accessory | Available | 727/559 | CIE(x=0.4578. y=0.4101) | Class1. Class2 | IK08 | [11 empty] | dimmable
TBD | NA/3/F/AWC/40/27/.../1 | image | datasheet | deeplink | TUNGSRAM - Navona - 4320lm - 41W - 2700K - 70CRI - TBD[SKU] - Post-top 42-76mm | 11 | Post-top 42-76mm | LED | 1 | 41 | Yes |  |  | IK08 |  | -40°C to +50°C | ENEC. CE |  | CE. ENEC | [6 empty] | 66 | 2700 | 500x542x584mm |  | 220-240V | -40°C to +50°C | 5 years |  |  |  | >70 |  | 2700 | 4320 |  |  |  | L80B50: > 200.000 hours |  | 105 |  |  | 9 | AWC | 25 °C | 0.132 | No Built-in accessory | Available | 727/559 | CIE(x=0.4578. y=0.4101) | Class1. Class2 | IK08 | [11 empty] | dimmable
TBD | NA/3/F/SFC/40/27/.../2 | image | datasheet | deeplink | TUNGSRAM - Navona - 2990lm - 41W - 2700K - 70CRI - TBD[SKU] - Post-top 42-76mm | 11 | Post-top 42-76mm | LED | 1 | 41 | Yes |  |  | IK08 |  | -40°C to +50°C | ENEC. CE |  | CE. ENEC | [6 empty] | 66 | 2700 | 500x542x584mm |  | 220-240V | -40°C to +50°C | 5 years |  |  |  | >70 |  | 2700 | 2990 |  |  |  | L80B50: > 200.000 hours |  | 72 |  |  | 9 | SFC | 25 °C | 0.132 | No Built-in accessory | Available | 727/559 | CIE(x=0.4578. y=0.4101) | Class1. Class2 | IK08 | [11 empty] | dimmable
TBD | NA/3/F/SWD/40/27/.../2 | image | datasheet | deeplink | TUNGSRAM - Navona - 3520lm - 41W - 2700K - 70CRI - TBD[SKU] - Post-top 42-76mm | 11 | Post-top 42-76mm | LED | 1 | 41 | Yes |  |  | IK08 |  | -40°C to +50°C | ENEC. CE |  | CE. ENEC | [6 empty] | 66 | 2700 | 500x542x584mm |  | 220-240V | -40°C to +50°C | 5 years |  |  |  | >70 |  | 2700 | 3520 |  |  |  | L80B50: > 200.000 hours |  | 85 |  |  | 9 | SWD | 25 °C | 0.132 | No Built-in accessory | Available | 727/559 | CIE(x=0.4578. y=0.4101) | Class1. Class2 | IK08 | [11 empty] | dimmable
TBD | NA/3/F/SWC/40/27/.../2 | image | datasheet | deeplink | TUNGSRAM - Navona - 4130lm - 41W - 2700K - 70CRI - TBD[SKU] - Post-top 42-76mm | 11 | Post-top 42-76mm | LED | 1 | 41 | Yes |  |  | IK08 |  | -40°C to +50°C | ENEC. CE |  | CE. ENEC | [6 empty] | 66 | 2700 | 500x542x584mm |  | 220-240V | -40°C to +50°C | 5 years |  |  |  | >70 |  | 2700 | 4130 |  |  |  | L80B50: > 200.000 hours |  | 100 |  |  | 9 | SWC | 25 °C | 0.132 | No Built-in accessory | Available | 727/559 | CIE(x=0.4578. y=0.4101) | Class1. Class2 | IK08 | [11 empty] | dimmable
TBD | NA/3/F/AFC/30/27/.../S | image | datasheet | deeplink | TUNGSRAM - Navona - 2430lm - 30W - 2700K - 70CRI - TBD[SKU] - Side mount 42-76mm | 10 | Side mount 42-76mm |  | 1 | 30 | Yes |  |  | IK08 |  | -40°C to +50°C | ENEC. CE |  | CE. ENEC | [6 empty] | 66 | 2700 | 500x651x220mm |  | 220-240V | -40°C to +50°C | 5 years |  |  |  | >70 |  | 2700 | 2430 |  |  |  | L80B50: > 200.000 hours |  | 81 |  |  | 9 | AFC | 25 °C | 0.132 | No Built-in accessory | Available | 727/559 | CIE(x=0.4578. y=0.4101) | Class1. Class2 | IK08 | [11 empty] | dimmable
TBD | NA/3/F/ANC/30/27/.../S | image | datasheet | deeplink | TUNGSRAM - Navona - 3060lm - 30W - 2700K - 70CRI - TBD[SKU] - Side mount 42-76mm | 10 | Side mount 42-76mm | LED | 1 | 30 | Yes |  |  | IK08 |  | -40°C to +50°C | ENEC. CE |  | CE. ENEC | [6 empty] | 66 | 2700 | 500x651x220mm |  | 220-240V | -40°C to +50°C | 5 years |  |  |  | >70 |  | 2700 | 3060 |  |  |  | L80B50: > 200.000 hours |  | 102 |  |  | 9 | ANC | 25 °C | 0.132 | No Built-in accessory | Available | 727/559 | CIE(x=0.4578. y=0.4101) | Class1. Class2 | IK08 | [11 empty] | dimmable
TBD | NA/3/F/AWD/30/27/.../S | image | datasheet | deeplink | TUNGSRAM - Navona - 2590lm - 30W - 2700K - 70CRI - TBD[SKU] - Side mount 42-76mm | 10 | Side mount 42-76mm |  | 1 | 30 | Yes |  |  | IK08 |  | -40°C to +50°C | ENEC. CE |  | CE. ENEC | [6 empty] | 66 | 2700 | 500x651x220mm |  | 220-240V | -40°C to +50°C | 5 years |  |  |  | >70 |  | 2700 | 2590 |  |  |  | L80B50: > 200.000 hours |  | 86 |  |  | 9 | AWD | 25 °C | 0.132 | No Built-in accessory | Available | 727/559 | CIE(x=0.4578. y=0.4101) | Class1. Class2 | IK08 | [11 empty] | dimmable
TBD | NA/3/F/AWC/30/27/.../S | image | datasheet | deeplink | TUNGSRAM - Navona - 3200lm - 30W - 2700K - 70CRI - TBD[SKU] - Side mount 42-76mm | 10 | Side mount 42-76mm | LED | 1 | 30 | Yes |  |  | IK08 |  | -40°C to +50°C | ENEC. CE |  | CE. ENEC | [6 empty] | 66 | 2700 | 500x651x220mm |  | 220-240V | -40°C to +50°C | 5 years |  |  |  | >70 |  | 2700 | 3200 |  |  |  | L80B50: > 200.000 hours |  | 106 |  |  | 9 | AWC | 25 °C | 0.132 | No Built-in accessory | Available | 727/559 | CIE(x=0.4578. y=0.4101) | Class1. Class2 | IK08 | [11 empty] | dimmable
TBD | NA/3/F/AFC/30/27/.../1 | image | datasheet | deeplink | TUNGSRAM - Navona - 2430lm - 30W - 2700K - 70CRI - TBD[SKU] - Post-top 42-76mm | 11 | Post-top 42-76mm |  | 1 | 30 | Yes |  |  | IK08 |  | -40°C to +50°C | ENEC. CE |  | CE. ENEC | [6 empty] | 66 | 2700 | 500x542x584mm |  | 220-240V | -40°C to +50°C | 5 years |  |  |  | >70 |  | 2700 | 2430 |  |  |  | L80B50: > 200.000 hours |  | 81 |  |  | 9 | AFC | 25 °C | 0.132 | No Built-in accessory | Available | 727/559 | CIE(x=0.4578. y=0.4101) | Class1. Class2 | IK08 | [11 empty] | dimmable
TBD | NA/3/F/ANC/30/27/.../1 | image | datasheet | deeplink | TUNGSRAM - Navona - 2920lm - 30W - 2700K - 70CRI - TBD[SKU] - Post-top 42-76mm | 11 | Post-top 42-76mm | LED | 1 | 30 | Yes |  |  | IK08 |  | -40°C to +50°C | ENEC. CE |  | CE. ENEC | [6 empty] | 66 | 2700 | 500x542x584mm |  | 220-240V | -40°C to +50°C | 5 years |  |  |  | >70 |  | 2700 | 2920 |  |  |  | L80B50: > 200.000 hours |  | 97 |  |  | 9 | ANC | 25 °C | 0.132 | No Built-in accessory | Available | 727/559 | CIE(x=0.4578. y=0.4101) | Class1. Class2 | IK08 | [11 empty] | dimmable
TBD | NA/3/F/AWD/30/27/.../1 | image | datasheet | deeplink | TUNGSRAM - Navona - 2590lm - 30W - 2700K - 70CRI - TBD[SKU] - Post-top 42-76mm | 11 | Post-top 42-76mm |  | 1 | 30 | Yes |  |  | IK08 |  | -40°C to +50°C | ENEC. CE |  | CE. ENEC | [6 empty] | 66 | 2700 | 500x542x584mm |  | 220-240V | -40°C to +50°C | 5 years |  |  |  | >70 |  | 2700 | 2590 |  |  |  | L80B50: > 200.000 hours |  | 86 |  |  | 9 | AWD | 25 °C | 0.132 | No Built-in accessory | Available | 727/559 | CIE(x=0.4578. y=0.4101) | Class1. Class2 | IK08 | [11 empty] | dimmable
TBD | NA/3/F/AWC/30/27/.../1 | image | datasheet | deeplink | TUNGSRAM - Navona - 3170lm - 30W - 2700K - 70CRI - TBD[SKU] - Post-top 42-76mm | 11 | Post-top 42-76mm | LED | 1 | 30 | Yes |  |  | IK08 |  | -40°C to +50°C | ENEC. CE |  | CE. ENEC | [6 empty] | 66 | 2700 | 500x542x584mm |  | 220-240V | -40°C to +50°C | 5 years |  |  |  | >70 |  | 2700 | 3170 |  |  |  | L80B50: > 200.000 hours |  | 105 |  |  | 9 | AWC | 25 °C | 0.132 | No Built-in accessory | Available | 727/559 | CIE(x=0.4578. y=0.4101) | Class1. Class2 | IK08 | [11 empty] | dimmable
TBD | NA/3/F/SFC/30/27/.../2 | image | datasheet | deeplink | TUNGSRAM - Navona - 2190lm - 30W - 2700K - 70CRI - TBD[SKU] - Post-top 42-76mm | 11 | Post-top 42-76mm | LED | 1 | 30 | Yes |  |  | IK08 |  | -40°C to +50°C | ENEC. CE |  | CE. ENEC | [6 empty] | 66 | 2700 | 500x542x584mm |  | 220-240V | -40°C to +50°C | 5 years |  |  |  | >70 |  | 2700 | 2190 |  |  |  | L80B50: > 200.000 hours |  | 73 |  |  | 9 | SFC | 25 °C | 0.132 | No Built-in accessory | Available | 727/559 | CIE(x=0.4578. y=0.4101) | Class1. Class2 | IK08 | [11 empty] | dimmable
TBD | NA/3/F/SWD/30/27/.../2 | image | datasheet | deeplink | TUNGSRAM - Navona - 2590lm - 30W - 2700K - 70CRI - TBD[SKU] - Post-top 42-76mm | 11 | Post-top 42-76mm |  | 1 | 30 | Yes |  |  | IK08 |  | -40°C to +50°C | ENEC. CE |  | CE. ENEC | [6 empty] | 66 | 2700 | 500x542x584mm |  | 220-240V | -40°C to +50°C | 5 years |  |  |  | >70 |  | 2700 | 2590 |  |  |  | L80B50: > 200.000 hours |  | 86 |  |  | 9 | SWD | 25 °C | 0.132 | No Built-in accessory | Available | 727/559 | CIE(x=0.4578. y=0.4101) | Class1. Class2 | IK08 | [11 empty] | dimmable
TBD | NA/3/F/SWC/30/27/.../2 | image | datasheet | deeplink | TUNGSRAM - Navona - 3040lm - 30W - 2700K - 70CRI - TBD[SKU] - Post-top 42-76mm | 11 | Post-top 42-76mm | LED | 1 | 30 | Yes |  |  | IK08 |  | -40°C to +50°C | ENEC. CE |  | CE. ENEC | [6 empty] | 66 | 2700 | 500x542x584mm |  | 220-240V | -40°C to +50°C | 5 years |  |  |  | >70 |  | 2700 | 3040 |  |  |  | L80B50: > 200.000 hours |  | 101 |  |  | 9 | SWC | 25 °C | 0.132 | No Built-in accessory | Available | 727/559 | CIE(x=0.4578. y=0.4101) | Class1. Class2 | IK08 | [11 empty] | dimmable
TBD | NA/3/F/AFC/29/27/.../S | image | datasheet | deeplink | TUNGSRAM - Navona - 2310lm - 31W - 2700K - 70CRI - TBD[SKU] - Side mount 42-76mm | 10 | Side mount 42-76mm |  | 1 | 31 | Yes |  |  | IK08 |  | -40°C to +50°C | ENEC. CE |  | CE. ENEC | [6 empty] | 66 | 2700 | 500x651x220mm |  | 220-240V | -40°C to +50°C | 5 years |  |  |  | >70 |  | 2700 | 2310 |  |  |  | L80B50: > 200.000 hours |  | 74 |  |  | 9 | AFC | 25 °C | 0.132 | No Built-in accessory | Available | 727/559 | CIE(x=0.4578. y=0.4101) | Class1. Class2 | IK08 | [11 empty] | dimmable
TBD | NA/3/F/ANC/29/27/.../S | image | datasheet | deeplink | TUNGSRAM - Navona - 2900lm - 31W - 2700K - 70CRI - TBD[SKU] - Side mount 42-76mm | 10 | Side mount 42-76mm | LED | 1 | 31 | Yes |  |  | IK08 |  | -40°C to +50°C | ENEC. CE |  | CE. ENEC | [6 empty] | 66 | 2700 | 500x651x220mm |  | 220-240V | -40°C to +50°C | 5 years |  |  |  | >70 |  | 2700 | 2900 |  |  |  | L80B50: > 200.000 hours |  | 93 |  |  | 9 | ANC | 25 °C | 0.132 | No Built-in accessory | Available | 727/559 | CIE(x=0.4578. y=0.4101) | Class1. Class2 | IK08 | [11 empty] | dimmable
TBD | NA/3/F/AWD/29/27/.../S | image | datasheet | deeplink | TUNGSRAM - Navona - 2460lm - 31W - 2700K - 70CRI - TBD[SKU] - Side mount 42-76mm | 10 | Side mount 42-76mm |  | 1 | 31 | Yes |  |  | IK08 |  | -40°C to +50°C | ENEC. CE |  | CE. ENEC | [6 empty] | 66 | 2700 | 500x651x220mm |  | 220-240V | -40°C to +50°C | 5 years |  |  |  | >70 |  | 2700 | 2460 |  |  |  | L80B50: > 200.000 hours |  | 79 |  |  | 9 | AWD | 25 °C | 0.132 | No Built-in accessory | Available | 727/559 | CIE(x=0.4578. y=0.4101) | Class1. Class2 | IK08 | [11 empty] | dimmable
TBD | NA/3/F/AWC/29/27/.../S | image | datasheet | deeplink | TUNGSRAM - Navona - 3040lm - 31W - 2700K - 70CRI - TBD[SKU] - Side mount 42-76mm | 10 | Side mount 42-76mm | LED | 1 | 31 | Yes |  |  | IK08 |  | -40°C to +50°C | ENEC. CE |  | CE. ENEC | [6 empty] | 66 | 2700 | 500x651x220mm |  | 220-240V | -40°C to +50°C | 5 years |  |  |  | >70 |  | 2700 | 3040 |  |  |  | L80B50: > 200.000 hours |  | 98 |  |  | 9 | AWC | 25 °C | 0.132 | No Built-in accessory | Available | 727/559 | CIE(x=0.4578. y=0.4101) | Class1. Class2 | IK08 | [11 empty] | dimmable
TBD | NA/3/F/AFC/29/27/.../1 | image | datasheet | deeplink | TUNGSRAM - Navona - 2310lm - 31W - 2700K - 70CRI - TBD[SKU] - Post-top 42-76mm | 11 | Post-top 42-76mm |  | 1 | 31 | Yes |  |  | IK08 |  | -40°C to +50°C | ENEC. CE |  | CE. ENEC | [6 empty] | 66 | 2700 | 500x542x584mm |  | 220-240V | -40°C to +50°C | 5 years |  |  |  | >70 |  | 2700 | 2310 |  |  |  | L80B50: > 200.000 hours |  | 74 |  |  | 9 | AFC | 25 °C | 0.132 | No Built-in accessory | Available | 727/559 | CIE(x=0.4578. y=0.4101) | Class1. Class2 | IK08 | [11 empty] | dimmable
TBD | NA/3/F/ANC/29/27/.../1 | image | datasheet | deeplink | TUNGSRAM - Navona - 2780lm - 31W - 2700K - 70CRI - TBD[SKU] - Post-top 42-76mm | 11 | Post-top 42-76mm | LED | 1 | 31 | Yes |  |  | IK08 |  | -40°C to +50°C | ENEC. CE |  | CE. ENEC | [6 empty] | 66 | 2700 | 500x542x584mm |  | 220-240V | -40°C to +50°C | 5 years |  |  |  | >70 |  | 2700 | 2780 |  |  |  | L80B50: > 200.000 hours |  | 89 |  |  | 9 | ANC | 25 °C | 0.132 | No Built-in accessory | Available | 727/559 | CIE(x=0.4578. y=0.4101) | Class1. Class2 | IK08 | [11 empty] | dimmable
TBD | NA/3/F/AWD/29/27/.../1 | image | datasheet | deeplink | TUNGSRAM - Navona - 2460lm - 31W - 2700K - 70CRI - TBD[SKU] - Post-top 42-76mm | 11 | Post-top 42-76mm |  | 1 | 31 | Yes |  |  | IK08 |  | -40°C to +50°C | ENEC. CE |  | CE. ENEC | [6 empty] | 66 | 2700 | 500x542x584mm |  | 220-240V | -40°C to +50°C | 5 years |  |  |  | >70 |  | 2700 | 2460 |  |  |  | L80B50: > 200.000 hours |  | 79 |  |  | 9 | AWD | 25 °C | 0.132 | No Built-in accessory | Available | 727/559 | CIE(x=0.4578. y=0.4101) | Class1. Class2 | IK08 | [11 empty] | dimmable
TBD | NA/3/F/AWC/29/27/.../1 | image | datasheet | deeplink | TUNGSRAM - Navona - 3010lm - 31W - 2700K - 70CRI - TBD[SKU] - Post-top 42-76mm | 11 | Post-top 42-76mm | LED | 1 | 31 | Yes |  |  | IK08 |  | -40°C to +50°C | ENEC. CE |  | CE. ENEC | [6 empty] | 66 | 2700 | 500x542x584mm |  | 220-240V | -40°C to +50°C | 5 years |  |  |  | >70 |  | 2700 | 3010 |  |  |  | L80B50: > 200.000 hours |  | 97 |  |  | 9 | AWC | 25 °C | 0.132 | No Built-in accessory | Available | 727/559 | CIE(x=0.4578. y=0.4101) | Class1. Class2 | IK08 | [11 empty] | dimmable
TBD | NA/3/F/AFC/20/27/.../S | image | datasheet | deeplink | TUNGSRAM - Navona - 1720lm - 21W - 2700K - 70CRI - TBD[SKU] - Side mount 42-76mm | 10 | Side mount 42-76mm |  | 1 | 21 | Yes |  |  | IK08 |  | -40°C to +50°C | ENEC. CE |  | CE. ENEC | [6 empty] | 66 | 2700 | 500x651x220mm |  | 220-240V | -40°C to +50°C | 5 years |  |  |  | >70 |  | 2700 | 1720 |  |  |  | L80B50: > 200.000 hours |  | 81 |  |  | 9 | AFC | 25 °C | 0.132 | No Built-in accessory | Available | 727/559 | CIE(x=0.4578. y=0.4101) | Class1. Class2 | IK08 | [11 empty] | dimmable
TBD | NA/3/F/ANC/20/27/.../S | image | datasheet | deeplink | TUNGSRAM - Navona - 2170lm - 21W - 2700K - 70CRI - TBD[SKU] - Side mount 42-76mm | 10 | Side mount 42-76mm | LED | 1 | 21 | Yes |  |  | IK08 |  | -40°C to +50°C | ENEC. CE |  | CE. ENEC | [6 empty] | 66 | 2700 | 500x651x220mm |  | 220-240V | -40°C to +50°C | 5 years |  |  |  | >70 |  | 2700 | 2170 |  |  |  | L80B50: > 200.000 hours |  | 103 |  |  | 9 | ANC | 25 °C | 0.132 | No Built-in accessory | Available | 727/559 | CIE(x=0.4578. y=0.4101) | Class1. Class2 | IK08 | [11 empty] | dimmable
TBD | NA/3/F/AWD/20/27/.../S | image | datasheet | deeplink | TUNGSRAM - Navona - 1840lm - 21W - 2700K - 70CRI - TBD[SKU] - Side mount 42-76mm | 10 | Side mount 42-76mm |  | 1 | 21 | Yes |  |  | IK08 |  | -40°C to +50°C | ENEC. CE |  | CE. ENEC | [6 empty] | 66 | 2700 | 500x651x220mm |  | 220-240V | -40°C to +50°C | 5 years |  |  |  | >70 |  | 2700 | 1840 |  |  |  | L80B50: > 200.000 hours |  | 87 |  |  | 9 | AWD | 25 °C | 0.132 | No Built-in accessory | Available | 727/559 | CIE(x=0.4578. y=0.4101) | Class1. Class2 | IK08 | [11 empty] | dimmable
TBD | NA/3/F/AWC/20/27/.../S | image | datasheet | deeplink | TUNGSRAM - Navona - 2270lm - 21W - 2700K - 70CRI - TBD[SKU] - Side mount 42-76mm | 10 | Side mount 42-76mm | LED | 1 | 21 | Yes |  |  | IK08 |  | -40°C to +50°C | ENEC. CE |  | CE. ENEC | [6 empty] | 66 | 2700 | 500x651x220mm |  | 220-240V | -40°C to +50°C | 5 years |  |  |  | >70 |  | 2700 | 2270 |  |  |  | L80B50: > 200.000 hours |  | 108 |  |  | 9 | AWC | 25 °C | 0.132 | No Built-in accessory | Available | 727/559 | CIE(x=0.4578. y=0.4101) | Class1. Class2 | IK08 | [11 empty] | dimmable
TBD | NA/3/F/AFC/20/27/.../1 | image | datasheet | deeplink | TUNGSRAM - Navona - 1720lm - 21W - 2700K - 70CRI - TBD[SKU] - Post-top 42-76mm | 11 | Post-top 42-76mm |  | 1 | 21 | Yes |  |  | IK08 |  | -40°C to +50°C | ENEC. CE |  | CE. ENEC | [6 empty] | 66 | 2700 | 500x542x584mm |  | 220-240V | -40°C to +50°C | 5 years |  |  |  | >70 |  | 2700 | 1720 |  |  |  | L80B50: > 200.000 hours |  | 81 |  |  | 9 | AFC | 25 °C | 0.132 | No Built-in accessory | Available | 727/559 | CIE(x=0.4578. y=0.4101) | Class1. Class2 | IK08 | [11 empty] | dimmable
TBD | NA/3/F/ANC/20/27/.../1 | image | datasheet | deeplink | TUNGSRAM - Navona - 2080lm - 21W - 2700K - 70CRI - TBD[SKU] - Post-top 42-76mm | 11 | Post-top 42-76mm | LED | 1 | 21 | Yes |  |  | IK08 |  | -40°C to +50°C | ENEC. CE |  | CE. ENEC | [6 empty] | 66 | 2700 | 500x542x584mm |  | 220-240V | -40°C to +50°C | 5 years |  |  |  | >70 |  | 2700 | 2080 |  |  |  | L80B50: > 200.000 hours |  | 99 |  |  | 9 | ANC | 25 °C | 0.132 | No Built-in accessory | Available | 727/559 | CIE(x=0.4578. y=0.4101) | Class1. Class2 | IK08 | [11 empty] | dimmable
TBD | NA/3/F/AWD/20/27/.../1 | image | datasheet | deeplink | TUNGSRAM - Navona - 1840lm - 21W - 2700K - 70CRI - TBD[SKU] - Post-top 42-76mm | 11 | Post-top 42-76mm |  | 1 | 21 | Yes |  |  | IK08 |  | -40°C to +50°C | ENEC. CE |  | CE. ENEC | [6 empty] | 66 | 2700 | 500x542x584mm |  | 220-240V | -40°C to +50°C | 5 years |  |  |  | >70 |  | 2700 | 1840 |  |  |  | L80B50: > 200.000 hours |  | 87 |  |  | 9 | AWD | 25 °C | 0.132 | No Built-in accessory | Available | 727/559 | CIE(x=0.4578. y=0.4101) | Class1. Class2 | IK08 | [11 empty] | dimmable
TBD | NA/3/F/AWC/20/27/.../1 | image | datasheet | deeplink | TUNGSRAM - Navona - 2250lm - 21W - 2700K - 70CRI - TBD[SKU] - Post-top 42-76mm | 11 | Post-top 42-76mm | LED | 1 | 21 | Yes |  |  | IK08 |  | -40°C to +50°C | ENEC. CE |  | CE. ENEC | [6 empty] | 66 | 2700 | 500x542x584mm |  | 220-240V | -40°C to +50°C | 5 years |  |  |  | >70 |  | 2700 | 2250 |  |  |  | L80B50: > 200.000 hours |  | 107 |  |  | 9 | AWC | 25 °C | 0.132 | No Built-in accessory | Available | 727/559 | CIE(x=0.4578. y=0.4101) | Class1. Class2 | IK08 | [11 empty] | dimmable
93103645 | LED MARINER BODY TU T8 TWIN 1500MM DS | image | datasheet | deeplink | TUNGSRAM - Mariner - Empty Body - 1600lm - 18W - 4000K - 80CRI - 93103645[SKU] - Surface mount | 1.51 | Surface mount | LED Lamps. LED T8 - CE. Tube | 1 | 18 |  | IP65 |  |  |  | -20°C to +50°C | CE/EAC |  | CE/EAC |  |  |  | Grey |  |  | 65 | 4000 | 1570x102x70mm |  | 220-240V | -20°C to +50°C | [5 empty] | 1 | [15 empty] | Available | [15 empty] | none
93107520 | LED MARINER BODY TU T8 TWIN 1500MM | image | datasheet | deeplink | TUNGSRAM - Mariner - Empty Body - 1600lm - 18W - 4000K - 80CRI - 93107520[SKU] - Surface mount | 1.51 | Surface mount | LED Lamps. LED T8 - CE. Tube | 1 | 18 |  | IP65 |  |  |  | -20°C to +50°C | CE/EAC |  | CE/EAC |  |  |  | Grey |  |  | 65 | 4000 | 1570x102x70mm |  | 220-240V | -20°C to +50°C | [5 empty] | 1 | [15 empty] | Available | [15 empty] | none |  |  |  | 93103645 - LED Mariner BODY TU T8 TWIN 1500MM DS
93103644 | LED MARINER BODY TU T8 SINGLE 1500MM DS | image | datasheet | deeplink | TUNGSRAM - Mariner - Empty Body - 1600lm - 18W - 4000K - 80CRI - 93103644[SKU] - Surface mount | 1.13 | Surface mount | LED Lamps. LED T8 - CE. Tube | 1 | 18 |  | IP65 |  |  |  | -20°C to +50°C | CE/EAC |  | CE/EAC |  |  |  | Grey |  |  | 65 | 4000 | 1570x65x70mm |  | 220-240V | -20°C to +50°C | [5 empty] | 1 | [15 empty] | Available | [15 empty] | none
93107519 | LED MARINER BODY TU T8 SINGLE 1500MM | image | datasheet | deeplink | TUNGSRAM - Mariner - Empty Body - 1600lm - 18W - 4000K - 80CRI - 93107519[SKU] - Surface mount | 1.13 | Surface mount | LED Lamps. LED T8 - CE. Tube | 1 | 18 |  | IP65 |  |  |  | -20°C to +50°C | CE/EAC |  | CE/EAC |  |  |  | Grey |  |  | 65 | 4000 | 1570x65x70mm |  | 220-240V | -20°C to +50°C | [5 empty] | 1 | [15 empty] | Available | [15 empty] | none |  |  |  | 93103644 - LED Mariner BODY TU T8 SINGLE 1500MM DS
93103643 | LED MARINER BODY TU T8 TWIN 1200MM DS | image | datasheet | deeplink | TUNGSRAM - Mariner - Empty Body - 1600lm - 18W - 4000K - 80CRI - 93103643[SKU] - Surface mount | 1.23 | Surface mount | LED Lamps. LED T8 - CE. Tube | 1 | 18 |  | IP65 |  |  |  | -20°C to +50°C | CE/EAC |  | CE/EAC |  |  |  | Grey |  |  | 65 | 4000 | 1270x102x70mm |  | 220-240V | -20°C to +50°C | [5 empty] | 1 | [15 empty] | Available | [15 empty] | none
93107518 | LED MARINER BODY TU T8 TWIN 1200MM | image | datasheet | deeplink | TUNGSRAM - Mariner - Empty Body - 1600lm - 18W - 4000K - 80CRI - 93107518[SKU] - Surface mount | 1.23 | Surface mount | LED Lamps. LED T8 - CE. Tube | 1 | 18 |  | IP65 |  |  |  | -20°C to +50°C | CE/EAC |  | CE/EAC |  |  |  | Grey |  |  | 65 | 4000 | 1270x102x70mm |  | 220-240V | -20°C to +50°C | [5 empty] | 1 | [15 empty] | Available | [15 empty] | none |  |  |  | 93103643 - LED Mariner BODY TU T8 TWIN 1200MM DS
93103642 | LED MARINER BODY TU T8 SINGLE 1200MM DS | image | datasheet | deeplink | TUNGSRAM - Mariner - Empty Body - 1600lm - 18W - 4000K - 80CRI - 93103642[SKU] - Surface mount | 0.93 | Surface mount | LED Lamps. LED T8 - CE. Tube | 1 | 18 |  | IP65 |  |  |  | -20°C to +50°C | CE/EAC |  | CE/EAC |  |  |  | Grey |  |  | 65 | 4000 | 1270x65x70mm |  | 220-240V | -20°C to +50°C | [5 empty] | 1 | [15 empty] | Available | [15 empty] | none
93107517 | LED MARINER BODY TU T8 SINGLE 1200MM | image | datasheet | deeplink | TUNGSRAM - Mariner - Empty Body - 1600lm - 18W - 4000K - 80CRI - 93107517[SKU] - Surface mount | 0.93 | Surface mount | LED Lamps. LED T8 - CE. Tube | 1 | 18 |  | IP65 |  |  |  | -20°C to +50°C | CE/EAC |  | CE/EAC |  |  |  | Grey |  |  | 65 | 4000 | 1270x65x70mm |  | 220-240V | -20°C to +50°C | [5 empty] | 1 | [15 empty] | Available | [15 empty] | none |  |  |  | 93103642 - LED Mariner BODY TU T8 SINGLE 1200MM DS
93109215 | LED DLR Slim S1 TU8 IP20 22W 860 SST DS | image | datasheet | deeplink | TUNGSRAM - Slim Downlight Start - 2050lm - 22W - 6000K - 80CRI - 93109215[SKU] - Recessed | 0.34 | Recessed | LED | 1 | 22 |  | IP20 | IP20 |  |  | -20°C to +25°C | CE |  | CE |  |  |  |  | 2050 |  | 20 | 6000 | ø225x33mm |  | 220-240V | -20°C to +25°C |  |  | 110° |  | 80 |  | 6000 | 2050 |  | >0.5 |  | 25000 |  | 93 | 22 | [6 empty] | Available |  |  | Class II | [6 empty] | 1 |  | White |  |  |  | none
93109214 | LED DLR Slim S1 TU8 IP20 22W 840 SST DS | image | datasheet | deeplink | TUNGSRAM - Slim Downlight Start - 2050lm - 22W - 4000K - 80CRI - 93109214[SKU] - Recessed | 0.34 | Recessed |  | 1 | 22 |  | IP20 | IP20 |  |  | -20°C to +25°C | CE |  | CE |  |  |  |  | 2050 |  | 20 | 4000 | ø225x33mm |  | 220-240V | -20°C to +25°C |  |  | 110° |  | 80 |  | 4000 | 2050 |  | >0.5 |  | 25000 |  | 93 | 22 | [6 empty] | Available |  |  | Class II | [6 empty] | 1 |  | White |  |  |  | none
93109211 | LED DLR Slim S1 TU8 IP20 18W 860 SST DS | image | datasheet | deeplink | TUNGSRAM - Slim Downlight Start - 1680lm - 18W - 6000K - 80CRI - 93109211[SKU] - Recessed | 0.34 | Recessed | LED | 1 | 18 |  | IP20 | IP20 |  |  | -20°C to +25°C | CE |  | CE |  |  |  |  | 1680 |  | 20 | 6000 | ø225x33mm |  | 220-240V | -20°C to +25°C |  |  | 110° |  | 80 |  | 6000 | 1680 |  | >0.5 |  | 25000 |  | 93 | 18 | [6 empty] | Available |  |  | Class II | [6 empty] | 1 |  | White |  |  |  | none
93109210 | LED DLR Slim S1 TU8 IP20 18W 840 SST DS | image | datasheet | deeplink | TUNGSRAM - Slim Downlight Start - 1680lm - 18W - 4000K - 80CRI - 93109210[SKU] - Recessed | 0.34 | Recessed |  | 1 | 18 |  | IP20 | IP20 |  |  | -20°C to +25°C | CE |  | CE |  |  |  |  | 1680 |  | 20 | 4000 | ø225x33mm |  | 220-240V | -20°C to +25°C |  |  | 110° |  | 80 |  | 4000 | 1680 |  | >0.5 |  | 25000 |  | 93 | 18 | [6 empty] | Available |  |  | Class II | [6 empty] | 1 |  | White |  |  |  | none
93109207 | LED DLR Slim S1 TU6 IP20 15W 860 SST DS | image | datasheet | deeplink | TUNGSRAM - Slim Downlight Start - 1250lm - 15W - 6000K - 80CRI - 93109207[SKU] - Recessed | 0.25 | Recessed | LED | 1 | 15 |  | IP20 | IP20 |  |  | -20°C to +25°C | CE |  | CE |  |  |  |  | 1250 |  | 20 | 6000 | ø170x33mm |  | 220-240V | -20°C to +25°C |  |  | 110° |  | 80 |  | 6000 | 1250 |  | >0.5 |  | 25000 |  | 83 | 15 | [6 empty] | Available |  |  | Class II | [6 empty] | 1 |  | White |  |  |  | none
93109206 | LED DLR Slim S1 TU6 IP20 15W 840 SST DS | image | datasheet | deeplink | TUNGSRAM - Slim Downlight Start - 1250lm - 15W - 4000K - 80CRI - 93109206[SKU] - Recessed | 0.25 | Recessed |  | 1 | 15 |  | IP20 | IP20 |  |  | -20°C to +25°C | CE |  | CE |  |  |  |  | 1250 |  | 20 | 4000 | ø170x33mm |  | 220-240V | -20°C to +25°C |  |  | 110° |  | 80 |  | 4000 | 1250 |  | >0.5 |  | 25000 |  | 83 | 15 | [6 empty] | Available |  |  | Class II | [6 empty] | 1 |  | White |  |  |  | none
93103696 | LED DLR SLIM P1 TU8 IP40 22W 865 DST DS | image | datasheet | deeplink | TUNGSRAM - Slim Downlight Premium - 2000lm - 22W - 6500K - 80CRI - 93103696[SKU] - Recessed | 0.65 | Recessed |  | 1 | 22 | Yes | IP40 | IP20 |  |  | -10°C to +40°C | CE |  | CE |  |  |  |  | 2000 |  | 40 | 6500 | ø240x30mm |  | 220-240V | -10°C to +40°C |  | F | 110°±12° |  | 80 |  | 6500 | 2000 |  | >0.9 |  | 50000 |  | 91 | 22 | [6 empty] | Available |  |  | Class II | [6 empty] | 1 |  | White |  |  |  | dimmable
93103695 | LED DLR SLIM P1 TU8 IP40 22W 840 DST DS | image | datasheet | deeplink | TUNGSRAM - Slim Downlight Premium - 2000lm - 22W - 4000K - 80CRI - 93103695[SKU] - Recessed | 0.65 | Recessed |  | 1 | 22 | Yes | IP40 | IP20 |  |  | -10°C to +40°C | CE |  | CE |  |  |  |  | 2000 |  | 40 | 4000 | ø240x30mm |  | 220-240V | -10°C to +40°C |  | F | 110°±12° |  | 80 |  | 4000 | 2000 |  | >0.9 |  | 50000 |  | 91 | 22 | [6 empty] | Available |  |  | Class II | [6 empty] | 1 |  | White |  |  |  | dimmable
93103694 | LED DLR SLIM P1 TU6 IP40 12W 865 DST DS | image | datasheet | deeplink | TUNGSRAM - Slim Downlight Premium - 1080lm - 12W - 6500K - 80CRI - 93103694[SKU] - Recessed | 0.46 | Recessed |  | 1 | 12 | Yes | IP40 | IP20 |  |  | -10°C to +40°C | CE |  | CE |  |  |  |  | 1080 |  | 40 | 6500 | ø180x30mm |  | 220-240V | -10°C to +40°C |  | F | 110°±12° |  | 80 |  | 6500 | 1080 |  | >0.9 |  | 50000 |  | 90 | 12 | [6 empty] | Available |  |  | Class II | [6 empty] | 1 |  | White |  |  |  | dimmable
93103693 | LED DLR SLIM P1 TU6 IP40 12W 840 DST DS | image | datasheet | deeplink | TUNGSRAM - Slim Downlight Premium - 1080lm - 12W - 4000K - 80CRI - 93103693[SKU] - Recessed | 0.46 | Recessed |  | 1 | 12 | Yes | IP40 | IP20 |  |  | -10°C to +40°C | CE |  | CE |  |  |  |  | 1080 |  | 40 | 4000 | ø180x30mm |  | 220-240V | -10°C to +40°C |  | F | 110°±12° |  | 80 |  | 4000 | 1080 |  | >0.9 |  | 50000 |  | 90 | 12 | [6 empty] | Available |  |  | Class II | [6 empty] | 1 |  | White |  |  |  | dimmable
93103688 | LED DLR SLIM P1 TU8 IP40 22W 865 SST DS | image | datasheet | deeplink | TUNGSRAM - Slim Downlight Premium - 2000lm - 22W - 6500K - 80CRI - 93103688[SKU] - Recessed | 0.52 | Recessed |  | 1 | 22 |  | IP40 | IP40 |  |  | -10°C to +40°C | CE |  | CE |  |  |  |  | 2000 |  | 40 | 6500 | ø240x30mm |  | 220-240V | -10°C to +40°C |  | F | 110°±12° |  | 80 |  | 6500 | 2000 |  | 0.9 |  | 50000 |  | 91 | 22 | [6 empty] | Available |  |  | Class II | [6 empty] | 1 |  | White |  |  |  | none
93103687 | LED DLR SLIM P1 TU8 IP40 22W 840 SST DS | image | datasheet | deeplink | TUNGSRAM - Slim Downlight Premium - 2000lm - 22W - 4000K - 80CRI - 93103687[SKU] - Recessed | 0.52 | Recessed |  | 1 | 22 |  | IP40 | IP40 |  |  | -10°C to +40°C | CE |  | CE |  |  |  |  | 2000 |  | 40 | 4000 | ø240x30mm |  | 220-240V | -10°C to +40°C |  | F | 110°±12° |  | 80 |  | 4000 | 2000 |  | 0.9 |  | 50000 |  | 91 | 22 | [6 empty] | Available |  |  | Class II | [6 empty] | 1 |  | White |  |  |  | none
93103683 | LED DLR SLIM P1 TU8 IP40 18W 865 SST DS | image | datasheet | deeplink | TUNGSRAM - Slim Downlight Premium - 1620lm - 18W - 6500K - 80CRI - 93103683[SKU] - Recessed | 0.52 | Recessed | LED | 1 | 18 |  | IP40 | IP40 |  |  | -10°C to +40°C | CE |  | CE |  |  |  |  | 1620 |  | 40 | 6500 | ø240x36mm |  | 220-240V | -10°C to +40°C |  | F | 110°±12° |  | 80 |  | 6500 | 1620 |  | 0.9 |  | 50000 |  | 90 | 18 | [6 empty] | Available |  |  | Class II | [6 empty] | 1 |  | White |  |  |  | none
93103682 | LED DLR SLIM P1 TU8 IP40 18W 840 SST DS | image | datasheet | deeplink | TUNGSRAM - Slim Downlight Premium - 1620lm - 18W - 4000K - 80CRI - 93103682[SKU] - Recessed | 0.52 | Recessed |  | 1 | 18 |  | IP40 | IP40 |  |  | -10°C to +40°C | CE |  | CE |  |  |  |  | 1620 |  | 40 | 4000 | ø240x36mm |  | 220-240V | -10°C to +40°C |  | F | 110°±12° |  | 80 |  | 4000 | 1620 |  | 0.9 |  | 50000 |  | 90 | 18 | [6 empty] | Available |  |  | Class II | [6 empty] | 1 |  | White |  |  |  | none
93103681 | LED DLR SLIM P1 TU6 IP40 12W 865 SST DS | image | datasheet | deeplink | TUNGSRAM - Slim Downlight Premium - 1080lm - 12W - 6500K - 80CRI - 93103681[SKU] - Recessed | 0.46 | Recessed |  | 1 | 12 |  | IP40 | IP40 |  |  | -10°C to +40°C | CE |  | CE |  |  |  |  | 1080 |  | 40 | 6500 | ø180x36mm |  | 220-240V | -10°C to +40°C |  | F | 110°±12° |  | 80 |  | 6500 | 1080 |  | 0.9 |  | 50000 |  | 90 | 12 | [6 empty] | Available |  |  | Class II | [6 empty] | 1 |  | White |  |  |  | none
93103680 | LED DLR SLIM P1 TU6 IP40 12W 840 SST DS | image | datasheet | deeplink | TUNGSRAM - Slim Downlight Premium - 1080lm - 12W - 4000K - 80CRI - 93103680[SKU] - Recessed | 0.46 | Recessed |  | 1 | 12 |  | IP40 | IP40 |  |  | -10°C to +40°C | CE |  | CE |  |  |  |  | 1080 |  | 40 | 4000 | ø180x36mm |  | 220-240V | -10°C to +40°C |  | F | 110°±12° |  | 80 |  | 4000 | 1080 |  | 0.9 |  | 50000 |  | 90 | 12 | [6 empty] | Available |  |  | Class II | [6 empty] | 1 |  | White |  |  |  | none
93103686 | LED Spotlight G1 TU WRA IP20 6W 865 S DS | image | datasheet | deeplink | TUNGSRAM - Spotlight G1 6W - 540lm - 6W - 6500K - 80CRI - 93103686[SKU] - Recessed | 0.17 | Recessed |  | 1 | 6 |  | IP20 | IP20 |  |  | -10°C to +40°C | CE/EAC |  | CE/EAC |  |  |  |  | 540 |  | 20 | 6500 | ø88±2x34.5±2mm |  | 220-240V | -10°C to +40°C |  | F | 40° |  | 80 |  | 6500 | 540 |  | >0.9 |  | 30000 |  | 90 | 6 | [6 empty] | Available |  |  | Class II | [6 empty] | 1 |  | White |  |  |  | none
93103685 | LED Spotlight G1 TU WRA IP20 6W 840 S DS | image | datasheet | deeplink | TUNGSRAM - Spotlight G1 6W - 540lm - 6W - 4000K - 80CRI - 93103685[SKU] - Recessed | 0.17 | Recessed |  | 1 | 6 |  | IP20 | IP20 |  |  | -10°C to +40°C | CE/EAC |  | CE/EAC |  |  |  |  | 540 |  | 20 | 4000 | ø88±2x34.5±2mm |  | 220-240V | -10°C to +40°C |  | F | 40° |  | 80 |  | 4000 | 540 |  | >0.9 |  | 30000 |  | 90 | 6 | [6 empty] | Available |  |  | Class II | [6 empty] | 1 |  | White |  |  |  | none
93103684 | LED Spotlight G1 TU WRA IP20 6W 830 S DS | image | datasheet | deeplink | TUNGSRAM - Spotlight G1 6W - 540lm - 6W - 3000K - 80CRI - 93103684[SKU] - Recessed | 0.17 | Recessed |  | 1 | 6 |  | IP20 | IP20 |  |  | -10°C to +40°C | CE/EAC |  | CE/EAC |  |  |  |  | 540 |  | 20 | 3000 | ø88±2x34.5±2mm |  | 220-240V | -10°C to +40°C |  | F | 40° |  | 80 |  | 3000 | 540 |  | >0.9 |  | 30000 |  | 90 | 6 | [6 empty] | Available |  |  | Class II | [6 empty] | 1 |  | White |  |  |  | none
93103761 | LED Spotlight G1 TU WSF IP65 5W 840 T DS | image | datasheet | deeplink | TUNGSRAM - Spotlight G1 5W - 420lm - 5W - 4000K - 80CRI - 93103761[SKU] - Recessed | 0.118 | Recessed |  | 1 | 5 | Yes | IP65 | integrated |  |  | -10°C to +40°C | CE |  | CE |  |  |  |  | 420 |  | 65 | 4000 | 85x85x54mm |  | 220-240V | -10°C to +40°C |  |  | 36° |  | 80 |  | 4000 | 420 |  | 0.8 |  | 20000 |  | 84 | 5 | [6 empty] | Available |  |  | Class II | [6 empty] | 1 |  | White |  |  |  | dimmable
93103760 | LED Spotlight G1 TU WSF IP65 5W 840 S DS | image | datasheet | deeplink | TUNGSRAM - Spotlight G1 5W - 420lm - 5W - 4000K - 80CRI - 93103760[SKU] - Recessed | 0.118 | Recessed |  | 1 | 5 |  | IP65 | integrated |  |  | -10°C to +40°C | CE |  | CE |  |  |  |  | 420 |  | 65 | 4000 | 85x85x54mm |  | 220-240V | -10°C to +40°C |  |  | 36° |  | 80 |  | 4000 | 420 |  | 0.5 |  | 20000 |  | 84 | 5 | [6 empty] | Available |  |  | Class II | [6 empty] | 1 |  | White |  |  |  | none
93103759 | LED Spotlight G1 TU WSA IP20 5W 840 T DS | image | datasheet | deeplink | TUNGSRAM - Spotlight G1 5W - 420lm - 5W - 4000K - 80CRI - 93103759[SKU] - Recessed | 0.126 | Recessed |  | 1 | 5 | Yes | IP20 | integrated |  |  | -10°C to +40°C | CE |  | CE |  |  |  |  | 420 |  | 20 | 4000 | 85x85x54mm |  | 220-240V | -10°C to +40°C |  |  | 36° |  | 80 |  | 4000 | 420 |  | 0.8 |  | 20000 |  | 84 | 5 | [6 empty] | Available |  |  | Class II | [6 empty] | 1 |  | White |  |  |  | dimmable
93103758 | LED Spotlight G1 TU WSA IP20 5W 840 S DS | image | datasheet | deeplink | TUNGSRAM - Spotlight G1 5W - 420lm - 5W - 4000K - 80CRI - 93103758[SKU] - Recessed | 0.126 | Recessed |  | 1 | 5 |  | IP20 | integrated |  |  | -10°C to +40°C | CE |  | CE |  |  |  |  | 420 |  | 20 | 4000 | 85x85x54mm |  | 220-240V | -10°C to +40°C |  |  | 36° |  | 80 |  | 4000 | 420 |  | 0.5 |  | 20000 |  | 84 | 5 | [6 empty] | Available |  |  | Class II | [6 empty] | 1 |  | White |  |  |  | none
93103757 | LED Spotlight G1 TU WRF IP65 5W 840 T DS | image | datasheet | deeplink | TUNGSRAM - Spotlight G1 5W - 420lm - 5W - 4000K - 80CRI - 93103757[SKU] - Recessed | 0.11 | Recessed |  | 1 | 5 | Yes | IP65 | integrated |  |  | -10°C to +40°C | CE |  | CE |  |  |  |  | 420 |  | 65 | 4000 | ø85x54mm |  | 220-240V | -10°C to +40°C |  |  | 36° |  | 80 |  | 4000 | 420 |  | 0.8 |  | 20000 |  | 84 | 5 | [6 empty] | Available |  |  | Class II | [6 empty] | 1 |  | White |  |  |  | dimmable
93103756 | LED Spotlight G1 TU WRF IP65 5W 840 S DS | image | datasheet | deeplink | TUNGSRAM - Spotlight G1 5W - 420lm - 5W - 4000K - 80CRI - 93103756[SKU] - Recessed | 0.11 | Recessed |  | 1 | 5 |  | IP65 | integrated |  |  | -10°C to +40°C | CE |  | CE |  |  |  |  | 420 |  | 65 | 4000 | ø85x54mm |  | 220-240V | -10°C to +40°C |  |  | 36° |  | 80 |  | 4000 | 420 |  | 0.5 |  | 20000 |  | 84 | 5 | [6 empty] | Available |  |  | Class II | [6 empty] | 1 |  | White |  |  |  | none
93103755 | LED Spotlight G1 TU WRA IP20 5W 840 T DS | image | datasheet | deeplink | TUNGSRAM - Spotlight G1 5W - 420lm - 5W - 4000K - 80CRI - 93103755[SKU] - Recessed | 0.117 | Recessed |  | 1 | 5 | Yes | IP20 | integrated |  |  | -10°C to +40°C | CE |  | CE |  |  |  |  | 420 |  | 20 | 4000 | ø85x54mm |  | 220-240V | -10°C to +40°C |  |  | 36° |  | 80 |  | 4000 | 420 |  | 0.8 |  | 20000 |  | 84 | 5 | [6 empty] | Available |  |  | Class II | [6 empty] | 1 |  | White |  |  |  | dimmable
93103754 | LED Spotlight G1 TU WRA IP20 5W 840 S DS | image | datasheet | deeplink | TUNGSRAM - Spotlight G1 5W - 420lm - 5W - 4000K - 80CRI - 93103754[SKU] - Recessed | 0.117 | Recessed |  | 1 | 5 |  | IP20 | integrated |  |  | -10°C to +40°C | CE |  | CE |  |  |  |  | 420 |  | 20 | 4000 | ø85x54mm |  | 220-240V | -10°C to +40°C |  |  | 36° |  | 80 |  | 4000 | 420 |  | 0.5 |  | 20000 |  | 84 | 5 | [6 empty] | Available |  |  | Class II | [6 empty] | 1 |  | White |  |  |  | none
93112598 | LED Downlight D1 TU 8 IP44 25W 840 S DS | image | datasheet | deeplink | TUNGSRAM - IP44 Diffuser Downlight - 2800lm - 25W - 4000K - 80CRI - 93112598[SKU] - Recessed | 0.34 | Recessed |  | 1 | 25 |  | IP44 | IP40 |  |  | -20°C to +40°C | CE |  | CE |  |  |  |  | 2800 |  | 44 | 4000 | ø230x63mm |  | 220-240V | -20°C to +40°C |  |  | 100° |  | 80 |  | 4000 | 2800 |  | 0.9 |  | 50000 |  | 112 | 25 | [6 empty] | Available |  |  | Class II | [6 empty] | 1 |  | White |  |  |  | none
93112597 | LED Downlight D1 TU 6 IP44 18W 840 S DS | image | datasheet | deeplink | TUNGSRAM - IP44 Diffuser Downlight - 1850lm - 18W - 4000K - 80CRI - 93112597[SKU] - Recessed | 0.25 | Recessed |  | 1 | 18 |  | IP44 | IP40 |  |  | -20°C to +40°C | CE |  | CE |  |  |  |  | 1850 |  | 44 | 4000 | ø185x63mm |  | 220-240V | -20°C to +40°C |  |  | 100° |  | 80 |  | 4000 | 1850 |  | 0.9 |  | 50000 |  | 103 | 18 | [6 empty] | Available |  |  | Class II | [6 empty] | 1 |  | White |  |  |  | none
93109223 | LED Downlight D1 TU 8 IP44 25W 860 S DS | image | datasheet | deeplink | TUNGSRAM - IP44 Diffuser Downlight - 2800lm - 25W - 6000K - 80CRI - 93109223[SKU] - Recessed | 0.34 | Recessed |  | 1 | 25 |  | IP44 | IP40 |  |  | -20°C to +40°C | CE |  | CE |  |  |  |  | 2800 |  | 44 | 6000 | ø230x63mm |  | 220-240V | -20°C to +40°C |  |  | 100° |  | 80 |  | 6000 | 2800 |  | 0.9 |  | 50000 |  | 112 | 25 | [6 empty] | Available |  |  | Class II | [6 empty] | 1 |  | White |  |  |  | none
93109219 | LED Downlight D1 TU 6 IP44 18W 860 S DS | image | datasheet | deeplink | TUNGSRAM - IP44 Diffuser Downlight - 1850lm - 18W - 6000K - 80CRI - 93109219[SKU] - Recessed | 0.25 | Recessed |  | 1 | 18 |  | IP44 | IP40 |  |  | -20°C to +40°C | CE |  | CE |  |  |  |  | 1850 |  | 44 | 6000 | ø185x63mm |  | 220-240V | -20°C to +40°C |  |  | 100° |  | 80 |  | 6000 | 1850 |  | 0.9 |  | 50000 |  | 103 | 18 | [6 empty] | Available |  |  | Class II | [6 empty] | 1 |  | White |  |  |  | none
93103670 | LED DLR Diff P1 TU8 IP20 22W 865 SST DS | image | datasheet | deeplink | TUNGSRAM - IP20 Diffuser Downlight - 2200lm - 22W - 6500K - 80CRI - 93103670[SKU] - Recessed | 0.5 | Recessed | LED | 1 | 22 |  | IP40 | integrated |  |  | -10°C to +40°C | CE |  | CE |  |  |  |  | 2200 |  | 20 | 6500 | ø240x93mm |  | 220-240V | -10°C to +40°C |  | F | 100°±15° |  | 80 |  | 6500 | 2200 |  | 0.9 |  | 45000 |  | 100 | 22 | [6 empty] | Available |  |  | Class II | [6 empty] | 1 |  | White |  |  |  | none
93103669 | LED DLR Diff P1 TU8 IP20 22W 840 SST DS | image | datasheet | deeplink | TUNGSRAM - IP20 Diffuser Downlight - 2200lm - 22W - 4000K - 80CRI - 93103669[SKU] - Recessed | 0.5 | Recessed |  | 1 | 22 |  | IP40 | integrated |  |  | -10°C to +40°C | CE |  | CE |  |  |  |  | 2200 |  | 20 | 4000 | ø240x93mm |  | 220-240V | -10°C to +40°C |  | F | 100°±15° |  | 80 |  | 4000 | 2200 |  | 0.9 |  | 45000 |  | 100 | 22 | [6 empty] | Available |  |  | Class II | [6 empty] | 1 |  | White |  |  |  | none
93103668 | LED DLR Diff P1 TU8 IP20 15W 865 SST DS | image | datasheet | deeplink | TUNGSRAM - IP20 Diffuser Downlight - 1500lm - 15W - 6500K - 80CRI - 93103668[SKU] - Recessed | 0.48 | Recessed |  | 1 | 15 |  | IP40 | integrated |  |  | -10°C to +40°C | CE |  | CE |  |  |  |  | 1500 |  | 20 | 6500 | ø240x93mm |  | 220-240V | -10°C to +40°C |  | F | 100°±15° |  | 80 |  | 6500 | 1500 |  | 0.9 |  | 45000 |  | 100 | 15 | [6 empty] | Available |  |  | Class II | [6 empty] | 1 |  | White |  |  |  | none
93103667 | LED DLR Diff P1 TU8 IP20 15W 840 SST DS | image | datasheet | deeplink | TUNGSRAM - IP20 Diffuser Downlight - 1500lm - 15W - 4000K - 80CRI - 93103667[SKU] - Recessed | 0.48 | Recessed |  | 1 | 15 |  | IP40 | integrated |  |  | -10°C to +40°C | CE |  | CE |  |  |  |  | 1500 |  | 20 | 4000 | ø240x93mm |  | 220-240V | -10°C to +40°C |  | F | 100°±15° |  | 80 |  | 4000 | 1500 |  | 0.9 |  | 45000 |  | 100 | 15 | [6 empty] | Available |  |  | Class II | [6 empty] | 1 |  | White |  |  |  | none
93103666 | LED DLR Diff P1 TU6 IP20 15W 865 SST DS | image | datasheet | deeplink | TUNGSRAM - IP20 Diffuser Downlight - 1500lm - 15W - 6500K - 80CRI - 93103666[SKU] - Recessed | 0.32 | Recessed |  | 1 | 15 |  | IP40 | integrated |  |  | -10°C to +40°C | CE |  | CE |  |  |  |  | 1500 |  | 20 | 6500 | ø180x81mm |  | 220-240V | -10°C to +40°C |  | F | 100°±15° |  | 80 |  | 6500 | 1500 |  | 0.9 |  | 45000 |  | 100 | 15 | [6 empty] | Available |  |  | Class II | [6 empty] | 1 |  | White |  |  |  | none
93103665 | LED DLR Diff P1 TU6 IP20 15W 840 SST DS | image | datasheet | deeplink | TUNGSRAM - IP20 Diffuser Downlight - 1500lm - 15W - 4000K - 80CRI - 93103665[SKU] - Recessed | 0.32 | Recessed |  | 1 | 15 |  | IP40 | integrated |  |  | -10°C to +40°C | CE |  | CE |  |  |  |  | 1500 |  | 20 | 4000 | ø180x81mm |  | 220-240V | -10°C to +40°C |  | F | 100°±15° |  | 80 |  | 4000 | 1500 |  | 0.9 |  | 45000 |  | 100 | 15 | [6 empty] | Available |  |  | Class II | [6 empty] | 1 |  | White |  |  |  | none
93103664 | LED DLR Diff P1 TU6 IP20 11W 865 SST DS | image | datasheet | deeplink | TUNGSRAM - IP20 Diffuser Downlight - 1100lm - 11W - 6500K - 80CRI - 93103664[SKU] - Recessed | 0.32 | Recessed | LED | 1 | 11 |  | IP40 | integrated |  |  | -10°C to +40°C | CE |  | CE |  |  |  |  | 1100 |  | 20 | 6500 | ø180x81mm |  | 220-240V | -10°C to +40°C |  | F | 100°±15° |  | 80 |  | 6500 | 1100 |  | 0.9 |  | 45000 |  | 100 | 11 | [6 empty] | Available |  |  | Class II | [6 empty] | 1 |  | White |  |  |  | none
93103663 | LED DLR Diff P1 TU6 IP20 11W 840 SST DS | image | datasheet | deeplink | TUNGSRAM - IP20 Diffuser Downlight - 1100lm - 11W - 4000K - 80CRI - 93103663[SKU] - Recessed | 0.32 | Recessed |  | 1 | 11 |  | IP40 | integrated |  |  | -10°C to +40°C | CE |  | CE |  |  |  |  | 1100 |  | 20 | 4000 | ø180x81mm |  | 220-240V | -10°C to +40°C |  | F | 100°±15° |  | 80 |  | 4000 | 1100 |  | 0.9 |  | 45000 |  | 100 | 11 | [6 empty] | Available |  |  | Class II | [6 empty] | 1 |  | White |  |  |  | none
93108103 | LED Bulkhead G1 TU D30 24W 840 S EMM | image | datasheet | deeplink | TUNGSRAM - LED Bulkhead G1 - 2150lm - 24W - 4000K - 80CRI - 93108103[SKU] - Wall mounted | 1.25 | Wall mounted |  | 1 | 24 |  | IP65 | integrated | IK10 |  | -30°C to +25°C | CE/EAC |  | CE/EAC |  |  |  |  | 2150 |  | 65 | 4000 | ø300x109mm |  | 220-240V | -30°C to +25°C |  |  | 125°±12° |  | 80 |  | 4000 | 2150 |  | 0.9 |  | 45000 |  | 90 | 24 | [6 empty] | Available |  |  | Class II | IK10 | [5 empty] | 1 |  | White |  |  |  | none
93108102 | LED Bulkhead G1 TU D30 24W 830 S EMM | image | datasheet | deeplink | TUNGSRAM - LED Bulkhead G1 - 2150lm - 24W - 3000K - 80CRI - 93108102[SKU] - Wall mounted | 1.25 | Wall mounted |  | 1 | 24 |  | IP65 | integrated | IK10 |  | -30°C to +25°C | CE/EAC |  | CE/EAC |  |  |  |  | 2150 |  | 65 | 3000 | ø300x109mm |  | 220-240V | -30°C to +25°C |  |  | 125°±12° |  | 80 |  | 3000 | 2150 |  | 0.9 |  | 45000 |  | 90 | 24 | [6 empty] | Available |  |  | Class II | IK10 | [5 empty] | 1 |  | White |  |  |  | none
93108101 | LED Bulkhead G1 TU D30 24W 840 S EMN | image | datasheet | deeplink | TUNGSRAM - LED Bulkhead G1 - 2150lm - 24W - 4000K - 80CRI - 93108101[SKU] - Wall mounted | 1.2 | Wall mounted |  | 1 | 24 |  | IP65 | integrated | IK10 |  | -30°C to +25°C | CE/EAC |  | CE/EAC |  |  |  |  | 2150 |  | 65 | 4000 | ø300x109mm |  | 220-240V | -30°C to +25°C |  |  | 125°±12° |  | 80 |  | 4000 | 2150 |  | 0.9 |  | 45000 |  | 90 | 24 | [6 empty] | Available |  |  | Class II | IK10 | [5 empty] | 1 |  | White |  |  |  | none
93108100 | LED Bulkhead G1 TU D30 24W 830 S EMN | image | datasheet | deeplink | TUNGSRAM - LED Bulkhead G1 - 2150lm - 24W - 3000K - 80CRI - 93108100[SKU] - Wall mounted | 1.2 | Wall mounted |  | 1 | 24 |  | IP65 | integrated | IK10 |  | -30°C to +25°C | CE/EAC |  | CE/EAC |  |  |  |  | 2150 |  | 65 | 3000 | ø300x109mm |  | 220-240V | -30°C to +25°C |  |  | 125°±12° |  | 80 |  | 3000 | 2150 |  | 0.9 |  | 45000 |  | 90 | 24 | [6 empty] | Available |  |  | Class II | IK10 | [5 empty] | 1 |  | White |  |  |  | none
93103708 | LED Bulkhead G1 TU D30 25W 840 S NNM DS | image | datasheet | deeplink | TUNGSRAM - LED Bulkhead G1 - 2400lm - 25W - 4000K - 80CRI - 93103708[SKU] - Wall mounted | 1.05 | Wall mounted |  | 1 | 25 |  | IP65 | integrated | IK10 |  | -30°C to +40°C | CE/EAC |  | CE/EAC |  |  |  |  | 2400 |  | 65 | 4000 | ø300x109mm |  | 220-240V | -30°C to +40°C |  |  | 125°±12° |  | 80 |  | 4000 | 2400 |  | 0.9 |  | 45000 |  | 96 | 25 | [6 empty] | Available |  |  | Class II | IK10 | [5 empty] | 1 |  | White |  |  |  | none
93103707 | LED Bulkhead G1 TU D30 25W 830 S NNM DS | image | datasheet | deeplink | TUNGSRAM - LED Bulkhead G1 - 2400lm - 25W - 3000K - 80CRI - 93103707[SKU] - Wall mounted | 1.05 | Wall mounted |  | 1 | 25 |  | IP65 | integrated | IK10 |  | -30°C to +40°C | CE/EAC |  | CE/EAC |  |  |  |  | 2400 |  | 65 | 3000 | ø300x109mm |  | 220-240V | -30°C to +40°C |  |  | 125°±12° |  | 80 |  | 3000 | 2400 |  | 0.9 |  | 45000 |  | 96 | 25 | [6 empty] | Available |  |  | Class II | IK10 | [5 empty] | 1 |  | White |  |  |  | none
93103706 | LED Bulkhead G1 TU D30 25W 840 S NNN DS | image | datasheet | deeplink | TUNGSRAM - LED Bulkhead G1 - 2400lm - 25W - 4000K - 80CRI - 93103706[SKU] - Wall mounted | 1 | Wall mounted |  | 1 | 25 |  | IP65 | integrated | IK10 |  | -30°C to +40°C | CE/EAC |  | CE/EAC |  |  |  |  | 2400 |  | 65 | 4000 | ø300x109mm |  | 220-240V | -30°C to +40°C |  |  | 125°±12° |  | 80 |  | 4000 | 2400 |  | 0.9 |  | 45000 |  | 96 | 25 | [6 empty] | Available |  |  | Class II | IK10 | [5 empty] | 1 |  | White |  |  |  | none
93103705 | LED Bulkhead G1 TU D30 25W 830 S NNN DS | image | datasheet | deeplink | TUNGSRAM - LED Bulkhead G1 - 2400lm - 25W - 3000K - 80CRI - 93103705[SKU] - Wall mounted | 1 | Wall mounted |  | 1 | 25 |  | IP65 | integrated | IK10 |  | -30°C to +40°C | CE/EAC |  | CE/EAC |  |  |  |  | 2400 |  | 65 | 3000 | ø300x109mm |  | 220-240V | -30°C to +40°C |  |  | 125°±12° |  | 80 |  | 3000 | 2400 |  | 0.9 |  | 45000 |  | 96 | 25 | [6 empty] | Available |  |  | Class II | IK10 | [5 empty] | 1 |  | White |  |  |  | none
93103704 | LED Bulkhead G1 TU D25 17W 840 S NNM DS | image | datasheet | deeplink | TUNGSRAM - LED Bulkhead G1 - 1600lm - 17W - 4000K - 80CRI - 93103704[SKU] - Wall mounted | 0.75 | Wall mounted |  | 1 | 17 |  | IP65 | integrated | IK10 |  | -30°C to +40°C | CE/EAC |  | CE/EAC |  |  |  |  | 1600 |  | 65 | 4000 | ø250x102mm |  | 220-240V | -30°C to +40°C |  |  | 125°±12° |  | 80 |  | 4000 | 1600 |  | 0.9 |  | 45000 |  | 94 | 17 | [6 empty] | Available |  |  | Class II | IK10 | [5 empty] | 1 |  | White |  |  |  | none
93103703 | LED Bulkhead G1 TU D25 17W 840 S NNN DS | image | datasheet | deeplink | TUNGSRAM - LED Bulkhead G1 - 1600lm - 17W - 4000K - 80CRI - 93103703[SKU] - Wall mounted | 0.7 | Wall mounted |  | 1 | 17 |  | IP65 | integrated | IK10 |  | -30°C to +40°C | CE/EAC |  | CE/EAC |  |  |  |  | 1600 |  | 65 | 4000 | ø250x102mm |  | 220-240V | -30°C to +40°C |  |  | 125°±12° |  | 80 |  | 4000 | 1600 |  | 0.9 |  | 45000 |  | 94 | 17 | [6 empty] | Available |  |  | Class II | IK10 | [5 empty] | 1 |  | White |  |  |  | none
93103702 | LED Bulkhead G1 TU D25 17W 830 S NNM DS | image | datasheet | deeplink | TUNGSRAM - LED Bulkhead G1 - 1600lm - 17W - 3000K - 80CRI - 93103702[SKU] - Wall mounted | 0.75 | Wall mounted |  | 1 | 17 |  | IP65 | integrated | IK10 |  | -30°C to +40°C | CE/EAC |  | CE/EAC |  |  |  |  | 1600 |  | 65 | 3000 | ø250x102mm |  | 220-240V | -30°C to +40°C |  |  | 125°±12° |  | 80 |  | 3000 | 1600 |  | 0.9 |  | 45000 |  | 94 | 17 | [6 empty] | Available |  |  | Class II | IK10 | [5 empty] | 1 |  | White |  |  |  | none
93103701 | LED Bulkhead G1 TU D25 17W 830 S NNN DS | image | datasheet | deeplink | TUNGSRAM - LED Bulkhead G1 - 1600lm - 17W - 3000K - 80CRI - 93103701[SKU] - Wall mounted | 0.7 | Wall mounted |  | 1 | 17 |  | IP65 | integrated | IK10 |  | -30°C to +40°C | CE/EAC |  | CE/EAC |  |  |  |  | 1600 |  | 65 | 3000 | ø250x102mm |  | 220-240V | -30°C to +40°C |  |  | 125°±12° |  | 80 |  | 3000 | 1600 |  | 0.9 |  | 45000 |  | 94 | 17 | [6 empty] | Available |  |  | Class II | IK10 | [5 empty] | 1 |  | White |  |  |  | none
93103700 | LED Bulkhead G1 TU D25 9W 840 S NNM DS | image | datasheet | deeplink | TUNGSRAM - LED Bulkhead G1 - 855lm - 9W - 4000K - 80CRI - 93103700[SKU] - Wall mounted | 0.74 | Wall mounted |  | 1 | 9 |  | IP65 | integrated | IK10 |  | -30°C to +40°C | CE/EAC |  | CE/EAC |  |  |  |  | 855 |  | 65 | 4000 | ø250x102mm |  | 220-240V | -30°C to +40°C |  |  | 125°±12° |  | 80 |  | 4000 | 855 |  | 0.9 |  | 45000 |  | 95 | 9 | [6 empty] | Available |  |  | Class II | IK10 | [5 empty] | 1 |  | White |  |  |  | none
93103699 | LED Bulkhead G1 TU D25 9W 840 S NNN DS | image | datasheet | deeplink | TUNGSRAM - LED Bulkhead G1 - 855lm - 9W - 4000K - 80CRI - 93103699[SKU] - Wall mounted | 0.69 | Wall mounted |  | 1 | 9 |  | IP65 | integrated | IK10 |  | -30°C to +40°C | CE/EAC |  | CE/EAC |  |  |  |  | 855 |  | 65 | 4000 | ø250x102mm |  | 220-240V | -30°C to +40°C |  |  | 125°±12° |  | 80 |  | 4000 | 855 |  | 0.9 |  | 45000 |  | 95 | 9 | [6 empty] | Available |  |  | Class II | IK10 | [5 empty] | 1 |  | White |  |  |  | none
93103698 | LED Bulkhead G1 TU D25 9W 830 S NNM DS | image | datasheet | deeplink | TUNGSRAM - LED Bulkhead G1 - 855lm - 9W - 3000K - 80CRI - 93103698[SKU] - Wall mounted | 0.74 | Wall mounted |  | 1 | 9 |  | IP65 | integrated | IK10 |  | -30°C to +40°C | CE/EAC |  | CE/EAC |  |  |  |  | 855 |  | 65 | 3000 | ø250x102mm |  | 220-240V | -30°C to +40°C |  |  | 125°±12° |  | 80 |  | 3000 | 855 |  | 0.9 |  | 45000 |  | 95 | 9 | [6 empty] | Available |  |  | Class II | IK10 | [5 empty] | 1 |  | White |  |  |  | none
93103697 | LED Bulkhead G1 TU D25 9W 830 S NNN DS | image | datasheet | deeplink | TUNGSRAM - LED Bulkhead G1 - 855lm - 9W - 3000K - 80CRI - 93103697[SKU] - Wall mounted | 0.69 | Wall mounted |  | 1 | 9 |  | IP65 | integrated | IK10 |  | -30°C to +40°C | CE/EAC |  | CE/EAC |  |  |  |  | 855 |  | 65 | 3000 | ø250x102mm |  | 220-240V | -30°C to +40°C |  |  | 125°±12° |  | 80 |  | 3000 | 855 |  | 0.9 |  | 45000 |  | 95 | 9 | [6 empty] | Available |  |  | Class II | IK10 | [5 empty] | 1 |  | White |  |  |  | none
93102256 | LED Bulkhead G1 TU D33 12W 840 S EMM | image | datasheet | deeplink | TUNGSRAM - LED Bulkhead G1 - 950lm - 12W - 4000K - 80CRI - 93102256[SKU] - Wall mounted | 1.25 | Wall mounted | LED | 1 | 12 |  | IP65 | integrated | IK10 |  | +5°C to +25°C | CE |  | CE |  |  |  |  | 950 |  | 65 | 4000 | ø330x109mm |  | 220-240V | +5°C to +25°C |  |  | 125°±12° |  | 80 |  | 4000 | 950 |  | 0.7 |  | 45000 |  | 79 | 12 | [6 empty] | Available |  |  | Class II | IK10 | [5 empty] | 1 |  | White |  |  |  | none
93102255 | LED Bulkhead G1 TU D33 20W 840 S EMM | image | datasheet | deeplink | TUNGSRAM - LED Bulkhead G1 - 1800lm - 20W - 4000K - 80CRI - 93102255[SKU] - Wall mounted | 1.25 | Wall mounted | LED | 1 | 20 |  | IP65 | integrated | IK10 |  | +5°C to +25°C | CE |  | CE |  |  |  |  | 1800 |  | 65 | 4000 | ø330x109mm |  | 220-240V | +5°C to +25°C |  |  | 125°±12° |  | 80 |  | 4000 | 1800 |  | 0.7 |  | 45000 |  | 90 | 20 | [6 empty] | Available |  |  | Class II | IK10 | [5 empty] | 1 |  | White |  |  |  | none
93102254 | LED Bulkhead G1 TU D33 11W 840 S EMN | image | datasheet | deeplink | TUNGSRAM - LED Bulkhead G1 - 950lm - 11W - 4000K - 80CRI - 93102254[SKU] - Wall mounted | 1.2 | Wall mounted | LED | 1 | 11 |  | IP65 | integrated | IK10 |  | +5°C to +25°C | CE |  | CE |  |  |  |  | 950 |  | 65 | 4000 | ø330x109mm |  | 220-240V | +5°C to +25°C |  |  | 125°±12° |  | 80 |  | 4000 | 950 |  | 0.9 |  | 45000 |  | 86 | 11 | [6 empty] | Available |  |  | Class II | IK10 | [5 empty] | 1 |  | White |  |  |  | none
93102253 | LED Bulkhead G1 TU D33 19W 840 S EMN | image | datasheet | deeplink | TUNGSRAM - LED Bulkhead G1 - 1800lm - 19W - 4000K - 80CRI - 93102253[SKU] - Wall mounted | 1.2 | Wall mounted | LED | 1 | 19 |  | IP65 | integrated | IK10 |  | +5°C to +25°C | CE |  | CE |  |  |  |  | 1800 |  | 65 | 4000 | ø330x109mm |  | 220-240V | +5°C to +25°C |  |  | 125°±12° |  | 80 |  | 4000 | 1800 |  | 0.9 |  | 45000 |  | 95 | 19 | [6 empty] | Available |  |  | Class II | IK10 | [5 empty] | 1 |  | White |  |  |  | none
93110384 | LED Mariner UK G1 TU 5' 67W 840 S | image | datasheet | deeplink | TUNGSRAM - Mariner UK - 7050lm - 67W - 4000K - 80CRI - 93110384[SKU] - Surface mount | 2.86 | Surface mount | LED | 1 | 67 |  | IP65 | IP20 | IK07 |  | -30°C to +35°C | CE |  | CE |  |  |  |  | 7050 |  | 65 | 4000 | 1558x132x94mm |  | 220-240V | -30°C to +35°C |  |  | 110° |  | 80 |  | 4000 | 7050 |  | >0.9 |  | 50000 |  | 105 | 67 | [6 empty] | Phased-out |  |  | Class I | IK07 | [5 empty] | 1 |  | grey |  |  |  | none
93110383 | LED Mariner UK G1 TU 5' 33W 840 S | image | datasheet | deeplink | TUNGSRAM - Mariner UK - 3800lm - 33W - 4000K - 80CRI - 93110383[SKU] - Surface mount | 1.93 | Surface mount | LED | 1 | 33 |  | IP65 | IP20 | IK07 |  | -30°C to +35°C | CE |  | CE |  |  |  |  | 3800 |  | 65 | 4000 | 1558x83x86mm |  | 220-240V | -30°C to +35°C |  |  | 110° |  | 80 |  | 4000 | 3800 |  | >0.9 |  | 50000 |  | 115 | 33 | [6 empty] | Phased-out |  |  | Class I | IK07 | [5 empty] | 1 |  | grey |  |  |  | none
93110382 | LED Mariner UK G1 TU 4' 43W 840 S | image | datasheet | deeplink | TUNGSRAM - Mariner UK - 4950lm - 43W - 4000K - 80CRI - 93110382[SKU] - Surface mount | 2.29 | Surface mount | LED | 1 | 43 |  | IP65 | IP20 | IK07 |  | -30°C to +35°C | CE |  | CE |  |  |  |  | 4950 |  | 65 | 4000 | 1258x132x94mm |  | 220-240V | -30°C to +35°C |  |  | 120° |  | 80 |  | 4000 | 4950 |  | >0.9 |  | 50000 |  | 115 | 43 | [6 empty] | Phased-out |  |  | Class I | IK07 | [5 empty] | 1 |  | grey |  |  |  | none
93110381 | LED Mariner UK G1 TU 4' 24W 840 S | image | datasheet | deeplink | TUNGSRAM - Mariner UK - 2760lm - 24W - 4000K - 80CRI - 93110381[SKU] - Surface mount | 1.21 | Surface mount | LED | 1 | 24 |  | IP65 | IP20 | IK07 |  | -30°C to +35°C | CE |  | CE |  |  |  |  | 2760 |  | 65 | 4000 | 1258x83x86mm |  | 220-240V | -30°C to +35°C |  |  | 120° |  | 80 |  | 4000 | 2760 |  | >0.9 |  | 50000 |  | 115 | 24 | [6 empty] | Phased-out |  |  | Class I | IK07 | [5 empty] | 1 |  | grey |  |  |  | none
93103692 | LED Panel P1 TU 1x4 D 40W 865 19 DS | image | datasheet | deeplink | TUNGSRAM - Edgelit Premium - 4200lm - 40W - 6500K - 80CRI - 93103692[SKU] - Recessed | 3.3 | Recessed |  | 1 | 40 | Yes | IP40 | IP20 | IK03 |  | -10°C to +40°C | CE/EAC |  | CE/EAC |  |  |  |  | 4200 |  | 40 | 6500 | 295x1195x10mm |  | 220-240V | -10°C to +40°C |  |  | Medium (80°) |  | 80 |  | 6500 | 4200 |  | 0.9 |  | 50000 |  | 105 | 40 | [6 empty] | Phased-out |  |  | Class II | IK03 | [5 empty] | 1 |  | White |  |  |  | dimmable |  |  |  |  | UGR19
93103691 | LED Panel P1 TU 1x4 D 40W 865 21 DS | image | datasheet | deeplink | TUNGSRAM - Edgelit Premium - 4200lm - 40W - 6500K - 80CRI - 93103691[SKU] - Recessed | 3.3 | Recessed |  | 1 | 40 | Yes | IP40 | IP20 | IK03 |  | -10°C to +40°C | CE/EAC |  | CE/EAC |  |  |  |  | 4200 |  | 40 | 6500 | 295x1195x10mm |  | 220-240V | -10°C to +40°C |  |  | Wide (110°) |  | 80 |  | 6500 | 4200 |  | 0.9 |  | 50000 |  | 105 | 40 | [6 empty] | Phased-out |  |  | Class II | IK03 | [5 empty] | 1 |  | White |  |  |  | dimmable |  |  |  |  | UGR21
93103690 | LED Panel P1 TU 2x2 D 40W 862 19 DS | image | datasheet | deeplink | TUNGSRAM - Edgelit Premium - 4800lm - 40W - 6200K - 80CRI - 93103690[SKU] - Recessed | 3.3 | Recessed |  | 1 | 40 | Yes | IP40 | IP20 | IK03 |  | -10°C to +40°C | CE/EAC |  | CE/EAC |  |  |  |  | 4800 |  | 40 | 6200 | 595x595x10mm |  | 220-240V | -10°C to +40°C |  |  | Medium (80°) |  | 80 |  | 6200 | 4800 |  | 0.9 |  | 50000 |  | 120 | 40 | [6 empty] | Phased-out |  |  | Class II | IK03 | [5 empty] | 1 |  | White |  |  |  | dimmable |  |  |  |  | UGR19
93103689 | LED Panel P1 TU 2x2 D 40W 865 21 DS | image | datasheet | deeplink | TUNGSRAM - Edgelit Premium - 4800lm - 40W - 6500K - 80CRI - 93103689[SKU] - Recessed | 3.3 | Recessed |  | 1 | 40 | Yes | IP40 | IP20 | IK03 |  | -10°C to +40°C | CE/EAC |  | CE/EAC |  |  |  |  | 4800 |  | 40 | 6500 | 595x595x10mm |  | 220-240V | -10°C to +40°C |  |  | Wide (110°) |  | 80 |  | 6500 | 4800 |  | 0.9 |  | 50000 |  | 120 | 40 | [6 empty] | Phased-out |  |  | Class II | IK03 | [5 empty] | 1 |  | White |  |  |  | dimmable |  |  |  |  | UGR21
93103674 | LED Panel P1 TU 1x4 D 40W 840 19 DS | image | datasheet | deeplink | TUNGSRAM - Edgelit Premium - 4000lm - 40W - 4000K - 80CRI - 93103674[SKU] - Recessed | 3.3 | Recessed |  | 1 | 40 | Yes | IP40 | IP20 | IK03 |  | -10°C to +40°C | CE/EAC |  | CE/EAC |  |  |  |  | 4000 |  | 40 | 4000 | 295x1195x10mm |  | 220-240V | -10°C to +40°C |  |  | Medium (80°) |  | 80 |  | 4000 | 4000 |  | 0.9 |  | 50000 |  | 100 | 40 | [6 empty] | Phased-out |  |  | Class II | IK03 | [5 empty] | 1 |  | White |  |  |  | dimmable |  |  |  |  | UGR19
93103673 | LED Panel P1 TU 1x4 D 40W 840 21 DS | image | datasheet | deeplink | TUNGSRAM - Edgelit Premium - 4500lm - 40W - 4000K - 80CRI - 93103673[SKU] - Recessed | 3.3 | Recessed |  | 1 | 40 | Yes | IP40 | IP20 | IK03 |  | -10°C to +40°C | CE/EAC |  | CE/EAC |  |  |  |  | 4500 |  | 40 | 4000 | 295x1195x10mm |  | 220-240V | -10°C to +40°C |  |  | Wide (110°) |  | 80 |  | 4000 | 4500 |  | 0.9 |  | 50000 |  | 113 | 40 | [6 empty] | Phased-out |  |  | Class II | IK03 | [5 empty] | 1 |  | White |  |  |  | dimmable |  |  |  |  | UGR21
93103671 | LED Panel P1 TU 2x2 D 40W 840 21 DS | image | datasheet | deeplink | TUNGSRAM - Edgelit Premium - 4400lm - 40W - 4000K - 80CRI - 93103671[SKU] - Recessed | 3.3 | Recessed |  | 1 | 40 | Yes | IP40 | IP20 | IK03 |  | -10°C to +40°C | CE/EAC |  | CE/EAC |  |  |  |  | 4400 |  | 40 | 4000 | 595x595x10mm |  | 220-240V | -10°C to +40°C |  |  | Wide (110°) |  | 80 |  | 4000 | 4400 |  | 0.9 |  | 50000 |  | 110 | 40 | [6 empty] | Phased-out |  |  | Class II | IK03 | [5 empty] | 1 |  | White |  |  |  | dimmable |  |  |  |  | UGR21
93103678 | LED Panel P1 TU 1x4 S 30W 865 19 DS | image | datasheet | deeplink | TUNGSRAM - Edgelit Premium - 3300lm - 30W - 6500K - 80CRI - 93103678[SKU] - Recessed | 3.3 | Recessed |  | 1 | 30 |  | IP40 | IP20 | IK03 |  | -10°C to +40°C | CE/EAC |  | CE/EAC |  |  |  |  | 3300 |  | 40 | 6500 | 295x1195x10mm |  | 220-240V | -10°C to +40°C |  |  | Medium (80°) |  | 80 |  | 6500 | 3300 |  | 0.9 |  | 50000 |  | 110 | 30 | [6 empty] | Phased-out |  |  | Class II | IK03 | [5 empty] | 1 |  | White |  |  |  | none |  |  |  |  | UGR19
93103677 | LED Panel P1 TU 2x2 S 30W 865 19 DS | image | datasheet | deeplink | TUNGSRAM - Edgelit Premium - 3500lm - 30W - 6200K - 80CRI - 93103677[SKU] - Recessed | 3.3 | Recessed |  | 1 | 30 |  | IP40 | IP20 | IK03 |  | -10°C to +40°C | CE/EAC |  | CE/EAC |  |  |  |  | 3500 |  | 40 | 6200 | 595x595x10mm |  | 220-240V | -10°C to +40°C |  |  | Medium (80°) |  | 80 |  | 6200 | 3500 |  | 0.9 |  | 50000 |  | 115 | 30 | [6 empty] | Phased-out |  |  | Class II | IK03 | [5 empty] | 1 |  | White |  |  |  | none |  |  |  |  | UGR19
93103676 | LED Panel P1 TU 1x4 S 30W 865 21 DS | image | datasheet | deeplink | TUNGSRAM - Edgelit Premium - 3400lm - 30W - 6500K - 80CRI - 93103676[SKU] - Recessed | 3.3 | Recessed | LED | 1 | 30 |  | IP40 | IP20 | IK03 |  | -10°C to +40°C | CE/EAC |  | CE/EAC |  |  |  |  | 3400 |  | 40 | 6500 | 295x1195x10mm |  | 220-240V | -10°C to +40°C |  |  | Medium (80°) |  | 80 |  | 6500 | 3400 |  | 0.9 |  | 50000 |  | 113 | 30 | [6 empty] | Phased-out |  |  | Class II | IK03 | [5 empty] | 1 |  | White |  |  |  | none |  |  |  |  | UGR21
93103675 | LED Panel P1 TU 2x2 S 30W 865 21 DS | image | datasheet | deeplink | TUNGSRAM - Edgelit Premium - 3600lm - 30W - 6500K - 80CRI - 93103675[SKU] - Recessed | 3.3 | Recessed |  | 1 | 30 |  | IP40 | IP20 | IK03 |  | -10°C to +40°C | CE/EAC |  | CE/EAC |  |  |  |  | 3600 |  | 40 | 6500 | 595x595x10mm |  | 220-240V | -10°C to +40°C |  |  | Wide (110°) |  | 80 |  | 6500 | 3600 |  | 0.9 |  | 50000 |  | 120 | 30 | [6 empty] | Phased-out |  |  | Class II | IK03 | [5 empty] | 1 |  | White |  |  |  | none |  |  |  |  | UGR21
93103672 | LED Panel P1 TU 2x2 D 40W 840 19 DS | image | datasheet | deeplink | TUNGSRAM - Edgelit Premium - 4400lm - 40W - 4000K - 80CRI - 93103672[SKU] - Recessed | 3.3 | Recessed |  | 1 | 40 | Yes | IP40 | IP20 | IK03 |  | -10°C to +40°C | CE/EAC |  | CE/EAC |  |  |  |  | 4400 |  | 40 | 4000 | 595x595x10mm |  | 220-240V | -10°C to +40°C |  |  | Medium (80°) |  | 80 |  | 4000 | 4400 |  | 0.9 |  | 50000 |  | 110 | 40 | [6 empty] | Phased-out |  |  | Class II | IK03 | [5 empty] | 1 |  | White |  |  |  | dimmable |  |  |  |  | UGR19
93103653 | LED Panel P1 TU 1x4 S 30W 840 19 DS | image | datasheet | deeplink | TUNGSRAM - Edgelit Premium - 3400lm - 30W - 4000K - 80CRI - 93103653[SKU] - Recessed | 3.3 | Recessed |  | 1 | 30 |  | IP40 | IP20 | IK03 |  | -10°C to +40°C | CE/EAC |  | CE/EAC |  |  |  |  | 3400 |  | 40 | 4000 | 295x1195x10mm |  | 220-240V | -10°C to +40°C |  |  | Medium (80°) |  | 80 |  | 4000 | 3400 |  | 0.9 |  | 50000 |  | 113 | 30 | [6 empty] | Phased-out |  |  | Class II | IK03 | [5 empty] | 1 |  | White |  |  |  | none |  |  |  |  | UGR19
93103652 | LED Panel P1 TU 1x4 S 30W 840 21 DS | image | datasheet | deeplink | TUNGSRAM - Edgelit Premium - 3600lm - 30W - 4000K - 80CRI - 93103652[SKU] - Recessed | 3.3 | Recessed |  | 1 | 30 |  | IP40 | IP20 | IK03 |  | -10°C to +40°C | CE/EAC |  | CE/EAC |  |  |  |  | 3600 |  | 40 | 4000 | 295x1195x10mm |  | 220-240V | -10°C to +40°C |  |  | Wide (110°) |  | 80 |  | 4000 | 3600 |  | 0.9 |  | 50000 |  | 120 | 30 | [6 empty] | Phased-out |  |  | Class II | IK03 | [5 empty] | 1 |  | White |  |  |  | none |  |  |  |  | UGR21
93103651 | LED Panel P1 TU 2x2 S 30W 840 19 DS | image | datasheet | deeplink | TUNGSRAM - Edgelit Premium - 3400lm - 30W - 4000K - 80CRI - 93103651[SKU] - Recessed | 3.3 | Recessed |  | 1 | 30 |  | IP40 | IP20 | IK03 |  | -10°C to +40°C | CE/EAC |  | CE/EAC |  |  |  |  | 3400 |  | 40 | 4000 | 595x595x10mm |  | 220-240V | -10°C to +40°C |  |  | Medium (80°) |  | 80 |  | 4000 | 3400 |  | 0.9 |  | 50000 |  | 113 | 30 | [6 empty] | Phased-out |  |  | Class II | IK03 | [5 empty] | 1 |  | White |  |  |  | none |  |  |  |  | UGR19
93103650 | LED Panel P1 TU 2x2 S 30W 840 21 DS | image | datasheet | deeplink | TUNGSRAM - Edgelit Premium - 3600lm - 30W - 4000K - 80CRI - 93103650[SKU] - Recessed | 3.3 | Recessed |  | 1 | 30 |  | IP40 | IP20 | IK03 |  | -10°C to +40°C | CE/EAC |  | CE/EAC |  |  |  |  | 3600 |  | 40 | 4000 | 595x595x10mm |  | 220-240V | -10°C to +40°C |  |  | Wide (110°) |  | 80 |  | 4000 | 3600 |  | 0.9 |  | 50000 |  | 120 | 30 | [6 empty] | Phased-out |  |  | Class II | IK03 | [5 empty] | 1 |  | White |  |  |  | none |  |  |  |  | UGR21
93103746 | LED Panel S2 TU 1x4 S 36W 865 21 DS/2 | image | datasheet | deeplink | TUNGSRAM - Eco G2 - 3400lm - 36W - 6500K - 80CRI - 93103746[SKU] - Recessed | 2 | Recessed |  | 1 | 36 |  | IP20 | IP20 | IK03 |  | -10°C to +40°C | CE |  | CE |  |  |  |  | 3400 |  | 20 | 6500 | 295x1195x10mm |  | 220-240V | -10°C to +40°C |  |  | Wide (110°) |  | 80 |  | 6500 | 3400 |  | >0.9 |  | 30000 |  | 94 | 36 | [6 empty] | Phased-out |  |  | Class II | IK03 | [5 empty] | 2 |  | White |  |  |  | none |  |  |  |  | UGR21
93103744 | LED Panel S2 TU 1x4 S 36W 840 21 DS/2 | image | datasheet | deeplink | TUNGSRAM - Eco G2 - 3400lm - 36W - 4000K - 80CRI - 93103744[SKU] - Recessed | 2 | Recessed |  | 1 | 36 |  | IP20 | IP20 | IK03 |  | -10°C to +40°C | CE |  | CE |  |  |  |  | 3400 |  | 20 | 4000 | 295x1195x10mm |  | 220-240V | -10°C to +40°C |  |  | Wide (110°) |  | 80 |  | 4000 | 3400 |  | >0.9 |  | 30000 |  | 94 | 36 | [6 empty] | Phased-out |  |  | Class II | IK03 | [5 empty] | 2 |  | White |  |  |  | none |  |  |  |  | UGR21
93094720 | LED Panel S2 TU 2x2 S 36W 865 19 DS/2 | image | datasheet | deeplink | TUNGSRAM - Eco G2 - 3400lm - 36W - 6500K - 80CRI - 93094720[SKU] - Recessed | 1.8 | Recessed |  | 1 | 36 |  | IP20 | IP20 | IK02 |  | -10°C to +40°C | CE |  | CE |  |  |  |  | 3400 |  | 20 | 6500 | 595x595x10mm |  | 220-240V | -10°C to +40°C |  |  | Medium (80°) |  | 80 |  | 6500 | 3400 |  | 0.9 |  | 30000 |  | 94 | 36 | [6 empty] | Phased-out |  |  | Class II | IK02 | [5 empty] | 2 |  | White |  |  |  | none |  |  |  |  | UGR19
93094719 | LED Panel S2 TU 2x2 S 36W 840 19 DS/2 | image | datasheet | deeplink | TUNGSRAM - Eco G2 - 3500lm - 36W - 4000K - 80CRI - 93094719[SKU] - Recessed | 1.8 | Recessed |  | 1 | 36 |  | IP20 | IP20 | IK02 |  | -10°C to +40°C | CE |  | CE |  |  |  |  | 3500 |  | 20 | 4000 | 595x595x10mm |  | 220-240V | -10°C to +40°C |  |  | Medium (80°) |  | 80 |  | 4000 | 3500 |  | 0.9 |  | 30000 |  | 97 | 36 | [6 empty] | Phased-out |  |  | Class II | IK02 | [5 empty] | 2 |  | White |  |  |  | none |  |  |  |  | UGR19
93094718 | LED Panel S2 TU 2x2 S 36W 830 19 DS/2 | image | datasheet | deeplink | TUNGSRAM - Eco G2 - 3300lm - 36W - 3000K - 80CRI - 93094718[SKU] - Recessed | 1.8 | Recessed |  | 1 | 36 |  | IP20 | IP20 | IK02 |  | -10°C to +40°C | CE |  | CE |  |  |  |  | 3300 |  | 20 | 3000 | 595x595x10mm |  | 220-240V | -10°C to +40°C |  |  | Medium (80°) |  | 80 |  | 3000 | 3300 |  | 0.9 |  | 30000 |  | 92 | 36 | [6 empty] | Phased-out |  |  | Class II | IK02 | [5 empty] | 2 |  | White |  |  |  | none |  |  |  |  | UGR19
93094717 | LED Panel S2 TU 1x4 S 36W 830 21 DS/2 | image | datasheet | deeplink | TUNGSRAM - Eco G2 - 3300lm - 36W - 3000K - 80CRI - 93094717[SKU] - Recessed | 2 | Recessed |  | 1 | 36 |  | IP20 | IP20 | IK03 |  | -10°C to +40°C | CE |  | CE |  |  |  |  | 3300 |  | 20 | 3000 | 295x1195x10mm |  | 220-240V | -10°C to +40°C |  |  | Wide (110°) |  | 80 |  | 3000 | 3300 |  | >0.9 |  | 30000 |  | 92 | 36 | [6 empty] | Phased-out |  |  | Class II | IK03 | [5 empty] | 2 |  | White |  |  |  | none |  |  |  |  | UGR21
93092146 | LED Panel S2 TU 2x2 S 36W 865 21 DS/2 | image | datasheet | deeplink | TUNGSRAM - Eco G2 - 3500lm - 36W - 6500K - 80CRI - 93092146[SKU] - Recessed | 1.8 | Recessed |  | 1 | 36 |  | IP20 | IP20 | IK02 |  | -10°C to +40°C | CE |  | CE |  |  |  |  | 3500 |  | 20 | 6500 | 595x595x10mm |  | 220-240V | -10°C to +40°C |  |  | Wide (110°) |  | 80 |  | 6500 | 3500 |  | 0.9 |  | 30000 |  | 97 | 36 | [6 empty] | Phased-out |  |  | Class II | IK02 | [5 empty] | 2 |  | White |  |  |  | none |  |  |  |  | UGR21
93092075 | LED Panel S2 TU 2x2 S 36W 840 21 DS/2 | image | datasheet | deeplink | TUNGSRAM - Eco G2 - 3500lm - 36W - 4000K - 80CRI - 93092075[SKU] - Recessed | 1.8 | Recessed |  | 1 | 36 |  | IP20 | IP20 | IK02 |  | -10°C to +40°C | CE |  | CE |  |  |  |  | 3500 |  | 20 | 4000 | 595x595x10mm |  | 220-240V | -10°C to +40°C |  |  | Wide (110°) |  | 80 |  | 4000 | 3500 |  | 0.9 |  | 30000 |  | 97 | 36 | [6 empty] | Phased-out |  |  | Class II | IK02 | [5 empty] | 2 |  | White |  |  |  | none |  |  |  |  | UGR21
93113231 | LED Linear HighBay G1 TU 110W 840 DS | image | datasheet | deeplink | TUNGSRAM - High Bay Linear Gen1 - 12100lm - 110W - 4000K - 80CRI - 93113231[SKU] - Suspended | 2.2 | Suspended |  | 1 | 110 |  | IP40 | IP20 | IK07 |  | -25°C to +45°C | CE |  | CE |  |  |  |  | 12100 |  | 20 | 4000 | 1408x138x98mm |  | 220-240V | -25°C to +45°C |  | A+ | 100° |  | 80 |  | 4000 | 12100 |  | 0.95 |  | 50000 |  | 110 | 110 | [6 empty] | Phased-out |  |  | Class I | IK07 | [5 empty] | 1 |  | Aluminium |  |  |  | none
93110756 | LED Linear HighBay G1 TU 110W 840 | image | datasheet | deeplink | TUNGSRAM - High Bay Linear Gen1 - 12100lm - 110W - 4000K - 80CRI - 93110756[SKU] - Suspended | 2.2 | Suspended |  | 1 | 110 |  | IP40 | IP20 | IK07 |  | -25°C to +45°C | CE |  | CE |  |  |  |  | 12100 |  | 20 | 4000 | 1408x138x98mm |  | 220-240V | -25°C to +45°C |  | A+ | 100° |  | 80 |  | 4000 | 12100 |  | 0.95 |  | 50000 |  | 110 | 110 | [6 empty] | Phased-out |  |  | Class I | IK07 | [5 empty] | 1 |  | Aluminium |  |  |  | none
93113230 | LED Linear HighBay G1 TU 75W 840 DS | image | datasheet | deeplink | TUNGSRAM - High Bay Linear Gen1 - 8250lm - 75W - 4000K - 80CRI - 93113230[SKU] - Suspended | 2 | Suspended |  | 1 | 75 |  | IP40 | IP20 | IK07 |  | -25°C to +45°C | CE |  | CE |  |  |  |  | 8250 |  | 20 | 4000 | 1008x138x98mm |  | 220-240V | -25°C to +45°C |  | A+ | 100° |  | 80 |  | 4000 | 8250 |  | 0.95 |  | 50000 |  | 110 | 75 | [6 empty] | Phased-out |  |  | Class I | IK07 | [5 empty] | 1 |  | Aluminium |  |  |  | none
93110385 | LED Linear HighBay G1 TU 75W 840 | image | datasheet | deeplink | TUNGSRAM - High Bay Linear Gen1 - 8250lm - 75W - 4000K - 80CRI - 93110385[SKU] - Suspended | 2 | Suspended |  | 1 | 75 |  | IP40 | IP20 | IK07 |  | -25°C to +45°C | CE |  | CE |  |  |  |  | 8250 |  | 20 | 4000 | 1008x138x98mm |  | 220-240V | -25°C to +45°C |  |  | 100° |  | 80 |  | 4000 | 8250 |  | 0.95 |  | 50000 |  | 110 | 75 | [6 empty] | Phased-out |  |  | Class I | IK07 | [5 empty] | 1 |  | Aluminium |  |  |  | none |  |  |  | 93113230 - LED Linear HighBay G1 TU 4ft 75W 840 DS
93100233 | Emergency Downlight G1 TU 3 HL C Li D | image | datasheet | deeplink | TUNGSRAM - Emergency Downlight - 165lm - 3W - 6000K - 93100233[SKU] - Recessed | 0.233 | Recessed |  | 1 | 3 | Yes | IP20 | integrated |  |  | +5°C to +50°C | CE |  | CE | Yes |  |  |  | 165 |  | 20 | 6000 | ø60x83mm (head) |  | 220-240V | +5°C to +50°C |  |  | 110° |  |  |  | 6000 | 165 |  | 0.5 |  |  |  | 55 | 3 | [6 empty] | Available |  |  | Class II | [6 empty] | 1 |  | White |  |  |  | dimmable
93100232 | Emergency Downlight G1 TU 3 HL O Li D | image | datasheet | deeplink | TUNGSRAM - Emergency Downlight - 165lm - 3W - 6000K - 93100232[SKU] - Recessed | 0.233 | Recessed |  | 1 | 3 | Yes | IP20 | integrated |  |  | +5°C to +50°C | CE |  | CE | Yes |  |  |  | 165 |  | 20 | 6000 | ø60x83mm (head) |  | 220-240V | +5°C to +50°C |  |  | 100° |  |  |  | 6000 | 165 |  | 0.5 |  |  |  | 55 | 3 | [6 empty] | Available |  |  | Class II | [6 empty] | 1 |  | White |  |  |  | dimmable
93100229 | Emergency Downlight G1 TU 3 HL C Li N | image | datasheet | deeplink | TUNGSRAM - Emergency Downlight - 165lm - 3W - 6000K - 93100229[SKU] - Recessed | 0.233 | Recessed |  | 1 | 3 |  | IP20 | integrated |  |  | +5°C to +50°C | CE |  | CE | Yes |  |  |  | 165 |  | 20 | 6000 | ø60x83mm (head) |  | 220-240V | +5°C to +50°C |  |  | 110° |  |  |  | 6000 | 165 |  | 0.5 |  |  |  | 55 | 3 | [6 empty] | Available |  |  | Class II | [6 empty] | 1 |  | White |  |  |  | none
93100228 | Emergency Downlight G1 TU 3 HL O Li N | image | datasheet | deeplink | TUNGSRAM - Emergency Downlight - 165lm - 3W - 6000K - 93100228[SKU] - Recessed | 0.233 | Recessed |  | 1 | 3 |  | IP20 | integrated |  |  | +5°C to +50°C | CE |  | CE | Yes |  |  |  | 165 |  | 20 | 6000 | ø60x83mm (head) |  | 220-240V | +5°C to +50°C |  |  | 100° |  |  |  | 6000 | 165 |  | 0.5 |  |  |  | 55 | 3 | [6 empty] | Available |  |  | Class II | [6 empty] | 1 |  | White |  |  |  | none
93100227 | Emergency Downlight G1 TU 3 NL C Li N | image | datasheet | deeplink | TUNGSRAM - Emergency Downlight - 110lm - 3W - 6000K - 93100227[SKU] - Recessed | 0.185 | Recessed |  | 1 | 3 |  | IP20 | integrated |  |  | +5°C to +50°C | CE |  | CE | Yes |  |  |  | 110 |  | 20 | 6000 | ø60x83mm (head) |  | 220-240V | +5°C to +50°C |  |  | 110° |  |  |  | 6000 | 110 |  | 0.5 |  |  |  | 37 | 3 | [6 empty] | Phased-out |  |  | Class II | [6 empty] | 1 |  | White |  |  |  | none
93100226 | Emergency Downlight G1 TU 3 NL O Li N | image | datasheet | deeplink | TUNGSRAM - Emergency Downlight - 110lm - 3W - 6000K - 93100226[SKU] - Recessed | 0.185 | Recessed |  | 1 | 3 |  | IP20 | integrated |  |  | +5°C to +50°C | CE |  | CE | Yes |  |  |  | 110 |  | 20 | 6000 | ø60x83mm (head) |  | 220-240V | +5°C to +50°C |  |  | 100° |  |  |  | 6000 | 110 |  | 0.5 |  |  |  | 37 | 3 | [6 empty] | Phased-out |  |  | Class II | [6 empty] | 1 |  | White |  |  |  | none
93100239 | Emergency Kit G1 TU 3 Li D | image | datasheet | deeplink | TUNGSRAM - Emergency Converter Kit - 1lm - 3W - 93100239[SKU] - Recessed | 0.415 | Recessed |  | 1 | 3 | Yes | IP20 | integrated | IK03 |  | +5°C to +35°C | CE |  | CE | [6 empty] | 20 |  | 292x81x41mm |  | 220-240V | +5°C to +35°C | [9 empty] | 0.47 |  |  |  |  | 3 | [6 empty] | Available |  |  | Class II | 3 | [5 empty] | 1 |  | White |  |  |  | dimmable
93100238 | Emergency Kit G1 TU 3 Li S | image | datasheet | deeplink | TUNGSRAM - Emergency Converter Kit - 1lm - 3W - 93100238[SKU] - Recessed | 0.415 | Recessed |  | 1 | 3 |  | IP20 | integrated | IK03 |  | +5°C to +35°C | CE |  | CE | [6 empty] | 20 |  | 292x81x41mm |  | 220-240V | +5°C to +35°C | [9 empty] | 0.47 |  |  |  |  | 3 | [6 empty] | Available |  |  | Class II | 3 | [5 empty] | 1 |  | White |  |  |  | none
93100237 | Emergency Kit G1 TU 3 Li N | image | datasheet | deeplink | TUNGSRAM - Emergency Converter Kit - 1lm - 3W - 93100237[SKU] - Recessed | 0.415 | Recessed |  | 1 | 3 |  | IP20 | IP20 | IK03 | Class II | +5°C to +35°C | CE / ENEC |  | CE | [6 empty] | 20 |  | 81 x 292 x 41 |  | 220-240 |  | 5 | [8 empty] | >=0.45 |  |  | 45000 | [5 empty] | 25 |  |  | Available |  |  | Class II |  | 20 | 20 | 25 | 27 | 5 | 1 | 3 | White | 50/60Hz | Passive | LED | none | LED Emergency Converter Kit | Emergency solution | Public building. Office
TBD | SP H/3/F/N/227/50 | image | datasheet | deeplink | TUNGSRAM - Spinella Double module - 26050lm - 227W - 5000K - 70CRI - TBD[SKU] - side 48-60mm and post 48-76mm | 21 | side 48-60mm and post 48-76mm | LED | 1 | 227 | YES |  |  | IK09 |  | -30°C to +50°C | CE;ENEC |  | CE;ENEC | [6 empty] | 66 | 5000 | 977x420x216 |  | 220-240V | -30°C to +50°C | 5 years |  |  |  | >70 |  | 5000 | 26050 |  |  |  | L80 > 195000 h |  | 114 |  |  | 9 | N | 25 °C | 20.4% at 105.000 hours | No Built-in accessory | Phased-out | 750/559 | CIE(x= 0.34. y= 0.35) 5SDCM | Class1. Class2 | IK09 | [11 empty] | dimmable
TBD | SP H/3/F/F/227/50 | image | datasheet | deeplink | TUNGSRAM - Spinella Double module - 25790lm - 227W - 5000K - 70CRI - TBD[SKU] - side 48-60mm and post 48-76mm | 21 | side 48-60mm and post 48-76mm | LED | 1 | 227 | YES |  |  | IK09 |  | -30°C to +50°C | CE;ENEC |  | CE;ENEC | [6 empty] | 66 | 5000 | 977x420x216 |  | 220-240V | -30°C to +50°C | 5 years |  |  |  | >70 |  | 5000 | 25790 |  |  |  | L80 > 195000 h |  | 113 |  |  | 9 | F | 25 °C | 20.4% at 105.000 hours | No Built-in accessory | Phased-out | 750/559 | CIE(x= 0.34. y= 0.35) 5SDCM | Class1. Class2 | IK09 | [11 empty] | dimmable
TBD | SP H/3/F/U/227/50 | image | datasheet | deeplink | TUNGSRAM - Spinella Double module - 24510lm - 227W - 5000K - 70CRI - TBD[SKU] - side 48-60mm and post 48-76mm | 21 | side 48-60mm and post 48-76mm | LED | 1 | 227 | YES |  |  | IK09 |  | -30°C to +50°C | CE;ENEC |  | CE;ENEC | [6 empty] | 66 | 5000 | 977x420x216 |  | 220-240V | -30°C to +50°C | 5 years |  |  |  | >70 |  | 5000 | 24510 |  |  |  | L80 > 195000 h |  | 107 |  |  | 9 | U | 25 °C | 20.4% at 105.000 hours | No Built-in accessory | Phased-out | 750/559 | CIE(x= 0.34. y= 0.35) 5SDCM | Class1. Class2 | IK09 | [11 empty] | dimmable
TBD | SP H/3/F/E/227/50 | image | datasheet | deeplink | TUNGSRAM - Spinella Double module - 24750lm - 227W - 5000K - 70CRI - TBD[SKU] - side 48-60mm and post 48-76mm | 21 | side 48-60mm and post 48-76mm | LED | 1 | 227 | YES |  |  | IK09 |  | -30°C to +50°C | CE;ENEC |  | CE;ENEC | [6 empty] | 66 | 5000 | 977x420x216 |  | 220-240V | -30°C to +50°C | 5 years |  |  |  | >70 |  | 5000 | 24750 |  |  |  | L80 > 195000 h |  | 109 |  |  | 9 | E | 25 °C | 20.4% at 105.000 hours | No Built-in accessory | Phased-out | 750/559 | CIE(x= 0.34. y= 0.35) 5SDCM | Class1. Class2 | IK09 | [11 empty] | dimmable
TBD | SP H/3/F/T/227/50 | image | datasheet | deeplink | TUNGSRAM - Spinella Double module - 26300lm - 227W - 5000K - 70CRI - TBD[SKU] - side 48-60mm and post 48-76mm | 21 | side 48-60mm and post 48-76mm | LED | 1 | 227 | YES |  |  | IK09 |  | -30°C to +50°C | CE;ENEC |  | CE;ENEC | [6 empty] | 66 | 5000 | 977x420x216 |  | 220-240V | -30°C to +50°C | 5 years |  |  |  | >70 |  | 5000 | 26300 |  |  |  | L80 > 195000 h |  | 115 |  |  | 9 | T | 25 °C | 20.4% at 105.000 hours | No Built-in accessory | Phased-out | 750/559 | CIE(x= 0.34. y= 0.35) 5SDCM | Class1. Class2 | IK09 | [11 empty] | dimmable
TBD | SP H/3/F/C/227/50 | image | datasheet | deeplink | TUNGSRAM - Spinella Double module - 25270lm - 227W - 5000K - 70CRI - TBD[SKU] - side 48-60mm and post 48-76mm | 21 | side 48-60mm and post 48-76mm | LED | 1 | 227 | YES |  |  | IK09 |  | -30°C to +50°C | CE;ENEC |  | CE;ENEC | [6 empty] | 66 | 5000 | 977x420x216 |  | 220-240V | -30°C to +50°C | 5 years |  |  |  | >70 |  | 5000 | 25270 |  |  |  | L80 > 195000 h |  | 111 |  |  | 9 | C | 25 °C | 20.4% at 105.000 hours | No Built-in accessory | Phased-out | 750/559 | CIE(x= 0.34. y= 0.35) 5SDCM | Class1. Class2 | IK09 | [11 empty] | dimmable
TBD | SP H/3/F/B/227/50 | image | datasheet | deeplink | TUNGSRAM - Spinella Double module - 25530lm - 227W - 5000K - 70CRI - TBD[SKU] - side 48-60mm and post 48-76mm | 21 | side 48-60mm and post 48-76mm | LED | 1 | 227 | YES |  |  | IK09 |  | -30°C to +50°C | CE;ENEC |  | CE;ENEC | [6 empty] | 66 | 5000 | 977x420x216 |  | 220-240V | -30°C to +50°C | 5 years |  |  |  | >70 |  | 5000 | 25530 |  |  |  | L80 > 195000 h |  | 112 |  |  | 9 | B | 25 °C | 20.4% at 105.000 hours | No Built-in accessory | Phased-out | 750/559 | CIE(x= 0.34. y= 0.35) 5SDCM | Class1. Class2 | IK09 | [11 empty] | dimmable
TBD | SP H/3/F/N/227/40 | image | datasheet | deeplink | TUNGSRAM - Spinella Double module - 24930lm - 227W - 4000K - 70CRI - TBD[SKU] - side 48-60mm and post 48-76mm | 21 | side 48-60mm and post 48-76mm | LED | 1 | 227 | YES |  |  | IK09 |  | -30°C to +50°C | CE;ENEC |  | CE;ENEC | [6 empty] | 66 | 4000 | 977x420x216 |  | 220-240V | -30°C to +50°C | 5 years |  |  |  | >70 |  | 4000 | 24930 |  |  |  | L80 > 195000 h |  | 109 |  |  | 9 | N | 25 °C | 20.4% at 105.000 hours | No Built-in accessory | Phased-out | 740/559 | CIE(x= 0.38. y= 0.38) 5SDCM | Class1. Class2 | IK09 | [11 empty] | dimmable
TBD | SP H/3/F/F/227/40 | image | datasheet | deeplink | TUNGSRAM - Spinella Double module - 24680lm - 227W - 4000K - 70CRI - TBD[SKU] - side 48-60mm and post 48-76mm | 21 | side 48-60mm and post 48-76mm | LED | 1 | 227 | YES |  |  | IK09 |  | -30°C to +50°C | CE;ENEC |  | CE;ENEC | [6 empty] | 66 | 4000 | 977x420x216 |  | 220-240V | -30°C to +50°C | 5 years |  |  |  | >70 |  | 4000 | 24680 |  |  |  | L80 > 195000 h |  | 108 |  |  | 9 | F | 25 °C | 20.4% at 105.000 hours | No Built-in accessory | Phased-out | 740/559 | CIE(x= 0.38. y= 0.38) 5SDCM | Class1. Class2 | IK09 | [11 empty] | dimmable
TBD | SP H/3/F/U/227/40 | image | datasheet | deeplink | TUNGSRAM - Spinella Double module - 23460lm - 227W - 4000K - 70CRI - TBD[SKU] - side 48-60mm and post 48-76mm | 21 | side 48-60mm and post 48-76mm | LED | 1 | 227 | YES |  |  | IK09 |  | -30°C to +50°C | CE;ENEC |  | CE;ENEC | [6 empty] | 66 | 4000 | 977x420x216 |  | 220-240V | -30°C to +50°C | 5 years |  |  |  | >70 |  | 4000 | 23460 |  |  |  | L80 > 195000 h |  | 103 |  |  | 9 | U | 25 °C | 20.4% at 105.000 hours | No Built-in accessory | Phased-out | 740/559 | CIE(x= 0.38. y= 0.38) 5SDCM | Class1. Class2 | IK09 | [11 empty] | dimmable
TBD | SP H/3/F/E/227/40 | image | datasheet | deeplink | TUNGSRAM - Spinella Double module - 23690lm - 227W - 4000K - 70CRI - TBD[SKU] - side 48-60mm and post 48-76mm | 21 | side 48-60mm and post 48-76mm | LED | 1 | 227 | YES |  |  | IK09 |  | -30°C to +50°C | CE;ENEC |  | CE;ENEC | [6 empty] | 66 | 4000 | 977x420x216 |  | 220-240V | -30°C to +50°C | 5 years |  |  |  | >70 |  | 4000 | 23690 |  |  |  | L80 > 195000 h |  | 104 |  |  | 9 | E | 25 °C | 20.4% at 105.000 hours | No Built-in accessory | Phased-out | 740/559 | CIE(x= 0.38. y= 0.38) 5SDCM | Class1. Class2 | IK09 | [11 empty] | dimmable
TBD | SP H/3/F/T/227/40 | image | datasheet | deeplink | TUNGSRAM - Spinella Double module - 25170lm - 227W - 4000K - 70CRI - TBD[SKU] - side 48-60mm and post 48-76mm | 21 | side 48-60mm and post 48-76mm | LED | 1 | 227 | YES |  |  | IK09 |  | -30°C to +50°C | CE;ENEC |  | CE;ENEC | [6 empty] | 66 | 4000 | 977x420x216 |  | 220-240V | -30°C to +50°C | 5 years |  |  |  | >70 |  | 4000 | 25170 |  |  |  | L80 > 195000 h |  | 110 |  |  | 9 | T | 25 °C | 20.4% at 105.000 hours | No Built-in accessory | Phased-out | 740/559 | CIE(x= 0.38. y= 0.38) 5SDCM | Class1. Class2 | IK09 | [11 empty] | dimmable
TBD | SP H/3/F/C/227/40 | image | datasheet | deeplink | TUNGSRAM - Spinella Double module - 24190lm - 227W - 4000K - 70CRI - TBD[SKU] - side 48-60mm and post 48-76mm | 21 | side 48-60mm and post 48-76mm | LED | 1 | 227 | YES |  |  | IK09 |  | -30°C to +50°C | CE;ENEC |  | CE;ENEC | [6 empty] | 66 | 4000 | 977x420x216 |  | 220-240V | -30°C to +50°C | 5 years |  |  |  | >70 |  | 4000 | 24190 |  |  |  | L80 > 195000 h |  | 106 |  |  | 9 | C | 25 °C | 20.4% at 105.000 hours | No Built-in accessory | Phased-out | 740/559 | CIE(x= 0.38. y= 0.38) 5SDCM | Class1. Class2 | IK09 | [11 empty] | dimmable
TBD | SP H/3/F/B/227/40 | image | datasheet | deeplink | TUNGSRAM - Spinella Double module - 24440lm - 227W - 4000K - 70CRI - TBD[SKU] - side 48-60mm and post 48-76mm | 21 | side 48-60mm and post 48-76mm | LED | 1 | 227 | YES |  |  | IK09 |  | -30°C to +50°C | CE;ENEC |  | CE;ENEC | [6 empty] | 66 | 4000 | 977x420x216 |  | 220-240V | -30°C to +50°C | 5 years |  |  |  | >70 |  | 4000 | 24440 |  |  |  | L80 > 195000 h |  | 107 |  |  | 9 | B | 25 °C | 20.4% at 105.000 hours | No Built-in accessory | Phased-out | 740/559 | CIE(x= 0.38. y= 0.38) 5SDCM | Class1. Class2 | IK09 | [11 empty] | dimmable
TBD | SP H/3/F/N/227/30 | image | datasheet | deeplink | TUNGSRAM - Spinella Double module - 24280lm - 227W - 3000K - 70CRI - TBD[SKU] - side 48-60mm and post 48-76mm | 21 | side 48-60mm and post 48-76mm | LED | 1 | 227 | YES |  |  | IK09 |  | -30°C to +50°C | CE;ENEC |  | CE;ENEC | [6 empty] | 66 | 3000 | 977x420x216 |  | 220-240V | -30°C to +50°C | 5 years |  |  |  | >70 |  | 3000 | 24280 |  |  |  | L80 > 195000 h |  | 106 |  |  | 9 | N | 25 °C | 20.4% at 105.000 hours | No Built-in accessory | Phased-out | 730/559 | CIE(x=0.43. y=0.403) 5SDCM | Class1. Class2 | IK09 | [11 empty] | dimmable
TBD | SP H/3/F/F/227/30 | image | datasheet | deeplink | TUNGSRAM - Spinella Double module - 24030lm - 227W - 3000K - 70CRI - TBD[SKU] - side 48-60mm and post 48-76mm | 21 | side 48-60mm and post 48-76mm | LED | 1 | 227 | YES |  |  | IK09 |  | -30°C to +50°C | CE;ENEC |  | CE;ENEC | [6 empty] | 66 | 3000 | 977x420x216 |  | 220-240V | -30°C to +50°C | 5 years |  |  |  | >70 |  | 3000 | 24030 |  |  |  | L80 > 195000 h |  | 105 |  |  | 9 | F | 25 °C | 20.4% at 105.000 hours | No Built-in accessory | Phased-out | 730/559 | CIE(x=0.43. y=0.403) 5SDCM | Class1. Class2 | IK09 | [11 empty] | dimmable
TBD | SP H/3/F/U/227/30 | image | datasheet | deeplink | TUNGSRAM - Spinella Double module - 22850lm - 227W - 3000K - 70CRI - TBD[SKU] - side 48-60mm and post 48-76mm | 21 | side 48-60mm and post 48-76mm | LED | 1 | 227 | YES |  |  | IK09 |  | -30°C to +50°C | CE;ENEC |  | CE;ENEC | [6 empty] | 66 | 3000 | 977x420x216 |  | 220-240V | -30°C to +50°C | 5 years |  |  |  | >70 |  | 3000 | 22850 |  |  |  | L80 > 195000 h |  | 100 |  |  | 9 | U | 25 °C | 20.4% at 105.000 hours | No Built-in accessory | Phased-out | 730/559 | CIE(x=0.43. y=0.403) 5SDCM | Class1. Class2 | IK09 | [11 empty] | dimmable
TBD | SP H/3/F/E/227/30 | image | datasheet | deeplink | TUNGSRAM - Spinella Double module - 23070lm - 227W - 3000K - 70CRI - TBD[SKU] - side 48-60mm and post 48-76mm | 21 | side 48-60mm and post 48-76mm | LED | 1 | 227 | YES |  |  | IK09 |  | -30°C to +50°C | CE;ENEC |  | CE;ENEC | [6 empty] | 66 | 3000 | 977x420x216 |  | 220-240V | -30°C to +50°C | 5 years |  |  |  | >70 |  | 3000 | 23070 |  |  |  | L80 > 195000 h |  | 101 |  |  | 9 | E | 25 °C | 20.4% at 105.000 hours | No Built-in accessory | Phased-out | 730/559 | CIE(x=0.43. y=0.403) 5SDCM | Class1. Class2 | IK09 | [11 empty] | dimmable
TBD | SP H/3/F/T/227/30 | image | datasheet | deeplink | TUNGSRAM - Spinella Double module - 24510lm - 227W - 3000K - 70CRI - TBD[SKU] - side 48-60mm and post 48-76mm | 21 | side 48-60mm and post 48-76mm | LED | 1 | 227 | YES |  |  | IK09 |  | -30°C to +50°C | CE;ENEC |  | CE;ENEC | [6 empty] | 66 | 3000 | 977x420x216 |  | 220-240V | -30°C to +50°C | 5 years |  |  |  | >70 |  | 3000 | 24510 |  |  |  | L80 > 195000 h |  | 107 |  |  | 9 | T | 25 °C | 20.4% at 105.000 hours | No Built-in accessory | Phased-out | 730/559 | CIE(x=0.43. y=0.403) 5SDCM | Class1. Class2 | IK09 | [11 empty] | dimmable
TBD | SP H/3/F/C/227/30 | image | datasheet | deeplink | TUNGSRAM - Spinella Double module - 23560lm - 227W - 3000K - 70CRI - TBD[SKU] - side 48-60mm and post 48-76mm | 21 | side 48-60mm and post 48-76mm | LED | 1 | 227 | YES |  |  | IK09 |  | -30°C to +50°C | CE;ENEC |  | CE;ENEC | [6 empty] | 66 | 3000 | 977x420x216 |  | 220-240V | -30°C to +50°C | 5 years |  |  |  | >70 |  | 3000 | 23560 |  |  |  | L80 > 195000 h |  | 103 |  |  | 9 | C | 25 °C | 20.4% at 105.000 hours | No Built-in accessory | Phased-out | 730/559 | CIE(x=0.43. y=0.403) 5SDCM | Class1. Class2 | IK09 | [11 empty] | dimmable
TBD | SP H/3/F/B/227/30 | image | datasheet | deeplink | TUNGSRAM - Spinella Double module - 23800lm - 227W - 3000K - 70CRI - TBD[SKU] - side 48-60mm and post 48-76mm | 21 | side 48-60mm and post 48-76mm | LED | 1 | 227 | YES |  |  | IK09 |  | -30°C to +50°C | CE;ENEC |  | CE;ENEC | [6 empty] | 66 | 3000 | 977x420x216 |  | 220-240V | -30°C to +50°C | 5 years |  |  |  | >70 |  | 3000 | 23800 |  |  |  | L80 > 195000 h |  | 104 |  |  | 9 | B | 25 °C | 20.4% at 105.000 hours | No Built-in accessory | Phased-out | 730/559 | CIE(x=0.43. y=0.403) 5SDCM | Class1. Class2 | IK09 | [11 empty] | dimmable
TBD | SP H/3/F/N/211/50 | image | datasheet | deeplink | TUNGSRAM - Spinella Double module - 24510lm - 211W - 5000K - 70CRI - TBD[SKU] - side 48-60mm and post 48-76mm | 21 | side 48-60mm and post 48-76mm | LED | 1 | 211 | YES |  |  | IK09 |  | -30°C to +50°C | CE;ENEC |  | CE;ENEC | [6 empty] | 66 | 5000 | 977x420x216 |  | 220-240V | -30°C to +50°C | 5 years |  |  |  | >70 |  | 5000 | 24510 |  |  |  | L80 > 195000 h |  | 116 |  |  | 9 | N | 25 °C | 20.4% at 105.000 hours | No Built-in accessory | Phased-out | 750/559 | CIE(x= 0.34. y= 0.35) 5SDCM | Class1. Class2 | IK09 | [11 empty] | dimmable
TBD | SP H/3/F/F/211/50 | image | datasheet | deeplink | TUNGSRAM - Spinella Double module - 24270lm - 211W - 5000K - 70CRI - TBD[SKU] - side 48-60mm and post 48-76mm | 21 | side 48-60mm and post 48-76mm | LED | 1 | 211 | YES |  |  | IK09 |  | -30°C to +50°C | CE;ENEC |  | CE;ENEC | [6 empty] | 66 | 5000 | 977x420x216 |  | 220-240V | -30°C to +50°C | 5 years |  |  |  | >70 |  | 5000 | 24270 |  |  |  | L80 > 195000 h |  | 115 |  |  | 9 | F | 25 °C | 20.4% at 105.000 hours | No Built-in accessory | Phased-out | 750/559 | CIE(x= 0.34. y= 0.35) 5SDCM | Class1. Class2 | IK09 | [11 empty] | dimmable
TBD | SP H/3/F/U/211/50 | image | datasheet | deeplink | TUNGSRAM - Spinella Double module - 23070lm - 211W - 5000K - 70CRI - TBD[SKU] - side 48-60mm and post 48-76mm | 21 | side 48-60mm and post 48-76mm | LED | 1 | 211 | YES |  |  | IK09 |  | -30°C to +50°C | CE;ENEC |  | CE;ENEC | [6 empty] | 66 | 5000 | 977x420x216 |  | 220-240V | -30°C to +50°C | 5 years |  |  |  | >70 |  | 5000 | 23070 |  |  |  | L80 > 195000 h |  | 109 |  |  | 9 | U | 25 °C | 20.4% at 105.000 hours | No Built-in accessory | Phased-out | 750/559 | CIE(x= 0.34. y= 0.35) 5SDCM | Class1. Class2 | IK09 | [11 empty] | dimmable
TBD | SP H/3/F/E/211/50 | image | datasheet | deeplink | TUNGSRAM - Spinella Double module - 23290lm - 211W - 5000K - 70CRI - TBD[SKU] - side 48-60mm and post 48-76mm | 21 | side 48-60mm and post 48-76mm | LED | 1 | 211 | YES |  |  | IK09 |  | -30°C to +50°C | CE;ENEC |  | CE;ENEC | [6 empty] | 66 | 5000 | 977x420x216 |  | 220-240V | -30°C to +50°C | 5 years |  |  |  | >70 |  | 5000 | 23290 |  |  |  | L80 > 195000 h |  | 110 |  |  | 9 | E | 25 °C | 20.4% at 105.000 hours | No Built-in accessory | Phased-out | 750/559 | CIE(x= 0.34. y= 0.35) 5SDCM | Class1. Class2 | IK09 | [11 empty] | dimmable
TBD | SP H/3/F/T/211/50 | image | datasheet | deeplink | TUNGSRAM - Spinella Double module - 24750lm - 211W - 5000K - 70CRI - TBD[SKU] - side 48-60mm and post 48-76mm | 21 | side 48-60mm and post 48-76mm | LED | 1 | 211 | YES |  |  | IK09 |  | -30°C to +50°C | CE;ENEC |  | CE;ENEC | [6 empty] | 66 | 5000 | 977x420x216 |  | 220-240V | -30°C to +50°C | 5 years |  |  |  | >70 |  | 5000 | 24750 |  |  |  | L80 > 195000 h |  | 117 |  |  | 9 | T | 25 °C | 20.4% at 105.000 hours | No Built-in accessory | Phased-out | 750/559 | CIE(x= 0.34. y= 0.35) 5SDCM | Class1. Class2 | IK09 | [11 empty] | dimmable
TBD | SP H/3/F/C/211/50 | image | datasheet | deeplink | TUNGSRAM - Spinella Double module - 23780lm - 211W - 5000K - 70CRI - TBD[SKU] - side 48-60mm and post 48-76mm | 21 | side 48-60mm and post 48-76mm | LED | 1 | 211 | YES |  |  | IK09 |  | -30°C to +50°C | CE;ENEC |  | CE;ENEC | [6 empty] | 66 | 5000 | 977x420x216 |  | 220-240V | -30°C to +50°C | 5 years |  |  |  | >70 |  | 5000 | 23780 |  |  |  | L80 > 195000 h |  | 112 |  |  | 9 | C | 25 °C | 20.4% at 105.000 hours | No Built-in accessory | Phased-out | 750/559 | CIE(x= 0.34. y= 0.35) 5SDCM | Class1. Class2 | IK09 | [11 empty] | dimmable
TBD | SP H/3/F/B/211/50 | image | datasheet | deeplink | TUNGSRAM - Spinella Double module - 24030lm - 211W - 5000K - 70CRI - TBD[SKU] - side 48-60mm and post 48-76mm | 21 | side 48-60mm and post 48-76mm | LED | 1 | 211 | YES |  |  | IK09 |  | -30°C to +50°C | CE;ENEC |  | CE;ENEC | [6 empty] | 66 | 5000 | 977x420x216 |  | 220-240V | -30°C to +50°C | 5 years |  |  |  | >70 |  | 5000 | 24030 |  |  |  | L80 > 195000 h |  | 113 |  |  | 9 | B | 25 °C | 20.4% at 105.000 hours | No Built-in accessory | Phased-out | 750/559 | CIE(x= 0.34. y= 0.35) 5SDCM | Class1. Class2 | IK09 | [11 empty] | dimmable
TBD | SP H/3/F/N/211/40 | image | datasheet | deeplink | TUNGSRAM - Spinella Double module - 23460lm - 211W - 4000K - 70CRI - TBD[SKU] - side 48-60mm and post 48-76mm | 21 | side 48-60mm and post 48-76mm | LED | 1 | 211 | YES |  |  | IK09 |  | -30°C to +50°C | CE;ENEC |  | CE;ENEC | [6 empty] | 66 | 4000 | 977x420x216 |  | 220-240V | -30°C to +50°C | 5 years |  |  |  | >70 |  | 4000 | 23460 |  |  |  | L80 > 195000 h |  | 111 |  |  | 9 | N | 25 °C | 20.4% at 105.000 hours | No Built-in accessory | Phased-out | 740/559 | CIE(x= 0.38. y= 0.38) 5SDCM | Class1. Class2 | IK09 | [11 empty] | dimmable
TBD | SP H/3/F/F/211/40 | image | datasheet | deeplink | TUNGSRAM - Spinella Double module - 23230lm - 211W - 4000K - 70CRI - TBD[SKU] - side 48-60mm and post 48-76mm | 21 | side 48-60mm and post 48-76mm | LED | 1 | 211 | YES |  |  | IK09 |  | -30°C to +50°C | CE;ENEC |  | CE;ENEC | [6 empty] | 66 | 4000 | 977x420x216 |  | 220-240V | -30°C to +50°C | 5 years |  |  |  | >70 |  | 4000 | 23230 |  |  |  | L80 > 195000 h |  | 110 |  |  | 9 | F | 25 °C | 20.4% at 105.000 hours | No Built-in accessory | Phased-out | 740/559 | CIE(x= 0.38. y= 0.38) 5SDCM | Class1. Class2 | IK09 | [11 empty] | dimmable
TBD | SP H/3/F/U/211/40 | image | datasheet | deeplink | TUNGSRAM - Spinella Double module - 22080lm - 211W - 4000K - 70CRI - TBD[SKU] - side 48-60mm and post 48-76mm | 21 | side 48-60mm and post 48-76mm | LED | 1 | 211 | YES |  |  | IK09 |  | -30°C to +50°C | CE;ENEC |  | CE;ENEC | [6 empty] | 66 | 4000 | 977x420x216 |  | 220-240V | -30°C to +50°C | 5 years |  |  |  | >70 |  | 4000 | 22080 |  |  |  | L80 > 195000 h |  | 104 |  |  | 9 | U | 25 °C | 20.4% at 105.000 hours | No Built-in accessory | Phased-out | 740/559 | CIE(x= 0.38. y= 0.38) 5SDCM | Class1. Class2 | IK09 | [11 empty] | dimmable
TBD | SP H/3/F/E/211/40 | image | datasheet | deeplink | TUNGSRAM - Spinella Double module - 22290lm - 211W - 4000K - 70CRI - TBD[SKU] - side 48-60mm and post 48-76mm | 21 | side 48-60mm and post 48-76mm | LED | 1 | 211 | YES |  |  | IK09 |  | -30°C to +50°C | CE;ENEC |  | CE;ENEC | [6 empty] | 66 | 4000 | 977x420x216 |  | 220-240V | -30°C to +50°C | 5 years |  |  |  | >70 |  | 4000 | 22290 |  |  |  | L80 > 195000 h |  | 105 |  |  | 9 | E | 25 °C | 20.4% at 105.000 hours | No Built-in accessory | Phased-out | 740/559 | CIE(x= 0.38. y= 0.38) 5SDCM | Class1. Class2 | IK09 | [11 empty] | dimmable
TBD | SP H/3/F/T/211/40 | image | datasheet | deeplink | TUNGSRAM - Spinella Double module - 23690lm - 211W - 4000K - 70CRI - TBD[SKU] - side 48-60mm and post 48-76mm | 21 | side 48-60mm and post 48-76mm | LED | 1 | 211 | YES |  |  | IK09 |  | -30°C to +50°C | CE;ENEC |  | CE;ENEC | [6 empty] | 66 | 4000 | 977x420x216 |  | 220-240V | -30°C to +50°C | 5 years |  |  |  | >70 |  | 4000 | 23690 |  |  |  | L80 > 195000 h |  | 112 |  |  | 9 | T | 25 °C | 20.4% at 105.000 hours | No Built-in accessory | Phased-out | 740/559 | CIE(x= 0.38. y= 0.38) 5SDCM | Class1. Class2 | IK09 | [11 empty] | dimmable
TBD | SP H/3/F/C/211/40 | image | datasheet | deeplink | TUNGSRAM - Spinella Double module - 22760lm - 211W - 4000K - 70CRI - TBD[SKU] - side 48-60mm and post 48-76mm | 21 | side 48-60mm and post 48-76mm | LED | 1 | 211 | YES |  |  | IK09 |  | -30°C to +50°C | CE;ENEC |  | CE;ENEC | [6 empty] | 66 | 4000 | 977x420x216 |  | 220-240V | -30°C to +50°C | 5 years |  |  |  | >70 |  | 4000 | 22760 |  |  |  | L80 > 195000 h |  | 107 |  |  | 9 | C | 25 °C | 20.4% at 105.000 hours | No Built-in accessory | Phased-out | 740/559 | CIE(x= 0.38. y= 0.38) 5SDCM | Class1. Class2 | IK09 | [11 empty] | dimmable
TBD | SP H/3/F/B/211/40 | image | datasheet | deeplink | TUNGSRAM - Spinella Double module - 23000lm - 211W - 4000K - 70CRI - TBD[SKU] - side 48-60mm and post 48-76mm | 21 | side 48-60mm and post 48-76mm | LED | 1 | 211 | YES |  |  | IK09 |  | -30°C to +50°C | CE;ENEC |  | CE;ENEC | [6 empty] | 66 | 4000 | 977x420x216 |  | 220-240V | -30°C to +50°C | 5 years |  |  |  | >70 |  | 4000 | 23000 |  |  |  | L80 > 195000 h |  | 109 |  |  | 9 | B | 25 °C | 20.4% at 105.000 hours | No Built-in accessory | Phased-out | 740/559 | CIE(x= 0.38. y= 0.38) 5SDCM | Class1. Class2 | IK09 | [11 empty] | dimmable
TBD | SP H/3/F/N/211/30 | image | datasheet | deeplink | TUNGSRAM - Spinella Double module - 22850lm - 211W - 3000K - 70CRI - TBD[SKU] - side 48-60mm and post 48-76mm | 21 | side 48-60mm and post 48-76mm | LED | 1 | 211 | YES |  |  | IK09 |  | -30°C to +50°C | CE;ENEC |  | CE;ENEC | [6 empty] | 66 | 3000 | 977x420x216 |  | 220-240V | -30°C to +50°C | 5 years |  |  |  | >70 |  | 3000 | 22850 |  |  |  | L80 > 195000 h |  | 108 |  |  | 9 | N | 25 °C | 20.4% at 105.000 hours | No Built-in accessory | Phased-out | 730/559 | CIE(x=0.43. y=0.403) 5SDCM | Class1. Class2 | IK09 | [11 empty] | dimmable
TBD | SP H/3/F/F/211/30 | image | datasheet | deeplink | TUNGSRAM - Spinella Double module - 22620lm - 211W - 3000K - 70CRI - TBD[SKU] - side 48-60mm and post 48-76mm | 21 | side 48-60mm and post 48-76mm | LED | 1 | 211 | YES |  |  | IK09 |  | -30°C to +50°C | CE;ENEC |  | CE;ENEC | [6 empty] | 66 | 3000 | 977x420x216 |  | 220-240V | -30°C to +50°C | 5 years |  |  |  | >70 |  | 3000 | 22620 |  |  |  | L80 > 195000 h |  | 107 |  |  | 9 | F | 25 °C | 20.4% at 105.000 hours | No Built-in accessory | Phased-out | 730/559 | CIE(x=0.43. y=0.403) 5SDCM | Class1. Class2 | IK09 | [11 empty] | dimmable
TBD | SP H/3/F/U/211/30 | image | datasheet | deeplink | TUNGSRAM - Spinella Double module - 21500lm - 211W - 3000K - 70CRI - TBD[SKU] - side 48-60mm and post 48-76mm | 21 | side 48-60mm and post 48-76mm | LED | 1 | 211 | YES |  |  | IK09 |  | -30°C to +50°C | CE;ENEC |  | CE;ENEC | [6 empty] | 66 | 3000 | 977x420x216 |  | 220-240V | -30°C to +50°C | 5 years |  |  |  | >70 |  | 3000 | 21500 |  |  |  | L80 > 195000 h |  | 101 |  |  | 9 | U | 25 °C | 20.4% at 105.000 hours | No Built-in accessory | Phased-out | 730/559 | CIE(x=0.43. y=0.403) 5SDCM | Class1. Class2 | IK09 | [11 empty] | dimmable
TBD | SP H/3/F/E/211/30 | image | datasheet | deeplink | TUNGSRAM - Spinella Double module - 21710lm - 211W - 3000K - 70CRI - TBD[SKU] - side 48-60mm and post 48-76mm | 21 | side 48-60mm and post 48-76mm | LED | 1 | 211 | YES |  |  | IK09 |  | -30°C to +50°C | CE;ENEC |  | CE;ENEC | [6 empty] | 66 | 3000 | 977x420x216 |  | 220-240V | -30°C to +50°C | 5 years |  |  |  | >70 |  | 3000 | 21710 |  |  |  | L80 > 195000 h |  | 102 |  |  | 9 | E | 25 °C | 20.4% at 105.000 hours | No Built-in accessory | Phased-out | 730/559 | CIE(x=0.43. y=0.403) 5SDCM | Class1. Class2 | IK09 | [11 empty] | dimmable
TBD | SP H/3/F/T/211/30 | image | datasheet | deeplink | TUNGSRAM - Spinella Double module - 23070lm - 211W - 3000K - 70CRI - TBD[SKU] - side 48-60mm and post 48-76mm | 21 | side 48-60mm and post 48-76mm | LED | 1 | 211 | YES |  |  | IK09 |  | -30°C to +50°C | CE;ENEC |  | CE;ENEC | [6 empty] | 66 | 3000 | 977x420x216 |  | 220-240V | -30°C to +50°C | 5 years |  |  |  | >70 |  | 3000 | 23070 |  |  |  | L80 > 195000 h |  | 109 |  |  | 9 | T | 25 °C | 20.4% at 105.000 hours | No Built-in accessory | Phased-out | 730/559 | CIE(x=0.43. y=0.403) 5SDCM | Class1. Class2 | IK09 | [11 empty] | dimmable
TBD | SP H/3/F/C/211/30 | image | datasheet | deeplink | TUNGSRAM - Spinella Double module - 22160lm - 211W - 3000K - 70CRI - TBD[SKU] - side 48-60mm and post 48-76mm | 21 | side 48-60mm and post 48-76mm | LED | 1 | 211 | YES |  |  | IK09 |  | -30°C to +50°C | CE;ENEC |  | CE;ENEC | [6 empty] | 66 | 3000 | 977x420x216 |  | 220-240V | -30°C to +50°C | 5 years |  |  |  | >70 |  | 3000 | 22160 |  |  |  | L80 > 195000 h |  | 105 |  |  | 9 | C | 25 °C | 20.4% at 105.000 hours | No Built-in accessory | Phased-out | 730/559 | CIE(x=0.43. y=0.403) 5SDCM | Class1. Class2 | IK09 | [11 empty] | dimmable
TBD | SP H/3/F/B/211/30 | image | datasheet | deeplink | TUNGSRAM - Spinella Double module - 22400lm - 211W - 3000K - 70CRI - TBD[SKU] - side 48-60mm and post 48-76mm | 21 | side 48-60mm and post 48-76mm | LED | 1 | 211 | YES |  |  | IK09 |  | -30°C to +50°C | CE;ENEC |  | CE;ENEC | [6 empty] | 66 | 3000 | 977x420x216 |  | 220-240V | -30°C to +50°C | 5 years |  |  |  | >70 |  | 3000 | 22400 |  |  |  | L80 > 195000 h |  | 106 |  |  | 9 | B | 25 °C | 20.4% at 105.000 hours | No Built-in accessory | Phased-out | 730/559 | CIE(x=0.43. y=0.403) 5SDCM | Class1. Class2 | IK09 | [11 empty] | dimmable
TBD | SP H/3/F/N/190/50 | image | datasheet | deeplink | TUNGSRAM - Spinella Double module - 22400lm - 190W - 5000K - 70CRI - TBD[SKU] - side 48-60mm and post 48-76mm | 21 | side 48-60mm and post 48-76mm | LED | 1 | 190 | YES |  |  | IK09 |  | -30°C to +50°C | CE;ENEC |  | CE;ENEC | [6 empty] | 66 | 5000 | 977x420x216 |  | 220-240V | -30°C to +50°C | 5 years |  |  |  | >70 |  | 5000 | 22400 |  |  |  | L80 > 195000 h |  | 117 |  |  | 9 | N | 25 °C | 20.4% at 105.000 hours | No Built-in accessory | Phased-out | 750/559 | CIE(x= 0.34. y= 0.35) 5SDCM | Class1. Class2 | IK09 | [11 empty] | dimmable
TBD | SP H/3/F/F/190/50 | image | datasheet | deeplink | TUNGSRAM - Spinella Double module - 22180lm - 190W - 5000K - 70CRI - TBD[SKU] - side 48-60mm and post 48-76mm | 21 | side 48-60mm and post 48-76mm | LED | 1 | 190 | YES |  |  | IK09 |  | -30°C to +50°C | CE;ENEC |  | CE;ENEC | [6 empty] | 66 | 5000 | 977x420x216 |  | 220-240V | -30°C to +50°C | 5 years |  |  |  | >70 |  | 5000 | 22180 |  |  |  | L80 > 195000 h |  | 116 |  |  | 9 | F | 25 °C | 20.4% at 105.000 hours | No Built-in accessory | Phased-out | 750/559 | CIE(x= 0.34. y= 0.35) 5SDCM | Class1. Class2 | IK09 | [11 empty] | dimmable
TBD | SP H/3/F/U/190/50 | image | datasheet | deeplink | TUNGSRAM - Spinella Double module - 21070lm - 190W - 5000K - 70CRI - TBD[SKU] - side 48-60mm and post 48-76mm | 21 | side 48-60mm and post 48-76mm | LED | 1 | 190 | YES |  |  | IK09 |  | -30°C to +50°C | CE;ENEC |  | CE;ENEC | [6 empty] | 66 | 5000 | 977x420x216 |  | 220-240V | -30°C to +50°C | 5 years |  |  |  | >70 |  | 5000 | 21070 |  |  |  | L80 > 195000 h |  | 110 |  |  | 9 | U | 25 °C | 20.4% at 105.000 hours | No Built-in accessory | Phased-out | 750/559 | CIE(x= 0.34. y= 0.35) 5SDCM | Class1. Class2 | IK09 | [11 empty] | dimmable
TBD | SP H/3/F/E/190/50 | image | datasheet | deeplink | TUNGSRAM - Spinella Double module - 21280lm - 190W - 5000K - 70CRI - TBD[SKU] - side 48-60mm and post 48-76mm | 21 | side 48-60mm and post 48-76mm | LED | 1 | 190 | YES |  |  | IK09 |  | -30°C to +50°C | CE;ENEC |  | CE;ENEC | [6 empty] | 66 | 5000 | 977x420x216 |  | 220-240V | -30°C to +50°C | 5 years |  |  |  | >70 |  | 5000 | 21280 |  |  |  | L80 > 195000 h |  | 112 |  |  | 9 | E | 25 °C | 20.4% at 105.000 hours | No Built-in accessory | Phased-out | 750/559 | CIE(x= 0.34. y= 0.35) 5SDCM | Class1. Class2 | IK09 | [11 empty] | dimmable
TBD | SP H/3/F/T/190/50 | image | datasheet | deeplink | TUNGSRAM - Spinella Double module - 22620lm - 190W - 5000K - 70CRI - TBD[SKU] - side 48-60mm and post 48-76mm | 21 | side 48-60mm and post 48-76mm | LED | 1 | 190 | YES |  |  | IK09 |  | -30°C to +50°C | CE;ENEC |  | CE;ENEC | [6 empty] | 66 | 5000 | 977x420x216 |  | 220-240V | -30°C to +50°C | 5 years |  |  |  | >70 |  | 5000 | 22620 |  |  |  | L80 > 195000 h |  | 119 |  |  | 9 | T | 25 °C | 20.4% at 105.000 hours | No Built-in accessory | Phased-out | 750/559 | CIE(x= 0.34. y= 0.35) 5SDCM | Class1. Class2 | IK09 | [11 empty] | dimmable
TBD | SP H/3/F/C/190/50 | image | datasheet | deeplink | TUNGSRAM - Spinella Double module - 21730lm - 190W - 5000K - 70CRI - TBD[SKU] - side 48-60mm and post 48-76mm | 21 | side 48-60mm and post 48-76mm | LED | 1 | 190 | YES |  |  | IK09 |  | -30°C to +50°C | CE;ENEC |  | CE;ENEC | [6 empty] | 66 | 5000 | 977x420x216 |  | 220-240V | -30°C to +50°C | 5 years |  |  |  | >70 |  | 5000 | 21730 |  |  |  | L80 > 195000 h |  | 114 |  |  | 9 | C | 25 °C | 20.4% at 105.000 hours | No Built-in accessory | Phased-out | 750/559 | CIE(x= 0.34. y= 0.35) 5SDCM | Class1. Class2 | IK09 | [11 empty] | dimmable
TBD | SP H/3/F/B/190/50 | image | datasheet | deeplink | TUNGSRAM - Spinella Double module - 21960lm - 190W - 5000K - 70CRI - TBD[SKU] - side 48-60mm and post 48-76mm | 21 | side 48-60mm and post 48-76mm | LED | 1 | 190 | YES |  |  | IK09 |  | -30°C to +50°C | CE;ENEC |  | CE;ENEC | [6 empty] | 66 | 5000 | 977x420x216 |  | 220-240V | -30°C to +50°C | 5 years |  |  |  | >70 |  | 5000 | 21960 |  |  |  | L80 > 195000 h |  | 115 |  |  | 9 | B | 25 °C | 20.4% at 105.000 hours | No Built-in accessory | Phased-out | 750/559 | CIE(x= 0.34. y= 0.35) 5SDCM | Class1. Class2 | IK09 | [11 empty] | dimmable
TBD | SP H/3/F/N/190/40 | image | datasheet | deeplink | TUNGSRAM - Spinella Double module - 21440lm - 190W - 4000K - 70CRI - TBD[SKU] - side 48-60mm and post 48-76mm | 21 | side 48-60mm and post 48-76mm | LED | 1 | 190 | YES |  |  | IK09 |  | -30°C to +50°C | CE;ENEC |  | CE;ENEC | [6 empty] | 66 | 4000 | 977x420x216 |  | 220-240V | -30°C to +50°C | 5 years |  |  |  | >70 |  | 4000 | 21440 |  |  |  | L80 > 195000 h |  | 112 |  |  | 9 | N | 25 °C | 20.4% at 105.000 hours | No Built-in accessory | Phased-out | 740/559 | CIE(x= 0.38. y= 0.38) 5SDCM | Class1. Class2 | IK09 | [11 empty] | dimmable
TBD | SP H/3/F/F/190/40 | image | datasheet | deeplink | TUNGSRAM - Spinella Double module - 21230lm - 190W - 4000K - 70CRI - TBD[SKU] - side 48-60mm and post 48-76mm | 21 | side 48-60mm and post 48-76mm | LED | 1 | 190 | YES |  |  | IK09 |  | -30°C to +50°C | CE;ENEC |  | CE;ENEC | [6 empty] | 66 | 4000 | 977x420x216 |  | 220-240V | -30°C to +50°C | 5 years |  |  |  | >70 |  | 4000 | 21230 |  |  |  | L80 > 195000 h |  | 111 |  |  | 9 | F | 25 °C | 20.4% at 105.000 hours | No Built-in accessory | Phased-out | 740/559 | CIE(x= 0.38. y= 0.38) 5SDCM | Class1. Class2 | IK09 | [11 empty] | dimmable
TBD | SP H/3/F/U/190/40 | image | datasheet | deeplink | TUNGSRAM - Spinella Double module - 20170lm - 190W - 4000K - 70CRI - TBD[SKU] - side 48-60mm and post 48-76mm | 21 | side 48-60mm and post 48-76mm | LED | 1 | 190 | YES |  |  | IK09 |  | -30°C to +50°C | CE;ENEC |  | CE;ENEC | [6 empty] | 66 | 4000 | 977x420x216 |  | 220-240V | -30°C to +50°C | 5 years |  |  |  | >70 |  | 4000 | 20170 |  |  |  | L80 > 195000 h |  | 106 |  |  | 9 | U | 25 °C | 20.4% at 105.000 hours | No Built-in accessory | Phased-out | 740/559 | CIE(x= 0.38. y= 0.38) 5SDCM | Class1. Class2 | IK09 | [11 empty] | dimmable
TBD | SP H/3/F/E/190/40 | image | datasheet | deeplink | TUNGSRAM - Spinella Double module - 20370lm - 190W - 4000K - 70CRI - TBD[SKU] - side 48-60mm and post 48-76mm | 21 | side 48-60mm and post 48-76mm | LED | 1 | 190 | YES |  |  | IK09 |  | -30°C to +50°C | CE;ENEC |  | CE;ENEC | [6 empty] | 66 | 4000 | 977x420x216 |  | 220-240V | -30°C to +50°C | 5 years |  |  |  | >70 |  | 4000 | 20370 |  |  |  | L80 > 195000 h |  | 107 |  |  | 9 | E | 25 °C | 20.4% at 105.000 hours | No Built-in accessory | Phased-out | 740/559 | CIE(x= 0.38. y= 0.38) 5SDCM | Class1. Class2 | IK09 | [11 empty] | dimmable
TBD | SP H/3/F/T/190/40 | image | datasheet | deeplink | TUNGSRAM - Spinella Double module - 21650lm - 190W - 4000K - 70CRI - TBD[SKU] - side 48-60mm and post 48-76mm | 21 | side 48-60mm and post 48-76mm | LED | 1 | 190 | YES |  |  | IK09 |  | -30°C to +50°C | CE;ENEC |  | CE;ENEC | [6 empty] | 66 | 4000 | 977x420x216 |  | 220-240V | -30°C to +50°C | 5 years |  |  |  | >70 |  | 4000 | 21650 |  |  |  | L80 > 195000 h |  | 113 |  |  | 9 | T | 25 °C | 20.4% at 105.000 hours | No Built-in accessory | Phased-out | 740/559 | CIE(x= 0.38. y= 0.38) 5SDCM | Class1. Class2 | IK09 | [11 empty] | dimmable
TBD | SP H/3/F/C/190/40 | image | datasheet | deeplink | TUNGSRAM - Spinella Double module - 20800lm - 190W - 4000K - 70CRI - TBD[SKU] - side 48-60mm and post 48-76mm | 21 | side 48-60mm and post 48-76mm | LED | 1 | 190 | YES |  |  | IK09 |  | -30°C to +50°C | CE;ENEC |  | CE;ENEC | [6 empty] | 66 | 4000 | 977x420x216 |  | 220-240V | -30°C to +50°C | 5 years |  |  |  | >70 |  | 4000 | 20800 |  |  |  | L80 > 195000 h |  | 109 |  |  | 9 | C | 25 °C | 20.4% at 105.000 hours | No Built-in accessory | Phased-out | 740/559 | CIE(x= 0.38. y= 0.38) 5SDCM | Class1. Class2 | IK09 | [11 empty] | dimmable
TBD | SP H/3/F/B/190/40 | image | datasheet | deeplink | TUNGSRAM - Spinella Double module - 21020lm - 190W - 4000K - 70CRI - TBD[SKU] - side 48-60mm and post 48-76mm | 21 | side 48-60mm and post 48-76mm | LED | 1 | 190 | YES |  |  | IK09 |  | -30°C to +50°C | CE;ENEC |  | CE;ENEC | [6 empty] | 66 | 4000 | 977x420x216 |  | 220-240V | -30°C to +50°C | 5 years |  |  |  | >70 |  | 4000 | 21020 |  |  |  | L80 > 195000 h |  | 110 |  |  | 9 | B | 25 °C | 20.4% at 105.000 hours | No Built-in accessory | Phased-out | 740/559 | CIE(x= 0.38. y= 0.38) 5SDCM | Class1. Class2 | IK09 | [11 empty] | dimmable
TBD | SP H/3/F/N/190/30 | image | datasheet | deeplink | TUNGSRAM - Spinella Double module - 20880lm - 190W - 3000K - 70CRI - TBD[SKU] - side 48-60mm and post 48-76mm | 21 | side 48-60mm and post 48-76mm | LED | 1 | 190 | YES |  |  | IK09 |  | -30°C to +50°C | CE;ENEC |  | CE;ENEC | [6 empty] | 66 | 3000 | 977x420x216 |  | 220-240V | -30°C to +50°C | 5 years |  |  |  | >70 |  | 3000 | 20880 |  |  |  | L80 > 195000 h |  | 109 |  |  | 9 | N | 25 °C | 20.4% at 105.000 hours | No Built-in accessory | Phased-out | 730/559 | CIE(x=0.43. y=0.403) 5SDCM | Class1. Class2 | IK09 | [11 empty] | dimmable
TBD | SP H/3/F/F/190/30 | image | datasheet | deeplink | TUNGSRAM - Spinella Double module - 20670lm - 190W - 3000K - 70CRI - TBD[SKU] - side 48-60mm and post 48-76mm | 21 | side 48-60mm and post 48-76mm | LED | 1 | 190 | YES |  |  | IK09 |  | -30°C to +50°C | CE;ENEC |  | CE;ENEC | [6 empty] | 66 | 3000 | 977x420x216 |  | 220-240V | -30°C to +50°C | 5 years |  |  |  | >70 |  | 3000 | 20670 |  |  |  | L80 > 195000 h |  | 108 |  |  | 9 | F | 25 °C | 20.4% at 105.000 hours | No Built-in accessory | Phased-out | 730/559 | CIE(x=0.43. y=0.403) 5SDCM | Class1. Class2 | IK09 | [11 empty] | dimmable
TBD | SP H/3/F/U/190/30 | image | datasheet | deeplink | TUNGSRAM - Spinella Double module - 19640lm - 190W - 3000K - 70CRI - TBD[SKU] - side 48-60mm and post 48-76mm | 21 | side 48-60mm and post 48-76mm | LED | 1 | 190 | YES |  |  | IK09 |  | -30°C to +50°C | CE;ENEC |  | CE;ENEC | [6 empty] | 66 | 3000 | 977x420x216 |  | 220-240V | -30°C to +50°C | 5 years |  |  |  | >70 |  | 3000 | 19640 |  |  |  | L80 > 195000 h |  | 103 |  |  | 9 | U | 25 °C | 20.4% at 105.000 hours | No Built-in accessory | Phased-out | 730/559 | CIE(x=0.43. y=0.403) 5SDCM | Class1. Class2 | IK09 | [11 empty] | dimmable
TBD | SP H/3/F/E/190/30 | image | datasheet | deeplink | TUNGSRAM - Spinella Double module - 19840lm - 190W - 3000K - 70CRI - TBD[SKU] - side 48-60mm and post 48-76mm | 21 | side 48-60mm and post 48-76mm | LED | 1 | 190 | YES |  |  | IK09 |  | -30°C to +50°C | CE;ENEC |  | CE;ENEC | [6 empty] | 66 | 3000 | 977x420x216 |  | 220-240V | -30°C to +50°C | 5 years |  |  |  | >70 |  | 3000 | 19840 |  |  |  | L80 > 195000 h |  | 104 |  |  | 9 | E | 25 °C | 20.4% at 105.000 hours | No Built-in accessory | Phased-out | 730/559 | CIE(x=0.43. y=0.403) 5SDCM | Class1. Class2 | IK09 | [11 empty] | dimmable
TBD | SP H/3/F/T/190/30 | image | datasheet | deeplink | TUNGSRAM - Spinella Double module - 21080lm - 190W - 3000K - 70CRI - TBD[SKU] - side 48-60mm and post 48-76mm | 21 | side 48-60mm and post 48-76mm | LED | 1 | 190 | YES |  |  | IK09 |  | -30°C to +50°C | CE;ENEC |  | CE;ENEC | [6 empty] | 66 | 3000 | 977x420x216 |  | 220-240V | -30°C to +50°C | 5 years |  |  |  | >70 |  | 3000 | 21080 |  |  |  | L80 > 195000 h |  | 110 |  |  | 9 | T | 25 °C | 20.4% at 105.000 hours | No Built-in accessory | Phased-out | 730/559 | CIE(x=0.43. y=0.403) 5SDCM | Class1. Class2 | IK09 | [11 empty] | dimmable
TBD | SP H/3/F/C/190/30 | image | datasheet | deeplink | TUNGSRAM - Spinella Double module - 20250lm - 190W - 3000K - 70CRI - TBD[SKU] - side 48-60mm and post 48-76mm | 21 | side 48-60mm and post 48-76mm | LED | 1 | 190 | YES |  |  | IK09 |  | -30°C to +50°C | CE;ENEC |  | CE;ENEC | [6 empty] | 66 | 3000 | 977x420x216 |  | 220-240V | -30°C to +50°C | 5 years |  |  |  | >70 |  | 3000 | 20250 |  |  |  | L80 > 195000 h |  | 106 |  |  | 9 | C | 25 °C | 20.4% at 105.000 hours | No Built-in accessory | Phased-out | 730/559 | CIE(x=0.43. y=0.403) 5SDCM | Class1. Class2 | IK09 | [11 empty] | dimmable
TBD | SP H/3/F/B/190/30 | image | datasheet | deeplink | TUNGSRAM - Spinella Double module - 20470lm - 190W - 3000K - 70CRI - TBD[SKU] - side 48-60mm and post 48-76mm | 21 | side 48-60mm and post 48-76mm | LED | 1 | 190 | YES |  |  | IK09 |  | -30°C to +50°C | CE;ENEC |  | CE;ENEC | [6 empty] | 66 | 3000 | 977x420x216 |  | 220-240V | -30°C to +50°C | 5 years |  |  |  | >70 |  | 3000 | 20470 |  |  |  | L80 > 195000 h |  | 107 |  |  | 9 | B | 25 °C | 20.4% at 105.000 hours | No Built-in accessory | Phased-out | 730/559 | CIE(x=0.43. y=0.403) 5SDCM | Class1. Class2 | IK09 | [11 empty] | dimmable
TBD | SP H/3/F/N/170/50 | image | datasheet | deeplink | TUNGSRAM - Spinella Double module - 20410lm - 170W - 5000K - 70CRI - TBD[SKU] - side 48-60mm and post 48-76mm | 21 | side 48-60mm and post 48-76mm | LED | 1 | 170 | YES |  |  | IK09 |  | -30°C to +50°C | CE;ENEC |  | CE;ENEC | [6 empty] | 66 | 5000 | 977x420x216 |  | 220-240V | -30°C to +50°C | 5 years |  |  |  | >70 |  | 5000 | 20410 |  |  |  | L80 > 195000 h |  | 120 |  |  | 9 | N | 25 °C | 20.4% at 105.000 hours | No Built-in accessory | Phased-out | 750/559 | CIE(x= 0.34. y= 0.35) 5SDCM | Class1. Class2 | IK09 | [11 empty] | dimmable
TBD | SP H/3/F/F/170/50 | image | datasheet | deeplink | TUNGSRAM - Spinella Double module - 20210lm - 170W - 5000K - 70CRI - TBD[SKU] - side 48-60mm and post 48-76mm | 21 | side 48-60mm and post 48-76mm | LED | 1 | 170 | YES |  |  | IK09 |  | -30°C to +50°C | CE;ENEC |  | CE;ENEC | [6 empty] | 66 | 5000 | 977x420x216 |  | 220-240V | -30°C to +50°C | 5 years |  |  |  | >70 |  | 5000 | 20210 |  |  |  | L80 > 195000 h |  | 118 |  |  | 9 | F | 25 °C | 20.4% at 105.000 hours | No Built-in accessory | Phased-out | 750/559 | CIE(x= 0.34. y= 0.35) 5SDCM | Class1. Class2 | IK09 | [11 empty] | dimmable
TBD | SP H/3/F/U/170/50 | image | datasheet | deeplink | TUNGSRAM - Spinella Double module - 19200lm - 170W - 5000K - 70CRI - TBD[SKU] - side 48-60mm and post 48-76mm | 21 | side 48-60mm and post 48-76mm | LED | 1 | 170 | YES |  |  | IK09 |  | -30°C to +50°C | CE;ENEC |  | CE;ENEC | [6 empty] | 66 | 5000 | 977x420x216 |  | 220-240V | -30°C to +50°C | 5 years |  |  |  | >70 |  | 5000 | 19200 |  |  |  | L80 > 195000 h |  | 112 |  |  | 9 | U | 25 °C | 20.4% at 105.000 hours | No Built-in accessory | Phased-out | 750/559 | CIE(x= 0.34. y= 0.35) 5SDCM | Class1. Class2 | IK09 | [11 empty] | dimmable
TBD | SP H/3/F/E/170/50 | image | datasheet | deeplink | TUNGSRAM - Spinella Double module - 19390lm - 170W - 5000K - 70CRI - TBD[SKU] - side 48-60mm and post 48-76mm | 21 | side 48-60mm and post 48-76mm | LED | 1 | 170 | YES |  |  | IK09 |  | -30°C to +50°C | CE;ENEC |  | CE;ENEC | [6 empty] | 66 | 5000 | 977x420x216 |  | 220-240V | -30°C to +50°C | 5 years |  |  |  | >70 |  | 5000 | 19390 |  |  |  | L80 > 195000 h |  | 114 |  |  | 9 | E | 25 °C | 20.4% at 105.000 hours | No Built-in accessory | Phased-out | 750/559 | CIE(x= 0.34. y= 0.35) 5SDCM | Class1. Class2 | IK09 | [11 empty] | dimmable
TBD | SP H/3/F/T/170/50 | image | datasheet | deeplink | TUNGSRAM - Spinella Double module - 20600lm - 170W - 5000K - 70CRI - TBD[SKU] - side 48-60mm and post 48-76mm | 21 | side 48-60mm and post 48-76mm | LED | 1 | 170 | YES |  |  | IK09 |  | -30°C to +50°C | CE;ENEC |  | CE;ENEC | [6 empty] | 66 | 5000 | 977x420x216 |  | 220-240V | -30°C to +50°C | 5 years |  |  |  | >70 |  | 5000 | 20600 |  |  |  | L80 > 195000 h |  | 121 |  |  | 9 | T | 25 °C | 20.4% at 105.000 hours | No Built-in accessory | Phased-out | 750/559 | CIE(x= 0.34. y= 0.35) 5SDCM | Class1. Class2 | IK09 | [11 empty] | dimmable
TBD | SP H/3/F/C/170/50 | image | datasheet | deeplink | TUNGSRAM - Spinella Double module - 19800lm - 170W - 5000K - 70CRI - TBD[SKU] - side 48-60mm and post 48-76mm | 21 | side 48-60mm and post 48-76mm | LED | 1 | 170 | YES |  |  | IK09 |  | -30°C to +50°C | CE;ENEC |  | CE;ENEC | [6 empty] | 66 | 5000 | 977x420x216 |  | 220-240V | -30°C to +50°C | 5 years |  |  |  | >70 |  | 5000 | 19800 |  |  |  | L80 > 195000 h |  | 116 |  |  | 9 | C | 25 °C | 20.4% at 105.000 hours | No Built-in accessory | Phased-out | 750/559 | CIE(x= 0.34. y= 0.35) 5SDCM | Class1. Class2 | IK09 | [11 empty] | dimmable
TBD | SP H/3/F/B/170/50 | image | datasheet | deeplink | TUNGSRAM - Spinella Double module - 20010lm - 170W - 5000K - 70CRI - TBD[SKU] - side 48-60mm and post 48-76mm | 21 | side 48-60mm and post 48-76mm | LED | 1 | 170 | YES |  |  | IK09 |  | -30°C to +50°C | CE;ENEC |  | CE;ENEC | [6 empty] | 66 | 5000 | 977x420x216 |  | 220-240V | -30°C to +50°C | 5 years |  |  |  | >70 |  | 5000 | 20010 |  |  |  | L80 > 195000 h |  | 117 |  |  | 9 | B | 25 °C | 20.4% at 105.000 hours | No Built-in accessory | Phased-out | 750/559 | CIE(x= 0.34. y= 0.35) 5SDCM | Class1. Class2 | IK09 | [11 empty] | dimmable
TBD | SP H/3/F/N/170/40 | image | datasheet | deeplink | TUNGSRAM - Spinella Double module - 19540lm - 170W - 4000K - 70CRI - TBD[SKU] - side 48-60mm and post 48-76mm | 21 | side 48-60mm and post 48-76mm | LED | 1 | 170 | YES |  |  | IK09 |  | -30°C to +50°C | CE;ENEC |  | CE;ENEC | [6 empty] | 66 | 4000 | 977x420x216 |  | 220-240V | -30°C to +50°C | 5 years |  |  |  | >70 |  | 4000 | 19540 |  |  |  | L80 > 195000 h |  | 114 |  |  | 9 | N | 25 °C | 20.4% at 105.000 hours | No Built-in accessory | Phased-out | 740/559 | CIE(x= 0.38. y= 0.38) 5SDCM | Class1. Class2 | IK09 | [11 empty] | dimmable
TBD | SP H/3/F/F/170/40 | image | datasheet | deeplink | TUNGSRAM - Spinella Double module - 19340lm - 170W - 4000K - 70CRI - TBD[SKU] - side 48-60mm and post 48-76mm | 21 | side 48-60mm and post 48-76mm | LED | 1 | 170 | YES |  |  | IK09 |  | -30°C to +50°C | CE;ENEC |  | CE;ENEC | [6 empty] | 66 | 4000 | 977x420x216 |  | 220-240V | -30°C to +50°C | 5 years |  |  |  | >70 |  | 4000 | 19340 |  |  |  | L80 > 195000 h |  | 113 |  |  | 9 | F | 25 °C | 20.4% at 105.000 hours | No Built-in accessory | Phased-out | 740/559 | CIE(x= 0.38. y= 0.38) 5SDCM | Class1. Class2 | IK09 | [11 empty] | dimmable
TBD | SP H/3/F/U/170/40 | image | datasheet | deeplink | TUNGSRAM - Spinella Double module - 18380lm - 170W - 4000K - 70CRI - TBD[SKU] - side 48-60mm and post 48-76mm | 21 | side 48-60mm and post 48-76mm | LED | 1 | 170 | YES |  |  | IK09 |  | -30°C to +50°C | CE;ENEC |  | CE;ENEC | [6 empty] | 66 | 4000 | 977x420x216 |  | 220-240V | -30°C to +50°C | 5 years |  |  |  | >70 |  | 4000 | 18380 |  |  |  | L80 > 195000 h |  | 108 |  |  | 9 | U | 25 °C | 20.4% at 105.000 hours | No Built-in accessory | Phased-out | 740/559 | CIE(x= 0.38. y= 0.38) 5SDCM | Class1. Class2 | IK09 | [11 empty] | dimmable
TBD | SP H/3/F/E/170/40 | image | datasheet | deeplink | TUNGSRAM - Spinella Double module - 18560lm - 170W - 4000K - 70CRI - TBD[SKU] - side 48-60mm and post 48-76mm | 21 | side 48-60mm and post 48-76mm | LED | 1 | 170 | YES |  |  | IK09 |  | -30°C to +50°C | CE;ENEC |  | CE;ENEC | [6 empty] | 66 | 4000 | 977x420x216 |  | 220-240V | -30°C to +50°C | 5 years |  |  |  | >70 |  | 4000 | 18560 |  |  |  | L80 > 195000 h |  | 109 |  |  | 9 | E | 25 °C | 20.4% at 105.000 hours | No Built-in accessory | Phased-out | 740/559 | CIE(x= 0.38. y= 0.38) 5SDCM | Class1. Class2 | IK09 | [11 empty] | dimmable
TBD | SP H/3/F/T/170/40 | image | datasheet | deeplink | TUNGSRAM - Spinella Double module - 19720lm - 170W - 4000K - 70CRI - TBD[SKU] - side 48-60mm and post 48-76mm | 21 | side 48-60mm and post 48-76mm | LED | 1 | 170 | YES |  |  | IK09 |  | -30°C to +50°C | CE;ENEC |  | CE;ENEC | [6 empty] | 66 | 4000 | 977x420x216 |  | 220-240V | -30°C to +50°C | 5 years |  |  |  | >70 |  | 4000 | 19720 |  |  |  | L80 > 195000 h |  | 116 |  |  | 9 | T | 25 °C | 20.4% at 105.000 hours | No Built-in accessory | Phased-out | 740/559 | CIE(x= 0.38. y= 0.38) 5SDCM | Class1. Class2 | IK09 | [11 empty] | dimmable
TBD | SP H/3/F/C/170/40 | image | datasheet | deeplink | TUNGSRAM - Spinella Double module - 18950lm - 170W - 4000K - 70CRI - TBD[SKU] - side 48-60mm and post 48-76mm | 21 | side 48-60mm and post 48-76mm | LED | 1 | 170 | YES |  |  | IK09 |  | -30°C to +50°C | CE;ENEC |  | CE;ENEC | [6 empty] | 66 | 4000 | 977x420x216 |  | 220-240V | -30°C to +50°C | 5 years |  |  |  | >70 |  | 4000 | 18950 |  |  |  | L80 > 195000 h |  | 111 |  |  | 9 | C | 25 °C | 20.4% at 105.000 hours | No Built-in accessory | Phased-out | 740/559 | CIE(x= 0.38. y= 0.38) 5SDCM | Class1. Class2 | IK09 | [11 empty] | dimmable
TBD | SP H/3/F/B/170/40 | image | datasheet | deeplink | TUNGSRAM - Spinella Double module - 19150lm - 170W - 4000K - 70CRI - TBD[SKU] - side 48-60mm and post 48-76mm | 21 | side 48-60mm and post 48-76mm | LED | 1 | 170 | YES |  |  | IK09 |  | -30°C to +50°C | CE;ENEC |  | CE;ENEC | [6 empty] | 66 | 4000 | 977x420x216 |  | 220-240V | -30°C to +50°C | 5 years |  |  |  | >70 |  | 4000 | 19150 |  |  |  | L80 > 195000 h |  | 112 |  |  | 9 | B | 25 °C | 20.4% at 105.000 hours | No Built-in accessory | Phased-out | 740/559 | CIE(x= 0.38. y= 0.38) 5SDCM | Class1. Class2 | IK09 | [11 empty] | dimmable
TBD | SP H/3/F/N/170/30 | image | datasheet | deeplink | TUNGSRAM - Spinella Double module - 19030lm - 170W - 3000K - 70CRI - TBD[SKU] - side 48-60mm and post 48-76mm | 21 | side 48-60mm and post 48-76mm | LED | 1 | 170 | YES |  |  | IK09 |  | -30°C to +50°C | CE;ENEC |  | CE;ENEC | [6 empty] | 66 | 3000 | 977x420x216 |  | 220-240V | -30°C to +50°C | 5 years |  |  |  | >70 |  | 3000 | 19030 |  |  |  | L80 > 195000 h |  | 111 |  |  | 9 | N | 25 °C | 20.4% at 105.000 hours | No Built-in accessory | Phased-out | 730/559 | CIE(x=0.43. y=0.403) 5SDCM | Class1. Class2 | IK09 | [11 empty] | dimmable
TBD | SP H/3/F/F/170/30 | image | datasheet | deeplink | TUNGSRAM - Spinella Double module - 18830lm - 170W - 3000K - 70CRI - TBD[SKU] - side 48-60mm and post 48-76mm | 21 | side 48-60mm and post 48-76mm | LED | 1 | 170 | YES |  |  | IK09 |  | -30°C to +50°C | CE;ENEC |  | CE;ENEC | [6 empty] | 66 | 3000 | 977x420x216 |  | 220-240V | -30°C to +50°C | 5 years |  |  |  | >70 |  | 3000 | 18830 |  |  |  | L80 > 195000 h |  | 110 |  |  | 9 | F | 25 °C | 20.4% at 105.000 hours | No Built-in accessory | Phased-out | 730/559 | CIE(x=0.43. y=0.403) 5SDCM | Class1. Class2 | IK09 | [11 empty] | dimmable
TBD | SP H/3/F/U/170/30 | image | datasheet | deeplink | TUNGSRAM - Spinella Double module - 17900lm - 170W - 3000K - 70CRI - TBD[SKU] - side 48-60mm and post 48-76mm | 21 | side 48-60mm and post 48-76mm | LED | 1 | 170 | YES |  |  | IK09 |  | -30°C to +50°C | CE;ENEC |  | CE;ENEC | [6 empty] | 66 | 3000 | 977x420x216 |  | 220-240V | -30°C to +50°C | 5 years |  |  |  | >70 |  | 3000 | 17900 |  |  |  | L80 > 195000 h |  | 105 |  |  | 9 | U | 25 °C | 20.4% at 105.000 hours | No Built-in accessory | Phased-out | 730/559 | CIE(x=0.43. y=0.403) 5SDCM | Class1. Class2 | IK09 | [11 empty] | dimmable
TBD | SP H/3/F/E/170/30 | image | datasheet | deeplink | TUNGSRAM - Spinella Double module - 18070lm - 170W - 3000K - 70CRI - TBD[SKU] - side 48-60mm and post 48-76mm | 21 | side 48-60mm and post 48-76mm | LED | 1 | 170 | YES |  |  | IK09 |  | -30°C to +50°C | CE;ENEC |  | CE;ENEC | [6 empty] | 66 | 3000 | 977x420x216 |  | 220-240V | -30°C to +50°C | 5 years |  |  |  | >70 |  | 3000 | 18070 |  |  |  | L80 > 195000 h |  | 106 |  |  | 9 | E | 25 °C | 20.4% at 105.000 hours | No Built-in accessory | Phased-out | 730/559 | CIE(x=0.43. y=0.403) 5SDCM | Class1. Class2 | IK09 | [11 empty] | dimmable
TBD | SP H/3/F/T/170/30 | image | datasheet | deeplink | TUNGSRAM - Spinella Double module - 19200lm - 170W - 3000K - 70CRI - TBD[SKU] - side 48-60mm and post 48-76mm | 21 | side 48-60mm and post 48-76mm | LED | 1 | 170 | YES |  |  | IK09 |  | -30°C to +50°C | CE;ENEC |  | CE;ENEC | [6 empty] | 66 | 3000 | 977x420x216 |  | 220-240V | -30°C to +50°C | 5 years |  |  |  | >70 |  | 3000 | 19200 |  |  |  | L80 > 195000 h |  | 112 |  |  | 9 | T | 25 °C | 20.4% at 105.000 hours | No Built-in accessory | Phased-out | 730/559 | CIE(x=0.43. y=0.403) 5SDCM | Class1. Class2 | IK09 | [11 empty] | dimmable
TBD | SP H/3/F/C/170/30 | image | datasheet | deeplink | TUNGSRAM - Spinella Double module - 18450lm - 170W - 3000K - 70CRI - TBD[SKU] - side 48-60mm and post 48-76mm | 21 | side 48-60mm and post 48-76mm | LED | 1 | 170 | YES |  |  | IK09 |  | -30°C to +50°C | CE;ENEC |  | CE;ENEC | [6 empty] | 66 | 3000 | 977x420x216 |  | 220-240V | -30°C to +50°C | 5 years |  |  |  | >70 |  | 3000 | 18450 |  |  |  | L80 > 195000 h |  | 108 |  |  | 9 | C | 25 °C | 20.4% at 105.000 hours | No Built-in accessory | Phased-out | 730/559 | CIE(x=0.43. y=0.403) 5SDCM | Class1. Class2 | IK09 | [11 empty] | dimmable
TBD | SP H/3/F/B/170/30 | image | datasheet | deeplink | TUNGSRAM - Spinella Double module - 18650lm - 170W - 3000K - 70CRI - TBD[SKU] - side 48-60mm and post 48-76mm | 21 | side 48-60mm and post 48-76mm | LED | 1 | 170 | YES |  |  | IK09 |  | -30°C to +50°C | CE;ENEC |  | CE;ENEC | [6 empty] | 66 | 3000 | 977x420x216 |  | 220-240V | -30°C to +50°C | 5 years |  |  |  | >70 |  | 3000 | 18650 |  |  |  | L80 > 195000 h |  | 109 |  |  | 9 | B | 25 °C | 20.4% at 105.000 hours | No Built-in accessory | Phased-out | 730/559 | CIE(x=0.43. y=0.403) 5SDCM | Class1. Class2 | IK09 | [11 empty] | dimmable
TBD | SP H/3/F/N/150/50 | image | datasheet | deeplink | TUNGSRAM - Spinella Double module - 18310lm - 150W - 5000K - 70CRI - TBD[SKU] - side 48-60mm and post 48-76mm | 21 | side 48-60mm and post 48-76mm | LED | 1 | 150 | YES |  |  | IK09 |  | -30°C to +50°C | CE;ENEC |  | CE;ENEC | [6 empty] | 66 | 5000 | 977x420x216 |  | 220-240V | -30°C to +50°C | 5 years |  |  |  | >70 |  | 5000 | 18310 |  |  |  | L80 > 195000 h |  | 122 |  |  | 9 | N | 25 °C | 20.4% at 105.000 hours | No Built-in accessory | Phased-out | 750/559 | CIE(x= 0.34. y= 0.35) 5SDCM | Class1. Class2 | IK09 | [11 empty] | dimmable
TBD | SP H/3/F/F/150/50 | image | datasheet | deeplink | TUNGSRAM - Spinella Double module - 18130lm - 150W - 5000K - 70CRI - TBD[SKU] - side 48-60mm and post 48-76mm | 21 | side 48-60mm and post 48-76mm | LED | 1 | 150 | YES |  |  | IK09 |  | -30°C to +50°C | CE;ENEC |  | CE;ENEC | [6 empty] | 66 | 5000 | 977x420x216 |  | 220-240V | -30°C to +50°C | 5 years |  |  |  | >70 |  | 5000 | 18130 |  |  |  | L80 > 195000 h |  | 120 |  |  | 9 | F | 25 °C | 20.4% at 105.000 hours | No Built-in accessory | Phased-out | 750/559 | CIE(x= 0.34. y= 0.35) 5SDCM | Class1. Class2 | IK09 | [11 empty] | dimmable
TBD | SP H/3/F/U/150/50 | image | datasheet | deeplink | TUNGSRAM - Spinella Double module - 17230lm - 150W - 5000K - 70CRI - TBD[SKU] - side 48-60mm and post 48-76mm | 21 | side 48-60mm and post 48-76mm | LED | 1 | 150 | YES |  |  | IK09 |  | -30°C to +50°C | CE;ENEC |  | CE;ENEC | [6 empty] | 66 | 5000 | 977x420x216 |  | 220-240V | -30°C to +50°C | 5 years |  |  |  | >70 |  | 5000 | 17230 |  |  |  | L80 > 195000 h |  | 114 |  |  | 9 | U | 25 °C | 20.4% at 105.000 hours | No Built-in accessory | Phased-out | 750/559 | CIE(x= 0.34. y= 0.35) 5SDCM | Class1. Class2 | IK09 | [11 empty] | dimmable
TBD | SP H/3/F/E/150/50 | image | datasheet | deeplink | TUNGSRAM - Spinella Double module - 17390lm - 150W - 5000K - 70CRI - TBD[SKU] - side 48-60mm and post 48-76mm | 21 | side 48-60mm and post 48-76mm | LED | 1 | 150 | YES |  |  | IK09 |  | -30°C to +50°C | CE;ENEC |  | CE;ENEC | [6 empty] | 66 | 5000 | 977x420x216 |  | 220-240V | -30°C to +50°C | 5 years |  |  |  | >70 |  | 5000 | 17390 |  |  |  | L80 > 195000 h |  | 115 |  |  | 9 | E | 25 °C | 20.4% at 105.000 hours | No Built-in accessory | Phased-out | 750/559 | CIE(x= 0.34. y= 0.35) 5SDCM | Class1. Class2 | IK09 | [11 empty] | dimmable
TBD | SP H/3/F/T/150/50 | image | datasheet | deeplink | TUNGSRAM - Spinella Double module - 18480lm - 150W - 5000K - 70CRI - TBD[SKU] - side 48-60mm and post 48-76mm | 21 | side 48-60mm and post 48-76mm | LED | 1 | 150 | YES |  |  | IK09 |  | -30°C to +50°C | CE;ENEC |  | CE;ENEC | [6 empty] | 66 | 5000 | 977x420x216 |  | 220-240V | -30°C to +50°C | 5 years |  |  |  | >70 |  | 5000 | 18480 |  |  |  | L80 > 195000 h |  | 123 |  |  | 9 | T | 25 °C | 20.4% at 105.000 hours | No Built-in accessory | Phased-out | 750/559 | CIE(x= 0.34. y= 0.35) 5SDCM | Class1. Class2 | IK09 | [11 empty] | dimmable
TBD | SP H/3/F/C/150/50 | image | datasheet | deeplink | TUNGSRAM - Spinella Double module - 17760lm - 150W - 5000K - 70CRI - TBD[SKU] - side 48-60mm and post 48-76mm | 21 | side 48-60mm and post 48-76mm | LED | 1 | 150 | YES |  |  | IK09 |  | -30°C to +50°C | CE;ENEC |  | CE;ENEC | [6 empty] | 66 | 5000 | 977x420x216 |  | 220-240V | -30°C to +50°C | 5 years |  |  |  | >70 |  | 5000 | 17760 |  |  |  | L80 > 195000 h |  | 118 |  |  | 9 | C | 25 °C | 20.4% at 105.000 hours | No Built-in accessory | Phased-out | 750/559 | CIE(x= 0.34. y= 0.35) 5SDCM | Class1. Class2 | IK09 | [11 empty] | dimmable
TBD | SP H/3/F/B/150/50 | image | datasheet | deeplink | TUNGSRAM - Spinella Double module - 17950lm - 150W - 5000K - 70CRI - TBD[SKU] - side 48-60mm and post 48-76mm | 21 | side 48-60mm and post 48-76mm | LED | 1 | 150 | YES |  |  | IK09 |  | -30°C to +50°C | CE;ENEC |  | CE;ENEC | [6 empty] | 66 | 5000 | 977x420x216 |  | 220-240V | -30°C to +50°C | 5 years |  |  |  | >70 |  | 5000 | 17950 |  |  |  | L80 > 195000 h |  | 119 |  |  | 9 | B | 25 °C | 20.4% at 105.000 hours | No Built-in accessory | Phased-out | 750/559 | CIE(x= 0.34. y= 0.35) 5SDCM | Class1. Class2 | IK09 | [11 empty] | dimmable
TBD | SP H/3/F/N/150/40 | image | datasheet | deeplink | TUNGSRAM - Spinella Double module - 17530lm - 150W - 4000K - 70CRI - TBD[SKU] - side 48-60mm and post 48-76mm | 21 | side 48-60mm and post 48-76mm | LED | 1 | 150 | YES |  |  | IK09 |  | -30°C to +50°C | CE;ENEC |  | CE;ENEC | [6 empty] | 66 | 4000 | 977x420x216 |  | 220-240V | -30°C to +50°C | 5 years |  |  |  | >70 |  | 4000 | 17530 |  |  |  | L80 > 195000 h |  | 116 |  |  | 9 | N | 25 °C | 20.4% at 105.000 hours | No Built-in accessory | Phased-out | 740/559 | CIE(x= 0.38. y= 0.38) 5SDCM | Class1. Class2 | IK09 | [11 empty] | dimmable
TBD | SP H/3/F/F/150/40 | image | datasheet | deeplink | TUNGSRAM - Spinella Double module - 17350lm - 150W - 4000K - 70CRI - TBD[SKU] - side 48-60mm and post 48-76mm | 21 | side 48-60mm and post 48-76mm | LED | 1 | 150 | YES |  |  | IK09 |  | -30°C to +50°C | CE;ENEC |  | CE;ENEC | [6 empty] | 66 | 4000 | 977x420x216 |  | 220-240V | -30°C to +50°C | 5 years |  |  |  | >70 |  | 4000 | 17350 |  |  |  | L80 > 195000 h |  | 115 |  |  | 9 | F | 25 °C | 20.4% at 105.000 hours | No Built-in accessory | Phased-out | 740/559 | CIE(x= 0.38. y= 0.38) 5SDCM | Class1. Class2 | IK09 | [11 empty] | dimmable
TBD | SP H/3/F/U/150/40 | image | datasheet | deeplink | TUNGSRAM - Spinella Double module - 16490lm - 150W - 4000K - 70CRI - TBD[SKU] - side 48-60mm and post 48-76mm | 21 | side 48-60mm and post 48-76mm | LED | 1 | 150 | YES |  |  | IK09 |  | -30°C to +50°C | CE;ENEC |  | CE;ENEC | [6 empty] | 66 | 4000 | 977x420x216 |  | 220-240V | -30°C to +50°C | 5 years |  |  |  | >70 |  | 4000 | 16490 |  |  |  | L80 > 195000 h |  | 109 |  |  | 9 | U | 25 °C | 20.4% at 105.000 hours | No Built-in accessory | Phased-out | 740/559 | CIE(x= 0.38. y= 0.38) 5SDCM | Class1. Class2 | IK09 | [11 empty] | dimmable
TBD | SP H/3/F/E/150/40 | image | datasheet | deeplink | TUNGSRAM - Spinella Double module - 16650lm - 150W - 4000K - 70CRI - TBD[SKU] - side 48-60mm and post 48-76mm | 21 | side 48-60mm and post 48-76mm | LED | 1 | 150 | YES |  |  | IK09 |  | -30°C to +50°C | CE;ENEC |  | CE;ENEC | [6 empty] | 66 | 4000 | 977x420x216 |  | 220-240V | -30°C to +50°C | 5 years |  |  |  | >70 |  | 4000 | 16650 |  |  |  | L80 > 195000 h |  | 111 |  |  | 9 | E | 25 °C | 20.4% at 105.000 hours | No Built-in accessory | Phased-out | 740/559 | CIE(x= 0.38. y= 0.38) 5SDCM | Class1. Class2 | IK09 | [11 empty] | dimmable
TBD | SP H/3/F/T/150/40 | image | datasheet | deeplink | TUNGSRAM - Spinella Double module - 17690lm - 150W - 4000K - 70CRI - TBD[SKU] - side 48-60mm and post 48-76mm | 21 | side 48-60mm and post 48-76mm | LED | 1 | 150 | YES |  |  | IK09 |  | -30°C to +50°C | CE;ENEC |  | CE;ENEC | [6 empty] | 66 | 4000 | 977x420x216 |  | 220-240V | -30°C to +50°C | 5 years |  |  |  | >70 |  | 4000 | 17690 |  |  |  | L80 > 195000 h |  | 117 |  |  | 9 | T | 25 °C | 20.4% at 105.000 hours | No Built-in accessory | Phased-out | 740/559 | CIE(x= 0.38. y= 0.38) 5SDCM | Class1. Class2 | IK09 | [11 empty] | dimmable
TBD | SP H/3/F/C/150/40 | image | datasheet | deeplink | TUNGSRAM - Spinella Double module - 17000lm - 150W - 4000K - 70CRI - TBD[SKU] - side 48-60mm and post 48-76mm | 21 | side 48-60mm and post 48-76mm | LED | 1 | 150 | YES |  |  | IK09 |  | -30°C to +50°C | CE;ENEC |  | CE;ENEC | [6 empty] | 66 | 4000 | 977x420x216 |  | 220-240V | -30°C to +50°C | 5 years |  |  |  | >70 |  | 4000 | 17000 |  |  |  | L80 > 195000 h |  | 113 |  |  | 9 | C | 25 °C | 20.4% at 105.000 hours | No Built-in accessory | Phased-out | 740/559 | CIE(x= 0.38. y= 0.38) 5SDCM | Class1. Class2 | IK09 | [11 empty] | dimmable
TBD | SP H/3/F/B/150/40 | image | datasheet | deeplink | TUNGSRAM - Spinella Double module - 17180lm - 150W - 4000K - 70CRI - TBD[SKU] - side 48-60mm and post 48-76mm | 21 | side 48-60mm and post 48-76mm | LED | 1 | 150 | YES |  |  | IK09 |  | -30°C to +50°C | CE;ENEC |  | CE;ENEC | [6 empty] | 66 | 4000 | 977x420x216 |  | 220-240V | -30°C to +50°C | 5 years |  |  |  | >70 |  | 4000 | 17180 |  |  |  | L80 > 195000 h |  | 114 |  |  | 9 | B | 25 °C | 20.4% at 105.000 hours | No Built-in accessory | Phased-out | 740/559 | CIE(x= 0.38. y= 0.38) 5SDCM | Class1. Class2 | IK09 | [11 empty] | dimmable
TBD | SP H/3/F/N/150/30 | image | datasheet | deeplink | TUNGSRAM - Spinella Double module - 17070lm - 150W - 3000K - 70CRI - TBD[SKU] - side 48-60mm and post 48-76mm | 21 | side 48-60mm and post 48-76mm | LED | 1 | 150 | YES |  |  | IK09 |  | -30°C to +50°C | CE;ENEC |  | CE;ENEC | [6 empty] | 66 | 3000 | 977x420x216 |  | 220-240V | -30°C to +50°C | 5 years |  |  |  | >70 |  | 3000 | 17070 |  |  |  | L80 > 195000 h |  | 113 |  |  | 9 | N | 25 °C | 20.4% at 105.000 hours | No Built-in accessory | Phased-out | 730/559 | CIE(x=0.43. y=0.403) 5SDCM | Class1. Class2 | IK09 | [11 empty] | dimmable
TBD | SP H/3/F/F/150/30 | image | datasheet | deeplink | TUNGSRAM - Spinella Double module - 16890lm - 150W - 3000K - 70CRI - TBD[SKU] - side 48-60mm and post 48-76mm | 21 | side 48-60mm and post 48-76mm | LED | 1 | 150 | YES |  |  | IK09 |  | -30°C to +50°C | CE;ENEC |  | CE;ENEC | [6 empty] | 66 | 3000 | 977x420x216 |  | 220-240V | -30°C to +50°C | 5 years |  |  |  | >70 |  | 3000 | 16890 |  |  |  | L80 > 195000 h |  | 112 |  |  | 9 | F | 25 °C | 20.4% at 105.000 hours | No Built-in accessory | Phased-out | 730/559 | CIE(x=0.43. y=0.403) 5SDCM | Class1. Class2 | IK09 | [11 empty] | dimmable
TBD | SP H/3/F/U/150/30 | image | datasheet | deeplink | TUNGSRAM - Spinella Double module - 16060lm - 150W - 3000K - 70CRI - TBD[SKU] - side 48-60mm and post 48-76mm | 21 | side 48-60mm and post 48-76mm | LED | 1 | 150 | YES |  |  | IK09 |  | -30°C to +50°C | CE;ENEC |  | CE;ENEC | [6 empty] | 66 | 3000 | 977x420x216 |  | 220-240V | -30°C to +50°C | 5 years |  |  |  | >70 |  | 3000 | 16060 |  |  |  | L80 > 195000 h |  | 107 |  |  | 9 | U | 25 °C | 20.4% at 105.000 hours | No Built-in accessory | Phased-out | 730/559 | CIE(x=0.43. y=0.403) 5SDCM | Class1. Class2 | IK09 | [11 empty] | dimmable
TBD | SP H/3/F/E/150/30 | image | datasheet | deeplink | TUNGSRAM - Spinella Double module - 16210lm - 150W - 3000K - 70CRI - TBD[SKU] - side 48-60mm and post 48-76mm | 21 | side 48-60mm and post 48-76mm | LED | 1 | 150 | YES |  |  | IK09 |  | -30°C to +50°C | CE;ENEC |  | CE;ENEC | [6 empty] | 66 | 3000 | 977x420x216 |  | 220-240V | -30°C to +50°C | 5 years |  |  |  | >70 |  | 3000 | 16210 |  |  |  | L80 > 195000 h |  | 108 |  |  | 9 | E | 25 °C | 20.4% at 105.000 hours | No Built-in accessory | Phased-out | 730/559 | CIE(x=0.43. y=0.403) 5SDCM | Class1. Class2 | IK09 | [11 empty] | dimmable
TBD | SP H/3/F/T/150/30 | image | datasheet | deeplink | TUNGSRAM - Spinella Double module - 17230lm - 150W - 3000K - 70CRI - TBD[SKU] - side 48-60mm and post 48-76mm | 21 | side 48-60mm and post 48-76mm | LED | 1 | 150 | YES |  |  | IK09 |  | -30°C to +50°C | CE;ENEC |  | CE;ENEC | [6 empty] | 66 | 3000 | 977x420x216 |  | 220-240V | -30°C to +50°C | 5 years |  |  |  | >70 |  | 3000 | 17230 |  |  |  | L80 > 195000 h |  | 114 |  |  | 9 | T | 25 °C | 20.4% at 105.000 hours | No Built-in accessory | Phased-out | 730/559 | CIE(x=0.43. y=0.403) 5SDCM | Class1. Class2 | IK09 | [11 empty] | dimmable
TBD | SP H/3/F/C/150/30 | image | datasheet | deeplink | TUNGSRAM - Spinella Double module - 16550lm - 150W - 3000K - 70CRI - TBD[SKU] - side 48-60mm and post 48-76mm | 21 | side 48-60mm and post 48-76mm | LED | 1 | 150 | YES |  |  | IK09 |  | -30°C to +50°C | CE;ENEC |  | CE;ENEC | [6 empty] | 66 | 3000 | 977x420x216 |  | 220-240V | -30°C to +50°C | 5 years |  |  |  | >70 |  | 3000 | 16550 |  |  |  | L80 > 195000 h |  | 110 |  |  | 9 | C | 25 °C | 20.4% at 105.000 hours | No Built-in accessory | Phased-out | 730/559 | CIE(x=0.43. y=0.403) 5SDCM | Class1. Class2 | IK09 | [11 empty] | dimmable
TBD | SP H/3/F/B/150/30 | image | datasheet | deeplink | TUNGSRAM - Spinella Double module - 16730lm - 150W - 3000K - 70CRI - TBD[SKU] - side 48-60mm and post 48-76mm | 21 | side 48-60mm and post 48-76mm | LED | 1 | 150 | YES |  |  | IK09 |  | -30°C to +50°C | CE;ENEC |  | CE;ENEC | [6 empty] | 66 | 3000 | 977x420x216 |  | 220-240V | -30°C to +50°C | 5 years |  |  |  | >70 |  | 3000 | 16730 |  |  |  | L80 > 195000 h |  | 111 |  |  | 9 | B | 25 °C | 20.4% at 105.000 hours | No Built-in accessory | Phased-out | 730/559 | CIE(x=0.43. y=0.403) 5SDCM | Class1. Class2 | IK09 | [11 empty] | dimmable
TBD | SP H/3/F/N/126/50 | image | datasheet | deeplink | TUNGSRAM - Spinella Double module - 15960lm - 126W - 5000K - 70CRI - TBD[SKU] - side 48-60mm and post 48-76mm | 21 | side 48-60mm and post 48-76mm | LED | 1 | 126 | YES |  |  | IK09 |  | -30°C to +50°C | CE;ENEC |  | CE;ENEC | [6 empty] | 66 | 5000 | 977x420x216 |  | 220-240V | -30°C to +50°C | 5 years |  |  |  | >70 |  | 5000 | 15960 |  |  |  | L80 > 195000 h |  | 126 |  |  | 9 | N | 25 °C | 20.4% at 105.000 hours | No Built-in accessory | Phased-out | 750/559 | CIE(x= 0.34. y= 0.35) 5SDCM | Class1. Class2 | IK09 | [11 empty] | dimmable
TBD | SP H/3/F/F/126/50 | image | datasheet | deeplink | TUNGSRAM - Spinella Double module - 15800lm - 126W - 5000K - 70CRI - TBD[SKU] - side 48-60mm and post 48-76mm | 21 | side 48-60mm and post 48-76mm | LED | 1 | 126 | YES |  |  | IK09 |  | -30°C to +50°C | CE;ENEC |  | CE;ENEC | [6 empty] | 66 | 5000 | 977x420x216 |  | 220-240V | -30°C to +50°C | 5 years |  |  |  | >70 |  | 5000 | 15800 |  |  |  | L80 > 195000 h |  | 125 |  |  | 9 | F | 25 °C | 20.4% at 105.000 hours | No Built-in accessory | Phased-out | 750/559 | CIE(x= 0.34. y= 0.35) 5SDCM | Class1. Class2 | IK09 | [11 empty] | dimmable
TBD | SP H/3/F/U/126/50 | image | datasheet | deeplink | TUNGSRAM - Spinella Double module - 15020lm - 126W - 5000K - 70CRI - TBD[SKU] - side 48-60mm and post 48-76mm | 21 | side 48-60mm and post 48-76mm | LED | 1 | 126 | YES |  |  | IK09 |  | -30°C to +50°C | CE;ENEC |  | CE;ENEC | [6 empty] | 66 | 5000 | 977x420x216 |  | 220-240V | -30°C to +50°C | 5 years |  |  |  | >70 |  | 5000 | 15020 |  |  |  | L80 > 195000 h |  | 119 |  |  | 9 | U | 25 °C | 20.4% at 105.000 hours | No Built-in accessory | Phased-out | 750/559 | CIE(x= 0.34. y= 0.35) 5SDCM | Class1. Class2 | IK09 | [11 empty] | dimmable
TBD | SP H/3/F/E/126/50 | image | datasheet | deeplink | TUNGSRAM - Spinella Double module - 15170lm - 126W - 5000K - 70CRI - TBD[SKU] - side 48-60mm and post 48-76mm | 21 | side 48-60mm and post 48-76mm | LED | 1 | 126 | YES |  |  | IK09 |  | -30°C to +50°C | CE;ENEC |  | CE;ENEC | [6 empty] | 66 | 5000 | 977x420x216 |  | 220-240V | -30°C to +50°C | 5 years |  |  |  | >70 |  | 5000 | 15170 |  |  |  | L80 > 195000 h |  | 120 |  |  | 9 | E | 25 °C | 20.4% at 105.000 hours | No Built-in accessory | Phased-out | 750/559 | CIE(x= 0.34. y= 0.35) 5SDCM | Class1. Class2 | IK09 | [11 empty] | dimmable
TBD | SP H/3/F/T/126/50 | image | datasheet | deeplink | TUNGSRAM - Spinella Double module - 16110lm - 126W - 5000K - 70CRI - TBD[SKU] - side 48-60mm and post 48-76mm | 21 | side 48-60mm and post 48-76mm | LED | 1 | 126 | YES |  |  | IK09 |  | -30°C to +50°C | CE;ENEC |  | CE;ENEC | [6 empty] | 66 | 5000 | 977x420x216 |  | 220-240V | -30°C to +50°C | 5 years |  |  |  | >70 |  | 5000 | 16110 |  |  |  | L80 > 195000 h |  | 127 |  |  | 9 | T | 25 °C | 20.4% at 105.000 hours | No Built-in accessory | Phased-out | 750/559 | CIE(x= 0.34. y= 0.35) 5SDCM | Class1. Class2 | IK09 | [11 empty] | dimmable
TBD | SP H/3/F/C/126/50 | image | datasheet | deeplink | TUNGSRAM - Spinella Double module - 15480lm - 126W - 5000K - 70CRI - TBD[SKU] - side 48-60mm and post 48-76mm | 21 | side 48-60mm and post 48-76mm | LED | 1 | 126 | YES |  |  | IK09 |  | -30°C to +50°C | CE;ENEC |  | CE;ENEC | [6 empty] | 66 | 5000 | 977x420x216 |  | 220-240V | -30°C to +50°C | 5 years |  |  |  | >70 |  | 5000 | 15480 |  |  |  | L80 > 195000 h |  | 122 |  |  | 9 | C | 25 °C | 20.4% at 105.000 hours | No Built-in accessory | Phased-out | 750/559 | CIE(x= 0.34. y= 0.35) 5SDCM | Class1. Class2 | IK09 | [11 empty] | dimmable
TBD | SP H/3/F/B/126/50 | image | datasheet | deeplink | TUNGSRAM - Spinella Double module - 15650lm - 126W - 5000K - 70CRI - TBD[SKU] - side 48-60mm and post 48-76mm | 21 | side 48-60mm and post 48-76mm | LED | 1 | 126 | YES |  |  | IK09 |  | -30°C to +50°C | CE;ENEC |  | CE;ENEC | [6 empty] | 66 | 5000 | 977x420x216 |  | 220-240V | -30°C to +50°C | 5 years |  |  |  | >70 |  | 5000 | 15650 |  |  |  | L80 > 195000 h |  | 124 |  |  | 9 | B | 25 °C | 20.4% at 105.000 hours | No Built-in accessory | Phased-out | 750/559 | CIE(x= 0.34. y= 0.35) 5SDCM | Class1. Class2 | IK09 | [11 empty] | dimmable
TBD | SP H/3/F/N/126/40 | image | datasheet | deeplink | TUNGSRAM - Spinella Double module - 15280lm - 126W - 4000K - 70CRI - TBD[SKU] - side 48-60mm and post 48-76mm | 21 | side 48-60mm and post 48-76mm | LED | 1 | 126 | YES |  |  | IK09 |  | -30°C to +50°C | CE;ENEC |  | CE;ENEC | [6 empty] | 66 | 4000 | 977x420x216 |  | 220-240V | -30°C to +50°C | 5 years |  |  |  | >70 |  | 4000 | 15280 |  |  |  | L80 > 195000 h |  | 121 |  |  | 9 | N | 25 °C | 20.4% at 105.000 hours | No Built-in accessory | Phased-out | 740/559 | CIE(x= 0.38. y= 0.38) 5SDCM | Class1. Class2 | IK09 | [11 empty] | dimmable
TBD | SP H/3/F/F/126/40 | image | datasheet | deeplink | TUNGSRAM - Spinella Double module - 15120lm - 126W - 4000K - 70CRI - TBD[SKU] - side 48-60mm and post 48-76mm | 21 | side 48-60mm and post 48-76mm | LED | 1 | 126 | YES |  |  | IK09 |  | -30°C to +50°C | CE;ENEC |  | CE;ENEC | [6 empty] | 66 | 4000 | 977x420x216 |  | 220-240V | -30°C to +50°C | 5 years |  |  |  | >70 |  | 4000 | 15120 |  |  |  | L80 > 195000 h |  | 120 |  |  | 9 | F | 25 °C | 20.4% at 105.000 hours | No Built-in accessory | Phased-out | 740/559 | CIE(x= 0.38. y= 0.38) 5SDCM | Class1. Class2 | IK09 | [11 empty] | dimmable
TBD | SP H/3/F/U/126/40 | image | datasheet | deeplink | TUNGSRAM - Spinella Double module - 14380lm - 126W - 4000K - 70CRI - TBD[SKU] - side 48-60mm and post 48-76mm | 21 | side 48-60mm and post 48-76mm | LED | 1 | 126 | YES |  |  | IK09 |  | -30°C to +50°C | CE;ENEC |  | CE;ENEC | [6 empty] | 66 | 4000 | 977x420x216 |  | 220-240V | -30°C to +50°C | 5 years |  |  |  | >70 |  | 4000 | 14380 |  |  |  | L80 > 195000 h |  | 114 |  |  | 9 | U | 25 °C | 20.4% at 105.000 hours | No Built-in accessory | Phased-out | 740/559 | CIE(x= 0.38. y= 0.38) 5SDCM | Class1. Class2 | IK09 | [11 empty] | dimmable
TBD | SP H/3/F/E/126/40 | image | datasheet | deeplink | TUNGSRAM - Spinella Double module - 14520lm - 126W - 4000K - 70CRI - TBD[SKU] - side 48-60mm and post 48-76mm | 21 | side 48-60mm and post 48-76mm | LED | 1 | 126 | YES |  |  | IK09 |  | -30°C to +50°C | CE;ENEC |  | CE;ENEC | [6 empty] | 66 | 4000 | 977x420x216 |  | 220-240V | -30°C to +50°C | 5 years |  |  |  | >70 |  | 4000 | 14520 |  |  |  | L80 > 195000 h |  | 115 |  |  | 9 | E | 25 °C | 20.4% at 105.000 hours | No Built-in accessory | Phased-out | 740/559 | CIE(x= 0.38. y= 0.38) 5SDCM | Class1. Class2 | IK09 | [11 empty] | dimmable
TBD | SP H/3/F/T/126/40 | image | datasheet | deeplink | TUNGSRAM - Spinella Double module - 15420lm - 126W - 4000K - 70CRI - TBD[SKU] - side 48-60mm and post 48-76mm | 21 | side 48-60mm and post 48-76mm | LED | 1 | 126 | YES |  |  | IK09 |  | -30°C to +50°C | CE;ENEC |  | CE;ENEC | [6 empty] | 66 | 4000 | 977x420x216 |  | 220-240V | -30°C to +50°C | 5 years |  |  |  | >70 |  | 4000 | 15420 |  |  |  | L80 > 195000 h |  | 122 |  |  | 9 | T | 25 °C | 20.4% at 105.000 hours | No Built-in accessory | Phased-out | 740/559 | CIE(x= 0.38. y= 0.38) 5SDCM | Class1. Class2 | IK09 | [11 empty] | dimmable
TBD | SP H/3/F/C/126/40 | image | datasheet | deeplink | TUNGSRAM - Spinella Double module - 14820lm - 126W - 4000K - 70CRI - TBD[SKU] - side 48-60mm and post 48-76mm | 21 | side 48-60mm and post 48-76mm | LED | 1 | 126 | YES |  |  | IK09 |  | -30°C to +50°C | CE;ENEC |  | CE;ENEC | [6 empty] | 66 | 4000 | 977x420x216 |  | 220-240V | -30°C to +50°C | 5 years |  |  |  | >70 |  | 4000 | 14820 |  |  |  | L80 > 195000 h |  | 117 |  |  | 9 | C | 25 °C | 20.4% at 105.000 hours | No Built-in accessory | Phased-out | 740/559 | CIE(x= 0.38. y= 0.38) 5SDCM | Class1. Class2 | IK09 | [11 empty] | dimmable
TBD | SP H/3/F/B/126/40 | image | datasheet | deeplink | TUNGSRAM - Spinella Double module - 14980lm - 126W - 4000K - 70CRI - TBD[SKU] - side 48-60mm and post 48-76mm | 21 | side 48-60mm and post 48-76mm | LED | 1 | 126 | YES |  |  | IK09 |  | -30°C to +50°C | CE;ENEC |  | CE;ENEC | [6 empty] | 66 | 4000 | 977x420x216 |  | 220-240V | -30°C to +50°C | 5 years |  |  |  | >70 |  | 4000 | 14980 |  |  |  | L80 > 195000 h |  | 118 |  |  | 9 | B | 25 °C | 20.4% at 105.000 hours | No Built-in accessory | Phased-out | 740/559 | CIE(x= 0.38. y= 0.38) 5SDCM | Class1. Class2 | IK09 | [11 empty] | dimmable
TBD | SP H/3/F/N/126/30 | image | datasheet | deeplink | TUNGSRAM - Spinella Double module - 14880lm - 126W - 3000K - 70CRI - TBD[SKU] - side 48-60mm and post 48-76mm | 21 | side 48-60mm and post 48-76mm | LED | 1 | 126 | YES |  |  | IK09 |  | -30°C to +50°C | CE;ENEC |  | CE;ENEC | [6 empty] | 66 | 3000 | 977x420x216 |  | 220-240V | -30°C to +50°C | 5 years |  |  |  | >70 |  | 3000 | 14880 |  |  |  | L80 > 195000 h |  | 118 |  |  | 9 | N | 25 °C | 20.4% at 105.000 hours | No Built-in accessory | Phased-out | 730/559 | CIE(x=0.43. y=0.403) 5SDCM | Class1. Class2 | IK09 | [11 empty] | dimmable
TBD | SP H/3/F/F/126/30 | image | datasheet | deeplink | TUNGSRAM - Spinella Double module - 14720lm - 126W - 3000K - 70CRI - TBD[SKU] - side 48-60mm and post 48-76mm | 21 | side 48-60mm and post 48-76mm | LED | 1 | 126 | YES |  |  | IK09 |  | -30°C to +50°C | CE;ENEC |  | CE;ENEC | [6 empty] | 66 | 3000 | 977x420x216 |  | 220-240V | -30°C to +50°C | 5 years |  |  |  | >70 |  | 3000 | 14720 |  |  |  | L80 > 195000 h |  | 116 |  |  | 9 | F | 25 °C | 20.4% at 105.000 hours | No Built-in accessory | Phased-out | 730/559 | CIE(x=0.43. y=0.403) 5SDCM | Class1. Class2 | IK09 | [11 empty] | dimmable
TBD | SP H/3/F/U/126/30 | image | datasheet | deeplink | TUNGSRAM - Spinella Double module - 14000lm - 126W - 3000K - 70CRI - TBD[SKU] - side 48-60mm and post 48-76mm | 21 | side 48-60mm and post 48-76mm | LED | 1 | 126 | YES |  |  | IK09 |  | -30°C to +50°C | CE;ENEC |  | CE;ENEC | [6 empty] | 66 | 3000 | 977x420x216 |  | 220-240V | -30°C to +50°C | 5 years |  |  |  | >70 |  | 3000 | 14000 |  |  |  | L80 > 195000 h |  | 111 |  |  | 9 | U | 25 °C | 20.4% at 105.000 hours | No Built-in accessory | Phased-out | 730/559 | CIE(x=0.43. y=0.403) 5SDCM | Class1. Class2 | IK09 | [11 empty] | dimmable
TBD | SP H/3/F/E/126/30 | image | datasheet | deeplink | TUNGSRAM - Spinella Double module - 14140lm - 126W - 3000K - 70CRI - TBD[SKU] - side 48-60mm and post 48-76mm | 21 | side 48-60mm and post 48-76mm | LED | 1 | 126 | YES |  |  | IK09 |  | -30°C to +50°C | CE;ENEC |  | CE;ENEC | [6 empty] | 66 | 3000 | 977x420x216 |  | 220-240V | -30°C to +50°C | 5 years |  |  |  | >70 |  | 3000 | 14140 |  |  |  | L80 > 195000 h |  | 112 |  |  | 9 | E | 25 °C | 20.4% at 105.000 hours | No Built-in accessory | Phased-out | 730/559 | CIE(x=0.43. y=0.403) 5SDCM | Class1. Class2 | IK09 | [11 empty] | dimmable
TBD | SP H/3/F/T/126/30 | image | datasheet | deeplink | TUNGSRAM - Spinella Double module - 15010lm - 126W - 3000K - 70CRI - TBD[SKU] - side 48-60mm and post 48-76mm | 21 | side 48-60mm and post 48-76mm | LED | 1 | 126 | YES |  |  | IK09 |  | -30°C to +50°C | CE;ENEC |  | CE;ENEC | [6 empty] | 66 | 3000 | 977x420x216 |  | 220-240V | -30°C to +50°C | 5 years |  |  |  | >70 |  | 3000 | 15010 |  |  |  | L80 > 195000 h |  | 119 |  |  | 9 | T | 25 °C | 20.4% at 105.000 hours | No Built-in accessory | Phased-out | 730/559 | CIE(x=0.43. y=0.403) 5SDCM | Class1. Class2 | IK09 | [11 empty] | dimmable
TBD | SP H/3/F/C/126/30 | image | datasheet | deeplink | TUNGSRAM - Spinella Double module - 14430lm - 126W - 3000K - 70CRI - TBD[SKU] - side 48-60mm and post 48-76mm | 21 | side 48-60mm and post 48-76mm | LED | 1 | 126 | YES |  |  | IK09 |  | -30°C to +50°C | CE;ENEC |  | CE;ENEC | [6 empty] | 66 | 3000 | 977x420x216 |  | 220-240V | -30°C to +50°C | 5 years |  |  |  | >70 |  | 3000 | 14430 |  |  |  | L80 > 195000 h |  | 114 |  |  | 9 | C | 25 °C | 20.4% at 105.000 hours | No Built-in accessory | Phased-out | 730/559 | CIE(x=0.43. y=0.403) 5SDCM | Class1. Class2 | IK09 | [11 empty] | dimmable
TBD | SP H/3/F/B/126/30 | image | datasheet | deeplink | TUNGSRAM - Spinella Double module - 14590lm - 126W - 3000K - 70CRI - TBD[SKU] - side 48-60mm and post 48-76mm | 21 | side 48-60mm and post 48-76mm | LED | 1 | 126 | YES |  |  | IK09 |  | -30°C to +50°C | CE;ENEC |  | CE;ENEC | [6 empty] | 66 | 3000 | 977x420x216 |  | 220-240V | -30°C to +50°C | 5 years |  |  |  | >70 |  | 3000 | 14590 |  |  |  | L80 > 195000 h |  | 115 |  |  | 9 | B | 25 °C | 20.4% at 105.000 hours | No Built-in accessory | Phased-out | 730/559 | CIE(x=0.43. y=0.403) 5SDCM | Class1. Class2 | IK09 | [11 empty] | dimmable
TBD | AHIX/1/F/SNS/300/5 | image | datasheet | deeplink | TUNGSRAM - AHIx - 36990lm - 301W - 5000K - 70CRI - TBD[SKU] - Bracket | 14 | Bracket | LED | 1 | 301 | YES |  |  |  |  | -40°C to +50°C | CE; ENEC |  | CE; ENEC | [6 empty] | 66 | 5000 | 750x492x69 |  | 220-240V | -40°C to +50°C | 5 years | A++ |  |  | >70 |  | 5000 | 36990 |  |  |  | L80 > 110000 h |  | 122 |  |  | 8 | SNS | 25 °C | 3.12% | No Built-in accessory | Phased-out | 750/559 | CIE(x=0.34. y=0.35) 5SDCM | Class1 | IK08 | [11 empty] | dimmable
TBD | AHIX/1/F/SWF/300/5 | image | datasheet | deeplink | TUNGSRAM - AHIx - 37670lm - 301W - 5000K - 70CRI - TBD[SKU] - Bracket | 14 | Bracket | LED | 1 | 301 | YES |  |  |  |  | -40°C to +50°C | CE; ENEC |  | CE; ENEC | [6 empty] | 66 | 5000 | 750x492x69 |  | 220-240V | -40°C to +50°C | 5 years | A++ |  |  | >70 |  | 5000 | 37670 |  |  |  | L80 > 110000 h |  | 125 |  |  | 8 | SWF | 25 °C | 3.12% | No Built-in accessory | Phased-out | 750/559 | CIE(x=0.34. y=0.35) 5SDCM | Class1 | IK08 | [11 empty] | dimmable
TBD | AHIX/1/F/SF/300/5 | image | datasheet | deeplink | TUNGSRAM - AHIx - 29860lm - 301W - 5000K - 70CRI - TBD[SKU] - Bracket | 14 | Bracket | LED | 1 | 301 | YES |  |  |  |  | -40°C to +50°C | CE; ENEC |  | CE; ENEC | [6 empty] | 66 | 5000 | 750x492x69 |  | 220-240V | -40°C to +50°C | 5 years | A++ |  |  | >70 |  | 5000 | 29860 |  |  |  | L80 > 110000 h |  | 99 |  |  | 8 | SF | 25 °C | 3.12% | No Built-in accessory | Phased-out | 750/559 | CIE(x=0.34. y=0.35) 5SDCM | Class1 | IK08 | [11 empty] | dimmable
TBD | AHIX/1/F/SW/300/5 | image | datasheet | deeplink | TUNGSRAM - AHIx - 33930lm - 301W - 5000K - 70CRI - TBD[SKU] - Bracket | 14 | Bracket | LED | 1 | 301 | YES |  |  |  |  | -40°C to +50°C | CE; ENEC |  | CE; ENEC | [6 empty] | 66 | 5000 | 750x492x69 |  | 220-240V | -40°C to +50°C | 5 years | A++ |  |  | >70 |  | 5000 | 33930 |  |  |  | L80 > 110000 h |  | 112 |  |  | 8 | SW | 25 °C | 3.12% | No Built-in accessory | Phased-out | 750/559 | CIE(x=0.34. y=0.35) 5SDCM | Class1 | IK08 | [11 empty] | dimmable
TBD | AHIX/1/F/AFN/300/5 | image | datasheet | deeplink | TUNGSRAM - AHIx - 33210lm - 298W - 5000K - 70CRI - TBD[SKU] - Bracket | 14 | Bracket | LED | 1 | 298 | YES |  |  |  |  | -40°C to +50°C | CE; ENEC |  | CE; ENEC | [6 empty] | 66 | 5000 | 750x492x69 |  | 220-240V | -40°C to +50°C | 5 years | A++ |  |  | >70 |  | 5000 | 33210 |  |  |  | L80 > 110000 h |  | 111 |  |  | 8 | AFN | 25 °C | 3.12% | No Built-in accessory | Phased-out | 750/559 | CIE(x=0.34. y=0.35) 5SDCM | Class1 | IK08 | [11 empty] | dimmable
TBD | AHIX/1/F/AEF/300/5 | image | datasheet | deeplink | TUNGSRAM - AHIx - 37670lm - 301W - 5000K - 70CRI - TBD[SKU] - Bracket | 14 | Bracket | LED | 1 | 301 | YES |  |  |  |  | -40°C to +50°C | CE; ENEC |  | CE; ENEC | [6 empty] | 66 | 5000 | 750x492x69 |  | 220-240V | -40°C to +50°C | 5 years | A++ |  |  | >70 |  | 5000 | 37670 |  |  |  | L80 > 110000 h |  | 125 |  |  | 8 | AEF | 25 °C | 3.12% | No Built-in accessory | Phased-out | 750/559 | CIE(x=0.34. y=0.35) 5SDCM | Class1 | IK08 | [11 empty] | dimmable
TBD | AHIX/1/F/AN/300/5 | image | datasheet | deeplink | TUNGSRAM - AHIx - 33610lm - 301W - 5000K - 70CRI - TBD[SKU] - Bracket | 14 | Bracket | LED | 1 | 301 | YES |  |  |  |  | -40°C to +50°C | CE; ENEC |  | CE; ENEC | [6 empty] | 66 | 5000 | 750x492x69 |  | 220-240V | -40°C to +50°C | 5 years | A++ |  |  | >70 |  | 5000 | 33610 |  |  |  | L80 > 110000 h |  | 111 |  |  | 8 | AN | 25 °C | 3.12% | No Built-in accessory | Phased-out | 750/559 | CIE(x=0.34. y=0.35) 5SDCM | Class1 | IK08 | [11 empty] | dimmable
TBD | AHIX/1/F/AF/300/5 | image | datasheet | deeplink | TUNGSRAM - AHIx - 29860lm - 301W - 5000K - 70CRI - TBD[SKU] - Bracket | 14 | Bracket | LED | 1 | 301 | YES |  |  |  |  | -40°C to +50°C | CE; ENEC |  | CE; ENEC | [6 empty] | 66 | 5000 | 750x492x69 |  | 220-240V | -40°C to +50°C | 5 years | A++ |  |  | >70 |  | 5000 | 29860 |  |  |  | L80 > 110000 h |  | 99 |  |  | 8 | AF | 25 °C | 3.12% | No Built-in accessory | Phased-out | 750/559 | CIE(x=0.34. y=0.35) 5SDCM | Class1 | IK08 | [11 empty] | dimmable
TBD | AHIX/1/F/AW/300/5 | image | datasheet | deeplink | TUNGSRAM - AHIx - 33930lm - 301W - 5000K - 70CRI - TBD[SKU] - Bracket | 14 | Bracket | LED | 1 | 301 | YES |  |  |  |  | -40°C to +50°C | CE; ENEC |  | CE; ENEC | [6 empty] | 66 | 5000 | 750x492x69 |  | 220-240V | -40°C to +50°C | 5 years | A++ |  |  | >70 |  | 5000 | 33930 |  |  |  | L80 > 110000 h |  | 112 |  |  | 8 | AW | 25 °C | 3.12% | No Built-in accessory | Phased-out | 750/559 | CIE(x=0.34. y=0.35) 5SDCM | Class1 | IK08 | [11 empty] | dimmable
TBD | AHIX/1/F/SNS/285/5 | image | datasheet | deeplink | TUNGSRAM - AHIx - 34390lm - 286W - 5000K - 70CRI - TBD[SKU] - Bracket | 14 | Bracket | LED | 1 | 286 | YES |  |  |  |  | -40°C to +50°C | CE; ENEC |  | CE; ENEC | [6 empty] | 66 | 5000 | 750x492x69 |  | 220-240V | -40°C to +50°C | 5 years | A++ |  |  | >70 |  | 5000 | 34390 |  |  |  | L80 > 110000 h |  | 120 |  |  | 8 | SNS | 25 °C | 3.12% | No Built-in accessory | Phased-out | 750/559 | CIE(x=0.34. y=0.35) 5SDCM | Class1 | IK08 | [11 empty] | dimmable
TBD | AHIX/1/F/SWF/285/5 | image | datasheet | deeplink | TUNGSRAM - AHIx - 35030lm - 286W - 5000K - 70CRI - TBD[SKU] - Bracket | 14 | Bracket | LED | 1 | 286 | YES |  |  |  |  | -40°C to +50°C | CE; ENEC |  | CE; ENEC | [6 empty] | 66 | 5000 | 750x492x69 |  | 220-240V | -40°C to +50°C | 5 years | A++ |  |  | >70 |  | 5000 | 35030 |  |  |  | L80 > 110000 h |  | 122 |  |  | 8 | SWF | 25 °C | 3.12% | No Built-in accessory | Phased-out | 750/559 | CIE(x=0.34. y=0.35) 5SDCM | Class1 | IK08 | [11 empty] | dimmable
TBD | AHIX/1/F/SF/285/5 | image | datasheet | deeplink | TUNGSRAM - AHIx - 27770lm - 286W - 5000K - 70CRI - TBD[SKU] - Bracket | 14 | Bracket | LED | 1 | 286 | YES |  |  |  |  | -40°C to +50°C | CE; ENEC |  | CE; ENEC | [6 empty] | 66 | 5000 | 750x492x69 |  | 220-240V | -40°C to +50°C | 5 years | A++ |  |  | >70 |  | 5000 | 27770 |  |  |  | L80 > 110000 h |  | 97 |  |  | 8 | SF | 25 °C | 3.12% | No Built-in accessory | Phased-out | 750/559 | CIE(x=0.34. y=0.35) 5SDCM | Class1 | IK08 | [11 empty] | dimmable
TBD | AHIX/1/F/SW/285/5 | image | datasheet | deeplink | TUNGSRAM - AHIx - 31550lm - 286W - 5000K - 70CRI - TBD[SKU] - Bracket | 14 | Bracket | LED | 1 | 286 | YES |  |  |  |  | -40°C to +50°C | CE; ENEC |  | CE; ENEC | [6 empty] | 66 | 5000 | 750x492x69 |  | 220-240V | -40°C to +50°C | 5 years | A++ |  |  | >70 |  | 5000 | 31550 |  |  |  | L80 > 110000 h |  | 110 |  |  | 8 | SW | 25 °C | 3.12% | No Built-in accessory | Phased-out | 750/559 | CIE(x=0.34. y=0.35) 5SDCM | Class1 | IK08 | [11 empty] | dimmable
TBD | AHIX/1/F/AFN/285/5 | image | datasheet | deeplink | TUNGSRAM - AHIx - 31900lm - 281W - 5000K - 70CRI - TBD[SKU] - Bracket | 14 | Bracket | LED | 1 | 281 | YES |  |  |  |  | -40°C to +50°C | CE; ENEC |  | CE; ENEC | [6 empty] | 66 | 5000 | 750x492x69 |  | 220-240V | -40°C to +50°C | 5 years | A++ |  |  | >70 |  | 5000 | 31900 |  |  |  | L80 > 110000 h |  | 113 |  |  | 8 | AFN | 25 °C | 3.12% | No Built-in accessory | Phased-out | 750/559 | CIE(x=0.34. y=0.35) 5SDCM | Class1 | IK08 | [11 empty] | dimmable
TBD | AHIX/1/F/AEF/285/5 | image | datasheet | deeplink | TUNGSRAM - AHIx - 35030lm - 286W - 5000K - 70CRI - TBD[SKU] - Bracket | 14 | Bracket | LED | 1 | 286 | YES |  |  |  |  | -40°C to +50°C | CE; ENEC |  | CE; ENEC | [6 empty] | 66 | 5000 | 750x492x69 |  | 220-240V | -40°C to +50°C | 5 years | A++ |  |  | >70 |  | 5000 | 35030 |  |  |  | L80 > 110000 h |  | 122 |  |  | 8 | AEF | 25 °C | 3.12% | No Built-in accessory | Phased-out | 750/559 | CIE(x=0.34. y=0.35) 5SDCM | Class1 | IK08 | [11 empty] | dimmable
TBD | AHIX/1/F/AN/285/5 | image | datasheet | deeplink | TUNGSRAM - AHIx - 31250lm - 286W - 5000K - 70CRI - TBD[SKU] - Bracket | 14 | Bracket | LED | 1 | 286 | YES |  |  |  |  | -40°C to +50°C | CE; ENEC |  | CE; ENEC | [6 empty] | 66 | 5000 | 750x492x69 |  | 220-240V | -40°C to +50°C | 5 years | A++ |  |  | >70 |  | 5000 | 31250 |  |  |  | L80 > 110000 h |  | 109 |  |  | 8 | AN | 25 °C | 3.12% | No Built-in accessory | Phased-out | 750/559 | CIE(x=0.34. y=0.35) 5SDCM | Class1 | IK08 | [11 empty] | dimmable
TBD | AHIX/1/F/AF/285/5 | image | datasheet | deeplink | TUNGSRAM - AHIx - 27770lm - 286W - 5000K - 70CRI - TBD[SKU] - Bracket | 14 | Bracket | LED | 1 | 286 | YES |  |  |  |  | -40°C to +50°C | CE; ENEC |  | CE; ENEC | [6 empty] | 66 | 5000 | 750x492x69 |  | 220-240V | -40°C to +50°C | 5 years | A++ |  |  | >70 |  | 5000 | 27770 |  |  |  | L80 > 110000 h |  | 97 |  |  | 8 | AF | 25 °C | 3.12% | No Built-in accessory | Phased-out | 750/559 | CIE(x=0.34. y=0.35) 5SDCM | Class1 | IK08 | [11 empty] | dimmable
TBD | AHIX/1/F/AW/285/5 | image | datasheet | deeplink | TUNGSRAM - AHIx - 31550lm - 286W - 5000K - 70CRI - TBD[SKU] - Bracket | 14 | Bracket | LED | 1 | 286 | YES |  |  |  |  | -40°C to +50°C | CE; ENEC |  | CE; ENEC | [6 empty] | 66 | 5000 | 750x492x69 |  | 220-240V | -40°C to +50°C | 5 years | A++ |  |  | >70 |  | 5000 | 31550 |  |  |  | L80 > 110000 h |  | 110 |  |  | 8 | AW | 25 °C | 3.12% | No Built-in accessory | Phased-out | 750/559 | CIE(x=0.34. y=0.35) 5SDCM | Class1 | IK08 | [11 empty] | dimmable
TBD | AHIX/1/F/SNS/250/5 | image | datasheet | deeplink | TUNGSRAM - AHIx - 31630lm - 250W - 5000K - 70CRI - TBD[SKU] - Bracket | 14 | Bracket | LED | 1 | 250 | YES |  |  |  |  | -40°C to +50°C | CE; ENEC |  | CE; ENEC | [6 empty] | 66 | 5000 | 750x492x69 |  | 220-240V | -40°C to +50°C | 5 years | A++ |  |  | >70 |  | 5000 | 31630 |  |  |  | L80 > 110000 h |  | 126 |  |  | 8 | SNS | 25 °C | 3.12% | No Built-in accessory | Phased-out | 750/559 | CIE(x=0.34. y=0.35) 5SDCM | Class1 | IK08 | [11 empty] | dimmable
TBD | AHIX/1/F/SWF/250/5 | image | datasheet | deeplink | TUNGSRAM - AHIx - 32210lm - 250W - 5000K - 70CRI - TBD[SKU] - Bracket | 14 | Bracket | LED | 1 | 250 | YES |  |  |  |  | -40°C to +50°C | CE; ENEC |  | CE; ENEC | [6 empty] | 66 | 5000 | 750x492x69 |  | 220-240V | -40°C to +50°C | 5 years | A++ |  |  | >70 |  | 5000 | 32210 |  |  |  | L80 > 110000 h |  | 128 |  |  | 8 | SWF | 25 °C | 3.12% | No Built-in accessory | Phased-out | 750/559 | CIE(x=0.34. y=0.35) 5SDCM | Class1 | IK08 | [11 empty] | dimmable
TBD | AHIX/1/F/SF/250/5 | image | datasheet | deeplink | TUNGSRAM - AHIx - 25530lm - 250W - 5000K - 70CRI - TBD[SKU] - Bracket | 14 | Bracket | LED | 1 | 250 | YES |  |  |  |  | -40°C to +50°C | CE; ENEC |  | CE; ENEC | [6 empty] | 66 | 5000 | 750x492x69 |  | 220-240V | -40°C to +50°C | 5 years | A++ |  |  | >70 |  | 5000 | 25530 |  |  |  | L80 > 110000 h |  | 102 |  |  | 8 | SF | 25 °C | 3.12% | No Built-in accessory | Phased-out | 750/559 | CIE(x=0.34. y=0.35) 5SDCM | Class1 | IK08 | [11 empty] | dimmable
TBD | AHIX/1/F/SW/250/5 | image | datasheet | deeplink | TUNGSRAM - AHIx - 29010lm - 250W - 5000K - 70CRI - TBD[SKU] - Bracket | 14 | Bracket | LED | 1 | 250 | YES |  |  |  |  | -40°C to +50°C | CE; ENEC |  | CE; ENEC | [6 empty] | 66 | 5000 | 750x492x69 |  | 220-240V | -40°C to +50°C | 5 years | A++ |  |  | >70 |  | 5000 | 29010 |  |  |  | L80 > 110000 h |  | 116 |  |  | 8 | SW | 25 °C | 3.12% | No Built-in accessory | Phased-out | 750/559 | CIE(x=0.34. y=0.35) 5SDCM | Class1 | IK08 | [11 empty] | dimmable
TBD | AHIX/1/F/AFN/250/5 | image | datasheet | deeplink | TUNGSRAM - AHIx - 27490lm - 247W - 5000K - 70CRI - TBD[SKU] - Bracket | 14 | Bracket | LED | 1 | 247 | YES |  |  |  |  | -40°C to +50°C | CE; ENEC |  | CE; ENEC | [6 empty] | 66 | 5000 | 750x492x69 |  | 220-240V | -40°C to +50°C | 5 years | A++ |  |  | >70 |  | 5000 | 27490 |  |  |  | L80 > 110000 h |  | 111 |  |  | 8 | AFN | 25 °C | 3.12% | No Built-in accessory | Phased-out | 750/559 | CIE(x=0.34. y=0.35) 5SDCM | Class1 | IK08 | [11 empty] | dimmable
TBD | AHIX/1/F/AEF/250/5 | image | datasheet | deeplink | TUNGSRAM - AHIx - 32210lm - 250W - 5000K - 70CRI - TBD[SKU] - Bracket | 14 | Bracket | LED | 1 | 250 | YES |  |  |  |  | -40°C to +50°C | CE; ENEC |  | CE; ENEC | [6 empty] | 66 | 5000 | 750x492x69 |  | 220-240V | -40°C to +50°C | 5 years | A++ |  |  | >70 |  | 5000 | 32210 |  |  |  | L80 > 110000 h |  | 128 |  |  | 8 | AEF | 25 °C | 3.12% | No Built-in accessory | Phased-out | 750/559 | CIE(x=0.34. y=0.35) 5SDCM | Class1 | IK08 | [11 empty] | dimmable
TBD | AHIX/1/F/AN/250/5 | image | datasheet | deeplink | TUNGSRAM - AHIx - 28730lm - 250W - 5000K - 70CRI - TBD[SKU] - Bracket | 14 | Bracket | LED | 1 | 250 | YES |  |  |  |  | -40°C to +50°C | CE; ENEC |  | CE; ENEC | [6 empty] | 66 | 5000 | 750x492x69 |  | 220-240V | -40°C to +50°C | 5 years | A++ |  |  | >70 |  | 5000 | 28730 |  |  |  | L80 > 110000 h |  | 114 |  |  | 8 | AN | 25 °C | 3.12% | No Built-in accessory | Phased-out | 750/559 | CIE(x=0.34. y=0.35) 5SDCM | Class1 | IK08 | [11 empty] | dimmable
TBD | AHIX/1/F/AF/250/5 | image | datasheet | deeplink | TUNGSRAM - AHIx - 25530lm - 250W - 5000K - 70CRI - TBD[SKU] - Bracket | 14 | Bracket | LED | 1 | 250 | YES |  |  |  |  | -40°C to +50°C | CE; ENEC |  | CE; ENEC | [6 empty] | 66 | 5000 | 750x492x69 |  | 220-240V | -40°C to +50°C | 5 years | A++ |  |  | >70 |  | 5000 | 25530 |  |  |  | L80 > 110000 h |  | 102 |  |  | 8 | AF | 25 °C | 3.12% | No Built-in accessory | Phased-out | 750/559 | CIE(x=0.34. y=0.35) 5SDCM | Class1 | IK08 | [11 empty] | dimmable
TBD | AHIX/1/F/AW/250/5 | image | datasheet | deeplink | TUNGSRAM - AHIx - 29010lm - 250W - 5000K - 70CRI - TBD[SKU] - Bracket | 14 | Bracket | LED | 1 | 250 | YES |  |  |  |  | -40°C to +50°C | CE; ENEC |  | CE; ENEC | [6 empty] | 66 | 5000 | 750x492x69 |  | 220-240V | -40°C to +50°C | 5 years | A++ |  |  | >70 |  | 5000 | 29010 |  |  |  | L80 > 110000 h |  | 116 |  |  | 8 | AW | 25 °C | 3.12% | No Built-in accessory | Phased-out | 750/559 | CIE(x=0.34. y=0.35) 5SDCM | Class1 | IK08 | [11 empty] | dimmable
TBD | AHIX/1/F/SNS/200/5 | image | datasheet | deeplink | TUNGSRAM - AHIx - 26210lm - 200W - 5000K - 70CRI - TBD[SKU] - Bracket | 14 | Bracket | LED | 1 | 200 | YES |  |  |  |  | -40°C to +50°C | CE; ENEC |  | CE; ENEC | [6 empty] | 66 | 5000 | 750x492x69 |  | 220-240V | -40°C to +50°C | 5 years | A++ |  |  | >70 |  | 5000 | 26210 |  |  |  | L80 > 110000 h |  | 131 |  |  | 8 | SNS | 25 °C | 3.12% | No Built-in accessory | Phased-out | 750/559 | CIE(x=0.34. y=0.35) 5SDCM | Class1 | IK08 | [11 empty] | dimmable
TBD | AHIX/1/F/SWF/200/5 | image | datasheet | deeplink | TUNGSRAM - AHIx - 26690lm - 200W - 5000K - 70CRI - TBD[SKU] - Bracket | 14 | Bracket | LED | 1 | 200 | YES |  |  |  |  | -40°C to +50°C | CE; ENEC |  | CE; ENEC | [6 empty] | 66 | 5000 | 750x492x69 |  | 220-240V | -40°C to +50°C | 5 years | A++ |  |  | >70 |  | 5000 | 26690 |  |  |  | L80 > 110000 h |  | 133 |  |  | 8 | SWF | 25 °C | 3.12% | No Built-in accessory | Phased-out | 750/559 | CIE(x=0.34. y=0.35) 5SDCM | Class1 | IK08 | [11 empty] | dimmable
TBD | AHIX/1/F/SF/200/5 | image | datasheet | deeplink | TUNGSRAM - AHIx - 21160lm - 200W - 5000K - 70CRI - TBD[SKU] - Bracket | 14 | Bracket | LED | 1 | 200 | YES |  |  |  |  | -40°C to +50°C | CE; ENEC |  | CE; ENEC | [6 empty] | 66 | 5000 | 750x492x69 |  | 220-240V | -40°C to +50°C | 5 years | A++ |  |  | >70 |  | 5000 | 21160 |  |  |  | L80 > 110000 h |  | 105 |  |  | 8 | SF | 25 °C | 3.12% | No Built-in accessory | Phased-out | 750/559 | CIE(x=0.34. y=0.35) 5SDCM | Class1 | IK08 | [11 empty] | dimmable
TBD | AHIX/1/F/SW/200/5 | image | datasheet | deeplink | TUNGSRAM - AHIx - 24040lm - 200W - 5000K - 70CRI - TBD[SKU] - Bracket | 14 | Bracket | LED | 1 | 200 | YES |  |  |  |  | -40°C to +50°C | CE; ENEC |  | CE; ENEC | [6 empty] | 66 | 5000 | 750x492x69 |  | 220-240V | -40°C to +50°C | 5 years | A++ |  |  | >70 |  | 5000 | 24040 |  |  |  | L80 > 110000 h |  | 120 |  |  | 8 | SW | 25 °C | 3.12% | No Built-in accessory | Phased-out | 750/559 | CIE(x=0.34. y=0.35) 5SDCM | Class1 | IK08 | [11 empty] | dimmable
TBD | AHIX/1/F/AFN/200/5 | image | datasheet | deeplink | TUNGSRAM - AHIx - 23650lm - 199W - 5000K - 70CRI - TBD[SKU] - Bracket | 14 | Bracket | LED | 1 | 199 | YES |  |  |  |  | -40°C to +50°C | CE; ENEC |  | CE; ENEC | [6 empty] | 66 | 5000 | 750x492x69 |  | 220-240V | -40°C to +50°C | 5 years | A++ |  |  | >70 |  | 5000 | 23650 |  |  |  | L80 > 110000 h |  | 118 |  |  | 8 | AFN | 25 °C | 3.12% | No Built-in accessory | Phased-out | 750/559 | CIE(x=0.34. y=0.35) 5SDCM | Class1 | IK08 | [11 empty] | dimmable
TBD | AHIX/1/F/AEF/200/5 | image | datasheet | deeplink | TUNGSRAM - AHIx - 26690lm - 200W - 5000K - 70CRI - TBD[SKU] - Bracket | 14 | Bracket | LED | 1 | 200 | YES |  |  |  |  | -40°C to +50°C | CE; ENEC |  | CE; ENEC | [6 empty] | 66 | 5000 | 750x492x69 |  | 220-240V | -40°C to +50°C | 5 years | A++ |  |  | >70 |  | 5000 | 26690 |  |  |  | L80 > 110000 h |  | 133 |  |  | 8 | AEF | 25 °C | 3.12% | No Built-in accessory | Phased-out | 750/559 | CIE(x=0.34. y=0.35) 5SDCM | Class1 | IK08 | [11 empty] | dimmable
TBD | AHIX/1/F/AN/200/5 | image | datasheet | deeplink | TUNGSRAM - AHIx - 23810lm - 200W - 5000K - 70CRI - TBD[SKU] - Bracket | 14 | Bracket | LED | 1 | 200 | YES |  |  |  |  | -40°C to +50°C | CE; ENEC |  | CE; ENEC | [6 empty] | 66 | 5000 | 750x492x69 |  | 220-240V | -40°C to +50°C | 5 years | A++ |  |  | >70 |  | 5000 | 23810 |  |  |  | L80 > 110000 h |  | 119 |  |  | 8 | AN | 25 °C | 3.12% | No Built-in accessory | Phased-out | 750/559 | CIE(x=0.34. y=0.35) 5SDCM | Class1 | IK08 | [11 empty] | dimmable
TBD | AHIX/1/F/AF/200/5 | image | datasheet | deeplink | TUNGSRAM - AHIx - 21160lm - 200W - 5000K - 70CRI - TBD[SKU] - Bracket | 14 | Bracket | LED | 1 | 200 | YES |  |  |  |  | -40°C to +50°C | CE; ENEC |  | CE; ENEC | [6 empty] | 66 | 5000 | 750x492x69 |  | 220-240V | -40°C to +50°C | 5 years | A++ |  |  | >70 |  | 5000 | 21160 |  |  |  | L80 > 110000 h |  | 105 |  |  | 8 | AF | 25 °C | 3.12% | No Built-in accessory | Phased-out | 750/559 | CIE(x=0.34. y=0.35) 5SDCM | Class1 | IK08 | [11 empty] | dimmable
TBD | AHIX/1/F/AW/200/5 | image | datasheet | deeplink | TUNGSRAM - AHIx - 24040lm - 200W - 5000K - 70CRI - TBD[SKU] - Bracket | 14 | Bracket | LED | 1 | 200 | YES |  |  |  |  | -40°C to +50°C | CE; ENEC |  | CE; ENEC | [6 empty] | 66 | 5000 | 750x492x69 |  | 220-240V | -40°C to +50°C | 5 years | A++ |  |  | >70 |  | 5000 | 24040 |  |  |  | L80 > 110000 h |  | 120 |  |  | 8 | AW | 25 °C | 3.12% | No Built-in accessory | Phased-out | 750/559 | CIE(x=0.34. y=0.35) 5SDCM | Class1 | IK08 | [11 empty] | dimmable
TBD | AHIX/1/F/SNS/300/4 | image | datasheet | deeplink | TUNGSRAM - AHIx - 36260lm - 301W - 4000K - 70CRI - TBD[SKU] - Bracket | 14 | Bracket | LED | 1 | 301 | YES |  |  |  |  | -40°C to +50°C | CE; ENEC |  | CE; ENEC | [6 empty] | 66 | 4000 | 750x492x69 |  | 220-240V | -40°C to +50°C | 5 years | A++ |  |  | >70 |  | 4000 | 36260 |  |  |  | L80 > 110000 h |  | 120 |  |  | 8 | SNS | 25 °C | 3.12% | No Built-in accessory | Phased-out | 740/559 | CIE(x=0.38. y=0.38) 5SDCM | Class1 | IK08 | [11 empty] | dimmable
TBD | AHIX/1/F/SWF/300/4 | image | datasheet | deeplink | TUNGSRAM - AHIx - 36930lm - 301W - 4000K - 70CRI - TBD[SKU] - Bracket | 14 | Bracket | LED | 1 | 301 | YES |  |  |  |  | -40°C to +50°C | CE; ENEC |  | CE; ENEC | [6 empty] | 66 | 4000 | 750x492x69 |  | 220-240V | -40°C to +50°C | 5 years | A++ |  |  | >70 |  | 4000 | 36930 |  |  |  | L80 > 110000 h |  | 122 |  |  | 8 | SWF | 25 °C | 3.12% | No Built-in accessory | Phased-out | 740/559 | CIE(x=0.38. y=0.38) 5SDCM | Class1 | IK08 | [11 empty] | dimmable
TBD | AHIX/1/F/SF/300/4 | image | datasheet | deeplink | TUNGSRAM - AHIx - 29280lm - 301W - 4000K - 70CRI - TBD[SKU] - Bracket | 14 | Bracket | LED | 1 | 301 | YES |  |  |  |  | -40°C to +50°C | CE; ENEC |  | CE; ENEC | [6 empty] | 66 | 4000 | 750x492x69 |  | 220-240V | -40°C to +50°C | 5 years | A++ |  |  | >70 |  | 4000 | 29280 |  |  |  | L80 > 110000 h |  | 97 |  |  | 8 | SF | 25 °C | 3.12% | No Built-in accessory | Phased-out | 740/559 | CIE(x=0.38. y=0.38) 5SDCM | Class1 | IK08 | [11 empty] | dimmable
TBD | AHIX/1/F/SW/300/4 | image | datasheet | deeplink | TUNGSRAM - AHIx - 33270lm - 301W - 4000K - 70CRI - TBD[SKU] - Bracket | 14 | Bracket | LED | 1 | 301 | YES |  |  |  |  | -40°C to +50°C | CE; ENEC |  | CE; ENEC | [6 empty] | 66 | 4000 | 750x492x69 |  | 220-240V | -40°C to +50°C | 5 years | A++ |  |  | >70 |  | 4000 | 33270 |  |  |  | L80 > 110000 h |  | 110 |  |  | 8 | SW | 25 °C | 3.12% | No Built-in accessory | Phased-out | 740/559 | CIE(x=0.38. y=0.38) 5SDCM | Class1 | IK08 | [11 empty] | dimmable
TBD | AHIX/1/F/AFN/300/4 | image | datasheet | deeplink | TUNGSRAM - AHIx - 32560lm - 298W - 4000K - 70CRI - TBD[SKU] - Bracket | 14 | Bracket | LED | 1 | 298 | YES |  |  |  |  | -40°C to +50°C | CE; ENEC |  | CE; ENEC | [6 empty] | 66 | 4000 | 750x492x69 |  | 220-240V | -40°C to +50°C | 5 years | A++ |  |  | >70 |  | 4000 | 32560 |  |  |  | L80 > 110000 h |  | 109 |  |  | 8 | AFN | 25 °C | 3.12% | No Built-in accessory | Phased-out | 740/559 | CIE(x=0.38. y=0.38) 5SDCM | Class1 | IK08 | [11 empty] | dimmable
TBD | AHIX/1/F/AEF/300/4 | image | datasheet | deeplink | TUNGSRAM - AHIx - 36930lm - 301W - 4000K - 70CRI - TBD[SKU] - Bracket | 14 | Bracket | LED | 1 | 301 | YES |  |  |  |  | -40°C to +50°C | CE; ENEC |  | CE; ENEC | [6 empty] | 66 | 4000 | 750x492x69 |  | 220-240V | -40°C to +50°C | 5 years | A++ |  |  | >70 |  | 4000 | 36930 |  |  |  | L80 > 110000 h |  | 122 |  |  | 8 | AEF | 25 °C | 3.12% | No Built-in accessory | Phased-out | 740/559 | CIE(x=0.38. y=0.38) 5SDCM | Class1 | IK08 | [11 empty] | dimmable
TBD | AHIX/1/F/AN/300/4 | image | datasheet | deeplink | TUNGSRAM - AHIx - 32950lm - 301W - 4000K - 70CRI - TBD[SKU] - Bracket | 14 | Bracket | LED | 1 | 301 | YES |  |  |  |  | -40°C to +50°C | CE; ENEC |  | CE; ENEC | [6 empty] | 66 | 4000 | 750x492x69 |  | 220-240V | -40°C to +50°C | 5 years | A++ |  |  | >70 |  | 4000 | 32950 |  |  |  | L80 > 110000 h |  | 109 |  |  | 8 | AN | 25 °C | 3.12% | No Built-in accessory | Phased-out | 740/559 | CIE(x=0.38. y=0.38) 5SDCM | Class1 | IK08 | [11 empty] | dimmable
TBD | AHIX/1/F/AF/300/4 | image | datasheet | deeplink | TUNGSRAM - AHIx - 29280lm - 301W - 4000K - 70CRI - TBD[SKU] - Bracket | 14 | Bracket | LED | 1 | 301 | YES |  |  |  |  | -40°C to +50°C | CE; ENEC |  | CE; ENEC | [6 empty] | 66 | 4000 | 750x492x69 |  | 220-240V | -40°C to +50°C | 5 years | A++ |  |  | >70 |  | 4000 | 29280 |  |  |  | L80 > 110000 h |  | 97 |  |  | 8 | AF | 25 °C | 3.12% | No Built-in accessory | Phased-out | 740/559 | CIE(x=0.38. y=0.38) 5SDCM | Class1 | IK08 | [11 empty] | dimmable
TBD | AHIX/1/F/AW/300/4 | image | datasheet | deeplink | TUNGSRAM - AHIx - 33270lm - 301W - 4000K - 70CRI - TBD[SKU] - Bracket | 14 | Bracket | LED | 1 | 301 | YES |  |  |  |  | -40°C to +50°C | CE; ENEC |  | CE; ENEC | [6 empty] | 66 | 4000 | 750x492x69 |  | 220-240V | -40°C to +50°C | 5 years | A++ |  |  | >70 |  | 4000 | 33270 |  |  |  | L80 > 110000 h |  | 110 |  |  | 8 | AW | 25 °C | 3.12% | No Built-in accessory | Phased-out | 740/559 | CIE(x=0.38. y=0.38) 5SDCM | Class1 | IK08 | [11 empty] | dimmable
TBD | AHIX/1/F/SNS/285/4 | image | datasheet | deeplink | TUNGSRAM - AHIx - 33720lm - 286W - 4000K - 70CRI - TBD[SKU] - Bracket | 14 | Bracket | LED | 1 | 286 | YES |  |  |  |  | -40°C to +50°C | CE; ENEC |  | CE; ENEC | [6 empty] | 66 | 4000 | 750x492x69 |  | 220-240V | -40°C to +50°C | 5 years | A++ |  |  | >70 |  | 4000 | 33720 |  |  |  | L80 > 110000 h |  | 117 |  |  | 8 | SNS | 25 °C | 3.12% | No Built-in accessory | Phased-out | 740/559 | CIE(x=0.38. y=0.38) 5SDCM | Class1 | IK08 | [11 empty] | dimmable
TBD | AHIX/1/F/SWF/285/4 | image | datasheet | deeplink | TUNGSRAM - AHIx - 34340lm - 286W - 4000K - 70CRI - TBD[SKU] - Bracket | 14 | Bracket | LED | 1 | 286 | YES |  |  |  |  | -40°C to +50°C | CE; ENEC |  | CE; ENEC | [6 empty] | 66 | 4000 | 750x492x69 |  | 220-240V | -40°C to +50°C | 5 years | A++ |  |  | >70 |  | 4000 | 34340 |  |  |  | L80 > 110000 h |  | 120 |  |  | 8 | SWF | 25 °C | 3.12% | No Built-in accessory | Phased-out | 740/559 | CIE(x=0.38. y=0.38) 5SDCM | Class1 | IK08 | [11 empty] | dimmable
TBD | AHIX/1/F/SF/285/4 | image | datasheet | deeplink | TUNGSRAM - AHIx - 27220lm - 286W - 4000K - 70CRI - TBD[SKU] - Bracket | 14 | Bracket | LED | 1 | 286 | YES |  |  |  |  | -40°C to +50°C | CE; ENEC |  | CE; ENEC | [6 empty] | 66 | 4000 | 750x492x69 |  | 220-240V | -40°C to +50°C | 5 years | A++ |  |  | >70 |  | 4000 | 27220 |  |  |  | L80 > 110000 h |  | 95 |  |  | 8 | SF | 25 °C | 3.12% | No Built-in accessory | Phased-out | 740/559 | CIE(x=0.38. y=0.38) 5SDCM | Class1 | IK08 | [11 empty] | dimmable
TBD | AHIX/1/F/SW/285/4 | image | datasheet | deeplink | TUNGSRAM - AHIx - 30940lm - 286W - 4000K - 70CRI - TBD[SKU] - Bracket | 14 | Bracket | LED | 1 | 286 | YES |  |  |  |  | -40°C to +50°C | CE; ENEC |  | CE; ENEC | [6 empty] | 66 | 4000 | 750x492x69 |  | 220-240V | -40°C to +50°C | 5 years | A++ |  |  | >70 |  | 4000 | 30940 |  |  |  | L80 > 110000 h |  | 108 |  |  | 8 | SW | 25 °C | 3.12% | No Built-in accessory | Phased-out | 740/559 | CIE(x=0.38. y=0.38) 5SDCM | Class1 | IK08 | [11 empty] | dimmable
TBD | AHIX/1/F/AFN/285/4 | image | datasheet | deeplink | TUNGSRAM - AHIx - 31280lm - 281W - 4000K - 70CRI - TBD[SKU] - Bracket | 14 | Bracket | LED | 1 | 281 | YES |  |  |  |  | -40°C to +50°C | CE; ENEC |  | CE; ENEC | [6 empty] | 66 | 4000 | 750x492x69 |  | 220-240V | -40°C to +50°C | 5 years | A++ |  |  | >70 |  | 4000 | 31280 |  |  |  | L80 > 110000 h |  | 111 |  |  | 8 | AFN | 25 °C | 3.12% | No Built-in accessory | Phased-out | 740/559 | CIE(x=0.38. y=0.38) 5SDCM | Class1 | IK08 | [11 empty] | dimmable
TBD | AHIX/1/F/AEF/285/4 | image | datasheet | deeplink | TUNGSRAM - AHIx - 34340lm - 286W - 4000K - 70CRI - TBD[SKU] - Bracket | 14 | Bracket | LED | 1 | 286 | YES |  |  |  |  | -40°C to +50°C | CE; ENEC |  | CE; ENEC | [6 empty] | 66 | 4000 | 750x492x69 |  | 220-240V | -40°C to +50°C | 5 years | A++ |  |  | >70 |  | 4000 | 34340 |  |  |  | L80 > 110000 h |  | 120 |  |  | 8 | AEF | 25 °C | 3.12% | No Built-in accessory | Phased-out | 740/559 | CIE(x=0.38. y=0.38) 5SDCM | Class1 | IK08 | [11 empty] | dimmable
TBD | AHIX/1/F/AN/285/4 | image | datasheet | deeplink | TUNGSRAM - AHIx - 30640lm - 286W - 4000K - 70CRI - TBD[SKU] - Bracket | 14 | Bracket | LED | 1 | 286 | YES |  |  |  |  | -40°C to +50°C | CE; ENEC |  | CE; ENEC | [6 empty] | 66 | 4000 | 750x492x69 |  | 220-240V | -40°C to +50°C | 5 years | A++ |  |  | >70 |  | 4000 | 30640 |  |  |  | L80 > 110000 h |  | 107 |  |  | 8 | AN | 25 °C | 3.12% | No Built-in accessory | Phased-out | 740/559 | CIE(x=0.38. y=0.38) 5SDCM | Class1 | IK08 | [11 empty] | dimmable
TBD | AHIX/1/F/AF/285/4 | image | datasheet | deeplink | TUNGSRAM - AHIx - 27220lm - 286W - 4000K - 70CRI - TBD[SKU] - Bracket | 14 | Bracket | LED | 1 | 286 | YES |  |  |  |  | -40°C to +50°C | CE; ENEC |  | CE; ENEC | [6 empty] | 66 | 4000 | 750x492x69 |  | 220-240V | -40°C to +50°C | 5 years | A++ |  |  | >70 |  | 4000 | 27220 |  |  |  | L80 > 110000 h |  | 95 |  |  | 8 | AF | 25 °C | 3.12% | No Built-in accessory | Phased-out | 740/559 | CIE(x=0.38. y=0.38) 5SDCM | Class1 | IK08 | [11 empty] | dimmable
TBD | AHIX/1/F/AW/285/4 | image | datasheet | deeplink | TUNGSRAM - AHIx - 30940lm - 286W - 4000K - 70CRI - TBD[SKU] - Bracket | 14 | Bracket | LED | 1 | 286 | YES |  |  |  |  | -40°C to +50°C | CE; ENEC |  | CE; ENEC | [6 empty] | 66 | 4000 | 750x492x69 |  | 220-240V | -40°C to +50°C | 5 years | A++ |  |  | >70 |  | 4000 | 30940 |  |  |  | L80 > 110000 h |  | 108 |  |  | 8 | AW | 25 °C | 3.12% | No Built-in accessory | Phased-out | 740/559 | CIE(x=0.38. y=0.38) 5SDCM | Class1 | IK08 | [11 empty] | dimmable
TBD | AHIX/1/F/SNS/250/4 | image | datasheet | deeplink | TUNGSRAM - AHIx - 31010lm - 250W - 4000K - 70CRI - TBD[SKU] - Bracket | 14 | Bracket | LED | 1 | 250 | YES |  |  |  |  | -40°C to +50°C | CE; ENEC |  | CE; ENEC | [6 empty] | 66 | 4000 | 750x492x69 |  | 220-240V | -40°C to +50°C | 5 years | A++ |  |  | >70 |  | 4000 | 31010 |  |  |  | L80 > 110000 h |  | 124 |  |  | 8 | SNS | 25 °C | 3.12% | No Built-in accessory | Phased-out | 740/559 | CIE(x=0.38. y=0.38) 5SDCM | Class1 | IK08 | [11 empty] | dimmable
TBD | AHIX/1/F/SWF/250/4 | image | datasheet | deeplink | TUNGSRAM - AHIx - 31570lm - 250W - 4000K - 70CRI - TBD[SKU] - Bracket | 14 | Bracket | LED | 1 | 250 | YES |  |  |  |  | -40°C to +50°C | CE; ENEC |  | CE; ENEC | [6 empty] | 66 | 4000 | 750x492x69 |  | 220-240V | -40°C to +50°C | 5 years | A++ |  |  | >70 |  | 4000 | 31570 |  |  |  | L80 > 110000 h |  | 126 |  |  | 8 | SWF | 25 °C | 3.12% | No Built-in accessory | Phased-out | 740/559 | CIE(x=0.38. y=0.38) 5SDCM | Class1 | IK08 | [11 empty] | dimmable
TBD | AHIX/1/F/SF/250/4 | image | datasheet | deeplink | TUNGSRAM - AHIx - 25030lm - 250W - 4000K - 70CRI - TBD[SKU] - Bracket | 14 | Bracket | LED | 1 | 250 | YES |  |  |  |  | -40°C to +50°C | CE; ENEC |  | CE; ENEC | [6 empty] | 66 | 4000 | 750x492x69 |  | 220-240V | -40°C to +50°C | 5 years | A++ |  |  | >70 |  | 4000 | 25030 |  |  |  | L80 > 110000 h |  | 100 |  |  | 8 | SF | 25 °C | 3.12% | No Built-in accessory | Phased-out | 740/559 | CIE(x=0.38. y=0.38) 5SDCM | Class1 | IK08 | [11 empty] | dimmable
TBD | AHIX/1/F/SW/250/4 | image | datasheet | deeplink | TUNGSRAM - AHIx - 28440lm - 250W - 4000K - 70CRI - TBD[SKU] - Bracket | 14 | Bracket | LED | 1 | 250 | YES |  |  |  |  | -40°C to +50°C | CE; ENEC |  | CE; ENEC | [6 empty] | 66 | 4000 | 750x492x69 |  | 220-240V | -40°C to +50°C | 5 years | A++ |  |  | >70 |  | 4000 | 28440 |  |  |  | L80 > 110000 h |  | 113 |  |  | 8 | SW | 25 °C | 3.12% | No Built-in accessory | Phased-out | 740/559 | CIE(x=0.38. y=0.38) 5SDCM | Class1 | IK08 | [11 empty] | dimmable
TBD | AHIX/1/F/AFN/250/4 | image | datasheet | deeplink | TUNGSRAM - AHIx - 26950lm - 247W - 4000K - 70CRI - TBD[SKU] - Bracket | 14 | Bracket | LED | 1 | 247 | YES |  |  |  |  | -40°C to +50°C | CE; ENEC |  | CE; ENEC | [6 empty] | 66 | 4000 | 750x492x69 |  | 220-240V | -40°C to +50°C | 5 years | A++ |  |  | >70 |  | 4000 | 26950 |  |  |  | L80 > 110000 h |  | 109 |  |  | 8 | AFN | 25 °C | 3.12% | No Built-in accessory | Phased-out | 740/559 | CIE(x=0.38. y=0.38) 5SDCM | Class1 | IK08 | [11 empty] | dimmable
TBD | AHIX/1/F/AEF/250/4 | image | datasheet | deeplink | TUNGSRAM - AHIx - 31570lm - 250W - 4000K - 70CRI - TBD[SKU] - Bracket | 14 | Bracket | LED | 1 | 250 | YES |  |  |  |  | -40°C to +50°C | CE; ENEC |  | CE; ENEC | [6 empty] | 66 | 4000 | 750x492x69 |  | 220-240V | -40°C to +50°C | 5 years | A++ |  |  | >70 |  | 4000 | 31570 |  |  |  | L80 > 110000 h |  | 126 |  |  | 8 | AEF | 25 °C | 3.12% | No Built-in accessory | Phased-out | 740/559 | CIE(x=0.38. y=0.38) 5SDCM | Class1 | IK08 | [11 empty] | dimmable
TBD | AHIX/1/F/AN/250/4 | image | datasheet | deeplink | TUNGSRAM - AHIx - 28170lm - 250W - 4000K - 70CRI - TBD[SKU] - Bracket | 14 | Bracket | LED | 1 | 250 | YES |  |  |  |  | -40°C to +50°C | CE; ENEC |  | CE; ENEC | [6 empty] | 66 | 4000 | 750x492x69 |  | 220-240V | -40°C to +50°C | 5 years | A++ |  |  | >70 |  | 4000 | 28170 |  |  |  | L80 > 110000 h |  | 112 |  |  | 8 | AN | 25 °C | 3.12% | No Built-in accessory | Phased-out | 740/559 | CIE(x=0.38. y=0.38) 5SDCM | Class1 | IK08 | [11 empty] | dimmable
TBD | AHIX/1/F/AF/250/4 | image | datasheet | deeplink | TUNGSRAM - AHIx - 25030lm - 250W - 4000K - 70CRI - TBD[SKU] - Bracket | 14 | Bracket | LED | 1 | 250 | YES |  |  |  |  | -40°C to +50°C | CE; ENEC |  | CE; ENEC | [6 empty] | 66 | 4000 | 750x492x69 |  | 220-240V | -40°C to +50°C | 5 years | A++ |  |  | >70 |  | 4000 | 25030 |  |  |  | L80 > 110000 h |  | 100 |  |  | 8 | AF | 25 °C | 3.12% | No Built-in accessory | Phased-out | 740/559 | CIE(x=0.38. y=0.38) 5SDCM | Class1 | IK08 | [11 empty] | dimmable
TBD | AHIX/1/F/AW/250/4 | image | datasheet | deeplink | TUNGSRAM - AHIx - 28440lm - 250W - 4000K - 70CRI - TBD[SKU] - Bracket | 14 | Bracket | LED | 1 | 250 | YES |  |  |  |  | -40°C to +50°C | CE; ENEC |  | CE; ENEC | [6 empty] | 66 | 4000 | 750x492x69 |  | 220-240V | -40°C to +50°C | 5 years | A++ |  |  | >70 |  | 4000 | 28440 |  |  |  | L80 > 110000 h |  | 113 |  |  | 8 | AW | 25 °C | 3.12% | No Built-in accessory | Phased-out | 740/559 | CIE(x=0.38. y=0.38) 5SDCM | Class1 | IK08 | [11 empty] | dimmable
TBD | AHIX/1/F/SNS/200/4 | image | datasheet | deeplink | TUNGSRAM - AHIx - 25690lm - 200W - 4000K - 70CRI - TBD[SKU] - Bracket | 14 | Bracket | LED | 1 | 200 | YES |  |  |  |  | -40°C to +50°C | CE; ENEC |  | CE; ENEC | [6 empty] | 66 | 4000 | 750x492x69 |  | 220-240V | -40°C to +50°C | 5 years | A++ |  |  | >70 |  | 4000 | 25690 |  |  |  | L80 > 110000 h |  | 128 |  |  | 8 | SNS | 25 °C | 3.12% | No Built-in accessory | Phased-out | 740/559 | CIE(x=0.38. y=0.38) 5SDCM | Class1 | IK08 | [11 empty] | dimmable
TBD | AHIX/1/F/SWF/200/4 | image | datasheet | deeplink | TUNGSRAM - AHIx - 26160lm - 200W - 4000K - 70CRI - TBD[SKU] - Bracket | 14 | Bracket | LED | 1 | 200 | YES |  |  |  |  | -40°C to +50°C | CE; ENEC |  | CE; ENEC | [6 empty] | 66 | 4000 | 750x492x69 |  | 220-240V | -40°C to +50°C | 5 years | A++ |  |  | >70 |  | 4000 | 26160 |  |  |  | L80 > 110000 h |  | 130 |  |  | 8 | SWF | 25 °C | 3.12% | No Built-in accessory | Phased-out | 740/559 | CIE(x=0.38. y=0.38) 5SDCM | Class1 | IK08 | [11 empty] | dimmable
TBD | AHIX/1/F/SF/200/4 | image | datasheet | deeplink | TUNGSRAM - AHIx - 20740lm - 200W - 4000K - 70CRI - TBD[SKU] - Bracket | 14 | Bracket | LED | 1 | 200 | YES |  |  |  |  | -40°C to +50°C | CE; ENEC |  | CE; ENEC | [6 empty] | 66 | 4000 | 750x492x69 |  | 220-240V | -40°C to +50°C | 5 years | A++ |  |  | >70 |  | 4000 | 20740 |  |  |  | L80 > 110000 h |  | 103 |  |  | 8 | SF | 25 °C | 3.12% | No Built-in accessory | Phased-out | 740/559 | CIE(x=0.38. y=0.38) 5SDCM | Class1 | IK08 | [11 empty] | dimmable
TBD | AHIX/1/F/SW/200/4 | image | datasheet | deeplink | TUNGSRAM - AHIx - 23570lm - 200W - 4000K - 70CRI - TBD[SKU] - Bracket | 14 | Bracket | LED | 1 | 200 | YES |  |  |  |  | -40°C to +50°C | CE; ENEC |  | CE; ENEC | [6 empty] | 66 | 4000 | 750x492x69 |  | 220-240V | -40°C to +50°C | 5 years | A++ |  |  | >70 |  | 4000 | 23570 |  |  |  | L80 > 110000 h |  | 117 |  |  | 8 | SW | 25 °C | 3.12% | No Built-in accessory | Phased-out | 740/559 | CIE(x=0.38. y=0.38) 5SDCM | Class1 | IK08 | [11 empty] | dimmable
TBD | AHIX/1/F/AFN/200/4 | image | datasheet | deeplink | TUNGSRAM - AHIx - 23190lm - 199W - 4000K - 70CRI - TBD[SKU] - Bracket | 14 | Bracket | LED | 1 | 199 | YES |  |  |  |  | -40°C to +50°C | CE; ENEC |  | CE; ENEC | [6 empty] | 66 | 4000 | 750x492x69 |  | 220-240V | -40°C to +50°C | 5 years | A++ |  |  | >70 |  | 4000 | 23190 |  |  |  | L80 > 110000 h |  | 116 |  |  | 8 | AFN | 25 °C | 3.12% | No Built-in accessory | Phased-out | 740/559 | CIE(x=0.38. y=0.38) 5SDCM | Class1 | IK08 | [11 empty] | dimmable
TBD | AHIX/1/F/AEF/200/4 | image | datasheet | deeplink | TUNGSRAM - AHIx - 26160lm - 200W - 4000K - 70CRI - TBD[SKU] - Bracket | 14 | Bracket | LED | 1 | 200 | YES |  |  |  |  | -40°C to +50°C | CE; ENEC |  | CE; ENEC | [6 empty] | 66 | 4000 | 750x492x69 |  | 220-240V | -40°C to +50°C | 5 years | A++ |  |  | >70 |  | 4000 | 26160 |  |  |  | L80 > 110000 h |  | 130 |  |  | 8 | AEF | 25 °C | 3.12% | No Built-in accessory | Phased-out | 740/559 | CIE(x=0.38. y=0.38) 5SDCM | Class1 | IK08 | [11 empty] | dimmable
TBD | AHIX/1/F/AN/200/4 | image | datasheet | deeplink | TUNGSRAM - AHIx - 23340lm - 200W - 4000K - 70CRI - TBD[SKU] - Bracket | 14 | Bracket | LED | 1 | 200 | YES |  |  |  |  | -40°C to +50°C | CE; ENEC |  | CE; ENEC | [6 empty] | 66 | 4000 | 750x492x69 |  | 220-240V | -40°C to +50°C | 5 years | A++ |  |  | >70 |  | 4000 | 23340 |  |  |  | L80 > 110000 h |  | 116 |  |  | 8 | AN | 25 °C | 3.12% | No Built-in accessory | Phased-out | 740/559 | CIE(x=0.38. y=0.38) 5SDCM | Class1 | IK08 | [11 empty] | dimmable
TBD | AHIX/1/F/AF/200/4 | image | datasheet | deeplink | TUNGSRAM - AHIx - 20740lm - 200W - 4000K - 70CRI - TBD[SKU] - Bracket | 14 | Bracket | LED | 1 | 200 | YES |  |  |  |  | -40°C to +50°C | CE; ENEC |  | CE; ENEC | [6 empty] | 66 | 4000 | 750x492x69 |  | 220-240V | -40°C to +50°C | 5 years | A++ |  |  | >70 |  | 4000 | 20740 |  |  |  | L80 > 110000 h |  | 103 |  |  | 8 | AF | 25 °C | 3.12% | No Built-in accessory | Phased-out | 740/559 | CIE(x=0.38. y=0.38) 5SDCM | Class1 | IK08 | [11 empty] | dimmable
TBD | AHIX/1/F/AW/200/4 | image | datasheet | deeplink | TUNGSRAM - AHIx - 23570lm - 200W - 4000K - 70CRI - TBD[SKU] - Bracket | 14 | Bracket | LED | 1 | 200 | YES |  |  |  |  | -40°C to +50°C | CE; ENEC |  | CE; ENEC | [6 empty] | 66 | 4000 | 750x492x69 |  | 220-240V | -40°C to +50°C | 5 years | A++ |  |  | >70 |  | 4000 | 23570 |  |  |  | L80 > 110000 h |  | 117.85 |  |  | 8 | AW | 25 °C | 3.12% | No Built-in accessory | Phased-out | 740/559 | CIE(x=0.38. y=0.38) 5SDCM | Class1 | IK08 | [11 empty] | dimmable
TBD | SLBT/3/F/G2/70/30 | image | datasheet | deeplink | TUNGSRAM - SLBt - 7950lm - 70W - 3000K - 70CRI - TBD[SKU] - side 35-60mm and post 42-76mm | 5 | side 35-60mm and post 42-76mm | LED | 1 | 70 | YES |  |  |  |  | -40°C to +35°C | CE;ENEC |  | CE & ENEC | [6 empty] | 66 | 3000 | 386x347x72 mm |  | 220-240V | -40°C to +35°C | 5 years |  |  |  | 70 |  | 3000 | 7950 |  |  |  | L80 > 218000h |  | 113 |  |  | 9 | G2 | 25 °C | < 10% at 100.000 hours | No Built-in accessory | Available | 730/559 | CIE(x=0.43. y=0.403) 5SDCM | Class1. Class2 | IK09 | [11 empty] | dimmable
TBD | SLBT/3/F/Y5/70/30 | image | datasheet | deeplink | TUNGSRAM - SLBt - 7800lm - 70W - 3000K - 70CRI - TBD[SKU] - side 35-60mm and post 42-76mm | 5 | side 35-60mm and post 42-76mm | LED | 1 | 70 | YES |  |  |  |  | -40°C to +35°C | CE;ENEC |  | CE & ENEC | [6 empty] | 66 | 3000 | 386x347x72 mm |  | 220-240V | -40°C to +35°C | 5 years |  |  |  | 70 |  | 3000 | 7800 |  |  |  | L80 > 218000h |  | 111 |  |  | 9 | Y5 | 25 °C | < 10% at 100.000 hours | No Built-in accessory | Available | 730/559 | CIE(x=0.43. y=0.403) 5SDCM | Class1. Class2 | IK09 | [11 empty] | dimmable
TBD | SLBT/3/F/Z5/70/30 | image | datasheet | deeplink | TUNGSRAM - SLBt - 7930lm - 70W - 3000K - 70CRI - TBD[SKU] - side 35-60mm and post 42-76mm | 5 | side 35-60mm and post 42-76mm | LED | 1 | 70 | YES |  |  |  |  | -40°C to +35°C | CE;ENEC |  | CE & ENEC | [6 empty] | 66 | 3000 | 386x347x72 mm |  | 220-240V | -40°C to +35°C | 5 years |  |  |  | 70 |  | 3000 | 7930 |  |  |  | L80 > 218000h |  | 113 |  |  | 9 | Z5 | 25 °C | < 10% at 100.000 hours | No Built-in accessory | Available | 730/559 | CIE(x=0.43. y=0.403) 5SDCM | Class1. Class2 | IK09 | [11 empty] | dimmable
TBD | SLBT/3/F/X5/70/30 | image | datasheet | deeplink | TUNGSRAM - SLBt - 8000lm - 70W - 3000K - 70CRI - TBD[SKU] - side 35-60mm and post 42-76mm | 5 | side 35-60mm and post 42-76mm |  | 1 | 70 | YES |  |  |  |  | -40°C to +35°C | CE;ENEC |  | CE & ENEC | [6 empty] | 66 | 3000 | 386x347x72 mm |  | 220-240V | -40°C to +35°C | 5 years |  |  |  | 70 |  | 3000 | 8000 |  |  |  | L80 > 218000h |  | 114 |  |  | 9 | X5 | 25 °C | < 10% at 100.000 hours | No Built-in accessory | Available | 730/559 | CIE(x=0.43. y=0.403) 5SDCM | Class1. Class2 | IK09 | [11 empty] | dimmable
TBD | SLBT/3/F/B2/70/30 | image | datasheet | deeplink | TUNGSRAM - SLBt - 8060lm - 70W - 3000K - 70CRI - TBD[SKU] - side 35-60mm and post 42-76mm | 5 | side 35-60mm and post 42-76mm |  | 1 | 70 | YES |  |  |  |  | -40°C to +35°C | CE;ENEC |  | CE & ENEC | [6 empty] | 66 | 3000 | 386x347x72 mm |  | 220-240V | -40°C to +35°C | 5 years |  |  |  | 70 |  | 3000 | 8060 |  |  |  | L80 > 218000h |  | 115 |  |  | 9 | B2 | 25 °C | < 10% at 100.000 hours | No Built-in accessory | Available | 730/559 | CIE(x=0.43. y=0.403) 5SDCM | Class1. Class2 | IK09 | [11 empty] | dimmable
TBD | SLBT/3/F/P5/70/30 | image | datasheet | deeplink | TUNGSRAM - SLBt - 8030lm - 70W - 3000K - 70CRI - TBD[SKU] - side 35-60mm and post 42-76mm | 5 | side 35-60mm and post 42-76mm |  | 1 | 70 | YES |  |  |  |  | -40°C to +35°C | CE;ENEC |  | CE & ENEC | [6 empty] | 66 | 3000 | 386x347x72 mm |  | 220-240V | -40°C to +35°C | 5 years |  |  |  | 70 |  | 3000 | 8030 |  |  |  | L80 > 218000h |  | 114 |  |  | 9 | P5 | 25 °C | < 10% at 100.000 hours | No Built-in accessory | Available | 730/559 | CIE(x=0.43. y=0.403) 5SDCM | Class1. Class2 | IK09 | [11 empty] | dimmable
TBD | SLBT/3/F/G2/70/40 | image | datasheet | deeplink | TUNGSRAM - SLBt - 8170lm - 70W - 4000K - 70CRI - TBD[SKU] - side 35-60mm and post 42-76mm | 5 | side 35-60mm and post 42-76mm | LED | 1 | 70 | YES |  |  |  |  | -40°C to +35°C | CE;ENEC |  | CE & ENEC | [6 empty] | 66 | 4000 | 386x347x72 mm |  | 220-240V | -40°C to +35°C | 5 years |  |  |  | 70 |  | 4000 | 8170 |  |  |  | L80 > 218000h |  | 116 |  |  | 9 | G2 | 25 °C | < 10% at 100.000 hours | No Built-in accessory | Available | 740/559 | CIE(x=0.38. y=0.38) 5SDCM | Class1. Class2 | IK09 | [11 empty] | dimmable
TBD | SLBT/3/F/Y5/70/40 | image | datasheet | deeplink | TUNGSRAM - SLBt - 8010lm - 70W - 4000K - 70CRI - TBD[SKU] - side 35-60mm and post 42-76mm | 5 | side 35-60mm and post 42-76mm | LED | 1 | 70 | YES |  |  |  |  | -40°C to +35°C | CE;ENEC |  | CE & ENEC | [6 empty] | 66 | 4000 | 386x347x72 mm |  | 220-240V | -40°C to +35°C | 5 years |  |  |  | 70 |  | 4000 | 8010 |  |  |  | L80 > 218000h |  | 114 |  |  | 9 | Y5 | 25 °C | < 10% at 100.000 hours | No Built-in accessory | Available | 740/559 | CIE(x=0.38. y=0.38) 5SDCM | Class1. Class2 | IK09 | [11 empty] | dimmable
TBD | SLBT/3/F/Z5/70/40 | image | datasheet | deeplink | TUNGSRAM - SLBt - 8150lm - 70W - 4000K - 70CRI - TBD[SKU] - side 35-60mm and post 42-76mm | 5 | side 35-60mm and post 42-76mm | LED | 1 | 70 | YES |  |  |  |  | -40°C to +35°C | CE;ENEC |  | CE & ENEC | [6 empty] | 66 | 4000 | 386x347x72 mm |  | 220-240V | -40°C to +35°C | 5 years |  |  |  | 70 |  | 4000 | 8150 |  |  |  | L80 > 218000h |  | 116 |  |  | 9 | Z5 | 25 °C | < 10% at 100.000 hours | No Built-in accessory | Available | 740/559 | CIE(x=0.38. y=0.38) 5SDCM | Class1. Class2 | IK09 | [11 empty] | dimmable
TBD | SLBT/3/F/X5/70/40 | image | datasheet | deeplink | TUNGSRAM - SLBt - 8220lm - 70W - 4000K - 70CRI - TBD[SKU] - side 35-60mm and post 42-76mm | 5 | side 35-60mm and post 42-76mm |  | 1 | 70 | YES |  |  |  |  | -40°C to +35°C | CE;ENEC |  | CE & ENEC | [6 empty] | 66 | 4000 | 386x347x72 mm |  | 220-240V | -40°C to +35°C | 5 years |  |  |  | 70 |  | 4000 | 8220 |  |  |  | L80 > 218000h |  | 117 |  |  | 9 | X5 | 25 °C | < 10% at 100.000 hours | No Built-in accessory | Available | 740/559 | CIE(x=0.38. y=0.38) 5SDCM | Class1. Class2 | IK09 | [11 empty] | dimmable
TBD | SLBT/3/F/B2/70/40 | image | datasheet | deeplink | TUNGSRAM - SLBt - 8280lm - 70W - 4000K - 70CRI - TBD[SKU] - side 35-60mm and post 42-76mm | 5 | side 35-60mm and post 42-76mm |  | 1 | 70 | YES |  |  |  |  | -40°C to +35°C | CE;ENEC |  | CE & ENEC | [6 empty] | 66 | 4000 | 386x347x72 mm |  | 220-240V | -40°C to +35°C | 5 years |  |  |  | 70 |  | 4000 | 8280 |  |  |  | L80 > 218000h |  | 118 |  |  | 9 | B2 | 25 °C | < 10% at 100.000 hours | No Built-in accessory | Available | 740/559 | CIE(x=0.38. y=0.38) 5SDCM | Class1. Class2 | IK09 | [11 empty] | dimmable
TBD | SLBT/3/F/P5/70/40 | image | datasheet | deeplink | TUNGSRAM - SLBt - 8250lm - 70W - 4000K - 70CRI - TBD[SKU] - side 35-60mm and post 42-76mm | 5 | side 35-60mm and post 42-76mm |  | 1 | 70 | YES |  |  |  |  | -40°C to +35°C | CE;ENEC |  | CE & ENEC | [6 empty] | 66 | 4000 | 386x347x72 mm |  | 220-240V | -40°C to +35°C | 5 years |  |  |  | 70 |  | 4000 | 8250 |  |  |  | L80 > 218000h |  | 117 |  |  | 9 | P5 | 25 °C | < 10% at 100.000 hours | No Built-in accessory | Available | 740/559 | CIE(x=0.38. y=0.38) 5SDCM | Class1. Class2 | IK09 | [11 empty] | dimmable
TBD | SLBT/3/F/G2/55/40 | image | datasheet | deeplink | TUNGSRAM - SLBt - 6140lm - 55W - 4000K - 70CRI - TBD[SKU] - side 35-60mm and post 42-76mm | 5 | side 35-60mm and post 42-76mm | LED | 1 | 55 | YES |  |  |  |  | -40°C to +35°C | CE;ENEC |  | CE & ENEC | [6 empty] | 66 | 4000 | 386x347x72 mm |  | 220-240V | -40°C to +35°C | 5 years |  |  |  | 70 |  | 4000 | 6140 |  |  |  | L80 > 218000h |  | 111 |  |  | 9 | G2 | 25 °C | < 10% at 100.000 hours | No Built-in accessory | Available | 740/559 | CIE(x=0.38. y=0.38) 5SDCM | Class1. Class2 | IK09 | [11 empty] | dimmable
TBD | SLBT/3/F/Y5/55/40 | image | datasheet | deeplink | TUNGSRAM - SLBt - 6010lm - 55W - 4000K - 70CRI - TBD[SKU] - side 35-60mm and post 42-76mm | 5 | side 35-60mm and post 42-76mm | LED | 1 | 55 | YES |  |  |  |  | -40°C to +35°C | CE;ENEC |  | CE & ENEC | [6 empty] | 66 | 4000 | 386x347x72 mm |  | 220-240V | -40°C to +35°C | 5 years |  |  |  | 70 |  | 4000 | 6010 |  |  |  | L80 > 218000h |  | 109 |  |  | 9 | Y5 | 25 °C | < 10% at 100.000 hours | No Built-in accessory | Available | 740/559 | CIE(x=0.38. y=0.38) 5SDCM | Class1. Class2 | IK09 | [11 empty] | dimmable
TBD | SLBT/3/F/Z5/55/40 | image | datasheet | deeplink | TUNGSRAM - SLBt - 6120lm - 55W - 4000K - 70CRI - TBD[SKU] - side 35-60mm and post 42-76mm | 5 | side 35-60mm and post 42-76mm | LED | 1 | 55 | YES |  |  |  |  | -40°C to +35°C | CE;ENEC |  | CE & ENEC | [6 empty] | 66 | 4000 | 386x347x72 mm |  | 220-240V | -40°C to +35°C | 5 years |  |  |  | 70 |  | 4000 | 6120 |  |  |  | L80 > 218000h |  | 111 |  |  | 9 | Z5 | 25 °C | < 10% at 100.000 hours | No Built-in accessory | Available | 740/559 | CIE(x=0.38. y=0.38) 5SDCM | Class1. Class2 | IK09 | [11 empty] | dimmable
TBD | SLBT/3/F/X5/55/40 | image | datasheet | deeplink | TUNGSRAM - SLBt - 6170lm - 55W - 4000K - 70CRI - TBD[SKU] - side 35-60mm and post 42-76mm | 5 | side 35-60mm and post 42-76mm |  | 1 | 55 | YES |  |  |  |  | -40°C to +35°C | CE;ENEC |  | CE & ENEC | [6 empty] | 66 | 4000 | 386x347x72 mm |  | 220-240V | -40°C to +35°C | 5 years |  |  |  | 70 |  | 4000 | 6170 |  |  |  | L80 > 218000h |  | 112 |  |  | 9 | X5 | 25 °C | < 10% at 100.000 hours | No Built-in accessory | Available | 740/559 | CIE(x=0.38. y=0.38) 5SDCM | Class1. Class2 | IK09 | [11 empty] | dimmable
TBD | SLBT/3/F/B2/55/40 | image | datasheet | deeplink | TUNGSRAM - SLBt - 6210lm - 55W - 4000K - 70CRI - TBD[SKU] - side 35-60mm and post 42-76mm | 5 | side 35-60mm and post 42-76mm |  | 1 | 55 | YES |  |  |  |  | -40°C to +35°C | CE;ENEC |  | CE & ENEC | [6 empty] | 66 | 4000 | 386x347x72 mm |  | 220-240V | -40°C to +35°C | 5 years |  |  |  | 70 |  | 4000 | 6210 |  |  |  | L80 > 218000h |  | 112 |  |  | 9 | B2 | 25 °C | < 10% at 100.000 hours | No Built-in accessory | Available | 740/559 | CIE(x=0.38. y=0.38) 5SDCM | Class1. Class2 | IK09 | [11 empty] | dimmable
TBD | SLBT/3/F/P5/55/40 | image | datasheet | deeplink | TUNGSRAM - SLBt - 6190lm - 55W - 4000K - 70CRI - TBD[SKU] - side 35-60mm and post 42-76mm | 5 | side 35-60mm and post 42-76mm | LED | 1 | 55 | YES |  |  |  |  | -40°C to +35°C | CE;ENEC |  | CE & ENEC | [6 empty] | 66 | 4000 | 386x347x72 mm |  | 220-240V | -40°C to +35°C | 5 years |  |  |  | 70 |  | 4000 | 6190 |  |  |  | L80 > 218000h |  | 112 |  |  | 9 | P5 | 25 °C | < 10% at 100.000 hours | No Built-in accessory | Available | 740/559 | CIE(x=0.38. y=0.38) 5SDCM | Class1. Class2 | IK09 | [11 empty] | dimmable
TBD | SLBT/3/F/G2/47/40 | image | datasheet | deeplink | TUNGSRAM - SLBt - 5510lm - 47W - 4000K - 70CRI - TBD[SKU] - side 35-60mm and post 42-76mm | 5 | side 35-60mm and post 42-76mm | LED | 1 | 47 | YES |  |  |  |  | -40°C to +35°C | CE;ENEC |  | CE & ENEC | [6 empty] | 66 | 4000 | 386x347x72 mm |  | 220-240V | -40°C to +35°C | 5 years |  |  |  | 70 |  | 4000 | 5510 |  |  |  | L80 > 218000h |  | 117 |  |  | 9 | G2 | 25 °C | < 10% at 100.000 hours | No Built-in accessory | Available | 740/559 | CIE(x=0.38. y=0.38) 5SDCM | Class1. Class2 | IK09 | [11 empty] | dimmable
TBD | SLBT/3/F/Y5/47/40 | image | datasheet | deeplink | TUNGSRAM - SLBt - 5400lm - 47W - 4000K - 70CRI - TBD[SKU] - side 35-60mm and post 42-76mm | 5 | side 35-60mm and post 42-76mm | LED | 1 | 47 | YES |  |  |  |  | -40°C to +35°C | CE;ENEC |  | CE & ENEC | [6 empty] | 66 | 4000 | 386x347x72 mm |  | 220-240V | -40°C to +35°C | 5 years |  |  |  | 70 |  | 4000 | 5400 |  |  |  | L80 > 218000h |  | 114 |  |  | 9 | Y5 | 25 °C | < 10% at 100.000 hours | No Built-in accessory | Available | 740/559 | CIE(x=0.38. y=0.38) 5SDCM | Class1. Class2 | IK09 | [11 empty] | dimmable
TBD | SLBT/3/F/Z5/47/40 | image | datasheet | deeplink | TUNGSRAM - SLBt - 5500lm - 47W - 4000K - 70CRI - TBD[SKU] - side 35-60mm and post 42-76mm | 5 | side 35-60mm and post 42-76mm | LED | 1 | 47 | YES |  |  |  |  | -40°C to +35°C | CE;ENEC |  | CE & ENEC | [6 empty] | 66 | 4000 | 386x347x72 mm |  | 220-240V | -40°C to +35°C | 5 years |  |  |  | 70 |  | 4000 | 5500 |  |  |  | L80 > 218000h |  | 117 |  |  | 9 | Z5 | 25 °C | < 10% at 100.000 hours | No Built-in accessory | Available | 740/559 | CIE(x=0.38. y=0.38) 5SDCM | Class1. Class2 | IK09 | [11 empty] | dimmable
TBD | SLBT/3/F/X5/47/40 | image | datasheet | deeplink | TUNGSRAM - SLBt - 5540lm - 47W - 4000K - 70CRI - TBD[SKU] - side 35-60mm and post 42-76mm | 5 | side 35-60mm and post 42-76mm |  | 1 | 47 | YES |  |  |  |  | -40°C to +35°C | CE;ENEC |  | CE & ENEC | [6 empty] | 66 | 4000 | 386x347x72 mm |  | 220-240V | -40°C to +35°C | 5 years |  |  |  | 70 |  | 4000 | 5540 |  |  |  | L80 > 218000h |  | 117 |  |  | 9 | X5 | 25 °C | < 10% at 100.000 hours | No Built-in accessory | Available | 740/559 | CIE(x=0.38. y=0.38) 5SDCM | Class1. Class2 | IK09 | [11 empty] | dimmable
TBD | SLBT/3/F/B2/47/40 | image | datasheet | deeplink | TUNGSRAM - SLBt - 5580lm - 47W - 4000K - 70CRI - TBD[SKU] - side 35-60mm and post 42-76mm | 5 | side 35-60mm and post 42-76mm |  | 1 | 47 | YES |  |  |  |  | -40°C to +35°C | CE;ENEC |  | CE & ENEC | [6 empty] | 66 | 4000 | 386x347x72 mm |  | 220-240V | -40°C to +35°C | 5 years |  |  |  | 70 |  | 4000 | 5580 |  |  |  | L80 > 218000h |  | 118 |  |  | 9 | B2 | 25 °C | < 10% at 100.000 hours | No Built-in accessory | Available | 740/559 | CIE(x=0.38. y=0.38) 5SDCM | Class1. Class2 | IK09 | [11 empty] | dimmable
TBD | SLBT/3/F/P5/47/40 | image | datasheet | deeplink | TUNGSRAM - SLBt - 5560lm - 47W - 4000K - 70CRI - TBD[SKU] - side 35-60mm and post 42-76mm | 5 | side 35-60mm and post 42-76mm |  | 1 | 47 | YES |  |  |  |  | -40°C to +35°C | CE;ENEC |  | CE & ENEC | [6 empty] | 66 | 4000 | 386x347x72 mm |  | 220-240V | -40°C to +35°C | 5 years |  |  |  | 70 |  | 4000 | 5560 |  |  |  | L80 > 218000h |  | 118 |  |  | 9 | P5 | 25 °C | < 10% at 100.000 hours | No Built-in accessory | Available | 740/559 | CIE(x=0.38. y=0.38) 5SDCM | Class1. Class2 | IK09 | [11 empty] | dimmable
TBD | SLBT/3/F/G2/41/40 | image | datasheet | deeplink | TUNGSRAM - SLBt - 4840lm - 41W - 4000K - 70CRI - TBD[SKU] - side 35-60mm and post 42-76mm | 5 | side 35-60mm and post 42-76mm | LED | 1 | 41 | YES |  |  |  |  | -40°C to +35°C | CE;ENEC |  | CE & ENEC | [6 empty] | 66 | 4000 | 386x347x72 mm |  | 220-240V | -40°C to +35°C | 5 years |  |  |  | 70 |  | 4000 | 4840 |  |  |  | L80 > 218000h |  | 118 |  |  | 9 | G2 | 25 °C | < 10% at 100.000 hours | No Built-in accessory | Available | 740/559 | CIE(x=0.38. y=0.38) 5SDCM | Class1. Class2 | IK09 | [11 empty] | dimmable
TBD | SLBT/3/F/Y5/41/40 | image | datasheet | deeplink | TUNGSRAM - SLBt - 4750lm - 41W - 4000K - 70CRI - TBD[SKU] - side 35-60mm and post 42-76mm | 5 | side 35-60mm and post 42-76mm | LED | 1 | 41 | YES |  |  |  |  | -40°C to +35°C | CE;ENEC |  | CE & ENEC | [6 empty] | 66 | 4000 | 386x347x72 mm |  | 220-240V | -40°C to +35°C | 5 years |  |  |  | 70 |  | 4000 | 4750 |  |  |  | L80 > 218000h |  | 115 |  |  | 9 | Y5 | 25 °C | < 10% at 100.000 hours | No Built-in accessory | Available | 740/559 | CIE(x=0.38. y=0.38) 5SDCM | Class1. Class2 | IK09 | [11 empty] | dimmable
TBD | SLBT/3/F/Z5/41/40 | image | datasheet | deeplink | TUNGSRAM - SLBt - 4830lm - 41W - 4000K - 70CRI - TBD[SKU] - side 35-60mm and post 42-76mm | 5 | side 35-60mm and post 42-76mm |  | 1 | 41 | YES |  |  |  |  | -40°C to +35°C | CE;ENEC |  | CE & ENEC | [6 empty] | 66 | 4000 | 386x347x72 mm |  | 220-240V | -40°C to +35°C | 5 years |  |  |  | 70 |  | 4000 | 4830 |  |  |  | L80 > 218000h |  | 117 |  |  | 9 | Z5 | 25 °C | < 10% at 100.000 hours | No Built-in accessory | Available | 740/559 | CIE(x=0.38. y=0.38) 5SDCM | Class1. Class2 | IK09 | [11 empty] | dimmable
TBD | SLBT/3/F/X5/41/40 | image | datasheet | deeplink | TUNGSRAM - SLBt - 4870lm - 41W - 4000K - 70CRI - TBD[SKU] - side 35-60mm and post 42-76mm | 5 | side 35-60mm and post 42-76mm |  | 1 | 41 | YES |  |  |  |  | -40°C to +35°C | CE;ENEC |  | CE & ENEC | [6 empty] | 66 | 4000 | 386x347x72 mm |  | 220-240V | -40°C to +35°C | 5 years |  |  |  | 70 |  | 4000 | 4870 |  |  |  | L80 > 218000h |  | 118 |  |  | 9 | X5 | 25 °C | < 10% at 100.000 hours | No Built-in accessory | Available | 740/559 | CIE(x=0.38. y=0.38) 5SDCM | Class1. Class2 | IK09 | [11 empty] | dimmable
TBD | SLBT/3/F/B2/41/40 | image | datasheet | deeplink | TUNGSRAM - SLBt - 4900lm - 41W - 4000K - 70CRI - TBD[SKU] - side 35-60mm and post 42-76mm | 5 | side 35-60mm and post 42-76mm |  | 1 | 41 | YES |  |  |  |  | -40°C to +35°C | CE;ENEC |  | CE & ENEC | [6 empty] | 66 | 4000 | 386x347x72 mm |  | 220-240V | -40°C to +35°C | 5 years |  |  |  | 70 |  | 4000 | 4900 |  |  |  | L80 > 218000h |  | 119 |  |  | 9 | B2 | 25 °C | < 10% at 100.000 hours | No Built-in accessory | Available | 740/559 | CIE(x=0.38. y=0.38) 5SDCM | Class1. Class2 | IK09 | [11 empty] | dimmable
TBD | SLBT/3/F/P5/41/40 | image | datasheet | deeplink | TUNGSRAM - SLBt - 4890lm - 41W - 4000K - 70CRI - TBD[SKU] - side 35-60mm and post 42-76mm | 5 | side 35-60mm and post 42-76mm |  | 1 | 41 | YES |  |  |  |  | -40°C to +35°C | CE;ENEC |  | CE & ENEC | [6 empty] | 66 | 4000 | 386x347x72 mm |  | 220-240V | -40°C to +35°C | 5 years |  |  |  | 70 |  | 4000 | 4890 |  |  |  | L80 > 218000h |  | 119 |  |  | 9 | P5 | 25 °C | < 10% at 100.000 hours | No Built-in accessory | Available | 740/559 | CIE(x=0.38. y=0.38) 5SDCM | Class1. Class2 | IK09 | [11 empty] | dimmable
TBD | SLBT/3/F/G2/35/40 | image | datasheet | deeplink | TUNGSRAM - SLBt - 4110lm - 35W - 4000K - 70CRI - TBD[SKU] - side 35-60mm and post 42-76mm | 5 | side 35-60mm and post 42-76mm |  | 1 | 35 | YES |  |  |  |  | -40°C to +35°C | CE;ENEC |  | CE & ENEC | [6 empty] | 66 | 4000 | 386x347x72 mm |  | 220-240V | -40°C to +35°C | 5 years |  |  |  | 70 |  | 4000 | 4110 |  |  |  | L80 > 218000h |  | 117 |  |  | 9 | G2 | 25 °C | < 10% at 100.000 hours | No Built-in accessory | Available | 740/559 | CIE(x=0.38. y=0.38) 5SDCM | Class1. Class2 | IK09 | [11 empty] | dimmable
TBD | SLBT/3/F/Y5/35/40 | image | datasheet | deeplink | TUNGSRAM - SLBt - 4030lm - 35W - 4000K - 70CRI - TBD[SKU] - side 35-60mm and post 42-76mm | 5 | side 35-60mm and post 42-76mm |  | 1 | 35 | YES |  |  |  |  | -40°C to +35°C | CE;ENEC |  | CE & ENEC | [6 empty] | 66 | 4000 | 386x347x72 mm |  | 220-240V | -40°C to +35°C | 5 years |  |  |  | 70 |  | 4000 | 4030 |  |  |  | L80 > 218000h |  | 115 |  |  | 9 | Y5 | 25 °C | < 10% at 100.000 hours | No Built-in accessory | Available | 740/559 | CIE(x=0.38. y=0.38) 5SDCM | Class1. Class2 | IK09 | [11 empty] | dimmable
TBD | SLBT/3/F/Z5/35/40 | image | datasheet | deeplink | TUNGSRAM - SLBt - 4100lm - 35W - 4000K - 70CRI - TBD[SKU] - side 35-60mm and post 42-76mm | 5 | side 35-60mm and post 42-76mm |  | 1 | 35 | YES |  |  |  |  | -40°C to +35°C | CE;ENEC |  | CE & ENEC | [6 empty] | 66 | 4000 | 386x347x72 mm |  | 220-240V | -40°C to +35°C | 5 years |  |  |  | 70 |  | 4000 | 4100 |  |  |  | L80 > 218000h |  | 117 |  |  | 9 | Z5 | 25 °C | < 10% at 100.000 hours | No Built-in accessory | Available | 740/559 | CIE(x=0.38. y=0.38) 5SDCM | Class1. Class2 | IK09 | [11 empty] | dimmable
TBD | SLBT/3/F/X5/35/40 | image | datasheet | deeplink | TUNGSRAM - SLBt - 4130lm - 35W - 4000K - 70CRI - TBD[SKU] - side 35-60mm and post 42-76mm | 5 | side 35-60mm and post 42-76mm |  | 1 | 35 | YES |  |  |  |  | -40°C to +35°C | CE;ENEC |  | CE & ENEC | [6 empty] | 66 | 4000 | 386x347x72 mm |  | 220-240V | -40°C to +35°C | 5 years |  |  |  | 70 |  | 4000 | 4130 |  |  |  | L80 > 218000h |  | 118 |  |  | 9 | X5 | 25 °C | < 10% at 100.000 hours | No Built-in accessory | Available | 740/559 | CIE(x=0.38. y=0.38) 5SDCM | Class1. Class2 | IK09 | [11 empty] | dimmable
TBD | SLBT/3/F/B2/35/40 | image | datasheet | deeplink | TUNGSRAM - SLBt - 4160lm - 35W - 4000K - 70CRI - TBD[SKU] - side 35-60mm and post 42-76mm | 5 | side 35-60mm and post 42-76mm |  | 1 | 35 | YES |  |  |  |  | -40°C to +35°C | CE;ENEC |  | CE & ENEC | [6 empty] | 66 | 4000 | 386x347x72 mm |  | 220-240V | -40°C to +35°C | 5 years |  |  |  | 70 |  | 4000 | 4160 |  |  |  | L80 > 218000h |  | 118 |  |  | 9 | B2 | 25 °C | < 10% at 100.000 hours | No Built-in accessory | Available | 740/559 | CIE(x=0.38. y=0.38) 5SDCM | Class1. Class2 | IK09 | [11 empty] | dimmable
TBD | SLBT/3/F/P5/35/40 | image | datasheet | deeplink | TUNGSRAM - SLBt - 4150lm - 35W - 4000K - 70CRI - TBD[SKU] - side 35-60mm and post 42-76mm | 5 | side 35-60mm and post 42-76mm |  | 1 | 35 | YES |  |  |  |  | -40°C to +35°C | CE;ENEC |  | CE & ENEC | [6 empty] | 66 | 4000 | 386x347x72 mm |  | 220-240V | -40°C to +35°C | 5 years |  |  |  | 70 |  | 4000 | 4150 |  |  |  | L80 > 218000h |  | 118 |  |  | 9 | P5 | 25 °C | < 10% at 100.000 hours | No Built-in accessory | Available | 740/559 | CIE(x=0.38. y=0.38) 5SDCM | Class1. Class2 | IK09 | [11 empty] | dimmable
TBD | SLBT/3/F/G2/28/40 | image | datasheet | deeplink | TUNGSRAM - SLBt - 3270lm - 28W - 4000K - 70CRI - TBD[SKU] - side 35-60mm and post 42-76mm | 5 | side 35-60mm and post 42-76mm |  | 1 | 28 | YES |  |  |  |  | -40°C to +35°C | CE;ENEC |  | CE & ENEC | [6 empty] | 66 | 4000 | 386x347x72 mm |  | 220-240V | -40°C to +35°C | 5 years |  |  |  | 70 |  | 4000 | 3270 |  |  |  | L80 > 218000h |  | 116 |  |  | 9 | G2 | 25 °C | < 10% at 100.000 hours | No Built-in accessory | Available | 740/559 | CIE(x=0.38. y=0.38) 5SDCM | Class1. Class2 | IK09 | [11 empty] | dimmable
TBD | SLBT/3/F/Y5/28/40 | image | datasheet | deeplink | TUNGSRAM - SLBt - 3210lm - 28W - 4000K - 70CRI - TBD[SKU] - side 35-60mm and post 42-76mm | 5 | side 35-60mm and post 42-76mm | LED | 1 | 28 | YES |  |  |  |  | -40°C to +35°C | CE;ENEC |  | CE & ENEC | [6 empty] | 66 | 4000 | 386x347x72 mm |  | 220-240V | -40°C to +35°C | 5 years |  |  |  | 70 |  | 4000 | 3210 |  |  |  | L80 > 218000h |  | 114 |  |  | 9 | Y5 | 25 °C | < 10% at 100.000 hours | No Built-in accessory | Available | 740/559 | CIE(x=0.38. y=0.38) 5SDCM | Class1. Class2 | IK09 | [11 empty] | dimmable
TBD | SLBT/3/F/Z5/28/40 | image | datasheet | deeplink | TUNGSRAM - SLBt - 3270lm - 28W - 4000K - 70CRI - TBD[SKU] - side 35-60mm and post 42-76mm | 5 | side 35-60mm and post 42-76mm |  | 1 | 28 | YES |  |  |  |  | -40°C to +35°C | CE;ENEC |  | CE & ENEC | [6 empty] | 66 | 4000 | 386x347x72 mm |  | 220-240V | -40°C to +35°C | 5 years |  |  |  | 70 |  | 4000 | 3270 |  |  |  | L80 > 218000h |  | 116 |  |  | 9 | Z5 | 25 °C | < 10% at 100.000 hours | No Built-in accessory | Available | 740/559 | CIE(x=0.38. y=0.38) 5SDCM | Class1. Class2 | IK09 | [11 empty] | dimmable
TBD | SLBT/3/F/X5/28/40 | image | datasheet | deeplink | TUNGSRAM - SLBt - 3290lm - 28W - 4000K - 70CRI - TBD[SKU] - side 35-60mm and post 42-76mm | 5 | side 35-60mm and post 42-76mm |  | 1 | 28 | YES |  |  |  |  | -40°C to +35°C | CE;ENEC |  | CE & ENEC | [6 empty] | 66 | 4000 | 386x347x72 mm |  | 220-240V | -40°C to +35°C | 5 years |  |  |  | 70 |  | 4000 | 3290 |  |  |  | L80 > 218000h |  | 117 |  |  | 9 | X5 | 25 °C | < 10% at 100.000 hours | No Built-in accessory | Available | 740/559 | CIE(x=0.38. y=0.38) 5SDCM | Class1. Class2 | IK09 | [11 empty] | dimmable
TBD | SLBT/3/F/B2/28/40 | image | datasheet | deeplink | TUNGSRAM - SLBt - 3310lm - 28W - 4000K - 70CRI - TBD[SKU] - side 35-60mm and post 42-76mm | 5 | side 35-60mm and post 42-76mm |  | 1 | 28 | YES |  |  |  |  | -40°C to +35°C | CE;ENEC |  | CE & ENEC | [6 empty] | 66 | 4000 | 386x347x72 mm |  | 220-240V | -40°C to +35°C | 5 years |  |  |  | 70 |  | 4000 | 3310 |  |  |  | L80 > 218000h |  | 118 |  |  | 9 | B2 | 25 °C | < 10% at 100.000 hours | No Built-in accessory | Available | 740/559 | CIE(x=0.38. y=0.38) 5SDCM | Class1. Class2 | IK09 | [11 empty] | dimmable
TBD | SLBT/3/F/P5/28/40 | image | datasheet | deeplink | TUNGSRAM - SLBt - 3300lm - 28W - 4000K - 70CRI - TBD[SKU] - side 35-60mm and post 42-76mm | 5 | side 35-60mm and post 42-76mm |  | 1 | 28 | YES |  |  |  |  | -40°C to +35°C | CE;ENEC |  | CE & ENEC | [6 empty] | 66 | 4000 | 386x347x72 mm |  | 220-240V | -40°C to +35°C | 5 years |  |  |  | 70 |  | 4000 | 3300 |  |  |  | L80 > 218000h |  | 117 |  |  | 9 | P5 | 25 °C | < 10% at 100.000 hours | No Built-in accessory | Available | 740/559 | CIE(x=0.38. y=0.38) 5SDCM | Class1. Class2 | IK09 | [11 empty] | dimmable
TBD | SLBT/3/F/G2/19/40 | image | datasheet | deeplink | TUNGSRAM - SLBt - 2270lm - 19W - 4000K - 70CRI - TBD[SKU] - side 35-60mm and post 42-76mm | 5 | side 35-60mm and post 42-76mm |  | 1 | 19 | YES |  |  |  |  | -40°C to +35°C | CE;ENEC |  | CE & ENEC | [6 empty] | 66 | 4000 | 386x347x72 mm |  | 220-240V | -40°C to +35°C | 5 years |  |  |  | 70 |  | 4000 | 2270 |  |  |  | L80 > 218000h |  | 119 |  |  | 9 | G2 | 25 °C | < 10% at 100.000 hours | No Built-in accessory | Available | 740/559 | CIE(x=0.38. y=0.38) 5SDCM | Class1. Class2 | IK09 | [11 empty] | dimmable
TBD | SLBT/3/F/Y5/19/40 | image | datasheet | deeplink | TUNGSRAM - SLBt - 2220lm - 19W - 4000K - 70CRI - TBD[SKU] - side 35-60mm and post 42-76mm | 5 | side 35-60mm and post 42-76mm |  | 1 | 19 | YES |  |  |  |  | -40°C to +35°C | CE;ENEC |  | CE & ENEC | [6 empty] | 66 | 4000 | 386x347x72 mm |  | 220-240V | -40°C to +35°C | 5 years |  |  |  | 70 |  | 4000 | 2220 |  |  |  | L80 > 218000h |  | 116 |  |  | 9 | Y5 | 25 °C | < 10% at 100.000 hours | No Built-in accessory | Available | 740/559 | CIE(x=0.38. y=0.38) 5SDCM | Class1. Class2 | IK09 | [11 empty] | dimmable
TBD | SLBT/3/F/Z5/19/40 | image | datasheet | deeplink | TUNGSRAM - SLBt - 2260lm - 19W - 4000K - 70CRI - TBD[SKU] - side 35-60mm and post 42-76mm | 5 | side 35-60mm and post 42-76mm |  | 1 | 19 | YES |  |  |  |  | -40°C to +35°C | CE;ENEC |  | CE & ENEC | [6 empty] | 66 | 4000 | 386x347x72 mm |  | 220-240V | -40°C to +35°C | 5 years |  |  |  | 70 |  | 4000 | 2260 |  |  |  | L80 > 218000h |  | 118 |  |  | 9 | Z5 | 25 °C | < 10% at 100.000 hours | No Built-in accessory | Available | 740/559 | CIE(x=0.38. y=0.38) 5SDCM | Class1. Class2 | IK09 | [11 empty] | dimmable
TBD | SLBT/3/F/X5/19/40 | image | datasheet | deeplink | TUNGSRAM - SLBt - 2280lm - 19W - 4000K - 70CRI - TBD[SKU] - side 35-60mm and post 42-76mm | 5 | side 35-60mm and post 42-76mm |  | 1 | 19 | YES |  |  |  |  | -40°C to +35°C | CE;ENEC |  | CE & ENEC | [6 empty] | 66 | 4000 | 386x347x72 mm |  | 220-240V | -40°C to +35°C | 5 years |  |  |  | 70 |  | 4000 | 2280 |  |  |  | L80 > 218000h |  | 120 |  |  | 9 | X5 | 25 °C | < 10% at 100.000 hours | No Built-in accessory | Available | 740/559 | CIE(x=0.38. y=0.38) 5SDCM | Class1. Class2 | IK09 | [11 empty] | dimmable
TBD | SLBT/3/F/B2/19/40 | image | datasheet | deeplink | TUNGSRAM - SLBt - 2290lm - 19W - 4000K - 70CRI - TBD[SKU] - side 35-60mm and post 42-76mm | 5 | side 35-60mm and post 42-76mm |  | 1 | 19 | YES |  |  |  |  | -40°C to +35°C | CE;ENEC |  | CE & ENEC | [6 empty] | 66 | 4000 | 386x347x72 mm |  | 220-240V | -40°C to +35°C | 5 years |  |  |  | 70 |  | 4000 | 2290 |  |  |  | L80 > 218000h |  | 120 |  |  | 9 | B2 | 25 °C | < 10% at 100.000 hours | No Built-in accessory | Available | 740/559 | CIE(x=0.38. y=0.38) 5SDCM | Class1. Class2 | IK09 | [11 empty] | dimmable
TBD | SLBT/3/F/P5/19/40 | image | datasheet | deeplink | TUNGSRAM - SLBt - 2290lm - 19W - 4000K - 70CRI - TBD[SKU] - side 35-60mm and post 42-76mm | 5 | side 35-60mm and post 42-76mm |  | 1 | 19 | YES |  |  |  |  | -40°C to +35°C | CE;ENEC |  | CE & ENEC | [6 empty] | 66 | 4000 | 386x347x72 mm |  | 220-240V | -40°C to +35°C | 5 years |  |  |  | 70 |  | 4000 | 2290 |  |  |  | L80 > 218000h |  | 120 |  |  | 9 | P5 | 25 °C | < 10% at 100.000 hours | No Built-in accessory | Available | 740/559 | CIE(x=0.38. y=0.38) 5SDCM | Class1. Class2 | IK09 | [11 empty] | dimmable
TBD | SLBT/3/F/G2/14/40 | image | datasheet | deeplink | TUNGSRAM - SLBt - 1650lm - 14W - 4000K - 70CRI - TBD[SKU] - side 35-60mm and post 42-76mm | 5 | side 35-60mm and post 42-76mm |  | 1 | 14 | YES |  |  |  |  | -40°C to +35°C | CE;ENEC |  | CE & ENEC | [6 empty] | 66 | 4000 | 386x347x72 mm |  | 220-240V | -40°C to +35°C | 5 years |  |  |  | 70 |  | 4000 | 1650 |  |  |  | L80 > 218000h |  | 117 |  |  | 9 | G2 | 25 °C | < 10% at 100.000 hours | No Built-in accessory | Available | 740/559 | CIE(x=0.38. y=0.38) 5SDCM | Class1. Class2 | IK09 | [11 empty] | dimmable
TBD | SLBT/3/F/Y5/14/40 | image | datasheet | deeplink | TUNGSRAM - SLBt - 1620lm - 14W - 4000K - 70CRI - TBD[SKU] - side 35-60mm and post 42-76mm | 5 | side 35-60mm and post 42-76mm | LED | 1 | 14 | YES |  |  |  |  | -40°C to +35°C | CE;ENEC |  | CE & ENEC | [6 empty] | 66 | 4000 | 386x347x72 mm |  | 220-240V | -40°C to +35°C | 5 years |  |  |  | 70 |  | 4000 | 1620 |  |  |  | L80 > 218000h |  | 115 |  |  | 9 | Y5 | 25 °C | < 10% at 100.000 hours | No Built-in accessory | Available | 740/559 | CIE(x=0.38. y=0.38) 5SDCM | Class1. Class2 | IK09 | [11 empty] | dimmable
TBD | SLBT/3/F/Z5/14/40 | image | datasheet | deeplink | TUNGSRAM - SLBt - 1650lm - 14W - 4000K - 70CRI - TBD[SKU] - side 35-60mm and post 42-76mm | 5 | side 35-60mm and post 42-76mm |  | 1 | 14 | YES |  |  |  |  | -40°C to +35°C | CE;ENEC |  | CE & ENEC | [6 empty] | 66 | 4000 | 386x347x72 mm |  | 220-240V | -40°C to +35°C | 5 years |  |  |  | 70 |  | 4000 | 1650 |  |  |  | L80 > 218000h |  | 117 |  |  | 9 | Z5 | 25 °C | < 10% at 100.000 hours | No Built-in accessory | Available | 740/559 | CIE(x=0.38. y=0.38) 5SDCM | Class1. Class2 | IK09 | [11 empty] | dimmable
TBD | SLBT/3/F/X5/14/40 | image | datasheet | deeplink | TUNGSRAM - SLBt - 1660lm - 14W - 4000K - 70CRI - TBD[SKU] - side 35-60mm and post 42-76mm | 5 | side 35-60mm and post 42-76mm |  | 1 | 14 | YES |  |  |  |  | -40°C to +35°C | CE;ENEC |  | CE & ENEC | [6 empty] | 66 | 4000 | 386x347x72 mm |  | 220-240V | -40°C to +35°C | 5 years |  |  |  | 70 |  | 4000 | 1660 |  |  |  | L80 > 218000h |  | 118 |  |  | 9 | X5 | 25 °C | < 10% at 100.000 hours | No Built-in accessory | Available | 740/559 | CIE(x=0.38. y=0.38) 5SDCM | Class1. Class2 | IK09 | [11 empty] | dimmable
TBD | SLBT/3/F/B2/14/40 | image | datasheet | deeplink | TUNGSRAM - SLBt - 1670lm - 14W - 4000K - 70CRI - TBD[SKU] - side 35-60mm and post 42-76mm | 5 | side 35-60mm and post 42-76mm |  | 1 | 14 | YES |  |  |  |  | -40°C to +35°C | CE;ENEC |  | CE & ENEC | [6 empty] | 66 | 4000 | 386x347x72 mm |  | 220-240V | -40°C to +35°C | 5 years |  |  |  | 70 |  | 4000 | 1670 |  |  |  | L80 > 218000h |  | 119 |  |  | 9 | B2 | 25 °C | < 10% at 100.000 hours | No Built-in accessory | Available | 740/559 | CIE(x=0.38. y=0.38) 5SDCM | Class1. Class2 | IK09 | [11 empty] | dimmable
TBD | SLBT/3/F/P5/14/40 | image | datasheet | deeplink | TUNGSRAM - SLBt - 1670lm - 14W - 4000K - 70CRI - TBD[SKU] - side 35-60mm and post 42-76mm | 5 | side 35-60mm and post 42-76mm |  | 1 | 14 | YES |  |  |  |  | -40°C to +35°C | CE;ENEC |  | CE & ENEC | [6 empty] | 66 | 4000 | 386x347x72 mm |  | 220-240V | -40°C to +35°C | 5 years |  |  |  | 70 |  | 4000 | 1670 |  |  |  | L80 > 218000h |  | 119 |  |  | 9 | P5 | 25 °C | < 10% at 100.000 hours | No Built-in accessory | Available | 740/559 | CIE(x=0.38. y=0.38) 5SDCM | Class1. Class2 | IK09 | [11 empty] | dimmable
TBD | SLBT/3/F/G2/55/30 | image | datasheet | deeplink | TUNGSRAM - SLBt - 5980lm - 55W - 3000K - 70CRI - TBD[SKU] - side 35-60mm and post 42-76mm | 5 | side 35-60mm and post 42-76mm | LED | 1 | 55 | YES |  |  |  |  | -40°C to +35°C | CE;ENEC |  | CE & ENEC | [6 empty] | 66 | 3000 | 386x347x72 mm |  | 220-240V | -40°C to +35°C | 5 years |  |  |  | 70 |  | 3000 | 5980 |  |  |  | L80 > 218000h |  | 108 |  |  | 9 | G2 | 25 °C | < 10% at 100.000 hours | No Built-in accessory | Available | 730/559 | CIE(x=0.43. y=0.403) 5SDCM | Class1. Class2 | IK09 | [11 empty] | dimmable
TBD | SLBT/3/F/Y5/55/30 | image | datasheet | deeplink | TUNGSRAM - SLBt - 5850lm - 55W - 3000K - 70CRI - TBD[SKU] - side 35-60mm and post 42-76mm | 5 | side 35-60mm and post 42-76mm | LED | 1 | 55 | YES |  |  |  |  | -40°C to +35°C | CE;ENEC |  | CE & ENEC | [6 empty] | 66 | 3000 | 386x347x72 mm |  | 220-240V | -40°C to +35°C | 5 years |  |  |  | 70 |  | 3000 | 5850 |  |  |  | L80 > 218000h |  | 106 |  |  | 9 | Y5 | 25 °C | < 10% at 100.000 hours | No Built-in accessory | Available | 730/559 | CIE(x=0.43. y=0.403) 5SDCM | Class1. Class2 | IK09 | [11 empty] | dimmable
TBD | SLBT/3/F/Z5/55/30 | image | datasheet | deeplink | TUNGSRAM - SLBt - 5960lm - 55W - 3000K - 70CRI - TBD[SKU] - side 35-60mm and post 42-76mm | 5 | side 35-60mm and post 42-76mm | LED | 1 | 55 | YES |  |  |  |  | -40°C to +35°C | CE;ENEC |  | CE & ENEC | [6 empty] | 66 | 3000 | 386x347x72 mm |  | 220-240V | -40°C to +35°C | 5 years |  |  |  | 70 |  | 3000 | 5960 |  |  |  | L80 > 218000h |  | 108 |  |  | 9 | Z5 | 25 °C | < 10% at 100.000 hours | No Built-in accessory | Available | 730/559 | CIE(x=0.43. y=0.403) 5SDCM | Class1. Class2 | IK09 | [11 empty] | dimmable
TBD | SLBT/3/F/X5/55/30 | image | datasheet | deeplink | TUNGSRAM - SLBt - 6000lm - 55W - 3000K - 70CRI - TBD[SKU] - side 35-60mm and post 42-76mm | 5 | side 35-60mm and post 42-76mm |  | 1 | 55 | YES |  |  |  |  | -40°C to +35°C | CE;ENEC |  | CE & ENEC | [6 empty] | 66 | 3000 | 386x347x72 mm |  | 220-240V | -40°C to +35°C | 5 years |  |  |  | 70 |  | 3000 | 6000 |  |  |  | L80 > 218000h |  | 109 |  |  | 9 | X5 | 25 °C | < 10% at 100.000 hours | No Built-in accessory | Available | 730/559 | CIE(x=0.43. y=0.403) 5SDCM | Class1. Class2 | IK09 | [11 empty] | dimmable
TBD | SLBT/3/F/B2/55/30 | image | datasheet | deeplink | TUNGSRAM - SLBt - 6040lm - 55W - 3000K - 70CRI - TBD[SKU] - side 35-60mm and post 42-76mm | 5 | side 35-60mm and post 42-76mm |  | 1 | 55 | YES |  |  |  |  | -40°C to +35°C | CE;ENEC |  | CE & ENEC | [6 empty] | 66 | 3000 | 386x347x72 mm |  | 220-240V | -40°C to +35°C | 5 years |  |  |  | 70 |  | 3000 | 6040 |  |  |  | L80 > 218000h |  | 109 |  |  | 9 | B2 | 25 °C | < 10% at 100.000 hours | No Built-in accessory | Available | 730/559 | CIE(x=0.43. y=0.403) 5SDCM | Class1. Class2 | IK09 | [11 empty] | dimmable
TBD | SLBT/3/F/P5/55/30 | image | datasheet | deeplink | TUNGSRAM - SLBt - 6020lm - 55W - 3000K - 70CRI - TBD[SKU] - side 35-60mm and post 42-76mm | 5 | side 35-60mm and post 42-76mm | LED | 1 | 55 | YES |  |  |  |  | -40°C to +35°C | CE;ENEC |  | CE & ENEC | [6 empty] | 66 | 3000 | 386x347x72 mm |  | 220-240V | -40°C to +35°C | 5 years |  |  |  | 70 |  | 3000 | 6020 |  |  |  | L80 > 218000h |  | 109 |  |  | 9 | P5 | 25 °C | < 10% at 100.000 hours | No Built-in accessory | Available | 730/559 | CIE(x=0.43. y=0.403) 5SDCM | Class1. Class2 | IK09 | [11 empty] | dimmable
TBD | SLBT/3/F/G2/47/30 | image | datasheet | deeplink | TUNGSRAM - SLBt - 5360lm - 47W - 3000K - 70CRI - TBD[SKU] - side 35-60mm and post 42-76mm | 5 | side 35-60mm and post 42-76mm | LED | 1 | 47 | YES |  |  |  |  | -40°C to +35°C | CE;ENEC |  | CE & ENEC | [6 empty] | 66 | 3000 | 386x347x72 mm |  | 220-240V | -40°C to +35°C | 5 years |  |  |  | 70 |  | 3000 | 5360 |  |  |  | L80 > 218000h |  | 114 |  |  | 9 | G2 | 25 °C | < 10% at 100.000 hours | No Built-in accessory | Available | 730/559 | CIE(x=0.43. y=0.403) 5SDCM | Class1. Class2 | IK09 | [11 empty] | dimmable
TBD | SLBT/3/F/Y5/47/30 | image | datasheet | deeplink | TUNGSRAM - SLBt - 5250lm - 47W - 3000K - 70CRI - TBD[SKU] - side 35-60mm and post 42-76mm | 5 | side 35-60mm and post 42-76mm | LED | 1 | 47 | YES |  |  |  |  | -40°C to +35°C | CE;ENEC |  | CE & ENEC | [6 empty] | 66 | 3000 | 386x347x72 mm |  | 220-240V | -40°C to +35°C | 5 years |  |  |  | 70 |  | 3000 | 5250 |  |  |  | L80 > 218000h |  | 111 |  |  | 9 | Y5 | 25 °C | < 10% at 100.000 hours | No Built-in accessory | Available | 730/559 | CIE(x=0.43. y=0.403) 5SDCM | Class1. Class2 | IK09 | [11 empty] | dimmable
TBD | SLBT/3/F/Z5/47/30 | image | datasheet | deeplink | TUNGSRAM - SLBt - 5350lm - 47W - 3000K - 70CRI - TBD[SKU] - side 35-60mm and post 42-76mm | 5 | side 35-60mm and post 42-76mm | LED | 1 | 47 | YES |  |  |  |  | -40°C to +35°C | CE;ENEC |  | CE & ENEC | [6 empty] | 66 | 3000 | 386x347x72 mm |  | 220-240V | -40°C to +35°C | 5 years |  |  |  | 70 |  | 3000 | 5350 |  |  |  | L80 > 218000h |  | 113 |  |  | 9 | Z5 | 25 °C | < 10% at 100.000 hours | No Built-in accessory | Available | 730/559 | CIE(x=0.43. y=0.403) 5SDCM | Class1. Class2 | IK09 | [11 empty] | dimmable
TBD | SLBT/3/F/X5/47/30 | image | datasheet | deeplink | TUNGSRAM - SLBt - 5390lm - 47W - 3000K - 70CRI - TBD[SKU] - side 35-60mm and post 42-76mm | 5 | side 35-60mm and post 42-76mm |  | 1 | 47 | YES |  |  |  |  | -40°C to +35°C | CE;ENEC |  | CE & ENEC | [6 empty] | 66 | 3000 | 386x347x72 mm |  | 220-240V | -40°C to +35°C | 5 years |  |  |  | 70 |  | 3000 | 5390 |  |  |  | L80 > 218000h |  | 114 |  |  | 9 | X5 | 25 °C | < 10% at 100.000 hours | No Built-in accessory | Available | 730/559 | CIE(x=0.43. y=0.403) 5SDCM | Class1. Class2 | IK09 | [11 empty] | dimmable
TBD | SLBT/3/F/B2/47/30 | image | datasheet | deeplink | TUNGSRAM - SLBt - 5430lm - 47W - 3000K - 70CRI - TBD[SKU] - side 35-60mm and post 42-76mm | 5 | side 35-60mm and post 42-76mm |  | 1 | 47 | YES |  |  |  |  | -40°C to +35°C | CE;ENEC |  | CE & ENEC | [6 empty] | 66 | 3000 | 386x347x72 mm |  | 220-240V | -40°C to +35°C | 5 years |  |  |  | 70 |  | 3000 | 5430 |  |  |  | L80 > 218000h |  | 115 |  |  | 9 | B2 | 25 °C | < 10% at 100.000 hours | No Built-in accessory | Available | 730/559 | CIE(x=0.43. y=0.403) 5SDCM | Class1. Class2 | IK09 | [11 empty] | dimmable
TBD | SLBT/3/F/P5/47/30 | image | datasheet | deeplink | TUNGSRAM - SLBt - 5410lm - 47W - 3000K - 70CRI - TBD[SKU] - side 35-60mm and post 42-76mm | 5 | side 35-60mm and post 42-76mm |  | 1 | 47 | YES |  |  |  |  | -40°C to +35°C | CE;ENEC |  | CE & ENEC | [6 empty] | 66 | 3000 | 386x347x72 mm |  | 220-240V | -40°C to +35°C | 5 years |  |  |  | 70 |  | 3000 | 5410 |  |  |  | L80 > 218000h |  | 115 |  |  | 9 | P5 | 25 °C | < 10% at 100.000 hours | No Built-in accessory | Available | 730/559 | CIE(x=0.43. y=0.403) 5SDCM | Class1. Class2 | IK09 | [11 empty] | dimmable
TBD | SLBT/3/F/G2/41/30 | image | datasheet | deeplink | TUNGSRAM - SLBt - 4710lm - 41W - 3000K - 70CRI - TBD[SKU] - side 35-60mm and post 42-76mm | 5 | side 35-60mm and post 42-76mm | LED | 1 | 41 | YES |  |  |  |  | -40°C to +35°C | CE;ENEC |  | CE & ENEC | [6 empty] | 66 | 3000 | 386x347x72 mm |  | 220-240V | -40°C to +35°C | 5 years |  |  |  | 70 |  | 3000 | 4710 |  |  |  | L80 > 218000h |  | 114 |  |  | 9 | G2 | 25 °C | < 10% at 100.000 hours | No Built-in accessory | Available | 730/559 | CIE(x=0.43. y=0.403) 5SDCM | Class1. Class2 | IK09 | [11 empty] | dimmable
TBD | SLBT/3/F/Y5/41/30 | image | datasheet | deeplink | TUNGSRAM - SLBt - 4620lm - 41W - 3000K - 70CRI - TBD[SKU] - side 35-60mm and post 42-76mm | 5 | side 35-60mm and post 42-76mm | LED | 1 | 41 | YES |  |  |  |  | -40°C to +35°C | CE;ENEC |  | CE & ENEC | [6 empty] | 66 | 3000 | 386x347x72 mm |  | 220-240V | -40°C to +35°C | 5 years |  |  |  | 70 |  | 3000 | 4620 |  |  |  | L80 > 218000h |  | 112 |  |  | 9 | Y5 | 25 °C | < 10% at 100.000 hours | No Built-in accessory | Available | 730/559 | CIE(x=0.43. y=0.403) 5SDCM | Class1. Class2 | IK09 | [11 empty] | dimmable
TBD | SLBT/3/F/Z5/41/30 | image | datasheet | deeplink | TUNGSRAM - SLBt - 4700lm - 41W - 3000K - 70CRI - TBD[SKU] - side 35-60mm and post 42-76mm | 5 | side 35-60mm and post 42-76mm |  | 1 | 41 | YES |  |  |  |  | -40°C to +35°C | CE;ENEC |  | CE & ENEC | [6 empty] | 66 | 3000 | 386x347x72 mm |  | 220-240V | -40°C to +35°C | 5 years |  |  |  | 70 |  | 3000 | 4700 |  |  |  | L80 > 218000h |  | 114 |  |  | 9 | Z5 | 25 °C | < 10% at 100.000 hours | No Built-in accessory | Available | 730/559 | CIE(x=0.43. y=0.403) 5SDCM | Class1. Class2 | IK09 | [11 empty] | dimmable
TBD | SLBT/3/F/X5/41/30 | image | datasheet | deeplink | TUNGSRAM - SLBt - 4740lm - 41W - 3000K - 70CRI - TBD[SKU] - side 35-60mm and post 42-76mm | 5 | side 35-60mm and post 42-76mm |  | 1 | 41 | YES |  |  |  |  | -40°C to +35°C | CE;ENEC |  | CE & ENEC | [6 empty] | 66 | 3000 | 386x347x72 mm |  | 220-240V | -40°C to +35°C | 5 years |  |  |  | 70 |  | 3000 | 4740 |  |  |  | L80 > 218000h |  | 115 |  |  | 9 | X5 | 25 °C | < 10% at 100.000 hours | No Built-in accessory | Available | 730/559 | CIE(x=0.43. y=0.403) 5SDCM | Class1. Class2 | IK09 | [11 empty] | dimmable
TBD | SLBT/3/F/B2/41/30 | image | datasheet | deeplink | TUNGSRAM - SLBt - 4770lm - 41W - 3000K - 70CRI - TBD[SKU] - side 35-60mm and post 42-76mm | 5 | side 35-60mm and post 42-76mm |  | 1 | 41 | YES |  |  |  |  | -40°C to +35°C | CE;ENEC |  | CE & ENEC | [6 empty] | 66 | 3000 | 386x347x72 mm |  | 220-240V | -40°C to +35°C | 5 years |  |  |  | 70 |  | 3000 | 4770 |  |  |  | L80 > 218000h |  | 116 |  |  | 9 | B2 | 25 °C | < 10% at 100.000 hours | No Built-in accessory | Available | 730/559 | CIE(x=0.43. y=0.403) 5SDCM | Class1. Class2 | IK09 | [11 empty] | dimmable
TBD | SLBT/3/F/P5/41/30 | image | datasheet | deeplink | TUNGSRAM - SLBt - 4760lm - 41W - 3000K - 70CRI - TBD[SKU] - side 35-60mm and post 42-76mm | 5 | side 35-60mm and post 42-76mm |  | 1 | 41 | YES |  |  |  |  | -40°C to +35°C | CE;ENEC |  | CE & ENEC | [6 empty] | 66 | 3000 | 386x347x72 mm |  | 220-240V | -40°C to +35°C | 5 years |  |  |  | 70 |  | 3000 | 4760 |  |  |  | L80 > 218000h |  | 116 |  |  | 9 | P5 | 25 °C | < 10% at 100.000 hours | No Built-in accessory | Available | 730/559 | CIE(x=0.43. y=0.403) 5SDCM | Class1. Class2 | IK09 | [11 empty] | dimmable
TBD | SLBT/3/F/G2/35/30 | image | datasheet | deeplink | TUNGSRAM - SLBt - 4000lm - 35W - 3000K - 70CRI - TBD[SKU] - side 35-60mm and post 42-76mm | 5 | side 35-60mm and post 42-76mm |  | 1 | 35 | YES |  |  |  |  | -40°C to +35°C | CE;ENEC |  | CE & ENEC | [6 empty] | 66 | 3000 | 386x347x72 mm |  | 220-240V | -40°C to +35°C | 5 years |  |  |  | 70 |  | 3000 | 4000 |  |  |  | L80 > 218000h |  | 114 |  |  | 9 | G2 | 25 °C | < 10% at 100.000 hours | No Built-in accessory | Available | 730/559 | CIE(x=0.43. y=0.403) 5SDCM | Class1. Class2 | IK09 | [11 empty] | dimmable
TBD | SLBT/3/F/Y5/35/30 | image | datasheet | deeplink | TUNGSRAM - SLBt - 3920lm - 35W - 3000K - 70CRI - TBD[SKU] - side 35-60mm and post 42-76mm | 5 | side 35-60mm and post 42-76mm |  | 1 | 35 | YES |  |  |  |  | -40°C to +35°C | CE;ENEC |  | CE & ENEC | [6 empty] | 66 | 3000 | 386x347x72 mm |  | 220-240V | -40°C to +35°C | 5 years |  |  |  | 70 |  | 3000 | 3920 |  |  |  | L80 > 218000h |  | 112 |  |  | 9 | Y5 | 25 °C | < 10% at 100.000 hours | No Built-in accessory | Available | 730/559 | CIE(x=0.43. y=0.403) 5SDCM | Class1. Class2 | IK09 | [11 empty] | dimmable
TBD | SLBT/3/F/Z5/35/30 | image | datasheet | deeplink | TUNGSRAM - SLBt - 3990lm - 35W - 3000K - 70CRI - TBD[SKU] - side 35-60mm and post 42-76mm | 5 | side 35-60mm and post 42-76mm |  | 1 | 35 | YES |  |  |  |  | -40°C to +35°C | CE;ENEC |  | CE & ENEC | [6 empty] | 66 | 3000 | 386x347x72 mm |  | 220-240V | -40°C to +35°C | 5 years |  |  |  | 70 |  | 3000 | 3990 |  |  |  | L80 > 218000h |  | 114 |  |  | 9 | Z5 | 25 °C | < 10% at 100.000 hours | No Built-in accessory | Available | 730/559 | CIE(x=0.43. y=0.403) 5SDCM | Class1. Class2 | IK09 | [11 empty] | dimmable
TBD | SLBT/3/F/X5/35/30 | image | datasheet | deeplink | TUNGSRAM - SLBt - 4020lm - 35W - 3000K - 70CRI - TBD[SKU] - side 35-60mm and post 42-76mm | 5 | side 35-60mm and post 42-76mm |  | 1 | 35 | YES |  |  |  |  | -40°C to +35°C | CE;ENEC |  | CE & ENEC | [6 empty] | 66 | 3000 | 386x347x72 mm |  | 220-240V | -40°C to +35°C | 5 years |  |  |  | 70 |  | 3000 | 4020 |  |  |  | L80 > 218000h |  | 114 |  |  | 9 | X5 | 25 °C | < 10% at 100.000 hours | No Built-in accessory | Available | 730/559 | CIE(x=0.43. y=0.403) 5SDCM | Class1. Class2 | IK09 | [11 empty] | dimmable
TBD | SLBT/3/F/B2/35/30 | image | datasheet | deeplink | TUNGSRAM - SLBt - 4050lm - 35W - 3000K - 70CRI - TBD[SKU] - side 35-60mm and post 42-76mm | 5 | side 35-60mm and post 42-76mm |  | 1 | 35 | YES |  |  |  |  | -40°C to +35°C | CE;ENEC |  | CE & ENEC | [6 empty] | 66 | 3000 | 386x347x72 mm |  | 220-240V | -40°C to +35°C | 5 years |  |  |  | 70 |  | 3000 | 4050 |  |  |  | L80 > 218000h |  | 115 |  |  | 9 | B2 | 25 °C | < 10% at 100.000 hours | No Built-in accessory | Available | 730/559 | CIE(x=0.43. y=0.403) 5SDCM | Class1. Class2 | IK09 | [11 empty] | dimmable
TBD | SLBT/3/F/P5/35/30 | image | datasheet | deeplink | TUNGSRAM - SLBt - 4040lm - 35W - 3000K - 70CRI - TBD[SKU] - side 35-60mm and post 42-76mm | 5 | side 35-60mm and post 42-76mm |  | 1 | 35 | YES |  |  |  |  | -40°C to +35°C | CE;ENEC |  | CE & ENEC | [6 empty] | 66 | 3000 | 386x347x72 mm |  | 220-240V | -40°C to +35°C | 5 years |  |  |  | 70 |  | 3000 | 4040 |  |  |  | L80 > 218000h |  | 115 |  |  | 9 | P5 | 25 °C | < 10% at 100.000 hours | No Built-in accessory | Available | 730/559 | CIE(x=0.43. y=0.403) 5SDCM | Class1. Class2 | IK09 | [11 empty] | dimmable
TBD | SLBT/3/F/G2/28/30 | image | datasheet | deeplink | TUNGSRAM - SLBt - 3180lm - 28W - 3000K - 70CRI - TBD[SKU] - side 35-60mm and post 42-76mm | 5 | side 35-60mm and post 42-76mm |  | 1 | 28 | YES |  |  |  |  | -40°C to +35°C | CE;ENEC |  | CE & ENEC | [6 empty] | 66 | 3000 | 386x347x72 mm |  | 220-240V | -40°C to +35°C | 5 years |  |  |  | 70 |  | 3000 | 3180 |  |  |  | L80 > 218000h |  | 113 |  |  | 9 | G2 | 25 °C | < 10% at 100.000 hours | No Built-in accessory | Available | 730/559 | CIE(x=0.43. y=0.403) 5SDCM | Class1. Class2 | IK09 | [11 empty] | dimmable
TBD | SLBT/3/F/Y5/28/30 | image | datasheet | deeplink | TUNGSRAM - SLBt - 3120lm - 28W - 3000K - 70CRI - TBD[SKU] - side 35-60mm and post 42-76mm | 5 | side 35-60mm and post 42-76mm | LED | 1 | 28 | YES |  |  |  |  | -40°C to +35°C | CE;ENEC |  | CE & ENEC | [6 empty] | 66 | 3000 | 386x347x72 mm |  | 220-240V | -40°C to +35°C | 5 years |  |  |  | 70 |  | 3000 | 3120 |  |  |  | L80 > 218000h |  | 111 |  |  | 9 | Y5 | 25 °C | < 10% at 100.000 hours | No Built-in accessory | Available | 730/559 | CIE(x=0.43. y=0.403) 5SDCM | Class1. Class2 | IK09 | [11 empty] | dimmable
TBD | SLBT/3/F/Z5/28/30 | image | datasheet | deeplink | TUNGSRAM - SLBt - 3180lm - 28W - 3000K - 70CRI - TBD[SKU] - side 35-60mm and post 42-76mm | 5 | side 35-60mm and post 42-76mm |  | 1 | 28 | YES |  |  |  |  | -40°C to +35°C | CE;ENEC |  | CE & ENEC | [6 empty] | 66 | 3000 | 386x347x72 mm |  | 220-240V | -40°C to +35°C | 5 years |  |  |  | 70 |  | 3000 | 3180 |  |  |  | L80 > 218000h |  | 113 |  |  | 9 | Z5 | 25 °C | < 10% at 100.000 hours | No Built-in accessory | Available | 730/559 | CIE(x=0.43. y=0.403) 5SDCM | Class1. Class2 | IK09 | [11 empty] | dimmable
TBD | SLBT/3/F/X5/28/30 | image | datasheet | deeplink | TUNGSRAM - SLBt - 3200lm - 28W - 3000K - 70CRI - TBD[SKU] - side 35-60mm and post 42-76mm | 5 | side 35-60mm and post 42-76mm |  | 1 | 28 | YES |  |  |  |  | -40°C to +35°C | CE;ENEC |  | CE & ENEC | [6 empty] | 66 | 3000 | 386x347x72 mm |  | 220-240V | -40°C to +35°C | 5 years |  |  |  | 70 |  | 3000 | 3200 |  |  |  | L80 > 218000h |  | 114 |  |  | 9 | X5 | 25 °C | < 10% at 100.000 hours | No Built-in accessory | Available | 730/559 | CIE(x=0.43. y=0.403) 5SDCM | Class1. Class2 | IK09 | [11 empty] | dimmable
TBD | SLBT/3/F/B2/28/30 | image | datasheet | deeplink | TUNGSRAM - SLBt - 3220lm - 28W - 3000K - 70CRI - TBD[SKU] - side 35-60mm and post 42-76mm | 5 | side 35-60mm and post 42-76mm |  | 1 | 28 | YES |  |  |  |  | -40°C to +35°C | CE;ENEC |  | CE & ENEC | [6 empty] | 66 | 3000 | 386x347x72 mm |  | 220-240V | -40°C to +35°C | 5 years |  |  |  | 70 |  | 3000 | 3220 |  |  |  | L80 > 218000h |  | 115 |  |  | 9 | B2 | 25 °C | < 10% at 100.000 hours | No Built-in accessory | Available | 730/559 | CIE(x=0.43. y=0.403) 5SDCM | Class1. Class2 | IK09 | [11 empty] | dimmable
TBD | SLBT/3/F/P5/28/30 | image | datasheet | deeplink | TUNGSRAM - SLBt - 3210lm - 28W - 3000K - 70CRI - TBD[SKU] - side 35-60mm and post 42-76mm | 5 | side 35-60mm and post 42-76mm |  | 1 | 28 | YES |  |  |  |  | -40°C to +35°C | CE;ENEC |  | CE & ENEC | [6 empty] | 66 | 3000 | 386x347x72 mm |  | 220-240V | -40°C to +35°C | 5 years |  |  |  | 70 |  | 3000 | 3210 |  |  |  | L80 > 218000h |  | 114 |  |  | 9 | P5 | 25 °C | < 10% at 100.000 hours | No Built-in accessory | Available | 730/559 | CIE(x=0.43. y=0.403) 5SDCM | Class1. Class2 | IK09 | [11 empty] | dimmable
TBD | SLBT/3/F/G2/19/30 | image | datasheet | deeplink | TUNGSRAM - SLBt - 2210lm - 19W - 3000K - 70CRI - TBD[SKU] - side 35-60mm and post 42-76mm | 5 | side 35-60mm and post 42-76mm |  | 1 | 19 | YES |  |  |  |  | -40°C to +35°C | CE;ENEC |  | CE & ENEC | [6 empty] | 66 | 3000 | 386x347x72 mm |  | 220-240V | -40°C to +35°C | 5 years |  |  |  | 70 |  | 3000 | 2210 |  |  |  | L80 > 218000h |  | 116 |  |  | 9 | G2 | 25 °C | < 10% at 100.000 hours | No Built-in accessory | Available | 730/559 | CIE(x=0.43. y=0.403) 5SDCM | Class1. Class2 | IK09 | [11 empty] | dimmable
TBD | SLBT/3/F/Y5/19/30 | image | datasheet | deeplink | TUNGSRAM - SLBt - 2160lm - 19W - 3000K - 70CRI - TBD[SKU] - side 35-60mm and post 42-76mm | 5 | side 35-60mm and post 42-76mm |  | 1 | 19 | YES |  |  |  |  | -40°C to +35°C | CE;ENEC |  | CE & ENEC | [6 empty] | 66 | 3000 | 386x347x72 mm |  | 220-240V | -40°C to +35°C | 5 years |  |  |  | 70 |  | 3000 | 2160 |  |  |  | L80 > 218000h |  | 113 |  |  | 9 | Y5 | 25 °C | < 10% at 100.000 hours | No Built-in accessory | Available | 730/559 | CIE(x=0.43. y=0.403) 5SDCM | Class1. Class2 | IK09 | [11 empty] | dimmable
TBD | SLBT/3/F/Z5/19/30 | image | datasheet | deeplink | TUNGSRAM - SLBt - 2200lm - 19W - 3000K - 70CRI - TBD[SKU] - side 35-60mm and post 42-76mm | 5 | side 35-60mm and post 42-76mm |  | 1 | 19 | YES |  |  |  |  | -40°C to +35°C | CE;ENEC |  | CE & ENEC | [6 empty] | 66 | 3000 | 386x347x72 mm |  | 220-240V | -40°C to +35°C | 5 years |  |  |  | 70 |  | 3000 | 2200 |  |  |  | L80 > 218000h |  | 115 |  |  | 9 | Z5 | 25 °C | < 10% at 100.000 hours | No Built-in accessory | Available | 730/559 | CIE(x=0.43. y=0.403) 5SDCM | Class1. Class2 | IK09 | [11 empty] | dimmable
TBD | SLBT/3/F/X5/19/30 | image | datasheet | deeplink | TUNGSRAM - SLBt - 2220lm - 19W - 3000K - 70CRI - TBD[SKU] - side 35-60mm and post 42-76mm | 5 | side 35-60mm and post 42-76mm |  | 1 | 19 | YES |  |  |  |  | -40°C to +35°C | CE;ENEC |  | CE & ENEC | [6 empty] | 66 | 3000 | 386x347x72 mm |  | 220-240V | -40°C to +35°C | 5 years |  |  |  | 70 |  | 3000 | 2220 |  |  |  | L80 > 218000h |  | 116 |  |  | 9 | X5 | 25 °C | < 10% at 100.000 hours | No Built-in accessory | Available | 730/559 | CIE(x=0.43. y=0.403) 5SDCM | Class1. Class2 | IK09 | [11 empty] | dimmable
TBD | SLBT/3/F/B2/19/30 | image | datasheet | deeplink | TUNGSRAM - SLBt - 2230lm - 19W - 3000K - 70CRI - TBD[SKU] - side 35-60mm and post 42-76mm | 5 | side 35-60mm and post 42-76mm |  | 1 | 19 | YES |  |  |  |  | -40°C to +35°C | CE;ENEC |  | CE & ENEC | [6 empty] | 66 | 3000 | 386x347x72 mm |  | 220-240V | -40°C to +35°C | 5 years |  |  |  | 70 |  | 3000 | 2230 |  |  |  | L80 > 218000h |  | 117 |  |  | 9 | B2 | 25 °C | < 10% at 100.000 hours | No Built-in accessory | Available | 730/559 | CIE(x=0.43. y=0.403) 5SDCM | Class1. Class2 | IK09 | [11 empty] | dimmable
TBD | SLBT/3/F/P5/19/30 | image | datasheet | deeplink | TUNGSRAM - SLBt - 2230lm - 19W - 3000K - 70CRI - TBD[SKU] - side 35-60mm and post 42-76mm | 5 | side 35-60mm and post 42-76mm |  | 1 | 19 | YES |  |  |  |  | -40°C to +35°C | CE;ENEC |  | CE & ENEC | [6 empty] | 66 | 3000 | 386x347x72 mm |  | 220-240V | -40°C to +35°C | 5 years |  |  |  | 70 |  | 3000 | 2230 |  |  |  | L80 > 218000h |  | 117 |  |  | 9 | P5 | 25 °C | < 10% at 100.000 hours | No Built-in accessory | Available | 730/559 | CIE(x=0.43. y=0.403) 5SDCM | Class1. Class2 | IK09 | [11 empty] | dimmable
TBD | SLBT/3/F/G2/14/30 | image | datasheet | deeplink | TUNGSRAM - SLBt - 1600lm - 14W - 3000K - 70CRI - TBD[SKU] - side 35-60mm and post 42-76mm | 5 | side 35-60mm and post 42-76mm |  | 1 | 14 | YES |  |  |  |  | -40°C to +35°C | CE;ENEC |  | CE & ENEC | [6 empty] | 66 | 3000 | 386x347x72 mm |  | 220-240V | -40°C to +35°C | 5 years |  |  |  | 70 |  | 3000 | 1600 |  |  |  | L80 > 218000h |  | 114 |  |  | 9 | G2 | 25 °C | < 10% at 100.000 hours | No Built-in accessory | Available | 730/559 | CIE(x=0.43. y=0.403) 5SDCM | Class1. Class2 | IK09 | [11 empty] | dimmable
TBD | SLBT/3/F/Y5/14/30 | image | datasheet | deeplink | TUNGSRAM - SLBt - 1570lm - 14W - 3000K - 70CRI - TBD[SKU] - side 35-60mm and post 42-76mm | 5 | side 35-60mm and post 42-76mm | LED | 1 | 14 | YES |  |  |  |  | -40°C to +35°C | CE;ENEC |  | CE & ENEC | [6 empty] | 66 | 3000 | 386x347x72 mm |  | 220-240V | -40°C to +35°C | 5 years |  |  |  | 70 |  | 3000 | 1570 |  |  |  | L80 > 218000h |  | 112 |  |  | 9 | Y5 | 25 °C | < 10% at 100.000 hours | No Built-in accessory | Available | 730/559 | CIE(x=0.43. y=0.403) 5SDCM | Class1. Class2 | IK09 | [11 empty] | dimmable
TBD | SLBT/3/F/Z5/14/30 | image | datasheet | deeplink | TUNGSRAM - SLBt - 1600lm - 14W - 3000K - 70CRI - TBD[SKU] - side 35-60mm and post 42-76mm | 5 | side 35-60mm and post 42-76mm |  | 1 | 14 | YES |  |  |  |  | -40°C to +35°C | CE;ENEC |  | CE & ENEC | [6 empty] | 66 | 3000 | 386x347x72 mm |  | 220-240V | -40°C to +35°C | 5 years |  |  |  | 70 |  | 3000 | 1600 |  |  |  | L80 > 218000h |  | 114 |  |  | 9 | Z5 | 25 °C | < 10% at 100.000 hours | No Built-in accessory | Available | 730/559 | CIE(x=0.43. y=0.403) 5SDCM | Class1. Class2 | IK09 | [11 empty] | dimmable
TBD | SLBT/3/F/X5/14/30 | image | datasheet | deeplink | TUNGSRAM - SLBt - 1610lm - 14W - 3000K - 70CRI - TBD[SKU] - side 35-60mm and post 42-76mm | 5 | side 35-60mm and post 42-76mm |  | 1 | 14 | YES |  |  |  |  | -40°C to +35°C | CE;ENEC |  | CE & ENEC | [6 empty] | 66 | 3000 | 386x347x72 mm |  | 220-240V | -40°C to +35°C | 5 years |  |  |  | 70 |  | 3000 | 1610 |  |  |  | L80 > 218000h |  | 115 |  |  | 9 | X5 | 25 °C | < 10% at 100.000 hours | No Built-in accessory | Available | 730/559 | CIE(x=0.43. y=0.403) 5SDCM | Class1. Class2 | IK09 | [11 empty] | dimmable
TBD | SLBT/3/F/B2/14/30 | image | datasheet | deeplink | TUNGSRAM - SLBt - 1620lm - 14W - 3000K - 70CRI - TBD[SKU] - side 35-60mm and post 42-76mm | 5 | side 35-60mm and post 42-76mm |  | 1 | 14 | YES |  |  |  |  | -40°C to +35°C | CE;ENEC |  | CE & ENEC | [6 empty] | 66 | 3000 | 386x347x72 mm |  | 220-240V | -40°C to +35°C | 5 years |  |  |  | 70 |  | 3000 | 1620 |  |  |  | L80 > 218000h |  | 115 |  |  | 9 | B2 | 25 °C | < 10% at 100.000 hours | No Built-in accessory | Available | 730/559 | CIE(x=0.43. y=0.403) 5SDCM | Class1. Class2 | IK09 | [11 empty] | dimmable
TBD | SLBT/3/F/P5/14/30 | image | datasheet | deeplink | TUNGSRAM - SLBt - 1620lm - 14W - 3000K - 70CRI - TBD[SKU] - side 35-60mm and post 42-76mm | 5 | side 35-60mm and post 42-76mm |  | 1 | 14 | YES |  |  |  |  | -40°C to +35°C | CE;ENEC |  | CE & ENEC | [6 empty] | 66 | 3000 | 386x347x72 mm |  | 220-240V | -40°C to +35°C | 5 years |  |  |  | 70 |  | 3000 | 1620 |  |  |  | L80 > 218000h |  | 115 |  |  | 9 | P5 | 25 °C | < 10% at 100.000 hours | No Built-in accessory | Available | 730/559 | CIE(x=0.43. y=0.403) 5SDCM | Class1. Class2 | IK09 | [11 empty] | dimmable
TBD | SLBT/3/F/E2/55/30 | image | datasheet | deeplink | TUNGSRAM - SLBt - 6000lm - 55W - 3000K - 70CRI - TBD[SKU] - side 35-60mm and post 42-76mm | 5 | side 35-60mm and post 42-76mm |  | 1 | 55 | YES |  |  |  |  | -40°C to +35°C | CE;ENEC |  | CE & ENEC | [6 empty] | 66 | 3000 | 386x347x72 mm |  | 220-240V | -40°C to +35°C | 5 years |  |  |  | 70 |  | 3000 | 6000 |  |  |  | L80 > 218000h |  | 109 |  |  | 9 | E2 | 25 °C | < 10% at 100.000 hours | No Built-in accessory | Available | 730/559 | CIE(x=0.43. y=0.403) 5SDCM | Class1. Class2 | IK09 | [11 empty] | dimmable
TBD | SLBT/3/F/F5/55/30 | image | datasheet | deeplink | TUNGSRAM - SLBt - 5950lm - 55W - 3000K - 70CRI - TBD[SKU] - side 35-60mm and post 42-76mm | 5 | side 35-60mm and post 42-76mm | LED | 1 | 55 | YES |  |  |  |  | -40°C to +35°C | CE;ENEC |  | CE & ENEC | [6 empty] | 66 | 3000 | 386x347x72 mm |  | 220-240V | -40°C to +35°C | 5 years |  |  |  | 70 |  | 3000 | 5950 |  |  |  | L80 > 218000h |  | 108 |  |  | 9 | F5 | 25 °C | < 10% at 100.000 hours | No Built-in accessory | Available | 730/559 | CIE(x=0.43. y=0.403) 5SDCM | Class1. Class2 | IK09 | [11 empty] | dimmable
TBD | SLBT/3/F/C5/55/30 | image | datasheet | deeplink | TUNGSRAM - SLBt - 6040lm - 55W - 3000K - 70CRI - TBD[SKU] - side 35-60mm and post 42-76mm | 5 | side 35-60mm and post 42-76mm |  | 1 | 55 | YES |  |  |  |  | -40°C to +35°C | CE;ENEC |  | CE & ENEC | [6 empty] | 66 | 3000 | 386x347x72 mm |  | 220-240V | -40°C to +35°C | 5 years |  |  |  | 70 |  | 3000 | 6040 |  |  |  | L80 > 218000h |  | 109 |  |  | 9 | C5 | 25 °C | < 10% at 100.000 hours | No Built-in accessory | Available | 730/559 | CIE(x=0.43. y=0.403) 5SDCM | Class1. Class2 | IK09 | [11 empty] | dimmable
TBD | SLBT/3/F/D/55/30 | image | datasheet | deeplink | TUNGSRAM - SLBt - 5490lm - 55W - 3000K - 70CRI - TBD[SKU] - side 35-60mm and post 42-76mm | 5 | side 35-60mm and post 42-76mm | LED | 1 | 55 | YES |  |  |  |  | -40°C to +35°C | CE;ENEC |  | CE & ENEC | [6 empty] | 66 | 3000 | 386x347x72 mm |  | 220-240V | -40°C to +35°C | 5 years |  |  |  | 70 |  | 3000 | 5490 |  |  |  | L80 > 218000h |  | 99 |  |  | 9 | D | 25 °C | < 10% at 100.000 hours | No Built-in accessory | Phased-out | 730/559 | CIE(x=0.43. y=0.403) 5SDCM | Class1. Class2 | IK09 | [11 empty] | dimmable
TBD | SLBT/3/F/N/55/30 | image | datasheet | deeplink | TUNGSRAM - SLBt - 5740lm - 55W - 3000K - 70CRI - TBD[SKU] - side 35-60mm and post 42-76mm | 5 | side 35-60mm and post 42-76mm | LED | 1 | 55 | YES |  |  |  |  | -40°C to +35°C | CE;ENEC |  | CE & ENEC | [6 empty] | 66 | 3000 | 386x347x72 mm |  | 220-240V | -40°C to +35°C | 5 years |  |  |  | 70 |  | 3000 | 5740 |  |  |  | L80 > 218000h |  | 104 |  |  | 9 | N | 25 °C | < 10% at 100.000 hours | No Built-in accessory | Phased-out | 730/559 | CIE(x=0.43. y=0.403) 5SDCM | Class1. Class2 | IK09 | [11 empty] | dimmable
TBD | SLBT/3/F/F/55/30 | image | datasheet | deeplink | TUNGSRAM - SLBt - 5680lm - 55W - 3000K - 70CRI - TBD[SKU] - side 35-60mm and post 42-76mm | 5 | side 35-60mm and post 42-76mm | LED | 1 | 55 | YES |  |  |  |  | -40°C to +35°C | CE;ENEC |  | CE & ENEC | [6 empty] | 66 | 3000 | 386x347x72 mm |  | 220-240V | -40°C to +35°C | 5 years |  |  |  | 70 |  | 3000 | 5680 |  |  |  | L80 > 218000h |  | 103 |  |  | 9 | F | 25 °C | < 10% at 100.000 hours | No Built-in accessory | Phased-out | 730/559 | CIE(x=0.43. y=0.403) 5SDCM | Class1. Class2 | IK09 | [11 empty] | dimmable
TBD | SLBT/3/F/T/55/30 | image | datasheet | deeplink | TUNGSRAM - SLBt - 5800lm - 55W - 3000K - 70CRI - TBD[SKU] - side 35-60mm and post 42-76mm | 5 | side 35-60mm and post 42-76mm | LED | 1 | 55 | YES |  |  |  |  | -40°C to +35°C | CE;ENEC |  | CE & ENEC | [6 empty] | 66 | 3000 | 386x347x72 mm |  | 220-240V | -40°C to +35°C | 5 years |  |  |  | 70 |  | 3000 | 5800 |  |  |  | L80 > 218000h |  | 105 |  |  | 9 | T | 25 °C | < 10% at 100.000 hours | No Built-in accessory | Phased-out | 730/559 | CIE(x=0.43. y=0.403) 5SDCM | Class1. Class2 | IK09 | [11 empty] | dimmable
TBD | SLBT/3/F/C/55/30 | image | datasheet | deeplink | TUNGSRAM - SLBt - 5580lm - 55W - 3000K - 70CRI - TBD[SKU] - side 35-60mm and post 42-76mm | 5 | side 35-60mm and post 42-76mm | LED | 1 | 55 | YES |  |  |  |  | -40°C to +35°C | CE;ENEC |  | CE & ENEC | [6 empty] | 66 | 3000 | 386x347x72 mm |  | 220-240V | -40°C to +35°C | 5 years |  |  |  | 70 |  | 3000 | 5580 |  |  |  | L80 > 218000h |  | 101 |  |  | 9 | C | 25 °C | < 10% at 100.000 hours | No Built-in accessory | Phased-out | 730/559 | CIE(x=0.43. y=0.403) 5SDCM | Class1. Class2 | IK09 | [11 empty] | dimmable
TBD | SLBT/3/F/P/55/30 | image | datasheet | deeplink | TUNGSRAM - SLBt - 5350lm - 55W - 3000K - 70CRI - TBD[SKU] - side 35-60mm and post 42-76mm | 5 | side 35-60mm and post 42-76mm | LED | 1 | 55 | YES |  |  |  |  | -40°C to +35°C | CE;ENEC |  | CE & ENEC | [6 empty] | 66 | 3000 | 386x347x72 mm |  | 220-240V | -40°C to +35°C | 5 years |  |  |  | 70 |  | 3000 | 5350 |  |  |  | L80 > 218000h |  | 97 |  |  | 9 | P | 25 °C | < 10% at 100.000 hours | No Built-in accessory | Phased-out | 730/559 | CIE(x=0.43. y=0.403) 5SDCM | Class1. Class2 | IK09 | [11 empty] | dimmable
TBD | SLBT/3/F/S/55/30 | image | datasheet | deeplink | TUNGSRAM - SLBt - 5520lm - 55W - 3000K - 70CRI - TBD[SKU] - side 35-60mm and post 42-76mm | 5 | side 35-60mm and post 42-76mm | LED | 1 | 55 | YES |  |  |  |  | -40°C to +35°C | CE;ENEC |  | CE & ENEC | [6 empty] | 66 | 3000 | 386x347x72 mm |  | 220-240V | -40°C to +35°C | 5 years |  |  |  | 70 |  | 3000 | 5520 |  |  |  | L80 > 218000h |  | 100 |  |  | 9 | S | 25 °C | < 10% at 100.000 hours | No Built-in accessory | Phased-out | 730/559 | CIE(x=0.43. y=0.403) 5SDCM | Class1. Class2 | IK09 | [11 empty] | dimmable
TBD | SLBT/3/F/R/55/30 | image | datasheet | deeplink | TUNGSRAM - SLBt - 5630lm - 55W - 3000K - 70CRI - TBD[SKU] - side 35-60mm and post 42-76mm | 5 | side 35-60mm and post 42-76mm |  | 1 | 55 | YES |  |  |  |  | -40°C to +35°C | CE;ENEC |  | CE & ENEC | [6 empty] | 66 | 3000 | 386x347x72 mm |  | 220-240V | -40°C to +35°C | 5 years |  |  |  | 70 |  | 3000 | 5630 |  |  |  | L80 > 218000h |  | 102 |  |  | 9 | R | 25 °C | < 10% at 100.000 hours | No Built-in accessory | Phased-out | 730/559 | CIE(x=0.43. y=0.403) 5SDCM | Class1. Class2 | IK09 | [11 empty] | dimmable
TBD | SLBT/3/F/E2/47/30 | image | datasheet | deeplink | TUNGSRAM - SLBt - 5390lm - 47W - 3000K - 70CRI - TBD[SKU] - side 35-60mm and post 42-76mm | 5 | side 35-60mm and post 42-76mm |  | 1 | 47 | YES |  |  |  |  | -40°C to +35°C | CE;ENEC |  | CE & ENEC | [6 empty] | 66 | 3000 | 386x347x72 mm |  | 220-240V | -40°C to +35°C | 5 years |  |  |  | 70 |  | 3000 | 5390 |  |  |  | L80 > 218000h |  | 114 |  |  | 9 | E2 | 25 °C | < 10% at 100.000 hours | No Built-in accessory | Available | 730/559 | CIE(x=0.43. y=0.403) 5SDCM | Class1. Class2 | IK09 | [11 empty] | dimmable
TBD | SLBT/3/F/F5/47/30 | image | datasheet | deeplink | TUNGSRAM - SLBt - 5340lm - 47W - 3000K - 70CRI - TBD[SKU] - side 35-60mm and post 42-76mm | 5 | side 35-60mm and post 42-76mm | LED | 1 | 47 | YES |  |  |  |  | -40°C to +35°C | CE;ENEC |  | CE & ENEC | [6 empty] | 66 | 3000 | 386x347x72 mm |  | 220-240V | -40°C to +35°C | 5 years |  |  |  | 70 |  | 3000 | 5340 |  |  |  | L80 > 218000h |  | 113 |  |  | 9 | F5 | 25 °C | < 10% at 100.000 hours | No Built-in accessory | Available | 730/559 | CIE(x=0.43. y=0.403) 5SDCM | Class1. Class2 | IK09 | [11 empty] | dimmable
TBD | SLBT/3/F/C5/47/30 | image | datasheet | deeplink | TUNGSRAM - SLBt - 5430lm - 47W - 3000K - 70CRI - TBD[SKU] - side 35-60mm and post 42-76mm | 5 | side 35-60mm and post 42-76mm |  | 1 | 47 | YES |  |  |  |  | -40°C to +35°C | CE;ENEC |  | CE & ENEC | [6 empty] | 66 | 3000 | 386x347x72 mm |  | 220-240V | -40°C to +35°C | 5 years |  |  |  | 70 |  | 3000 | 5430 |  |  |  | L80 > 218000h |  | 115 |  |  | 9 | C5 | 25 °C | < 10% at 100.000 hours | No Built-in accessory | Available | 730/559 | CIE(x=0.43. y=0.403) 5SDCM | Class1. Class2 | IK09 | [11 empty] | dimmable
TBD | SLBT/3/F/D/47/30 | image | datasheet | deeplink | TUNGSRAM - SLBt - 4930lm - 47W - 3000K - 70CRI - TBD[SKU] - side 35-60mm and post 42-76mm | 5 | side 35-60mm and post 42-76mm | LED | 1 | 47 | YES |  |  |  |  | -40°C to +35°C | CE;ENEC |  | CE & ENEC | [6 empty] | 66 | 3000 | 386x347x72 mm |  | 220-240V | -40°C to +35°C | 5 years |  |  |  | 70 |  | 3000 | 4930 |  |  |  | L80 > 218000h |  | 104 |  |  | 9 | D | 25 °C | < 10% at 100.000 hours | No Built-in accessory | Phased-out | 730/559 | CIE(x=0.43. y=0.403) 5SDCM | Class1. Class2 | IK09 | [11 empty] | dimmable
TBD | SLBT/3/F/N/47/30 | image | datasheet | deeplink | TUNGSRAM - SLBt - 5160lm - 47W - 3000K - 70CRI - TBD[SKU] - side 35-60mm and post 42-76mm | 5 | side 35-60mm and post 42-76mm | LED | 1 | 47 | YES |  |  |  |  | -40°C to +35°C | CE;ENEC |  | CE & ENEC | [6 empty] | 66 | 3000 | 386x347x72 mm |  | 220-240V | -40°C to +35°C | 5 years |  |  |  | 70 |  | 3000 | 5160 |  |  |  | L80 > 218000h |  | 109 |  |  | 9 | N | 25 °C | < 10% at 100.000 hours | No Built-in accessory | Phased-out | 730/559 | CIE(x=0.43. y=0.403) 5SDCM | Class1. Class2 | IK09 | [11 empty] | dimmable
TBD | SLBT/3/F/F/47/30 | image | datasheet | deeplink | TUNGSRAM - SLBt - 5110lm - 47W - 3000K - 70CRI - TBD[SKU] - side 35-60mm and post 42-76mm | 5 | side 35-60mm and post 42-76mm | LED | 1 | 47 | YES |  |  |  |  | -40°C to +35°C | CE;ENEC |  | CE & ENEC | [6 empty] | 66 | 3000 | 386x347x72 mm |  | 220-240V | -40°C to +35°C | 5 years |  |  |  | 70 |  | 3000 | 5110 |  |  |  | L80 > 218000h |  | 108 |  |  | 9 | F | 25 °C | < 10% at 100.000 hours | No Built-in accessory | Phased-out | 730/559 | CIE(x=0.43. y=0.403) 5SDCM | Class1. Class2 | IK09 | [11 empty] | dimmable
TBD | SLBT/3/F/T/47/30 | image | datasheet | deeplink | TUNGSRAM - SLBt - 5210lm - 47W - 3000K - 70CRI - TBD[SKU] - side 35-60mm and post 42-76mm | 5 | side 35-60mm and post 42-76mm | LED | 1 | 47 | YES |  |  |  |  | -40°C to +35°C | CE;ENEC |  | CE & ENEC | [6 empty] | 66 | 3000 | 386x347x72 mm |  | 220-240V | -40°C to +35°C | 5 years |  |  |  | 70 |  | 3000 | 5210 |  |  |  | L80 > 218000h |  | 110 |  |  | 9 | T | 25 °C | < 10% at 100.000 hours | No Built-in accessory | Phased-out | 730/559 | CIE(x=0.43. y=0.403) 5SDCM | Class1. Class2 | IK09 | [11 empty] | dimmable
TBD | SLBT/3/F/C/47/30 | image | datasheet | deeplink | TUNGSRAM - SLBt - 5000lm - 47W - 3000K - 70CRI - TBD[SKU] - side 35-60mm and post 42-76mm | 5 | side 35-60mm and post 42-76mm | LED | 1 | 47 | YES |  |  |  |  | -40°C to +35°C | CE;ENEC |  | CE & ENEC | [6 empty] | 66 | 3000 | 386x347x72 mm |  | 220-240V | -40°C to +35°C | 5 years |  |  |  | 70 |  | 3000 | 5000 |  |  |  | L80 > 218000h |  | 106 |  |  | 9 | C | 25 °C | < 10% at 100.000 hours | No Built-in accessory | Phased-out | 730/559 | CIE(x=0.43. y=0.403) 5SDCM | Class1. Class2 | IK09 | [11 empty] | dimmable
TBD | SLBT/3/F/P/47/30 | image | datasheet | deeplink | TUNGSRAM - SLBt - 4810lm - 47W - 3000K - 70CRI - TBD[SKU] - side 35-60mm and post 42-76mm | 5 | side 35-60mm and post 42-76mm | LED | 1 | 47 | YES |  |  |  |  | -40°C to +35°C | CE;ENEC |  | CE & ENEC | [6 empty] | 66 | 3000 | 386x347x72 mm |  | 220-240V | -40°C to +35°C | 5 years |  |  |  | 70 |  | 3000 | 4810 |  |  |  | L80 > 218000h |  | 102 |  |  | 9 | P | 25 °C | < 10% at 100.000 hours | No Built-in accessory | Phased-out | 730/559 | CIE(x=0.43. y=0.403) 5SDCM | Class1. Class2 | IK09 | [11 empty] | dimmable
TBD | SLBT/3/F/S/47/30 | image | datasheet | deeplink | TUNGSRAM - SLBt - 4950lm - 47W - 3000K - 70CRI - TBD[SKU] - side 35-60mm and post 42-76mm | 5 | side 35-60mm and post 42-76mm | LED | 1 | 47 | YES |  |  |  |  | -40°C to +35°C | CE;ENEC |  | CE & ENEC | [6 empty] | 66 | 3000 | 386x347x72 mm |  | 220-240V | -40°C to +35°C | 5 years |  |  |  | 70 |  | 3000 | 4950 |  |  |  | L80 > 218000h |  | 105 |  |  | 9 | S | 25 °C | < 10% at 100.000 hours | No Built-in accessory | Phased-out | 730/559 | CIE(x=0.43. y=0.403) 5SDCM | Class1. Class2 | IK09 | [11 empty] | dimmable
TBD | SLBT/3/F/R/47/30 | image | datasheet | deeplink | TUNGSRAM - SLBt - 5060lm - 47W - 3000K - 70CRI - TBD[SKU] - side 35-60mm and post 42-76mm | 5 | side 35-60mm and post 42-76mm |  | 1 | 47 | YES |  |  |  |  | -40°C to +35°C | CE;ENEC |  | CE & ENEC | [6 empty] | 66 | 3000 | 386x347x72 mm |  | 220-240V | -40°C to +35°C | 5 years |  |  |  | 70 |  | 3000 | 5060 |  |  |  | L80 > 218000h |  | 107 |  |  | 9 | R | 25 °C | < 10% at 100.000 hours | No Built-in accessory | Available | 730/559 | CIE(x=0.43. y=0.403) 5SDCM | Class1. Class2 | IK09 | [11 empty] | dimmable
TBD | SLBT/3/F/E2/41/30 | image | datasheet | deeplink | TUNGSRAM - SLBt - 4740lm - 41W - 3000K - 70CRI - TBD[SKU] - side 35-60mm and post 42-76mm | 5 | side 35-60mm and post 42-76mm |  | 1 | 41 | YES |  |  |  |  | -40°C to +35°C | CE;ENEC |  | CE & ENEC | [6 empty] | 66 | 3000 | 386x347x72 mm |  | 220-240V | -40°C to +35°C | 5 years |  |  |  | 70 |  | 3000 | 4740 |  |  |  | L80 > 218000h |  | 115 |  |  | 9 | E2 | 25 °C | < 10% at 100.000 hours | No Built-in accessory | Phased-out | 730/559 | CIE(x=0.43. y=0.403) 5SDCM | Class1. Class2 | IK09 | [11 empty] | dimmable
TBD | SLBT/3/F/F5/41/30 | image | datasheet | deeplink | TUNGSRAM - SLBt - 4700lm - 41W - 3000K - 70CRI - TBD[SKU] - side 35-60mm and post 42-76mm | 5 | side 35-60mm and post 42-76mm |  | 1 | 41 | YES |  |  |  |  | -40°C to +35°C | CE;ENEC |  | CE & ENEC | [6 empty] | 66 | 3000 | 386x347x72 mm |  | 220-240V | -40°C to +35°C | 5 years |  |  |  | 70 |  | 3000 | 4700 |  |  |  | L80 > 218000h |  | 114 |  |  | 9 | F5 | 25 °C | < 10% at 100.000 hours | No Built-in accessory | Available | 730/559 | CIE(x=0.43. y=0.403) 5SDCM | Class1. Class2 | IK09 | [11 empty] | dimmable
TBD | SLBT/3/F/C5/41/30 | image | datasheet | deeplink | TUNGSRAM - SLBt - 4770lm - 41W - 3000K - 70CRI - TBD[SKU] - side 35-60mm and post 42-76mm | 5 | side 35-60mm and post 42-76mm |  | 1 | 41 | YES |  |  |  |  | -40°C to +35°C | CE;ENEC |  | CE & ENEC | [6 empty] | 66 | 3000 | 386x347x72 mm |  | 220-240V | -40°C to +35°C | 5 years |  |  |  | 70 |  | 3000 | 4770 |  |  |  | L80 > 218000h |  | 116 |  |  | 9 | C5 | 25 °C | < 10% at 100.000 hours | No Built-in accessory | Available | 730/559 | CIE(x=0.43. y=0.403) 5SDCM | Class1. Class2 | IK09 | [11 empty] | dimmable
TBD | SLBT/3/F/D/41/30 | image | datasheet | deeplink | TUNGSRAM - SLBt - 4330lm - 41W - 3000K - 70CRI - TBD[SKU] - side 35-60mm and post 42-76mm | 5 | side 35-60mm and post 42-76mm | LED | 1 | 41 | YES |  |  |  |  | -40°C to +35°C | CE;ENEC |  | CE & ENEC | [6 empty] | 66 | 3000 | 386x347x72 mm |  | 220-240V | -40°C to +35°C | 5 years |  |  |  | 70 |  | 3000 | 4330 |  |  |  | L80 > 218000h |  | 105 |  |  | 9 | D | 25 °C | < 10% at 100.000 hours | No Built-in accessory | Phased-out | 730/559 | CIE(x=0.43. y=0.403) 5SDCM | Class1. Class2 | IK09 | [11 empty] | dimmable
TBD | SLBT/3/F/N/41/30 | image | datasheet | deeplink | TUNGSRAM - SLBt - 4530lm - 41W - 3000K - 70CRI - TBD[SKU] - side 35-60mm and post 42-76mm | 5 | side 35-60mm and post 42-76mm | LED | 1 | 41 | YES |  |  |  |  | -40°C to +35°C | CE;ENEC |  | CE & ENEC | [6 empty] | 66 | 3000 | 386x347x72 mm |  | 220-240V | -40°C to +35°C | 5 years |  |  |  | 70 |  | 3000 | 4530 |  |  |  | L80 > 218000h |  | 110 |  |  | 9 | N | 25 °C | < 10% at 100.000 hours | No Built-in accessory | Phased-out | 730/559 | CIE(x=0.43. y=0.403) 5SDCM | Class1. Class2 | IK09 | [11 empty] | dimmable
TBD | SLBT/3/F/F/41/30 | image | datasheet | deeplink | TUNGSRAM - SLBt - 4490lm - 41W - 3000K - 70CRI - TBD[SKU] - side 35-60mm and post 42-76mm | 5 | side 35-60mm and post 42-76mm | LED | 1 | 41 | YES |  |  |  |  | -40°C to +35°C | CE;ENEC |  | CE & ENEC | [6 empty] | 66 | 3000 | 386x347x72 mm |  | 220-240V | -40°C to +35°C | 5 years |  |  |  | 70 |  | 3000 | 4490 |  |  |  | L80 > 218000h |  | 109 |  |  | 9 | F | 25 °C | < 10% at 100.000 hours | No Built-in accessory | Phased-out | 730/559 | CIE(x=0.43. y=0.403) 5SDCM | Class1. Class2 | IK09 | [11 empty] | dimmable
TBD | SLBT/3/F/T/41/30 | image | datasheet | deeplink | TUNGSRAM - SLBt - 4570lm - 41W - 3000K - 70CRI - TBD[SKU] - side 35-60mm and post 42-76mm | 5 | side 35-60mm and post 42-76mm | LED | 1 | 41 | YES |  |  |  |  | -40°C to +35°C | CE;ENEC |  | CE & ENEC | [6 empty] | 66 | 3000 | 386x347x72 mm |  | 220-240V | -40°C to +35°C | 5 years |  |  |  | 70 |  | 3000 | 4570 |  |  |  | L80 > 218000h |  | 111 |  |  | 9 | T | 25 °C | < 10% at 100.000 hours | No Built-in accessory | Phased-out | 730/559 | CIE(x=0.43. y=0.403) 5SDCM | Class1. Class2 | IK09 | [11 empty] | dimmable
TBD | SLBT/3/F/C/41/30 | image | datasheet | deeplink | TUNGSRAM - SLBt - 4400lm - 41W - 3000K - 70CRI - TBD[SKU] - side 35-60mm and post 42-76mm | 5 | side 35-60mm and post 42-76mm | LED | 1 | 41 | YES |  |  |  |  | -40°C to +35°C | CE;ENEC |  | CE & ENEC | [6 empty] | 66 | 3000 | 386x347x72 mm |  | 220-240V | -40°C to +35°C | 5 years |  |  |  | 70 |  | 3000 | 4400 |  |  |  | L80 > 218000h |  | 107 |  |  | 9 | C | 25 °C | < 10% at 100.000 hours | No Built-in accessory | Phased-out | 730/559 | CIE(x=0.43. y=0.403) 5SDCM | Class1. Class2 | IK09 | [11 empty] | dimmable
TBD | SLBT/3/F/P/41/30 | image | datasheet | deeplink | TUNGSRAM - SLBt - 4220lm - 41W - 3000K - 70CRI - TBD[SKU] - side 35-60mm and post 42-76mm | 5 | side 35-60mm and post 42-76mm | LED | 1 | 41 | YES |  |  |  |  | -40°C to +35°C | CE;ENEC |  | CE & ENEC | [6 empty] | 66 | 3000 | 386x347x72 mm |  | 220-240V | -40°C to +35°C | 5 years |  |  |  | 70 |  | 3000 | 4220 |  |  |  | L80 > 218000h |  | 102 |  |  | 9 | P | 25 °C | < 10% at 100.000 hours | No Built-in accessory | Phased-out | 730/559 | CIE(x=0.43. y=0.403) 5SDCM | Class1. Class2 | IK09 | [11 empty] | dimmable
TBD | SLBT/3/F/S/41/30 | image | datasheet | deeplink | TUNGSRAM - SLBt - 4350lm - 41W - 3000K - 70CRI - TBD[SKU] - side 35-60mm and post 42-76mm | 5 | side 35-60mm and post 42-76mm | LED | 1 | 41 | YES |  |  |  |  | -40°C to +35°C | CE;ENEC |  | CE & ENEC | [6 empty] | 66 | 3000 | 386x347x72 mm |  | 220-240V | -40°C to +35°C | 5 years |  |  |  | 70 |  | 3000 | 4350 |  |  |  | L80 > 218000h |  | 106 |  |  | 9 | S | 25 °C | < 10% at 100.000 hours | No Built-in accessory | Phased-out | 730/559 | CIE(x=0.43. y=0.403) 5SDCM | Class1. Class2 | IK09 | [11 empty] | dimmable
TBD | SLBT/3/F/R/41/30 | image | datasheet | deeplink | TUNGSRAM - SLBt - 4450lm - 41W - 3000K - 70CRI - TBD[SKU] - side 35-60mm and post 42-76mm | 5 | side 35-60mm and post 42-76mm |  | 1 | 41 | YES |  |  |  |  | -40°C to +35°C | CE;ENEC |  | CE & ENEC | [6 empty] | 66 | 3000 | 386x347x72 mm |  | 220-240V | -40°C to +35°C | 5 years |  |  |  | 70 |  | 3000 | 4450 |  |  |  | L80 > 218000h |  | 108 |  |  | 9 | R | 25 °C | < 10% at 100.000 hours | No Built-in accessory | Phased-out | 730/559 | CIE(x=0.43. y=0.403) 5SDCM | Class1. Class2 | IK09 | [11 empty] | dimmable
TBD | SLBT/3/F/E2/35/30 | image | datasheet | deeplink | TUNGSRAM - SLBt - 4020lm - 35W - 3000K - 70CRI - TBD[SKU] - side 35-60mm and post 42-76mm | 5 | side 35-60mm and post 42-76mm |  | 1 | 35 | YES |  |  |  |  | -40°C to +35°C | CE;ENEC |  | CE & ENEC | [6 empty] | 66 | 3000 | 386x347x72 mm |  | 220-240V | -40°C to +35°C | 5 years |  |  |  | 70 |  | 3000 | 4020 |  |  |  | L80 > 218000h |  | 114 |  |  | 9 | E2 | 25 °C | < 10% at 100.000 hours | No Built-in accessory | Available | 730/559 | CIE(x=0.43. y=0.403) 5SDCM | Class1. Class2 | IK09 | [11 empty] | dimmable
TBD | SLBT/3/F/F5/35/30 | image | datasheet | deeplink | TUNGSRAM - SLBt - 3990lm - 35W - 3000K - 70CRI - TBD[SKU] - side 35-60mm and post 42-76mm | 5 | side 35-60mm and post 42-76mm |  | 1 | 35 | YES |  |  |  |  | -40°C to +35°C | CE;ENEC |  | CE & ENEC | [6 empty] | 66 | 3000 | 386x347x72 mm |  | 220-240V | -40°C to +35°C | 5 years |  |  |  | 70 |  | 3000 | 3990 |  |  |  | L80 > 218000h |  | 114 |  |  | 9 | F5 | 25 °C | < 10% at 100.000 hours | No Built-in accessory | Available | 730/559 | CIE(x=0.43. y=0.403) 5SDCM | Class1. Class2 | IK09 | [11 empty] | dimmable
TBD | SLBT/3/F/C5/35/30 | image | datasheet | deeplink | TUNGSRAM - SLBt - 4050lm - 35W - 3000K - 70CRI - TBD[SKU] - side 35-60mm and post 42-76mm | 5 | side 35-60mm and post 42-76mm |  | 1 | 35 | YES |  |  |  |  | -40°C to +35°C | CE;ENEC |  | CE & ENEC | [6 empty] | 66 | 3000 | 386x347x72 mm |  | 220-240V | -40°C to +35°C | 5 years |  |  |  | 70 |  | 3000 | 4050 |  |  |  | L80 > 218000h |  | 115 |  |  | 9 | C5 | 25 °C | < 10% at 100.000 hours | No Built-in accessory | Available | 730/559 | CIE(x=0.43. y=0.403) 5SDCM | Class1. Class2 | IK09 | [11 empty] | dimmable
TBD | SLBT/3/F/D/35/30 | image | datasheet | deeplink | TUNGSRAM - SLBt - 3680lm - 35W - 3000K - 70CRI - TBD[SKU] - side 35-60mm and post 42-76mm | 5 | side 35-60mm and post 42-76mm |  | 1 | 35 | YES |  |  |  |  | -40°C to +35°C | CE;ENEC |  | CE & ENEC | [6 empty] | 66 | 3000 | 386x347x72 mm |  | 220-240V | -40°C to +35°C | 5 years |  |  |  | 70 |  | 3000 | 3680 |  |  |  | L80 > 218000h |  | 105 |  |  | 9 | D | 25 °C | < 10% at 100.000 hours | No Built-in accessory | Phased-out | 730/559 | CIE(x=0.43. y=0.403) 5SDCM | Class1. Class2 | IK09 | [11 empty] | dimmable
TBD | SLBT/3/F/N/35/30 | image | datasheet | deeplink | TUNGSRAM - SLBt - 3840lm - 35W - 3000K - 70CRI - TBD[SKU] - side 35-60mm and post 42-76mm | 5 | side 35-60mm and post 42-76mm |  | 1 | 35 | YES |  |  |  |  | -40°C to +35°C | CE;ENEC |  | CE & ENEC | [6 empty] | 66 | 3000 | 386x347x72 mm |  | 220-240V | -40°C to +35°C | 5 years |  |  |  | 70 |  | 3000 | 3840 |  |  |  | L80 > 218000h |  | 109 |  |  | 9 | N | 25 °C | < 10% at 100.000 hours | No Built-in accessory | Phased-out | 730/559 | CIE(x=0.43. y=0.403) 5SDCM | Class1. Class2 | IK09 | [11 empty] | dimmable
TBD | SLBT/3/F/F/35/30 | image | datasheet | deeplink | TUNGSRAM - SLBt - 3800lm - 35W - 3000K - 70CRI - TBD[SKU] - side 35-60mm and post 42-76mm | 5 | side 35-60mm and post 42-76mm |  | 1 | 35 | YES |  |  |  |  | -40°C to +35°C | CE;ENEC |  | CE & ENEC | [6 empty] | 66 | 3000 | 386x347x72 mm |  | 220-240V | -40°C to +35°C | 5 years |  |  |  | 70 |  | 3000 | 3800 |  |  |  | L80 > 218000h |  | 108 |  |  | 9 | F | 25 °C | < 10% at 100.000 hours | No Built-in accessory | Phased-out | 730/559 | CIE(x=0.43. y=0.403) 5SDCM | Class1. Class2 | IK09 | [11 empty] | dimmable
TBD | SLBT/3/F/T/35/30 | image | datasheet | deeplink | TUNGSRAM - SLBt - 3880lm - 35W - 3000K - 70CRI - TBD[SKU] - side 35-60mm and post 42-76mm | 5 | side 35-60mm and post 42-76mm |  | 1 | 35 | YES |  |  |  |  | -40°C to +35°C | CE;ENEC |  | CE & ENEC | [6 empty] | 66 | 3000 | 386x347x72 mm |  | 220-240V | -40°C to +35°C | 5 years |  |  |  | 70 |  | 3000 | 3880 |  |  |  | L80 > 218000h |  | 110 |  |  | 9 | T | 25 °C | < 10% at 100.000 hours | No Built-in accessory | Phased-out | 730/559 | CIE(x=0.43. y=0.403) 5SDCM | Class1. Class2 | IK09 | [11 empty] | dimmable
TBD | SLBT/3/F/C/35/30 | image | datasheet | deeplink | TUNGSRAM - SLBt - 3740lm - 35W - 3000K - 70CRI - TBD[SKU] - side 35-60mm and post 42-76mm | 5 | side 35-60mm and post 42-76mm | LED | 1 | 35 | YES |  |  |  |  | -40°C to +35°C | CE;ENEC |  | CE & ENEC | [6 empty] | 66 | 3000 | 386x347x72 mm |  | 220-240V | -40°C to +35°C | 5 years |  |  |  | 70 |  | 3000 | 3740 |  |  |  | L80 > 218000h |  | 106 |  |  | 9 | C | 25 °C | < 10% at 100.000 hours | No Built-in accessory | Phased-out | 730/559 | CIE(x=0.43. y=0.403) 5SDCM | Class1. Class2 | IK09 | [11 empty] | dimmable
TBD | SLBT/3/F/P/35/30 | image | datasheet | deeplink | TUNGSRAM - SLBt - 3590lm - 35W - 3000K - 70CRI - TBD[SKU] - side 35-60mm and post 42-76mm | 5 | side 35-60mm and post 42-76mm |  | 1 | 35 | YES |  |  |  |  | -40°C to +35°C | CE;ENEC |  | CE & ENEC | [6 empty] | 66 | 3000 | 386x347x72 mm |  | 220-240V | -40°C to +35°C | 5 years |  |  |  | 70 |  | 3000 | 3590 |  |  |  | L80 > 218000h |  | 102 |  |  | 9 | P | 25 °C | < 10% at 100.000 hours | No Built-in accessory | Phased-out | 730/559 | CIE(x=0.43. y=0.403) 5SDCM | Class1. Class2 | IK09 | [11 empty] | dimmable
TBD | SLBT/3/F/S/35/30 | image | datasheet | deeplink | TUNGSRAM - SLBt - 3700lm - 35W - 3000K - 70CRI - TBD[SKU] - side 35-60mm and post 42-76mm | 5 | side 35-60mm and post 42-76mm |  | 1 | 35 | YES |  |  |  |  | -40°C to +35°C | CE;ENEC |  | CE & ENEC | [6 empty] | 66 | 3000 | 386x347x72 mm |  | 220-240V | -40°C to +35°C | 5 years |  |  |  | 70 |  | 3000 | 3700 |  |  |  | L80 > 218000h |  | 105 |  |  | 9 | S | 25 °C | < 10% at 100.000 hours | No Built-in accessory | Phased-out | 730/559 | CIE(x=0.43. y=0.403) 5SDCM | Class1. Class2 | IK09 | [11 empty] | dimmable
TBD | SLBT/3/F/R/35/30 | image | datasheet | deeplink | TUNGSRAM - SLBt - 3770lm - 35W - 3000K - 70CRI - TBD[SKU] - side 35-60mm and post 42-76mm | 5 | side 35-60mm and post 42-76mm |  | 1 | 35 | YES |  |  |  |  | -40°C to +35°C | CE;ENEC |  | CE & ENEC | [6 empty] | 66 | 3000 | 386x347x72 mm |  | 220-240V | -40°C to +35°C | 5 years |  |  |  | 70 |  | 3000 | 3770 |  |  |  | L80 > 218000h |  | 107 |  |  | 9 | R | 25 °C | < 10% at 100.000 hours | No Built-in accessory | Phased-out | 730/559 | CIE(x=0.43. y=0.403) 5SDCM | Class1. Class2 | IK09 | [11 empty] | dimmable
TBD | SLBT/3/F/E2/28/30 | image | datasheet | deeplink | TUNGSRAM - SLBt - 3200lm - 28W - 3000K - 70CRI - TBD[SKU] - side 35-60mm and post 42-76mm | 5 | side 35-60mm and post 42-76mm |  | 1 | 28 | YES |  |  |  |  | -40°C to +35°C | CE;ENEC |  | CE & ENEC | [6 empty] | 66 | 3000 | 386x347x72 mm |  | 220-240V | -40°C to +35°C | 5 years |  |  |  | 70 |  | 3000 | 3200 |  |  |  | L80 > 218000h |  | 114 |  |  | 9 | E2 | 25 °C | < 10% at 100.000 hours | No Built-in accessory | Available | 730/559 | CIE(x=0.43. y=0.403) 5SDCM | Class1. Class2 | IK09 | [11 empty] | dimmable
TBD | SLBT/3/F/F5/28/30 | image | datasheet | deeplink | TUNGSRAM - SLBt - 3170lm - 28W - 3000K - 70CRI - TBD[SKU] - side 35-60mm and post 42-76mm | 5 | side 35-60mm and post 42-76mm | LED | 1 | 28 | YES |  |  |  |  | -40°C to +35°C | CE;ENEC |  | CE & ENEC | [6 empty] | 66 | 3000 | 386x347x72 mm |  | 220-240V | -40°C to +35°C | 5 years |  |  |  | 70 |  | 3000 | 3170 |  |  |  | L80 > 218000h |  | 113 |  |  | 9 | F5 | 25 °C | < 10% at 100.000 hours | No Built-in accessory | Available | 730/559 | CIE(x=0.43. y=0.403) 5SDCM | Class1. Class2 | IK09 | [11 empty] | dimmable
TBD | SLBT/3/F/C5/28/30 | image | datasheet | deeplink | TUNGSRAM - SLBt - 3220lm - 28W - 3000K - 70CRI - TBD[SKU] - side 35-60mm and post 42-76mm | 5 | side 35-60mm and post 42-76mm |  | 1 | 28 | YES |  |  |  |  | -40°C to +35°C | CE;ENEC |  | CE & ENEC | [6 empty] | 66 | 3000 | 386x347x72 mm |  | 220-240V | -40°C to +35°C | 5 years |  |  |  | 70 |  | 3000 | 3220 |  |  |  | L80 > 218000h |  | 115 |  |  | 9 | C5 | 25 °C | < 10% at 100.000 hours | No Built-in accessory | Available | 730/559 | CIE(x=0.43. y=0.403) 5SDCM | Class1. Class2 | IK09 | [11 empty] | dimmable
TBD | SLBT/3/F/D/28/30 | image | datasheet | deeplink | TUNGSRAM - SLBt - 2930lm - 28W - 3000K - 70CRI - TBD[SKU] - side 35-60mm and post 42-76mm | 5 | side 35-60mm and post 42-76mm |  | 1 | 28 | YES |  |  |  |  | -40°C to +35°C | CE;ENEC |  | CE & ENEC | [6 empty] | 66 | 3000 | 386x347x72 mm |  | 220-240V | -40°C to +35°C | 5 years |  |  |  | 70 |  | 3000 | 2930 |  |  |  | L80 > 218000h |  | 104 |  |  | 9 | D | 25 °C | < 10% at 100.000 hours | No Built-in accessory | Phased-out | 730/559 | CIE(x=0.43. y=0.403) 5SDCM | Class1. Class2 | IK09 | [11 empty] | dimmable
TBD | SLBT/3/F/N/28/30 | image | datasheet | deeplink | TUNGSRAM - SLBt - 3060lm - 28W - 3000K - 70CRI - TBD[SKU] - side 35-60mm and post 42-76mm | 5 | side 35-60mm and post 42-76mm | LED | 1 | 28 | YES |  |  |  |  | -40°C to +35°C | CE;ENEC |  | CE & ENEC | [6 empty] | 66 | 3000 | 386x347x72 mm |  | 220-240V | -40°C to +35°C | 5 years |  |  |  | 70 |  | 3000 | 3060 |  |  |  | L80 > 218000h |  | 109 |  |  | 9 | N | 25 °C | < 10% at 100.000 hours | No Built-in accessory | Phased-out | 730/559 | CIE(x=0.43. y=0.403) 5SDCM | Class1. Class2 | IK09 | [11 empty] | dimmable
TBD | SLBT/3/F/F/28/30 | image | datasheet | deeplink | TUNGSRAM - SLBt - 3030lm - 28W - 3000K - 70CRI - TBD[SKU] - side 35-60mm and post 42-76mm | 5 | side 35-60mm and post 42-76mm | LED | 1 | 28 | YES |  |  |  |  | -40°C to +35°C | CE;ENEC |  | CE & ENEC | [6 empty] | 66 | 3000 | 386x347x72 mm |  | 220-240V | -40°C to +35°C | 5 years |  |  |  | 70 |  | 3000 | 3030 |  |  |  | L80 > 218000h |  | 108 |  |  | 9 | F | 25 °C | < 10% at 100.000 hours | No Built-in accessory | Phased-out | 730/559 | CIE(x=0.43. y=0.403) 5SDCM | Class1. Class2 | IK09 | [11 empty] | dimmable
TBD | SLBT/3/F/T/28/30 | image | datasheet | deeplink | TUNGSRAM - SLBt - 3090lm - 28W - 3000K - 70CRI - TBD[SKU] - side 35-60mm and post 42-76mm | 5 | side 35-60mm and post 42-76mm | LED | 1 | 28 | YES |  |  |  |  | -40°C to +35°C | CE;ENEC |  | CE & ENEC | [6 empty] | 66 | 3000 | 386x347x72 mm |  | 220-240V | -40°C to +35°C | 5 years |  |  |  | 70 |  | 3000 | 3090 |  |  |  | L80 > 218000h |  | 110 |  |  | 9 | T | 25 °C | < 10% at 100.000 hours | No Built-in accessory | Phased-out | 730/559 | CIE(x=0.43. y=0.403) 5SDCM | Class1. Class2 | IK09 | [11 empty] | dimmable
TBD | SLBT/3/F/C/28/30 | image | datasheet | deeplink | TUNGSRAM - SLBt - 2970lm - 28W - 3000K - 70CRI - TBD[SKU] - side 35-60mm and post 42-76mm | 5 | side 35-60mm and post 42-76mm | LED | 1 | 28 | YES |  |  |  |  | -40°C to +35°C | CE;ENEC |  | CE & ENEC | [6 empty] | 66 | 3000 | 386x347x72 mm |  | 220-240V | -40°C to +35°C | 5 years |  |  |  | 70 |  | 3000 | 2970 |  |  |  | L80 > 218000h |  | 106 |  |  | 9 | C | 25 °C | < 10% at 100.000 hours | No Built-in accessory | Phased-out | 730/559 | CIE(x=0.43. y=0.403) 5SDCM | Class1. Class2 | IK09 | [11 empty] | dimmable
TBD | SLBT/3/F/P/28/30 | image | datasheet | deeplink | TUNGSRAM - SLBt - 2850lm - 28W - 3000K - 70CRI - TBD[SKU] - side 35-60mm and post 42-76mm | 5 | side 35-60mm and post 42-76mm | LED | 1 | 28 | YES |  |  |  |  | -40°C to +35°C | CE;ENEC |  | CE & ENEC | [6 empty] | 66 | 3000 | 386x347x72 mm |  | 220-240V | -40°C to +35°C | 5 years |  |  |  | 70 |  | 3000 | 2850 |  |  |  | L80 > 218000h |  | 101 |  |  | 9 | P | 25 °C | < 10% at 100.000 hours | No Built-in accessory | Phased-out | 730/559 | CIE(x=0.43. y=0.403) 5SDCM | Class1. Class2 | IK09 | [11 empty] | dimmable
TBD | SLBT/3/F/S/28/30 | image | datasheet | deeplink | TUNGSRAM - SLBt - 2940lm - 28W - 3000K - 70CRI - TBD[SKU] - side 35-60mm and post 42-76mm | 5 | side 35-60mm and post 42-76mm | LED | 1 | 28 | YES |  |  |  |  | -40°C to +35°C | CE;ENEC |  | CE & ENEC | [6 empty] | 66 | 3000 | 386x347x72 mm |  | 220-240V | -40°C to +35°C | 5 years |  |  |  | 70 |  | 3000 | 2940 |  |  |  | L80 > 218000h |  | 105 |  |  | 9 | S | 25 °C | < 10% at 100.000 hours | No Built-in accessory | Phased-out | 730/559 | CIE(x=0.43. y=0.403) 5SDCM | Class1. Class2 | IK09 | [11 empty] | dimmable
TBD | SLBT/3/F/R/28/30 | image | datasheet | deeplink | TUNGSRAM - SLBt - 3000lm - 28W - 3000K - 70CRI - TBD[SKU] - side 35-60mm and post 42-76mm | 5 | side 35-60mm and post 42-76mm |  | 1 | 28 | YES |  |  |  |  | -40°C to +35°C | CE;ENEC |  | CE & ENEC | [6 empty] | 66 | 3000 | 386x347x72 mm |  | 220-240V | -40°C to +35°C | 5 years |  |  |  | 70 |  | 3000 | 3000 |  |  |  | L80 > 218000h |  | 107 |  |  | 9 | R | 25 °C | < 10% at 100.000 hours | No Built-in accessory | Phased-out | 730/559 | CIE(x=0.43. y=0.403) 5SDCM | Class1. Class2 | IK09 | [11 empty] | dimmable
TBD | SLBT/3/F/E2/19/30 | image | datasheet | deeplink | TUNGSRAM - SLBt - 2220lm - 19W - 3000K - 70CRI - TBD[SKU] - side 35-60mm and post 42-76mm | 5 | side 35-60mm and post 42-76mm |  | 1 | 19 | YES |  |  |  |  | -40°C to +35°C | CE;ENEC |  | CE & ENEC | [6 empty] | 66 | 3000 | 386x347x72 mm |  | 220-240V | -40°C to +35°C | 5 years |  |  |  | 70 |  | 3000 | 2220 |  |  |  | L80 > 218000h |  | 116 |  |  | 9 | E2 | 25 °C | < 10% at 100.000 hours | No Built-in accessory | Available | 730/559 | CIE(x=0.43. y=0.403) 5SDCM | Class1. Class2 | IK09 | [11 empty] | dimmable
TBD | SLBT/3/F/F5/19/30 | image | datasheet | deeplink | TUNGSRAM - SLBt - 2200lm - 19W - 3000K - 70CRI - TBD[SKU] - side 35-60mm and post 42-76mm | 5 | side 35-60mm and post 42-76mm |  | 1 | 19 | YES |  |  |  |  | -40°C to +35°C | CE;ENEC |  | CE & ENEC | [6 empty] | 66 | 3000 | 386x347x72 mm |  | 220-240V | -40°C to +35°C | 5 years |  |  |  | 70 |  | 3000 | 2200 |  |  |  | L80 > 218000h |  | 115 |  |  | 9 | F5 | 25 °C | < 10% at 100.000 hours | No Built-in accessory | Available | 730/559 | CIE(x=0.43. y=0.403) 5SDCM | Class1. Class2 | IK09 | [11 empty] | dimmable
TBD | SLBT/3/F/C5/19/30 | image | datasheet | deeplink | TUNGSRAM - SLBt - 2230lm - 19W - 3000K - 70CRI - TBD[SKU] - side 35-60mm and post 42-76mm | 5 | side 35-60mm and post 42-76mm |  | 1 | 19 | YES |  |  |  |  | -40°C to +35°C | CE;ENEC |  | CE & ENEC | [6 empty] | 66 | 3000 | 386x347x72 mm |  | 220-240V | -40°C to +35°C | 5 years |  |  |  | 70 |  | 3000 | 2230 |  |  |  | L80 > 218000h |  | 117 |  |  | 9 | C5 | 25 °C | < 10% at 100.000 hours | No Built-in accessory | Available | 730/559 | CIE(x=0.43. y=0.403) 5SDCM | Class1. Class2 | IK09 | [11 empty] | dimmable
TBD | SLBT/3/F/D/19/30 | image | datasheet | deeplink | TUNGSRAM - SLBt - 2020lm - 19W - 3000K - 70CRI - TBD[SKU] - side 35-60mm and post 42-76mm | 5 | side 35-60mm and post 42-76mm | LED | 1 | 19 | YES |  |  |  |  | -40°C to +35°C | CE;ENEC |  | CE & ENEC | [6 empty] | 66 | 3000 | 386x347x72 mm |  | 220-240V | -40°C to +35°C | 5 years |  |  |  | 70 |  | 3000 | 2020 |  |  |  | L80 > 218000h |  | 106 |  |  | 9 | D | 25 °C | < 10% at 100.000 hours | No Built-in accessory | Phased-out | 730/559 | CIE(x=0.43. y=0.403) 5SDCM | Class1. Class2 | IK09 | [11 empty] | dimmable
TBD | SLBT/3/F/N/19/30 | image | datasheet | deeplink | TUNGSRAM - SLBt - 2120lm - 19W - 3000K - 70CRI - TBD[SKU] - side 35-60mm and post 42-76mm | 5 | side 35-60mm and post 42-76mm | LED | 1 | 19 | YES |  |  |  |  | -40°C to +35°C | CE;ENEC |  | CE & ENEC | [6 empty] | 66 | 3000 | 386x347x72 mm |  | 220-240V | -40°C to +35°C | 5 years |  |  |  | 70 |  | 3000 | 2120 |  |  |  | L80 > 218000h |  | 111 |  |  | 9 | N | 25 °C | < 10% at 100.000 hours | No Built-in accessory | Phased-out | 730/559 | CIE(x=0.43. y=0.403) 5SDCM | Class1. Class2 | IK09 | [11 empty] | dimmable
TBD | SLBT/3/F/F/19/30 | image | datasheet | deeplink | TUNGSRAM - SLBt - 2100lm - 19W - 3000K - 70CRI - TBD[SKU] - side 35-60mm and post 42-76mm | 5 | side 35-60mm and post 42-76mm |  | 1 | 19 | YES |  |  |  |  | -40°C to +35°C | CE;ENEC |  | CE & ENEC | [6 empty] | 66 | 3000 | 386x347x72 mm |  | 220-240V | -40°C to +35°C | 5 years |  |  |  | 70 |  | 3000 | 2100 |  |  |  | L80 > 218000h |  | 110 |  |  | 9 | F | 25 °C | < 10% at 100.000 hours | No Built-in accessory | Phased-out | 730/559 | CIE(x=0.43. y=0.403) 5SDCM | Class1. Class2 | IK09 | [11 empty] | dimmable
TBD | SLBT/3/F/T/19/30 | image | datasheet | deeplink | TUNGSRAM - SLBt - 2140lm - 19W - 3000K - 70CRI - TBD[SKU] - side 35-60mm and post 42-76mm | 5 | side 35-60mm and post 42-76mm |  | 1 | 19 | YES |  |  |  |  | -40°C to +35°C | CE;ENEC |  | CE & ENEC | [6 empty] | 66 | 3000 | 386x347x72 mm |  | 220-240V | -40°C to +35°C | 5 years |  |  |  | 70 |  | 3000 | 2140 |  |  |  | L80 > 218000h |  | 112 |  |  | 9 | T | 25 °C | < 10% at 100.000 hours | No Built-in accessory | Phased-out | 730/559 | CIE(x=0.43. y=0.403) 5SDCM | Class1. Class2 | IK09 | [11 empty] | dimmable
TBD | SLBT/3/F/C/19/30 | image | datasheet | deeplink | TUNGSRAM - SLBt - 2050lm - 19W - 3000K - 70CRI - TBD[SKU] - side 35-60mm and post 42-76mm | 5 | side 35-60mm and post 42-76mm | LED | 1 | 19 | YES |  |  |  |  | -40°C to +35°C | CE;ENEC |  | CE & ENEC | [6 empty] | 66 | 3000 | 386x347x72 mm |  | 220-240V | -40°C to +35°C | 5 years |  |  |  | 70 |  | 3000 | 2050 |  |  |  | L80 > 218000h |  | 107 |  |  | 9 | C | 25 °C | < 10% at 100.000 hours | No Built-in accessory | Phased-out | 730/559 | CIE(x=0.43. y=0.403) 5SDCM | Class1. Class2 | IK09 | [11 empty] | dimmable
TBD | SLBT/3/F/P/19/30 | image | datasheet | deeplink | TUNGSRAM - SLBt - 1970lm - 19W - 3000K - 70CRI - TBD[SKU] - side 35-60mm and post 42-76mm | 5 | side 35-60mm and post 42-76mm | LED | 1 | 19 | YES |  |  |  |  | -40°C to +35°C | CE;ENEC |  | CE & ENEC | [6 empty] | 66 | 3000 | 386x347x72 mm |  | 220-240V | -40°C to +35°C | 5 years |  |  |  | 70 |  | 3000 | 1970 |  |  |  | L80 > 218000h |  | 103 |  |  | 9 | P | 25 °C | < 10% at 100.000 hours | No Built-in accessory | Phased-out | 730/559 | CIE(x=0.43. y=0.403) 5SDCM | Class1. Class2 | IK09 | [11 empty] | dimmable
TBD | SLBT/3/F/S/19/30 | image | datasheet | deeplink | TUNGSRAM - SLBt - 2030lm - 19W - 3000K - 70CRI - TBD[SKU] - side 35-60mm and post 42-76mm | 5 | side 35-60mm and post 42-76mm | LED | 1 | 19 | YES |  |  |  |  | -40°C to +35°C | CE;ENEC |  | CE & ENEC | [6 empty] | 66 | 3000 | 386x347x72 mm |  | 220-240V | -40°C to +35°C | 5 years |  |  |  | 70 |  | 3000 | 2030 |  |  |  | L80 > 218000h |  | 106 |  |  | 9 | S | 25 °C | < 10% at 100.000 hours | No Built-in accessory | Phased-out | 730/559 | CIE(x=0.43. y=0.403) 5SDCM | Class1. Class2 | IK09 | [11 empty] | dimmable
TBD | SLBT/3/F/R/19/30 | image | datasheet | deeplink | TUNGSRAM - SLBt - 2080lm - 19W - 3000K - 70CRI - TBD[SKU] - side 35-60mm and post 42-76mm | 5 | side 35-60mm and post 42-76mm |  | 1 | 19 | YES |  |  |  |  | -40°C to +35°C | CE;ENEC |  | CE & ENEC | [6 empty] | 66 | 3000 | 386x347x72 mm |  | 220-240V | -40°C to +35°C | 5 years |  |  |  | 70 |  | 3000 | 2080 |  |  |  | L80 > 218000h |  | 109 |  |  | 9 | R | 25 °C | < 10% at 100.000 hours | No Built-in accessory | Phased-out | 730/559 | CIE(x=0.43. y=0.403) 5SDCM | Class1. Class2 | IK09 | [11 empty] | dimmable
TBD | SLBT/3/F/E2/14/30 | image | datasheet | deeplink | TUNGSRAM - SLBt - 1610lm - 14W - 3000K - 70CRI - TBD[SKU] - side 35-60mm and post 42-76mm | 5 | side 35-60mm and post 42-76mm |  | 1 | 14 | YES |  |  |  |  | -40°C to +35°C | CE;ENEC |  | CE & ENEC | [6 empty] | 66 | 3000 | 386x347x72 mm |  | 220-240V | -40°C to +35°C | 5 years |  |  |  | 70 |  | 3000 | 1610 |  |  |  | L80 > 218000h |  | 115 |  |  | 9 | E2 | 25 °C | < 10% at 100.000 hours | No Built-in accessory | Available | 730/559 | CIE(x=0.43. y=0.403) 5SDCM | Class1. Class2 | IK09 | [11 empty] | dimmable
TBD | SLBT/3/F/F5/14/30 | image | datasheet | deeplink | TUNGSRAM - SLBt - 1590lm - 14W - 3000K - 70CRI - TBD[SKU] - side 35-60mm and post 42-76mm | 5 | side 35-60mm and post 42-76mm | LED | 1 | 14 | YES |  |  |  |  | -40°C to +35°C | CE;ENEC |  | CE & ENEC | [6 empty] | 66 | 3000 | 386x347x72 mm |  | 220-240V | -40°C to +35°C | 5 years |  |  |  | 70 |  | 3000 | 1590 |  |  |  | L80 > 218000h |  | 113 |  |  | 9 | F5 | 25 °C | < 10% at 100.000 hours | No Built-in accessory | Available | 730/559 | CIE(x=0.43. y=0.403) 5SDCM | Class1. Class2 | IK09 | [11 empty] | dimmable
TBD | SLBT/3/F/C5/14/30 | image | datasheet | deeplink | TUNGSRAM - SLBt - 1620lm - 14W - 3000K - 70CRI - TBD[SKU] - side 35-60mm and post 42-76mm | 5 | side 35-60mm and post 42-76mm |  | 1 | 14 | YES |  |  |  |  | -40°C to +35°C | CE;ENEC |  | CE & ENEC | [6 empty] | 66 | 3000 | 386x347x72 mm |  | 220-240V | -40°C to +35°C | 5 years |  |  |  | 70 |  | 3000 | 1620 |  |  |  | L80 > 218000h |  | 115 |  |  | 9 | C5 | 25 °C | < 10% at 100.000 hours | No Built-in accessory | Available | 730/559 | CIE(x=0.43. y=0.403) 5SDCM | Class1. Class2 | IK09 | [11 empty] | dimmable
TBD | SLBT/3/F/D/14/30 | image | datasheet | deeplink | TUNGSRAM - SLBt - 1480lm - 14W - 3000K - 70CRI - TBD[SKU] - side 35-60mm and post 42-76mm | 5 | side 35-60mm and post 42-76mm |  | 1 | 14 | YES |  |  |  |  | -40°C to +35°C | CE;ENEC |  | CE & ENEC | [6 empty] | 66 | 3000 | 386x347x72 mm |  | 220-240V | -40°C to +35°C | 5 years |  |  |  | 70 |  | 3000 | 1480 |  |  |  | L80 > 218000h |  | 105 |  |  | 9 | D | 25 °C | < 10% at 100.000 hours | No Built-in accessory | Phased-out | 730/559 | CIE(x=0.43. y=0.403) 5SDCM | Class1. Class2 | IK09 | [11 empty] | dimmable
TBD | SLBT/3/F/N/14/30 | image | datasheet | deeplink | TUNGSRAM - SLBt - 1540lm - 14W - 3000K - 70CRI - TBD[SKU] - side 35-60mm and post 42-76mm | 5 | side 35-60mm and post 42-76mm | LED | 1 | 14 | YES |  |  |  |  | -40°C to +35°C | CE;ENEC |  | CE & ENEC | [6 empty] | 66 | 3000 | 386x347x72 mm |  | 220-240V | -40°C to +35°C | 5 years |  |  |  | 70 |  | 3000 | 1540 |  |  |  | L80 > 218000h |  | 110 |  |  | 9 | N | 25 °C | < 10% at 100.000 hours | No Built-in accessory | Phased-out | 730/559 | CIE(x=0.43. y=0.403) 5SDCM | Class1. Class2 | IK09 | [11 empty] | dimmable
TBD | SLBT/3/F/F/14/30 | image | datasheet | deeplink | TUNGSRAM - SLBt - 1520lm - 14W - 3000K - 70CRI - TBD[SKU] - side 35-60mm and post 42-76mm | 5 | side 35-60mm and post 42-76mm | LED | 1 | 14 | YES |  |  |  |  | -40°C to +35°C | CE;ENEC |  | CE & ENEC | [6 empty] | 66 | 3000 | 386x347x72 mm |  | 220-240V | -40°C to +35°C | 5 years |  |  |  | 70 |  | 3000 | 1520 |  |  |  | L80 > 218000h |  | 108 |  |  | 9 | F | 25 °C | < 10% at 100.000 hours | No Built-in accessory | Phased-out | 730/559 | CIE(x=0.43. y=0.403) 5SDCM | Class1. Class2 | IK09 | [11 empty] | dimmable
TBD | SLBT/3/F/T/14/30 | image | datasheet | deeplink | TUNGSRAM - SLBt - 1550lm - 14W - 3000K - 70CRI - TBD[SKU] - side 35-60mm and post 42-76mm | 5 | side 35-60mm and post 42-76mm | LED | 1 | 14 | YES |  |  |  |  | -40°C to +35°C | CE;ENEC |  | CE & ENEC | [6 empty] | 66 | 3000 | 386x347x72 mm |  | 220-240V | -40°C to +35°C | 5 years |  |  |  | 70 |  | 3000 | 1550 |  |  |  | L80 > 218000h |  | 110 |  |  | 9 | T | 25 °C | < 10% at 100.000 hours | No Built-in accessory | Phased-out | 730/559 | CIE(x=0.43. y=0.403) 5SDCM | Class1. Class2 | IK09 | [11 empty] | dimmable
TBD | SLBT/3/F/C/14/30 | image | datasheet | deeplink | TUNGSRAM - SLBt - 1490lm - 14W - 3000K - 70CRI - TBD[SKU] - side 35-60mm and post 42-76mm | 5 | side 35-60mm and post 42-76mm | LED | 1 | 14 | YES |  |  |  |  | -40°C to +35°C | CE;ENEC |  | CE & ENEC | [6 empty] | 66 | 3000 | 386x347x72 mm |  | 220-240V | -40°C to +35°C | 5 years |  |  |  | 70 |  | 3000 | 1490 |  |  |  | L80 > 218000h |  | 106 |  |  | 9 | C | 25 °C | < 10% at 100.000 hours | No Built-in accessory | Phased-out | 730/559 | CIE(x=0.43. y=0.403) 5SDCM | Class1. Class2 | IK09 | [11 empty] | dimmable
TBD | SLBT/3/F/P/14/30 | image | datasheet | deeplink | TUNGSRAM - SLBt - 1440lm - 14W - 3000K - 70CRI - TBD[SKU] - side 35-60mm and post 42-76mm | 5 | side 35-60mm and post 42-76mm | LED | 1 | 14 | YES |  |  |  |  | -40°C to +35°C | CE;ENEC |  | CE & ENEC | [6 empty] | 66 | 3000 | 386x347x72 mm |  | 220-240V | -40°C to +35°C | 5 years |  |  |  | 70 |  | 3000 | 1440 |  |  |  | L80 > 218000h |  | 102 |  |  | 9 | P | 25 °C | < 10% at 100.000 hours | No Built-in accessory | Phased-out | 730/559 | CIE(x=0.43. y=0.403) 5SDCM | Class1. Class2 | IK09 | [11 empty] | dimmable
TBD | SLBT/3/F/S/14/30 | image | datasheet | deeplink | TUNGSRAM - SLBt - 1480lm - 14W - 3000K - 70CRI - TBD[SKU] - side 35-60mm and post 42-76mm | 5 | side 35-60mm and post 42-76mm |  | 1 | 14 | YES |  |  |  |  | -40°C to +35°C | CE;ENEC |  | CE & ENEC | [6 empty] | 66 | 3000 | 386x347x72 mm |  | 220-240V | -40°C to +35°C | 5 years |  |  |  | 70 |  | 3000 | 1480 |  |  |  | L80 > 218000h |  | 105 |  |  | 9 | S | 25 °C | < 10% at 100.000 hours | No Built-in accessory | Phased-out | 730/559 | CIE(x=0.43. y=0.403) 5SDCM | Class1. Class2 | IK09 | [11 empty] | dimmable
TBD | SLBT/3/F/R/14/30 | image | datasheet | deeplink | TUNGSRAM - SLBt - 1510lm - 14W - 3000K - 70CRI - TBD[SKU] - side 35-60mm and post 42-76mm | 5 | side 35-60mm and post 42-76mm |  | 1 | 14 | YES |  |  |  |  | -40°C to +35°C | CE;ENEC |  | CE & ENEC | [6 empty] | 66 | 3000 | 386x347x72 mm |  | 220-240V | -40°C to +35°C | 5 years |  |  |  | 70 |  | 3000 | 1510 |  |  |  | L80 > 218000h |  | 107 |  |  | 9 | R | 25 °C | < 10% at 100.000 hours | No Built-in accessory | Phased-out | 730/559 | CIE(x=0.43. y=0.403) 5SDCM | Class1. Class2 | IK09 | [11 empty] | dimmable
TBD | SLBT/3/F/E2/70/30 | image | datasheet | deeplink | TUNGSRAM - SLBt - 8000lm - 70W - 3000K - 70CRI - TBD[SKU] - side 35-60mm and post 42-76mm | 5 | side 35-60mm and post 42-76mm |  | 1 | 70 | YES |  |  |  |  | -40°C to +35°C | CE;ENEC |  | CE & ENEC | [6 empty] | 66 | 3000 | 386x347x72 mm |  | 220-240V | -40°C to +35°C | 5 years |  |  |  | 70 |  | 3000 | 8000 |  |  |  | L80 > 218000h |  | 114 |  |  | 9 | E2 | 25 °C | < 10% at 100.000 hours | No Built-in accessory | Available | 730/559 | CIE(x=0.43. y=0.403) 5SDCM | Class1. Class2 | IK09 | [11 empty] | dimmable
TBD | SLBT/3/F/F5/70/30 | image | datasheet | deeplink | TUNGSRAM - SLBt - 7920lm - 70W - 3000K - 70CRI - TBD[SKU] - side 35-60mm and post 42-76mm | 5 | side 35-60mm and post 42-76mm | LED | 1 | 70 | YES |  |  |  |  | -40°C to +35°C | CE;ENEC |  | CE & ENEC | [6 empty] | 66 | 3000 | 386x347x72 mm |  | 220-240V | -40°C to +35°C | 5 years |  |  |  | 70 |  | 3000 | 7920 |  |  |  | L80 > 218000h |  | 113 |  |  | 9 | F5 | 25 °C | < 10% at 100.000 hours | No Built-in accessory | Available | 730/559 | CIE(x=0.43. y=0.403) 5SDCM | Class1. Class2 | IK09 | [11 empty] | dimmable
TBD | SLBT/3/F/C5/70/30 | image | datasheet | deeplink | TUNGSRAM - SLBt - 8060lm - 70W - 3000K - 70CRI - TBD[SKU] - side 35-60mm and post 42-76mm | 5 | side 35-60mm and post 42-76mm |  | 1 | 70 | YES |  |  |  |  | -40°C to +35°C | CE;ENEC |  | CE & ENEC | [6 empty] | 66 | 3000 | 386x347x72 mm |  | 220-240V | -40°C to +35°C | 5 years |  |  |  | 70 |  | 3000 | 8060 |  |  |  | L80 > 218000h |  | 115 |  |  | 9 | C5 | 25 °C | < 10% at 100.000 hours | No Built-in accessory | Available | 730/559 | CIE(x=0.43. y=0.403) 5SDCM | Class1. Class2 | IK09 | [11 empty] | dimmable
TBD | SLBT/3/F/D/70/30 | image | datasheet | deeplink | TUNGSRAM - SLBt - 7310lm - 70W - 3000K - 70CRI - TBD[SKU] - side 35-60mm and post 42-76mm | 5 | side 35-60mm and post 42-76mm | LED | 1 | 70 | YES |  |  |  |  | -40°C to +35°C | CE;ENEC |  | CE & ENEC | [6 empty] | 66 | 3000 | 386x347x72 mm |  | 220-240V | -40°C to +35°C | 5 years |  |  |  | 70 |  | 3000 | 7310 |  |  |  | L80 > 218000h |  | 104 |  |  | 9 | D | 25 °C | < 10% at 100.000 hours | No Built-in accessory | Phased-out | 730/559 | CIE(x=0.43. y=0.403) 5SDCM | Class1. Class2 | IK09 | [11 empty] | dimmable
TBD | SLBT/3/F/N/70/30 | image | datasheet | deeplink | TUNGSRAM - SLBt - 7650lm - 70W - 3000K - 70CRI - TBD[SKU] - side 35-60mm and post 42-76mm | 5 | side 35-60mm and post 42-76mm | LED | 1 | 70 | YES |  |  |  |  | -40°C to +35°C | CE;ENEC |  | CE & ENEC | [6 empty] | 66 | 3000 | 386x347x72 mm |  | 220-240V | -40°C to +35°C | 5 years |  |  |  | 70 |  | 3000 | 7650 |  |  |  | L80 > 218000h |  | 109 |  |  | 9 | N | 25 °C | < 10% at 100.000 hours | No Built-in accessory | Phased-out | 730/559 | CIE(x=0.43. y=0.403) 5SDCM | Class1. Class2 | IK09 | [11 empty] | dimmable
TBD | SLBT/3/F/F/70/30 | image | datasheet | deeplink | TUNGSRAM - SLBt - 7570lm - 70W - 3000K - 70CRI - TBD[SKU] - side 35-60mm and post 42-76mm | 5 | side 35-60mm and post 42-76mm | LED | 1 | 70 | YES |  |  |  |  | -40°C to +35°C | CE;ENEC |  | CE & ENEC | [6 empty] | 66 | 3000 | 386x347x72 mm |  | 220-240V | -40°C to +35°C | 5 years |  |  |  | 70 |  | 3000 | 7570 |  |  |  | L80 > 218000h |  | 108 |  |  | 9 | F | 25 °C | < 10% at 100.000 hours | No Built-in accessory | Phased-out | 730/559 | CIE(x=0.43. y=0.403) 5SDCM | Class1. Class2 | IK09 | [11 empty] | dimmable
TBD | SLBT/3/F/T/70/30 | image | datasheet | deeplink | TUNGSRAM - SLBt - 7730lm - 70W - 3000K - 70CRI - TBD[SKU] - side 35-60mm and post 42-76mm | 5 | side 35-60mm and post 42-76mm | LED | 1 | 70 | YES |  |  |  |  | -40°C to +35°C | CE;ENEC |  | CE & ENEC | [6 empty] | 66 | 3000 | 386x347x72 mm |  | 220-240V | -40°C to +35°C | 5 years |  |  |  | 70 |  | 3000 | 7730 |  |  |  | L80 > 218000h |  | 110 |  |  | 9 | T | 25 °C | < 10% at 100.000 hours | No Built-in accessory | Phased-out | 730/559 | CIE(x=0.43. y=0.403) 5SDCM | Class1. Class2 | IK09 | [11 empty] | dimmable
TBD | SLBT/3/F/C/70/30 | image | datasheet | deeplink | TUNGSRAM - SLBt - 7430lm - 70W - 3000K - 70CRI - TBD[SKU] - side 35-60mm and post 42-76mm | 5 | side 35-60mm and post 42-76mm | LED | 1 | 70 | YES |  |  |  |  | -40°C to +35°C | CE;ENEC |  | CE & ENEC | [6 empty] | 66 | 3000 | 386x347x72 mm |  | 220-240V | -40°C to +35°C | 5 years |  |  |  | 70 |  | 3000 | 7430 |  |  |  | L80 > 218000h |  | 106 |  |  | 9 | C | 25 °C | < 10% at 100.000 hours | No Built-in accessory | Phased-out | 730/559 | CIE(x=0.43. y=0.403) 5SDCM | Class1. Class2 | IK09 | [11 empty] | dimmable
TBD | SLBT/3/F/P/70/30 | image | datasheet | deeplink | TUNGSRAM - SLBt - 7130lm - 70W - 3000K - 70CRI - TBD[SKU] - side 35-60mm and post 42-76mm | 5 | side 35-60mm and post 42-76mm | LED | 1 | 70 | YES |  |  |  |  | -40°C to +35°C | CE;ENEC |  | CE & ENEC | [6 empty] | 66 | 3000 | 386x347x72 mm |  | 220-240V | -40°C to +35°C | 5 years |  |  |  | 70 |  | 3000 | 7130 |  |  |  | L80 > 218000h |  | 101 |  |  | 9 | P | 25 °C | < 10% at 100.000 hours | No Built-in accessory | Phased-out | 730/559 | CIE(x=0.43. y=0.403) 5SDCM | Class1. Class2 | IK09 | [11 empty] | dimmable
TBD | SLBT/3/F/S/70/30 | image | datasheet | deeplink | TUNGSRAM - SLBt - 7350lm - 70W - 3000K - 70CRI - TBD[SKU] - side 35-60mm and post 42-76mm | 5 | side 35-60mm and post 42-76mm | LED | 1 | 70 | YES |  |  |  |  | -40°C to +35°C | CE;ENEC |  | CE & ENEC | [6 empty] | 66 | 3000 | 386x347x72 mm |  | 220-240V | -40°C to +35°C | 5 years |  |  |  | 70 |  | 3000 | 7350 |  |  |  | L80 > 218000h |  | 105 |  |  | 9 | S | 25 °C | < 10% at 100.000 hours | No Built-in accessory | Phased-out | 730/559 | CIE(x=0.43. y=0.403) 5SDCM | Class1. Class2 | IK09 | [11 empty] | dimmable
TBD | SLBT/3/F/R/70/30 | image | datasheet | deeplink | TUNGSRAM - SLBt - 7500lm - 70W - 3000K - 70CRI - TBD[SKU] - side 35-60mm and post 42-76mm | 5 | side 35-60mm and post 42-76mm |  | 1 | 70 | YES |  |  |  |  | -40°C to +35°C | CE;ENEC |  | CE & ENEC | [6 empty] | 66 | 3000 | 386x347x72 mm |  | 220-240V | -40°C to +35°C | 5 years |  |  |  | 70 |  | 3000 | 7500 |  |  |  | L80 > 218000h |  | 107 |  |  | 9 | R | 25 °C | < 10% at 100.000 hours | No Built-in accessory | Phased-out | 730/559 | CIE(x=0.43. y=0.403) 5SDCM | Class1. Class2 | IK09 | [11 empty] | dimmable
TBD | SLBT/3/F/E/55/30 | image | datasheet | deeplink | TUNGSRAM - SLBt - 5460lm - 55W - 3000K - 70CRI - TBD[SKU] - side 35-60mm and post 42-76mm | 5 | side 35-60mm and post 42-76mm | LED | 1 | 55 | YES |  |  |  |  | -40°C to +35°C | CE;ENEC |  | CE & ENEC | [6 empty] | 66 | 3000 | 386x347x72 mm |  | 220-240V | -40°C to +35°C | 5 years |  |  |  | 70 |  | 3000 | 5460 |  |  |  | L80 > 218000h |  | 99 |  |  | 9 | E | 25 °C | < 10% at 100.000 hours | No Built-in accessory | Phased-out | 730/559 | CIE(x=0.43. y=0.403) 5SDCM | Class1. Class2 | IK09 | [11 empty] | dimmable
TBD | SLBT/3/F/E/47/30 | image | datasheet | deeplink | TUNGSRAM - SLBt - 4900lm - 47W - 3000K - 70CRI - TBD[SKU] - side 35-60mm and post 42-76mm | 5 | side 35-60mm and post 42-76mm | LED | 1 | 47 | YES |  |  |  |  | -40°C to +35°C | CE;ENEC |  | CE & ENEC | [6 empty] | 66 | 3000 | 386x347x72 mm |  | 220-240V | -40°C to +35°C | 5 years |  |  |  | 70 |  | 3000 | 4900 |  |  |  | L80 > 218000h |  | 104 |  |  | 9 | E | 25 °C | < 10% at 100.000 hours | No Built-in accessory | Phased-out | 730/559 | CIE(x=0.43. y=0.403) 5SDCM | Class1. Class2 | IK09 | [11 empty] | dimmable
TBD | SLBT/3/F/E/41/30 | image | datasheet | deeplink | TUNGSRAM - SLBt - 4310lm - 41W - 3000K - 70CRI - TBD[SKU] - side 35-60mm and post 42-76mm | 5 | side 35-60mm and post 42-76mm | LED | 1 | 41 | YES |  |  |  |  | -40°C to +35°C | CE;ENEC |  | CE & ENEC | [6 empty] | 66 | 3000 | 386x347x72 mm |  | 220-240V | -40°C to +35°C | 5 years |  |  |  | 70 |  | 3000 | 4310 |  |  |  | L80 > 218000h |  | 105 |  |  | 9 | E | 25 °C | < 10% at 100.000 hours | No Built-in accessory | Phased-out | 730/559 | CIE(x=0.43. y=0.403) 5SDCM | Class1. Class2 | IK09 | [11 empty] | dimmable
TBD | SLBT/3/F/E/35/30 | image | datasheet | deeplink | TUNGSRAM - SLBt - 3660lm - 35W - 3000K - 70CRI - TBD[SKU] - side 35-60mm and post 42-76mm | 5 | side 35-60mm and post 42-76mm |  | 1 | 35 | YES |  |  |  |  | -40°C to +35°C | CE;ENEC |  | CE & ENEC | [6 empty] | 66 | 3000 | 386x347x72 mm |  | 220-240V | -40°C to +35°C | 5 years |  |  |  | 70 |  | 3000 | 3660 |  |  |  | L80 > 218000h |  | 104 |  |  | 9 | E | 25 °C | < 10% at 100.000 hours | No Built-in accessory | Phased-out | 730/559 | CIE(x=0.43. y=0.403) 5SDCM | Class1. Class2 | IK09 | [11 empty] | dimmable
TBD | SLBT/3/F/E/28/30 | image | datasheet | deeplink | TUNGSRAM - SLBt - 2910lm - 28W - 3000K - 70CRI - TBD[SKU] - side 35-60mm and post 42-76mm | 5 | side 35-60mm and post 42-76mm | LED | 1 | 28 | YES |  |  |  |  | -40°C to +35°C | CE;ENEC |  | CE & ENEC | [6 empty] | 66 | 3000 | 386x347x72 mm |  | 220-240V | -40°C to +35°C | 5 years |  |  |  | 70 |  | 3000 | 2910 |  |  |  | L80 > 218000h |  | 103 |  |  | 9 | E | 25 °C | < 10% at 100.000 hours | No Built-in accessory | Phased-out | 730/559 | CIE(x=0.43. y=0.403) 5SDCM | Class1. Class2 | IK09 | [11 empty] | dimmable
TBD | SLBT/3/F/E/19/30 | image | datasheet | deeplink | TUNGSRAM - SLBt - 2010lm - 19W - 3000K - 70CRI - TBD[SKU] - side 35-60mm and post 42-76mm | 5 | side 35-60mm and post 42-76mm | LED | 1 | 19 | YES |  |  |  |  | -40°C to +35°C | CE;ENEC |  | CE & ENEC | [6 empty] | 66 | 3000 | 386x347x72 mm |  | 220-240V | -40°C to +35°C | 5 years |  |  |  | 70 |  | 3000 | 2010 |  |  |  | L80 > 218000h |  | 105 |  |  | 9 | E | 25 °C | < 10% at 100.000 hours | No Built-in accessory | Phased-out | 730/559 | CIE(x=0.43. y=0.403) 5SDCM | Class1. Class2 | IK09 | [11 empty] | dimmable
TBD | SLBT/3/F/E/14/30 | image | datasheet | deeplink | TUNGSRAM - SLBt - 1470lm - 14W - 3000K - 70CRI - TBD[SKU] - side 35-60mm and post 42-76mm | 5 | side 35-60mm and post 42-76mm | LED | 1 | 14 | YES |  |  |  |  | -40°C to +35°C | CE;ENEC |  | CE & ENEC | [6 empty] | 66 | 3000 | 386x347x72 mm |  | 220-240V | -40°C to +35°C | 5 years |  |  |  | 70 |  | 3000 | 1470 |  |  |  | L80 > 218000h |  | 105 |  |  | 9 | E | 25 °C | < 10% at 100.000 hours | No Built-in accessory | Phased-out | 730/559 | CIE(x=0.43. y=0.403) 5SDCM | Class1. Class2 | IK09 | [11 empty] | dimmable
TBD | SLBT/3/F/B/55/30 | image | datasheet | deeplink | TUNGSRAM - SLBt - 5630lm - 55W - 3000K - 70CRI - TBD[SKU] - side 35-60mm and post 42-76mm | 5 | side 35-60mm and post 42-76mm |  | 1 | 55 | YES |  |  |  |  | -40°C to +35°C | CE;ENEC |  | CE & ENEC | [6 empty] | 66 | 3000 | 386x347x72 mm |  | 220-240V | -40°C to +35°C | 5 years |  |  |  | 70 |  | 3000 | 5630 |  |  |  | L80 > 218000h |  | 102 |  |  | 9 | B | 25 °C | < 10% at 100.000 hours | No Built-in accessory | Phased-out | 730/559 | CIE(x=0.43. y=0.403) 5SDCM | Class1. Class2 | IK09 | [11 empty] | dimmable
TBD | SLBT/3/F/B/47/30 | image | datasheet | deeplink | TUNGSRAM - SLBt - 5060lm - 47W - 3000K - 70CRI - TBD[SKU] - side 35-60mm and post 42-76mm | 5 | side 35-60mm and post 42-76mm |  | 1 | 47 | YES |  |  |  |  | -40°C to +35°C | CE;ENEC |  | CE & ENEC | [6 empty] | 66 | 3000 | 386x347x72 mm |  | 220-240V | -40°C to +35°C | 5 years |  |  |  | 70 |  | 3000 | 5060 |  |  |  | L80 > 218000h |  | 107 |  |  | 9 | B | 25 °C | < 10% at 100.000 hours | No Built-in accessory | Phased-out | 730/559 | CIE(x=0.43. y=0.403) 5SDCM | Class1. Class2 | IK09 | [11 empty] | dimmable
TBD | SLBT/3/F/B/41/30 | image | datasheet | deeplink | TUNGSRAM - SLBt - 4450lm - 41W - 3000K - 70CRI - TBD[SKU] - side 35-60mm and post 42-76mm | 5 | side 35-60mm and post 42-76mm |  | 1 | 41 | YES |  |  |  |  | -40°C to +35°C | CE;ENEC |  | CE & ENEC | [6 empty] | 66 | 3000 | 386x347x72 mm |  | 220-240V | -40°C to +35°C | 5 years |  |  |  | 70 |  | 3000 | 4450 |  |  |  | L80 > 218000h |  | 108 |  |  | 9 | B | 25 °C | < 10% at 100.000 hours | No Built-in accessory | Phased-out | 730/559 | CIE(x=0.43. y=0.403) 5SDCM | Class1. Class2 | IK09 | [11 empty] | dimmable
TBD | SLBT/3/F/B/35/30 | image | datasheet | deeplink | TUNGSRAM - SLBt - 3770lm - 35W - 3000K - 70CRI - TBD[SKU] - side 35-60mm and post 42-76mm | 5 | side 35-60mm and post 42-76mm |  | 1 | 35 | YES |  |  |  |  | -40°C to +35°C | CE;ENEC |  | CE & ENEC | [6 empty] | 66 | 3000 | 386x347x72 mm |  | 220-240V | -40°C to +35°C | 5 years |  |  |  | 70 |  | 3000 | 3770 |  |  |  | L80 > 218000h |  | 107 |  |  | 9 | B | 25 °C | < 10% at 100.000 hours | No Built-in accessory | Phased-out | 730/559 | CIE(x=0.43. y=0.403) 5SDCM | Class1. Class2 | IK09 | [11 empty] | dimmable
TBD | SLBT/3/F/B/28/30 | image | datasheet | deeplink | TUNGSRAM - SLBt - 3000lm - 28W - 3000K - 70CRI - TBD[SKU] - side 35-60mm and post 42-76mm | 5 | side 35-60mm and post 42-76mm |  | 1 | 28 | YES |  |  |  |  | -40°C to +35°C | CE;ENEC |  | CE & ENEC | [6 empty] | 66 | 3000 | 386x347x72 mm |  | 220-240V | -40°C to +35°C | 5 years |  |  |  | 70 |  | 3000 | 3000 |  |  |  | L80 > 218000h |  | 107 |  |  | 9 | B | 25 °C | < 10% at 100.000 hours | No Built-in accessory | Phased-out | 730/559 | CIE(x=0.43. y=0.403) 5SDCM | Class1. Class2 | IK09 | [11 empty] | dimmable
TBD | SLBT/3/F/B/19/30 | image | datasheet | deeplink | TUNGSRAM - SLBt - 2080lm - 19W - 3000K - 70CRI - TBD[SKU] - side 35-60mm and post 42-76mm | 5 | side 35-60mm and post 42-76mm |  | 1 | 19 | YES |  |  |  |  | -40°C to +35°C | CE;ENEC |  | CE & ENEC | [6 empty] | 66 | 3000 | 386x347x72 mm |  | 220-240V | -40°C to +35°C | 5 years |  |  |  | 70 |  | 3000 | 2080 |  |  |  | L80 > 218000h |  | 109 |  |  | 9 | B | 25 °C | < 10% at 100.000 hours | No Built-in accessory | Phased-out | 730/559 | CIE(x=0.43. y=0.403) 5SDCM | Class1. Class2 | IK09 | [11 empty] | dimmable
TBD | SLBT/3/F/B/14/30 | image | datasheet | deeplink | TUNGSRAM - SLBt - 1510lm - 14W - 3000K - 70CRI - TBD[SKU] - side 35-60mm and post 42-76mm | 5 | side 35-60mm and post 42-76mm |  | 1 | 14 | YES |  |  |  |  | -40°C to +35°C | CE;ENEC |  | CE & ENEC | [6 empty] | 66 | 3000 | 386x347x72 mm |  | 220-240V | -40°C to +35°C | 5 years |  |  |  | 70 |  | 3000 | 1510 |  |  |  | L80 > 218000h |  | 107 |  |  | 9 | B | 25 °C | < 10% at 100.000 hours | No Built-in accessory | Phased-out | 730/559 | CIE(x=0.43. y=0.403) 5SDCM | Class1. Class2 | IK09 | [11 empty] | dimmable
TBD | SLBT/3/F/E/70/30 | image | datasheet | deeplink | TUNGSRAM - SLBt - 7270lm - 70W - 3000K - 70CRI - TBD[SKU] - side 35-60mm and post 42-76mm | 5 | side 35-60mm and post 42-76mm | LED | 1 | 70 | YES |  |  |  |  | -40°C to +35°C | CE;ENEC |  | CE & ENEC | [6 empty] | 66 | 3000 | 386x347x72 mm |  | 220-240V | -40°C to +35°C | 5 years |  |  |  | 70 |  | 3000 | 7270 |  |  |  | L80 > 218000h |  | 103 |  |  | 9 | E | 25 °C | < 10% at 100.000 hours | No Built-in accessory | Phased-out | 730/559 | CIE(x=0.43. y=0.403) 5SDCM | Class1. Class2 | IK09 | [11 empty] | dimmable
TBD | SLBT/3/F/B/70/30 | image | datasheet | deeplink | TUNGSRAM - SLBt - 7500lm - 70W - 3000K - 70CRI - TBD[SKU] - side 35-60mm and post 42-76mm | 5 | side 35-60mm and post 42-76mm |  | 1 | 70 | YES |  |  |  |  | -40°C to +35°C | CE;ENEC |  | CE & ENEC | [6 empty] | 66 | 3000 | 386x347x72 mm |  | 220-240V | -40°C to +35°C | 5 years |  |  |  | 70 |  | 3000 | 7500 |  |  |  | L80 > 218000h |  | 107 |  |  | 9 | B | 25 °C | < 10% at 100.000 hours | No Built-in accessory | Phased-out | 730/559 | CIE(x=0.43. y=0.403) 5SDCM | Class1. Class2 | IK09 | [11 empty] | dimmable
TBD | SLBT/3/F/D/70/40 | image | datasheet | deeplink | TUNGSRAM - SLBt - 7510lm - 70W - 4000K - 70CRI - TBD[SKU] - side 35-60mm and post 42-76mm | 5 | side 35-60mm and post 42-76mm | LED | 1 | 70 | YES |  |  |  |  | -40°C to +35°C | CE;ENEC |  | CE & ENEC | [6 empty] | 66 | 4000 | 386x347x72 mm |  | 220-240V | -40°C to +35°C | 5 years |  |  |  | 70 |  | 4000 | 7510 |  |  |  | L80 > 218000h |  | 107 |  |  | 9 | D | 25 °C | < 10% at 100.000 hours | No Built-in accessory | Phased-out | 740/559 | CIE(x=0.38. y=0.38) 5SDCM | Class1. Class2 | IK09 | [11 empty] | dimmable
TBD | SLBT/3/F/N/70/40 | image | datasheet | deeplink | TUNGSRAM - SLBt - 7860lm - 70W - 4000K - 70CRI - TBD[SKU] - side 35-60mm and post 42-76mm | 5 | side 35-60mm and post 42-76mm | LED | 1 | 70 | YES |  |  |  |  | -40°C to +35°C | CE;ENEC |  | CE & ENEC | [6 empty] | 66 | 4000 | 386x347x72 mm |  | 220-240V | -40°C to +35°C | 5 years |  |  |  | 70 |  | 4000 | 7860 |  |  |  | L80 > 218000h |  | 112 |  |  | 9 | N | 25 °C | < 10% at 100.000 hours | No Built-in accessory | Phased-out | 740/559 | CIE(x=0.38. y=0.38) 5SDCM | Class1. Class2 | IK09 | [11 empty] | dimmable
TBD | SLBT/3/F/F/70/40 | image | datasheet | deeplink | TUNGSRAM - SLBt - 7780lm - 70W - 4000K - 70CRI - TBD[SKU] - side 35-60mm and post 42-76mm | 5 | side 35-60mm and post 42-76mm | LED | 1 | 70 | YES |  |  |  |  | -40°C to +35°C | CE;ENEC |  | CE & ENEC | [6 empty] | 66 | 4000 | 386x347x72 mm |  | 220-240V | -40°C to +35°C | 5 years |  |  |  | 70 |  | 4000 | 7780 |  |  |  | L80 > 218000h |  | 111 |  |  | 9 | F | 25 °C | < 10% at 100.000 hours | No Built-in accessory | Phased-out | 740/559 | CIE(x=0.38. y=0.38) 5SDCM | Class1. Class2 | IK09 | [11 empty] | dimmable
TBD | SLBT/3/F/T/70/40 | image | datasheet | deeplink | TUNGSRAM - SLBt - 7940lm - 70W - 4000K - 70CRI - TBD[SKU] - side 35-60mm and post 42-76mm | 5 | side 35-60mm and post 42-76mm | LED | 1 | 70 | YES |  |  |  |  | -40°C to +35°C | CE;ENEC |  | CE & ENEC | [6 empty] | 66 | 4000 | 386x347x72 mm |  | 220-240V | -40°C to +35°C | 5 years |  |  |  | 70 |  | 4000 | 7940 |  |  |  | L80 > 218000h |  | 113 |  |  | 9 | T | 25 °C | < 10% at 100.000 hours | No Built-in accessory | Phased-out | 740/559 | CIE(x=0.38. y=0.38) 5SDCM | Class1. Class2 | IK09 | [11 empty] | dimmable
TBD | SLBT/3/F/C/70/40 | image | datasheet | deeplink | TUNGSRAM - SLBt - 7630lm - 70W - 4000K - 70CRI - TBD[SKU] - side 35-60mm and post 42-76mm | 5 | side 35-60mm and post 42-76mm | LED | 1 | 70 | YES |  |  |  |  | -40°C to +35°C | CE;ENEC |  | CE & ENEC | [6 empty] | 66 | 4000 | 386x347x72 mm |  | 220-240V | -40°C to +35°C | 5 years |  |  |  | 70 |  | 4000 | 7630 |  |  |  | L80 > 218000h |  | 109 |  |  | 9 | C | 25 °C | < 10% at 100.000 hours | No Built-in accessory | Phased-out | 740/559 | CIE(x=0.38. y=0.38) 5SDCM | Class1. Class2 | IK09 | [11 empty] | dimmable
TBD | SLBT/3/F/P/70/40 | image | datasheet | deeplink | TUNGSRAM - SLBt - 7330lm - 70W - 4000K - 70CRI - TBD[SKU] - side 35-60mm and post 42-76mm | 5 | side 35-60mm and post 42-76mm | LED | 1 | 70 | YES |  |  |  |  | -40°C to +35°C | CE;ENEC |  | CE & ENEC | [6 empty] | 66 | 4000 | 386x347x72 mm |  | 220-240V | -40°C to +35°C | 5 years |  |  |  | 70 |  | 4000 | 7330 |  |  |  | L80 > 218000h |  | 104 |  |  | 9 | P | 25 °C | < 10% at 100.000 hours | No Built-in accessory | Phased-out | 740/559 | CIE(x=0.38. y=0.38) 5SDCM | Class1. Class2 | IK09 | [11 empty] | dimmable
TBD | SLBT/3/F/S/70/40 | image | datasheet | deeplink | TUNGSRAM - SLBt - 7550lm - 70W - 4000K - 70CRI - TBD[SKU] - side 35-60mm and post 42-76mm | 5 | side 35-60mm and post 42-76mm | LED | 1 | 70 | YES |  |  |  |  | -40°C to +35°C | CE;ENEC |  | CE & ENEC | [6 empty] | 66 | 4000 | 386x347x72 mm |  | 220-240V | -40°C to +35°C | 5 years |  |  |  | 70 |  | 4000 | 7550 |  |  |  | L80 > 218000h |  | 107 |  |  | 9 | S | 25 °C | < 10% at 100.000 hours | No Built-in accessory | Phased-out | 740/559 | CIE(x=0.38. y=0.38) 5SDCM | Class1. Class2 | IK09 | [11 empty] | dimmable
TBD | SLBT/3/F/R/70/40 | image | datasheet | deeplink | TUNGSRAM - SLBt - 7710lm - 70W - 4000K - 70CRI - TBD[SKU] - side 35-60mm and post 42-76mm | 5 | side 35-60mm and post 42-76mm |  | 1 | 70 | YES |  |  |  |  | -40°C to +35°C | CE;ENEC |  | CE & ENEC | [6 empty] | 66 | 4000 | 386x347x72 mm |  | 220-240V | -40°C to +35°C | 5 years |  |  |  | 70 |  | 4000 | 7710 |  |  |  | L80 > 218000h |  | 110 |  |  | 9 | R | 25 °C | < 10% at 100.000 hours | No Built-in accessory | Phased-out | 740/559 | CIE(x=0.38. y=0.38) 5SDCM | Class1. Class2 | IK09 | [11 empty] | dimmable
TBD | SLBT/3/F/B/70/40 | image | datasheet | deeplink | TUNGSRAM - SLBt - 7710lm - 70W - 4000K - 70CRI - TBD[SKU] - side 35-60mm and post 42-76mm | 5 | side 35-60mm and post 42-76mm |  | 1 | 70 | YES |  |  |  |  | -40°C to +35°C | CE;ENEC |  | CE & ENEC | [6 empty] | 66 | 4000 | 386x347x72 mm |  | 220-240V | -40°C to +35°C | 5 years |  |  |  | 70 |  | 4000 | 7710 |  |  |  | L80 > 218000h |  | 110 |  |  | 9 | B | 25 °C | < 10% at 100.000 hours | No Built-in accessory | Phased-out | 740/559 | CIE(x=0.38. y=0.38) 5SDCM | Class1. Class2 | IK09 | [11 empty] | dimmable
TBD | SLBT/3/F/D/55/40 | image | datasheet | deeplink | TUNGSRAM - SLBt - 5640lm - 55W - 4000K - 70CRI - TBD[SKU] - side 35-60mm and post 42-76mm | 5 | side 35-60mm and post 42-76mm | LED | 1 | 55 | YES |  |  |  |  | -40°C to +35°C | CE;ENEC |  | CE & ENEC | [6 empty] | 66 | 4000 | 386x347x72 mm |  | 220-240V | -40°C to +35°C | 5 years |  |  |  | 70 |  | 4000 | 5640 |  |  |  | L80 > 218000h |  | 102 |  |  | 9 | D | 25 °C | < 10% at 100.000 hours | No Built-in accessory | Phased-out | 740/559 | CIE(x=0.38. y=0.38) 5SDCM | Class1. Class2 | IK09 | [11 empty] | dimmable
TBD | SLBT/3/F/N/55/40 | image | datasheet | deeplink | TUNGSRAM - SLBt - 5900lm - 55W - 4000K - 70CRI - TBD[SKU] - side 35-60mm and post 42-76mm | 5 | side 35-60mm and post 42-76mm | LED | 1 | 55 | YES |  |  |  |  | -40°C to +35°C | CE;ENEC |  | CE & ENEC | [6 empty] | 66 | 4000 | 386x347x72 mm |  | 220-240V | -40°C to +35°C | 5 years |  |  |  | 70 |  | 4000 | 5900 |  |  |  | L80 > 218000h |  | 107 |  |  | 9 | N | 25 °C | < 10% at 100.000 hours | No Built-in accessory | Phased-out | 740/559 | CIE(x=0.38. y=0.38) 5SDCM | Class1. Class2 | IK09 | [11 empty] | dimmable
TBD | SLBT/3/F/F/55/40 | image | datasheet | deeplink | TUNGSRAM - SLBt - 5840lm - 55W - 4000K - 70CRI - TBD[SKU] - side 35-60mm and post 42-76mm | 5 | side 35-60mm and post 42-76mm | LED | 1 | 55 | YES |  |  |  |  | -40°C to +35°C | CE;ENEC |  | CE & ENEC | [6 empty] | 66 | 4000 | 386x347x72 mm |  | 220-240V | -40°C to +35°C | 5 years |  |  |  | 70 |  | 4000 | 5840 |  |  |  | L80 > 218000h |  | 106 |  |  | 9 | F | 25 °C | < 10% at 100.000 hours | No Built-in accessory | Phased-out | 740/559 | CIE(x=0.38. y=0.38) 5SDCM | Class1. Class2 | IK09 | [11 empty] | dimmable
TBD | SLBT/3/F/T/55/40 | image | datasheet | deeplink | TUNGSRAM - SLBt - 5960lm - 55W - 4000K - 70CRI - TBD[SKU] - side 35-60mm and post 42-76mm | 5 | side 35-60mm and post 42-76mm | LED | 1 | 55 | YES |  |  |  |  | -40°C to +35°C | CE;ENEC |  | CE & ENEC | [6 empty] | 66 | 4000 | 386x347x72 mm |  | 220-240V | -40°C to +35°C | 5 years |  |  |  | 70 |  | 4000 | 5960 |  |  |  | L80 > 218000h |  | 108 |  |  | 9 | T | 25 °C | < 10% at 100.000 hours | No Built-in accessory | Phased-out | 740/559 | CIE(x=0.38. y=0.38) 5SDCM | Class1. Class2 | IK09 | [11 empty] | dimmable
TBD | SLBT/3/F/C/55/40 | image | datasheet | deeplink | TUNGSRAM - SLBt - 5730lm - 55W - 4000K - 70CRI - TBD[SKU] - side 35-60mm and post 42-76mm | 5 | side 35-60mm and post 42-76mm | LED | 1 | 55 | YES |  |  |  |  | -40°C to +35°C | CE;ENEC |  | CE & ENEC | [6 empty] | 66 | 4000 | 386x347x72 mm |  | 220-240V | -40°C to +35°C | 5 years |  |  |  | 70 |  | 4000 | 5730 |  |  |  | L80 > 218000h |  | 104 |  |  | 9 | C | 25 °C | < 10% at 100.000 hours | No Built-in accessory | Phased-out | 740/559 | CIE(x=0.38. y=0.38) 5SDCM | Class1. Class2 | IK09 | [11 empty] | dimmable
TBD | SLBT/3/F/P/55/40 | image | datasheet | deeplink | TUNGSRAM - SLBt - 5500lm - 55W - 4000K - 70CRI - TBD[SKU] - side 35-60mm and post 42-76mm | 5 | side 35-60mm and post 42-76mm | LED | 1 | 55 | YES |  |  |  |  | -40°C to +35°C | CE;ENEC |  | CE & ENEC | [6 empty] | 66 | 4000 | 386x347x72 mm |  | 220-240V | -40°C to +35°C | 5 years |  |  |  | 70 |  | 4000 | 5500 |  |  |  | L80 > 218000h |  | 100 |  |  | 9 | P | 25 °C | < 10% at 100.000 hours | No Built-in accessory | Phased-out | 740/559 | CIE(x=0.38. y=0.38) 5SDCM | Class1. Class2 | IK09 | [11 empty] | dimmable
TBD | SLBT/3/F/S/55/40 | image | datasheet | deeplink | TUNGSRAM - SLBt - 5670lm - 55W - 4000K - 70CRI - TBD[SKU] - side 35-60mm and post 42-76mm | 5 | side 35-60mm and post 42-76mm | LED | 1 | 55 | YES |  |  |  |  | -40°C to +35°C | CE;ENEC |  | CE & ENEC | [6 empty] | 66 | 4000 | 386x347x72 mm |  | 220-240V | -40°C to +35°C | 5 years |  |  |  | 70 |  | 4000 | 5670 |  |  |  | L80 > 218000h |  | 103 |  |  | 9 | S | 25 °C | < 10% at 100.000 hours | No Built-in accessory | Phased-out | 740/559 | CIE(x=0.38. y=0.38) 5SDCM | Class1. Class2 | IK09 | [11 empty] | dimmable
TBD | SLBT/3/F/R/55/40 | image | datasheet | deeplink | TUNGSRAM - SLBt - 5790lm - 55W - 4000K - 70CRI - TBD[SKU] - side 35-60mm and post 42-76mm | 5 | side 35-60mm and post 42-76mm |  | 1 | 55 | YES |  |  |  |  | -40°C to +35°C | CE;ENEC |  | CE & ENEC | [6 empty] | 66 | 4000 | 386x347x72 mm |  | 220-240V | -40°C to +35°C | 5 years |  |  |  | 70 |  | 4000 | 5790 |  |  |  | L80 > 218000h |  | 105 |  |  | 9 | R | 25 °C | < 10% at 100.000 hours | No Built-in accessory | Phased-out | 740/559 | CIE(x=0.38. y=0.38) 5SDCM | Class1. Class2 | IK09 | [11 empty] | dimmable
TBD | SLBT/3/F/B/55/40 | image | datasheet | deeplink | TUNGSRAM - SLBt - 5790lm - 55W - 4000K - 70CRI - TBD[SKU] - side 35-60mm and post 42-76mm | 5 | side 35-60mm and post 42-76mm |  | 1 | 55 | YES |  |  |  |  | -40°C to +35°C | CE;ENEC |  | CE & ENEC | [6 empty] | 66 | 4000 | 386x347x72 mm |  | 220-240V | -40°C to +35°C | 5 years |  |  |  | 70 |  | 4000 | 5790 |  |  |  | L80 > 218000h |  | 105 |  |  | 9 | B | 25 °C | < 10% at 100.000 hours | No Built-in accessory | Phased-out | 740/559 | CIE(x=0.38. y=0.38) 5SDCM | Class1. Class2 | IK09 | [11 empty] | dimmable
TBD | SLBT/3/F/D/47/40 | image | datasheet | deeplink | TUNGSRAM - SLBt - 5070lm - 47W - 4000K - 70CRI - TBD[SKU] - side 35-60mm and post 42-76mm | 5 | side 35-60mm and post 42-76mm | LED | 1 | 47 | YES |  |  |  |  | -40°C to +35°C | CE;ENEC |  | CE & ENEC | [6 empty] | 66 | 4000 | 386x347x72 mm |  | 220-240V | -40°C to +35°C | 5 years |  |  |  | 70 |  | 4000 | 5070 |  |  |  | L80 > 218000h |  | 107 |  |  | 9 | D | 25 °C | < 10% at 100.000 hours | No Built-in accessory | Phased-out | 740/559 | CIE(x=0.38. y=0.38) 5SDCM | Class1. Class2 | IK09 | [11 empty] | dimmable
TBD | SLBT/3/F/N/47/40 | image | datasheet | deeplink | TUNGSRAM - SLBt - 5300lm - 47W - 4000K - 70CRI - TBD[SKU] - side 35-60mm and post 42-76mm | 5 | side 35-60mm and post 42-76mm | LED | 1 | 47 | YES |  |  |  |  | -40°C to +35°C | CE;ENEC |  | CE & ENEC | [6 empty] | 66 | 4000 | 386x347x72 mm |  | 220-240V | -40°C to +35°C | 5 years |  |  |  | 70 |  | 4000 | 5300 |  |  |  | L80 > 218000h |  | 112 |  |  | 9 | N | 25 °C | < 10% at 100.000 hours | No Built-in accessory | Phased-out | 740/559 | CIE(x=0.38. y=0.38) 5SDCM | Class1. Class2 | IK09 | [11 empty] | dimmable
TBD | SLBT/3/F/F/47/40 | image | datasheet | deeplink | TUNGSRAM - SLBt - 5250lm - 47W - 4000K - 70CRI - TBD[SKU] - side 35-60mm and post 42-76mm | 5 | side 35-60mm and post 42-76mm | LED | 1 | 47 | YES |  |  |  |  | -40°C to +35°C | CE;ENEC |  | CE & ENEC | [6 empty] | 66 | 4000 | 386x347x72 mm |  | 220-240V | -40°C to +35°C | 5 years |  |  |  | 70 |  | 4000 | 5250 |  |  |  | L80 > 218000h |  | 111 |  |  | 9 | F | 25 °C | < 10% at 100.000 hours | No Built-in accessory | Phased-out | 740/559 | CIE(x=0.38. y=0.38) 5SDCM | Class1. Class2 | IK09 | [11 empty] | dimmable
TBD | SLBT/3/F/T/47/40 | image | datasheet | deeplink | TUNGSRAM - SLBt - 5350lm - 47W - 4000K - 70CRI - TBD[SKU] - side 35-60mm and post 42-76mm | 5 | side 35-60mm and post 42-76mm | LED | 1 | 47 | YES |  |  |  |  | -40°C to +35°C | CE;ENEC |  | CE & ENEC | [6 empty] | 66 | 4000 | 386x347x72 mm |  | 220-240V | -40°C to +35°C | 5 years |  |  |  | 70 |  | 4000 | 5350 |  |  |  | L80 > 218000h |  | 113 |  |  | 9 | T | 25 °C | < 10% at 100.000 hours | No Built-in accessory | Phased-out | 740/559 | CIE(x=0.38. y=0.38) 5SDCM | Class1. Class2 | IK09 | [11 empty] | dimmable
TBD | SLBT/3/F/C/47/40 | image | datasheet | deeplink | TUNGSRAM - SLBt - 5140lm - 47W - 4000K - 70CRI - TBD[SKU] - side 35-60mm and post 42-76mm | 5 | side 35-60mm and post 42-76mm | LED | 1 | 47 | YES |  |  |  |  | -40°C to +35°C | CE;ENEC |  | CE & ENEC | [6 empty] | 66 | 4000 | 386x347x72 mm |  | 220-240V | -40°C to +35°C | 5 years |  |  |  | 70 |  | 4000 | 5140 |  |  |  | L80 > 218000h |  | 109 |  |  | 9 | C | 25 °C | < 10% at 100.000 hours | No Built-in accessory | Phased-out | 740/559 | CIE(x=0.38. y=0.38) 5SDCM | Class1. Class2 | IK09 | [11 empty] | dimmable
TBD | SLBT/3/F/P/47/40 | image | datasheet | deeplink | TUNGSRAM - SLBt - 4940lm - 47W - 4000K - 70CRI - TBD[SKU] - side 35-60mm and post 42-76mm | 5 | side 35-60mm and post 42-76mm | LED | 1 | 47 | YES |  |  |  |  | -40°C to +35°C | CE;ENEC |  | CE & ENEC | [6 empty] | 66 | 4000 | 386x347x72 mm |  | 220-240V | -40°C to +35°C | 5 years |  |  |  | 70 |  | 4000 | 4940 |  |  |  | L80 > 218000h |  | 105 |  |  | 9 | P | 25 °C | < 10% at 100.000 hours | No Built-in accessory | Phased-out | 740/559 | CIE(x=0.38. y=0.38) 5SDCM | Class1. Class2 | IK09 | [11 empty] | dimmable
TBD | SLBT/3/F/S/47/40 | image | datasheet | deeplink | TUNGSRAM - SLBt - 5090lm - 47W - 4000K - 70CRI - TBD[SKU] - side 35-60mm and post 42-76mm | 5 | side 35-60mm and post 42-76mm | LED | 1 | 47 | YES |  |  |  |  | -40°C to +35°C | CE;ENEC |  | CE & ENEC | [6 empty] | 66 | 4000 | 386x347x72 mm |  | 220-240V | -40°C to +35°C | 5 years |  |  |  | 70 |  | 4000 | 5090 |  |  |  | L80 > 218000h |  | 108 |  |  | 9 | S | 25 °C | < 10% at 100.000 hours | No Built-in accessory | Phased-out | 740/559 | CIE(x=0.38. y=0.38) 5SDCM | Class1. Class2 | IK09 | [11 empty] | dimmable
TBD | SLBT/3/F/R/47/40 | image | datasheet | deeplink | TUNGSRAM - SLBt - 5200lm - 47W - 4000K - 70CRI - TBD[SKU] - side 35-60mm and post 42-76mm | 5 | side 35-60mm and post 42-76mm |  | 1 | 47 | YES |  |  |  |  | -40°C to +35°C | CE;ENEC |  | CE & ENEC | [6 empty] | 66 | 4000 | 386x347x72 mm |  | 220-240V | -40°C to +35°C | 5 years |  |  |  | 70 |  | 4000 | 5200 |  |  |  | L80 > 218000h |  | 110 |  |  | 9 | R | 25 °C | < 10% at 100.000 hours | No Built-in accessory | Phased-out | 740/559 | CIE(x=0.38. y=0.38) 5SDCM | Class1. Class2 | IK09 | [11 empty] | dimmable
TBD | SLBT/3/F/B/47/40 | image | datasheet | deeplink | TUNGSRAM - SLBt - 5200lm - 47W - 4000K - 70CRI - TBD[SKU] - side 35-60mm and post 42-76mm | 5 | side 35-60mm and post 42-76mm |  | 1 | 47 | YES |  |  |  |  | -40°C to +35°C | CE;ENEC |  | CE & ENEC | [6 empty] | 66 | 4000 | 386x347x72 mm |  | 220-240V | -40°C to +35°C | 5 years |  |  |  | 70 |  | 4000 | 5200 |  |  |  | L80 > 218000h |  | 110 |  |  | 9 | B | 25 °C | < 10% at 100.000 hours | No Built-in accessory | Phased-out | 740/559 | CIE(x=0.38. y=0.38) 5SDCM | Class1. Class2 | IK09 | [11 empty] | dimmable
TBD | SLBT/3/F/D/41/40 | image | datasheet | deeplink | TUNGSRAM - SLBt - 4450lm - 41W - 4000K - 70CRI - TBD[SKU] - side 35-60mm and post 42-76mm | 5 | side 35-60mm and post 42-76mm | LED | 1 | 41 | YES |  |  |  |  | -40°C to +35°C | CE;ENEC |  | CE & ENEC | [6 empty] | 66 | 4000 | 386x347x72 mm |  | 220-240V | -40°C to +35°C | 5 years |  |  |  | 70 |  | 4000 | 4450 |  |  |  | L80 > 218000h |  | 108 |  |  | 9 | D | 25 °C | < 10% at 100.000 hours | No Built-in accessory | Phased-out | 740/559 | CIE(x=0.38. y=0.38) 5SDCM | Class1. Class2 | IK09 | [11 empty] | dimmable
TBD | SLBT/3/F/N/41/40 | image | datasheet | deeplink | TUNGSRAM - SLBt - 4660lm - 41W - 4000K - 70CRI - TBD[SKU] - side 35-60mm and post 42-76mm | 5 | side 35-60mm and post 42-76mm | LED | 1 | 41 | YES |  |  |  |  | -40°C to +35°C | CE;ENEC |  | CE & ENEC | [6 empty] | 66 | 4000 | 386x347x72 mm |  | 220-240V | -40°C to +35°C | 5 years |  |  |  | 70 |  | 4000 | 4660 |  |  |  | L80 > 218000h |  | 113 |  |  | 9 | N | 25 °C | < 10% at 100.000 hours | No Built-in accessory | Phased-out | 740/559 | CIE(x=0.38. y=0.38) 5SDCM | Class1. Class2 | IK09 | [11 empty] | dimmable
TBD | SLBT/3/F/F/41/40 | image | datasheet | deeplink | TUNGSRAM - SLBt - 4610lm - 41W - 4000K - 70CRI - TBD[SKU] - side 35-60mm and post 42-76mm | 5 | side 35-60mm and post 42-76mm | LED | 1 | 41 | YES |  |  |  |  | -40°C to +35°C | CE;ENEC |  | CE & ENEC | [6 empty] | 66 | 4000 | 386x347x72 mm |  | 220-240V | -40°C to +35°C | 5 years |  |  |  | 70 |  | 4000 | 4610 |  |  |  | L80 > 218000h |  | 112 |  |  | 9 | F | 25 °C | < 10% at 100.000 hours | No Built-in accessory | Phased-out | 740/559 | CIE(x=0.38. y=0.38) 5SDCM | Class1. Class2 | IK09 | [11 empty] | dimmable
TBD | SLBT/3/F/T/41/40 | image | datasheet | deeplink | TUNGSRAM - SLBt - 4700lm - 41W - 4000K - 70CRI - TBD[SKU] - side 35-60mm and post 42-76mm | 5 | side 35-60mm and post 42-76mm | LED | 1 | 41 | YES |  |  |  |  | -40°C to +35°C | CE;ENEC |  | CE & ENEC | [6 empty] | 66 | 4000 | 386x347x72 mm |  | 220-240V | -40°C to +35°C | 5 years |  |  |  | 70 |  | 4000 | 4700 |  |  |  | L80 > 218000h |  | 114 |  |  | 9 | T | 25 °C | < 10% at 100.000 hours | No Built-in accessory | Phased-out | 740/559 | CIE(x=0.38. y=0.38) 5SDCM | Class1. Class2 | IK09 | [11 empty] | dimmable
TBD | SLBT/3/F/C/41/40 | image | datasheet | deeplink | TUNGSRAM - SLBt - 4520lm - 41W - 4000K - 70CRI - TBD[SKU] - side 35-60mm and post 42-76mm | 5 | side 35-60mm and post 42-76mm | LED | 1 | 41 | YES |  |  |  |  | -40°C to +35°C | CE;ENEC |  | CE & ENEC | [6 empty] | 66 | 4000 | 386x347x72 mm |  | 220-240V | -40°C to +35°C | 5 years |  |  |  | 70 |  | 4000 | 4520 |  |  |  | L80 > 218000h |  | 110 |  |  | 9 | C | 25 °C | < 10% at 100.000 hours | No Built-in accessory | Phased-out | 740/559 | CIE(x=0.38. y=0.38) 5SDCM | Class1. Class2 | IK09 | [11 empty] | dimmable
TBD | SLBT/3/F/P/41/40 | image | datasheet | deeplink | TUNGSRAM - SLBt - 4340lm - 41W - 4000K - 70CRI - TBD[SKU] - side 35-60mm and post 42-76mm | 5 | side 35-60mm and post 42-76mm | LED | 1 | 41 | YES |  |  |  |  | -40°C to +35°C | CE;ENEC |  | CE & ENEC | [6 empty] | 66 | 4000 | 386x347x72 mm |  | 220-240V | -40°C to +35°C | 5 years |  |  |  | 70 |  | 4000 | 4340 |  |  |  | L80 > 218000h |  | 105 |  |  | 9 | P | 25 °C | < 10% at 100.000 hours | No Built-in accessory | Phased-out | 740/559 | CIE(x=0.38. y=0.38) 5SDCM | Class1. Class2 | IK09 | [11 empty] | dimmable
TBD | SLBT/3/F/S/41/40 | image | datasheet | deeplink | TUNGSRAM - SLBt - 4470lm - 41W - 4000K - 70CRI - TBD[SKU] - side 35-60mm and post 42-76mm | 5 | side 35-60mm and post 42-76mm | LED | 1 | 41 | YES |  |  |  |  | -40°C to +35°C | CE;ENEC |  | CE & ENEC | [6 empty] | 66 | 4000 | 386x347x72 mm |  | 220-240V | -40°C to +35°C | 5 years |  |  |  | 70 |  | 4000 | 4470 |  |  |  | L80 > 218000h |  | 109 |  |  | 9 | S | 25 °C | < 10% at 100.000 hours | No Built-in accessory | Phased-out | 740/559 | CIE(x=0.38. y=0.38) 5SDCM | Class1. Class2 | IK09 | [11 empty] | dimmable
TBD | SLBT/3/F/R/41/40 | image | datasheet | deeplink | TUNGSRAM - SLBt - 4570lm - 41W - 4000K - 70CRI - TBD[SKU] - side 35-60mm and post 42-76mm | 5 | side 35-60mm and post 42-76mm |  | 1 | 41 | YES |  |  |  |  | -40°C to +35°C | CE;ENEC |  | CE & ENEC | [6 empty] | 66 | 4000 | 386x347x72 mm |  | 220-240V | -40°C to +35°C | 5 years |  |  |  | 70 |  | 4000 | 4570 |  |  |  | L80 > 218000h |  | 111 |  |  | 9 | R | 25 °C | < 10% at 100.000 hours | No Built-in accessory | Phased-out | 740/559 | CIE(x=0.38. y=0.38) 5SDCM | Class1. Class2 | IK09 | [11 empty] | dimmable
TBD | SLBT/3/F/B/41/40 | image | datasheet | deeplink | TUNGSRAM - SLBt - 4570lm - 41W - 4000K - 70CRI - TBD[SKU] - side 35-60mm and post 42-76mm | 5 | side 35-60mm and post 42-76mm |  | 1 | 41 | YES |  |  |  |  | -40°C to +35°C | CE;ENEC |  | CE & ENEC | [6 empty] | 66 | 4000 | 386x347x72 mm |  | 220-240V | -40°C to +35°C | 5 years |  |  |  | 70 |  | 4000 | 4570 |  |  |  | L80 > 218000h |  | 111 |  |  | 9 | B | 25 °C | < 10% at 100.000 hours | No Built-in accessory | Phased-out | 740/559 | CIE(x=0.38. y=0.38) 5SDCM | Class1. Class2 | IK09 | [11 empty] | dimmable
TBD | SLBT/3/F/D/35/40 | image | datasheet | deeplink | TUNGSRAM - SLBt - 3780lm - 35W - 4000K - 70CRI - TBD[SKU] - side 35-60mm and post 42-76mm | 5 | side 35-60mm and post 42-76mm |  | 1 | 35 | YES |  |  |  |  | -40°C to +35°C | CE;ENEC |  | CE & ENEC | [6 empty] | 66 | 4000 | 386x347x72 mm |  | 220-240V | -40°C to +35°C | 5 years |  |  |  | 70 |  | 4000 | 3780 |  |  |  | L80 > 218000h |  | 108 |  |  | 9 | D | 25 °C | < 10% at 100.000 hours | No Built-in accessory | Phased-out | 740/559 | CIE(x=0.38. y=0.38) 5SDCM | Class1. Class2 | IK09 | [11 empty] | dimmable
TBD | SLBT/3/F/N/35/40 | image | datasheet | deeplink | TUNGSRAM - SLBt - 3950lm - 35W - 4000K - 70CRI - TBD[SKU] - side 35-60mm and post 42-76mm | 5 | side 35-60mm and post 42-76mm |  | 1 | 35 | YES |  |  |  |  | -40°C to +35°C | CE;ENEC |  | CE & ENEC | [6 empty] | 66 | 4000 | 386x347x72 mm |  | 220-240V | -40°C to +35°C | 5 years |  |  |  | 70 |  | 4000 | 3950 |  |  |  | L80 > 218000h |  | 112 |  |  | 9 | N | 25 °C | < 10% at 100.000 hours | No Built-in accessory | Phased-out | 740/559 | CIE(x=0.38. y=0.38) 5SDCM | Class1. Class2 | IK09 | [11 empty] | dimmable
TBD | SLBT/3/F/F/35/40 | image | datasheet | deeplink | TUNGSRAM - SLBt - 3910lm - 35W - 4000K - 70CRI - TBD[SKU] - side 35-60mm and post 42-76mm | 5 | side 35-60mm and post 42-76mm |  | 1 | 35 | YES |  |  |  |  | -40°C to +35°C | CE;ENEC |  | CE & ENEC | [6 empty] | 66 | 4000 | 386x347x72 mm |  | 220-240V | -40°C to +35°C | 5 years |  |  |  | 70 |  | 4000 | 3910 |  |  |  | L80 > 218000h |  | 111 |  |  | 9 | F | 25 °C | < 10% at 100.000 hours | No Built-in accessory | Phased-out | 740/559 | CIE(x=0.38. y=0.38) 5SDCM | Class1. Class2 | IK09 | [11 empty] | dimmable
TBD | SLBT/3/F/T/35/40 | image | datasheet | deeplink | TUNGSRAM - SLBt - 3990lm - 35W - 4000K - 70CRI - TBD[SKU] - side 35-60mm and post 42-76mm | 5 | side 35-60mm and post 42-76mm |  | 1 | 35 | YES |  |  |  |  | -40°C to +35°C | CE;ENEC |  | CE & ENEC | [6 empty] | 66 | 4000 | 386x347x72 mm |  | 220-240V | -40°C to +35°C | 5 years |  |  |  | 70 |  | 4000 | 3990 |  |  |  | L80 > 218000h |  | 114 |  |  | 9 | T | 25 °C | < 10% at 100.000 hours | No Built-in accessory | Phased-out | 740/559 | CIE(x=0.38. y=0.38) 5SDCM | Class1. Class2 | IK09 | [11 empty] | dimmable
TBD | SLBT/3/F/C/35/40 | image | datasheet | deeplink | TUNGSRAM - SLBt - 3840lm - 35W - 4000K - 70CRI - TBD[SKU] - side 35-60mm and post 42-76mm | 5 | side 35-60mm and post 42-76mm |  | 1 | 35 | YES |  |  |  |  | -40°C to +35°C | CE;ENEC |  | CE & ENEC | [6 empty] | 66 | 4000 | 386x347x72 mm |  | 220-240V | -40°C to +35°C | 5 years |  |  |  | 70 |  | 4000 | 3840 |  |  |  | L80 > 218000h |  | 109 |  |  | 9 | C | 25 °C | < 10% at 100.000 hours | No Built-in accessory | Phased-out | 740/559 | CIE(x=0.38. y=0.38) 5SDCM | Class1. Class2 | IK09 | [11 empty] | dimmable
TBD | SLBT/3/F/P/35/40 | image | datasheet | deeplink | TUNGSRAM - SLBt - 3690lm - 35W - 4000K - 70CRI - TBD[SKU] - side 35-60mm and post 42-76mm | 5 | side 35-60mm and post 42-76mm |  | 1 | 35 | YES |  |  |  |  | -40°C to +35°C | CE;ENEC |  | CE & ENEC | [6 empty] | 66 | 4000 | 386x347x72 mm |  | 220-240V | -40°C to +35°C | 5 years |  |  |  | 70 |  | 4000 | 3690 |  |  |  | L80 > 218000h |  | 105 |  |  | 9 | P | 25 °C | < 10% at 100.000 hours | No Built-in accessory | Phased-out | 740/559 | CIE(x=0.38. y=0.38) 5SDCM | Class1. Class2 | IK09 | [11 empty] | dimmable
TBD | SLBT/3/F/S/35/40 | image | datasheet | deeplink | TUNGSRAM - SLBt - 3800lm - 35W - 4000K - 70CRI - TBD[SKU] - side 35-60mm and post 42-76mm | 5 | side 35-60mm and post 42-76mm |  | 1 | 35 | YES |  |  |  |  | -40°C to +35°C | CE;ENEC |  | CE & ENEC | [6 empty] | 66 | 4000 | 386x347x72 mm |  | 220-240V | -40°C to +35°C | 5 years |  |  |  | 70 |  | 4000 | 3800 |  |  |  | L80 > 218000h |  | 108 |  |  | 9 | S | 25 °C | < 10% at 100.000 hours | No Built-in accessory | Phased-out | 740/559 | CIE(x=0.38. y=0.38) 5SDCM | Class1. Class2 | IK09 | [11 empty] | dimmable
TBD | SLBT/3/F/R/35/40 | image | datasheet | deeplink | TUNGSRAM - SLBt - 3880lm - 35W - 4000K - 70CRI - TBD[SKU] - side 35-60mm and post 42-76mm | 5 | side 35-60mm and post 42-76mm |  | 1 | 35 | YES |  |  |  |  | -40°C to +35°C | CE;ENEC |  | CE & ENEC | [6 empty] | 66 | 4000 | 386x347x72 mm |  | 220-240V | -40°C to +35°C | 5 years |  |  |  | 70 |  | 4000 | 3880 |  |  |  | L80 > 218000h |  | 110 |  |  | 9 | R | 25 °C | < 10% at 100.000 hours | No Built-in accessory | Phased-out | 740/559 | CIE(x=0.38. y=0.38) 5SDCM | Class1. Class2 | IK09 | [11 empty] | dimmable
TBD | SLBT/3/F/B/35/40 | image | datasheet | deeplink | TUNGSRAM - SLBt - 3880lm - 35W - 4000K - 70CRI - TBD[SKU] - side 35-60mm and post 42-76mm | 5 | side 35-60mm and post 42-76mm |  | 1 | 35 | YES |  |  |  |  | -40°C to +35°C | CE;ENEC |  | CE & ENEC | [6 empty] | 66 | 4000 | 386x347x72 mm |  | 220-240V | -40°C to +35°C | 5 years |  |  |  | 70 |  | 4000 | 3880 |  |  |  | L80 > 218000h |  | 110 |  |  | 9 | B | 25 °C | < 10% at 100.000 hours | No Built-in accessory | Phased-out | 740/559 | CIE(x=0.38. y=0.38) 5SDCM | Class1. Class2 | IK09 | [11 empty] | dimmable
TBD | SLBT/3/F/D/28/40 | image | datasheet | deeplink | TUNGSRAM - SLBt - 3010lm - 28W - 4000K - 70CRI - TBD[SKU] - side 35-60mm and post 42-76mm | 5 | side 35-60mm and post 42-76mm |  | 1 | 28 | YES |  |  |  |  | -40°C to +35°C | CE;ENEC |  | CE & ENEC | [6 empty] | 66 | 4000 | 386x347x72 mm |  | 220-240V | -40°C to +35°C | 5 years |  |  |  | 70 |  | 4000 | 3010 |  |  |  | L80 > 218000h |  | 107 |  |  | 9 | D | 25 °C | < 10% at 100.000 hours | No Built-in accessory | Phased-out | 740/559 | CIE(x=0.38. y=0.38) 5SDCM | Class1. Class2 | IK09 | [11 empty] | dimmable
TBD | SLBT/3/F/N/28/40 | image | datasheet | deeplink | TUNGSRAM - SLBt - 3150lm - 28W - 4000K - 70CRI - TBD[SKU] - side 35-60mm and post 42-76mm | 5 | side 35-60mm and post 42-76mm | LED | 1 | 28 | YES |  |  |  |  | -40°C to +35°C | CE;ENEC |  | CE & ENEC | [6 empty] | 66 | 4000 | 386x347x72 mm |  | 220-240V | -40°C to +35°C | 5 years |  |  |  | 70 |  | 4000 | 3150 |  |  |  | L80 > 218000h |  | 112 |  |  | 9 | N | 25 °C | < 10% at 100.000 hours | No Built-in accessory | Phased-out | 740/559 | CIE(x=0.38. y=0.38) 5SDCM | Class1. Class2 | IK09 | [11 empty] | dimmable
TBD | SLBT/3/F/F/28/40 | image | datasheet | deeplink | TUNGSRAM - SLBt - 3120lm - 28W - 4000K - 70CRI - TBD[SKU] - side 35-60mm and post 42-76mm | 5 | side 35-60mm and post 42-76mm | LED | 1 | 28 | YES |  |  |  |  | -40°C to +35°C | CE;ENEC |  | CE & ENEC | [6 empty] | 66 | 4000 | 386x347x72 mm |  | 220-240V | -40°C to +35°C | 5 years |  |  |  | 70 |  | 4000 | 3120 |  |  |  | L80 > 218000h |  | 111 |  |  | 9 | F | 25 °C | < 10% at 100.000 hours | No Built-in accessory | Phased-out | 740/559 | CIE(x=0.38. y=0.38) 5SDCM | Class1. Class2 | IK09 | [11 empty] | dimmable
TBD | SLBT/3/F/T/28/40 | image | datasheet | deeplink | TUNGSRAM - SLBt - 3180lm - 28W - 4000K - 70CRI - TBD[SKU] - side 35-60mm and post 42-76mm | 5 | side 35-60mm and post 42-76mm | LED | 1 | 28 | YES |  |  |  |  | -40°C to +35°C | CE;ENEC |  | CE & ENEC | [6 empty] | 66 | 4000 | 386x347x72 mm |  | 220-240V | -40°C to +35°C | 5 years |  |  |  | 70 |  | 4000 | 3180 |  |  |  | L80 > 218000h |  | 113 |  |  | 9 | T | 25 °C | < 10% at 100.000 hours | No Built-in accessory | Phased-out | 740/559 | CIE(x=0.38. y=0.38) 5SDCM | Class1. Class2 | IK09 | [11 empty] | dimmable
TBD | SLBT/3/F/C/28/40 | image | datasheet | deeplink | TUNGSRAM - SLBt - 3050lm - 28W - 4000K - 70CRI - TBD[SKU] - side 35-60mm and post 42-76mm | 5 | side 35-60mm and post 42-76mm | LED | 1 | 28 | YES |  |  |  |  | -40°C to +35°C | CE;ENEC |  | CE & ENEC | [6 empty] | 66 | 4000 | 386x347x72 mm |  | 220-240V | -40°C to +35°C | 5 years |  |  |  | 70 |  | 4000 | 3050 |  |  |  | L80 > 218000h |  | 108 |  |  | 9 | C | 25 °C | < 10% at 100.000 hours | No Built-in accessory | Phased-out | 740/559 | CIE(x=0.38. y=0.38) 5SDCM | Class1. Class2 | IK09 | [11 empty] | dimmable
TBD | SLBT/3/F/P/28/40 | image | datasheet | deeplink | TUNGSRAM - SLBt - 2930lm - 28W - 4000K - 70CRI - TBD[SKU] - side 35-60mm and post 42-76mm | 5 | side 35-60mm and post 42-76mm | LED | 1 | 28 | YES |  |  |  |  | -40°C to +35°C | CE;ENEC |  | CE & ENEC | [6 empty] | 66 | 4000 | 386x347x72 mm |  | 220-240V | -40°C to +35°C | 5 years |  |  |  | 70 |  | 4000 | 2930 |  |  |  | L80 > 218000h |  | 104 |  |  | 9 | P | 25 °C | < 10% at 100.000 hours | No Built-in accessory | Phased-out | 740/559 | CIE(x=0.38. y=0.38) 5SDCM | Class1. Class2 | IK09 | [11 empty] | dimmable
TBD | SLBT/3/F/S/28/40 | image | datasheet | deeplink | TUNGSRAM - SLBt - 3020lm - 28W - 4000K - 70CRI - TBD[SKU] - side 35-60mm and post 42-76mm | 5 | side 35-60mm and post 42-76mm | LED | 1 | 28 | YES |  |  |  |  | -40°C to +35°C | CE;ENEC |  | CE & ENEC | [6 empty] | 66 | 4000 | 386x347x72 mm |  | 220-240V | -40°C to +35°C | 5 years |  |  |  | 70 |  | 4000 | 3020 |  |  |  | L80 > 218000h |  | 107 |  |  | 9 | S | 25 °C | < 10% at 100.000 hours | No Built-in accessory | Phased-out | 740/559 | CIE(x=0.38. y=0.38) 5SDCM | Class1. Class2 | IK09 | [11 empty] | dimmable
TBD | SLBT/3/F/R/28/40 | image | datasheet | deeplink | TUNGSRAM - SLBt - 3090lm - 28W - 4000K - 70CRI - TBD[SKU] - side 35-60mm and post 42-76mm | 5 | side 35-60mm and post 42-76mm |  | 1 | 28 | YES |  |  |  |  | -40°C to +35°C | CE;ENEC |  | CE & ENEC | [6 empty] | 66 | 4000 | 386x347x72 mm |  | 220-240V | -40°C to +35°C | 5 years |  |  |  | 70 |  | 4000 | 3090 |  |  |  | L80 > 218000h |  | 110 |  |  | 9 | R | 25 °C | < 10% at 100.000 hours | No Built-in accessory | Phased-out | 740/559 | CIE(x=0.38. y=0.38) 5SDCM | Class1. Class2 | IK09 | [11 empty] | dimmable
TBD | SLBT/3/F/B/28/40 | image | datasheet | deeplink | TUNGSRAM - SLBt - 3090lm - 28W - 4000K - 70CRI - TBD[SKU] - side 35-60mm and post 42-76mm | 5 | side 35-60mm and post 42-76mm |  | 1 | 28 | YES |  |  |  |  | -40°C to +35°C | CE;ENEC |  | CE & ENEC | [6 empty] | 66 | 4000 | 386x347x72 mm |  | 220-240V | -40°C to +35°C | 5 years |  |  |  | 70 |  | 4000 | 3090 |  |  |  | L80 > 218000h |  | 110 |  |  | 9 | B | 25 °C | < 10% at 100.000 hours | No Built-in accessory | Phased-out | 740/559 | CIE(x=0.38. y=0.38) 5SDCM | Class1. Class2 | IK09 | [11 empty] | dimmable
TBD | SLBT/3/F/D/19/40 | image | datasheet | deeplink | TUNGSRAM - SLBt - 2080lm - 19W - 4000K - 70CRI - TBD[SKU] - side 35-60mm and post 42-76mm | 5 | side 35-60mm and post 42-76mm | LED | 1 | 19 | YES |  |  |  |  | -40°C to +35°C | CE;ENEC |  | CE & ENEC | [6 empty] | 66 | 4000 | 386x347x72 mm |  | 220-240V | -40°C to +35°C | 5 years |  |  |  | 70 |  | 4000 | 2080 |  |  |  | L80 > 218000h |  | 109 |  |  | 9 | D | 25 °C | < 10% at 100.000 hours | No Built-in accessory | Phased-out | 740/559 | CIE(x=0.38. y=0.38) 5SDCM | Class1. Class2 | IK09 | [11 empty] | dimmable
TBD | SLBT/3/F/N/19/40 | image | datasheet | deeplink | TUNGSRAM - SLBt - 2180lm - 19W - 4000K - 70CRI - TBD[SKU] - side 35-60mm and post 42-76mm | 5 | side 35-60mm and post 42-76mm | LED | 1 | 19 | YES |  |  |  |  | -40°C to +35°C | CE;ENEC |  | CE & ENEC | [6 empty] | 66 | 4000 | 386x347x72 mm |  | 220-240V | -40°C to +35°C | 5 years |  |  |  | 70 |  | 4000 | 2180 |  |  |  | L80 > 218000h |  | 114 |  |  | 9 | N | 25 °C | < 10% at 100.000 hours | No Built-in accessory | Phased-out | 740/559 | CIE(x=0.38. y=0.38) 5SDCM | Class1. Class2 | IK09 | [11 empty] | dimmable
TBD | SLBT/3/F/F/19/40 | image | datasheet | deeplink | TUNGSRAM - SLBt - 2160lm - 19W - 4000K - 70CRI - TBD[SKU] - side 35-60mm and post 42-76mm | 5 | side 35-60mm and post 42-76mm |  | 1 | 19 | YES |  |  |  |  | -40°C to +35°C | CE;ENEC |  | CE & ENEC | [6 empty] | 66 | 4000 | 386x347x72 mm |  | 220-240V | -40°C to +35°C | 5 years |  |  |  | 70 |  | 4000 | 2160 |  |  |  | L80 > 218000h |  | 113 |  |  | 9 | F | 25 °C | < 10% at 100.000 hours | No Built-in accessory | Phased-out | 740/559 | CIE(x=0.38. y=0.38) 5SDCM | Class1. Class2 | IK09 | [11 empty] | dimmable
TBD | SLBT/3/F/T/19/40 | image | datasheet | deeplink | TUNGSRAM - SLBt - 2200lm - 19W - 4000K - 70CRI - TBD[SKU] - side 35-60mm and post 42-76mm | 5 | side 35-60mm and post 42-76mm |  | 1 | 19 | YES |  |  |  |  | -40°C to +35°C | CE;ENEC |  | CE & ENEC | [6 empty] | 66 | 4000 | 386x347x72 mm |  | 220-240V | -40°C to +35°C | 5 years |  |  |  | 70 |  | 4000 | 2200 |  |  |  | L80 > 218000h |  | 115 |  |  | 9 | T | 25 °C | < 10% at 100.000 hours | No Built-in accessory | Phased-out | 740/559 | CIE(x=0.38. y=0.38) 5SDCM | Class1. Class2 | IK09 | [11 empty] | dimmable
TBD | SLBT/3/F/C/19/40 | image | datasheet | deeplink | TUNGSRAM - SLBt - 2110lm - 19W - 4000K - 70CRI - TBD[SKU] - side 35-60mm and post 42-76mm | 5 | side 35-60mm and post 42-76mm | LED | 1 | 19 | YES |  |  |  |  | -40°C to +35°C | CE;ENEC |  | CE & ENEC | [6 empty] | 66 | 4000 | 386x347x72 mm |  | 220-240V | -40°C to +35°C | 5 years |  |  |  | 70 |  | 4000 | 2110 |  |  |  | L80 > 218000h |  | 111 |  |  | 9 | C | 25 °C | < 10% at 100.000 hours | No Built-in accessory | Phased-out | 740/559 | CIE(x=0.38. y=0.38) 5SDCM | Class1. Class2 | IK09 | [11 empty] | dimmable
TBD | SLBT/3/F/P/19/40 | image | datasheet | deeplink | TUNGSRAM - SLBt - 2030lm - 19W - 4000K - 70CRI - TBD[SKU] - side 35-60mm and post 42-76mm | 5 | side 35-60mm and post 42-76mm | LED | 1 | 19 | YES |  |  |  |  | -40°C to +35°C | CE;ENEC |  | CE & ENEC | [6 empty] | 66 | 4000 | 386x347x72 mm |  | 220-240V | -40°C to +35°C | 5 years |  |  |  | 70 |  | 4000 | 2030 |  |  |  | L80 > 218000h |  | 106 |  |  | 9 | P | 25 °C | < 10% at 100.000 hours | No Built-in accessory | Phased-out | 740/559 | CIE(x=0.38. y=0.38) 5SDCM | Class1. Class2 | IK09 | [11 empty] | dimmable
TBD | SLBT/3/F/S/19/40 | image | datasheet | deeplink | TUNGSRAM - SLBt - 2090lm - 19W - 4000K - 70CRI - TBD[SKU] - side 35-60mm and post 42-76mm | 5 | side 35-60mm and post 42-76mm | LED | 1 | 19 | YES |  |  |  |  | -40°C to +35°C | CE;ENEC |  | CE & ENEC | [6 empty] | 66 | 4000 | 386x347x72 mm |  | 220-240V | -40°C to +35°C | 5 years |  |  |  | 70 |  | 4000 | 2090 |  |  |  | L80 > 218000h |  | 110 |  |  | 9 | S | 25 °C | < 10% at 100.000 hours | No Built-in accessory | Phased-out | 740/559 | CIE(x=0.38. y=0.38) 5SDCM | Class1. Class2 | IK09 | [11 empty] | dimmable
TBD | SLBT/3/F/R/19/40 | image | datasheet | deeplink | TUNGSRAM - SLBt - 2140lm - 19W - 4000K - 70CRI - TBD[SKU] - side 35-60mm and post 42-76mm | 5 | side 35-60mm and post 42-76mm |  | 1 | 19 | YES |  |  |  |  | -40°C to +35°C | CE;ENEC |  | CE & ENEC | [6 empty] | 66 | 4000 | 386x347x72 mm |  | 220-240V | -40°C to +35°C | 5 years |  |  |  | 70 |  | 4000 | 2140 |  |  |  | L80 > 218000h |  | 112 |  |  | 9 | R | 25 °C | < 10% at 100.000 hours | No Built-in accessory | Phased-out | 740/559 | CIE(x=0.38. y=0.38) 5SDCM | Class1. Class2 | IK09 | [11 empty] | dimmable
TBD | SLBT/3/F/B/19/40 | image | datasheet | deeplink | TUNGSRAM - SLBt - 2140lm - 19W - 4000K - 70CRI - TBD[SKU] - side 35-60mm and post 42-76mm | 5 | side 35-60mm and post 42-76mm |  | 1 | 19 | YES |  |  |  |  | -40°C to +35°C | CE;ENEC |  | CE & ENEC | [6 empty] | 66 | 4000 | 386x347x72 mm |  | 220-240V | -40°C to +35°C | 5 years |  |  |  | 70 |  | 4000 | 2140 |  |  |  | L80 > 218000h |  | 112 |  |  | 9 | B | 25 °C | < 10% at 100.000 hours | No Built-in accessory | Phased-out | 740/559 | CIE(x=0.38. y=0.38) 5SDCM | Class1. Class2 | IK09 | [11 empty] | dimmable
TBD | SLBT/3/F/E5/55/30 | image | datasheet | deeplink | TUNGSRAM - SLBt - 6030lm - 55W - 3000K - 70CRI - TBD[SKU] - side 35-60mm and post 42-76mm | 5 | side 35-60mm and post 42-76mm | LED | 1 | 55 | YES |  |  |  |  | -40°C to +35°C | CE;ENEC |  | CE & ENEC | [6 empty] | 66 | 3000 | 386x347x72 mm |  | 220-240V | -40°C to +35°C | 5 years |  |  |  | 70 |  | 3000 | 6030 |  |  |  | L80 > 218000h |  | 109 |  |  | 9 | E5 | 25 °C | < 10% at 100.000 hours | No Built-in accessory | Available | 730/559 | CIE(x=0.43. y=0.403) 5SDCM | Class1. Class2 | IK09 | [11 empty] | dimmable
TBD | SLBT/3/F/E5/47/30 | image | datasheet | deeplink | TUNGSRAM - SLBt - 5410lm - 47W - 3000K - 70CRI - TBD[SKU] - side 35-60mm and post 42-76mm | 5 | side 35-60mm and post 42-76mm |  | 1 | 47 | YES |  |  |  |  | -40°C to +35°C | CE;ENEC |  | CE & ENEC | [6 empty] | 66 | 3000 | 386x347x72 mm |  | 220-240V | -40°C to +35°C | 5 years |  |  |  | 70 |  | 3000 | 5410 |  |  |  | L80 > 218000h |  | 115 |  |  | 9 | E5 | 25 °C | < 10% at 100.000 hours | No Built-in accessory | Available | 730/559 | CIE(x=0.43. y=0.403) 5SDCM | Class1. Class2 | IK09 | [11 empty] | dimmable
TBD | SLBT/3/F/E5/41/30 | image | datasheet | deeplink | TUNGSRAM - SLBt - 4760lm - 41W - 3000K - 70CRI - TBD[SKU] - side 35-60mm and post 42-76mm | 5 | side 35-60mm and post 42-76mm |  | 1 | 41 | YES |  |  |  |  | -40°C to +35°C | CE;ENEC |  | CE & ENEC | [6 empty] | 66 | 3000 | 386x347x72 mm |  | 220-240V | -40°C to +35°C | 5 years |  |  |  | 70 |  | 3000 | 4760 |  |  |  | L80 > 218000h |  | 116 |  |  | 9 | E5 | 25 °C | < 10% at 100.000 hours | No Built-in accessory | Available | 730/559 | CIE(x=0.43. y=0.403) 5SDCM | Class1. Class2 | IK09 | [11 empty] | dimmable
TBD | SLBT/3/F/E5/35/30 | image | datasheet | deeplink | TUNGSRAM - SLBt - 4040lm - 35W - 3000K - 70CRI - TBD[SKU] - side 35-60mm and post 42-76mm | 5 | side 35-60mm and post 42-76mm |  | 1 | 35 | YES |  |  |  |  | -40°C to +35°C | CE;ENEC |  | CE & ENEC | [6 empty] | 66 | 3000 | 386x347x72 mm |  | 220-240V | -40°C to +35°C | 5 years |  |  |  | 70 |  | 3000 | 4040 |  |  |  | L80 > 218000h |  | 115 |  |  | 9 | E5 | 25 °C | < 10% at 100.000 hours | No Built-in accessory | Available | 730/559 | CIE(x=0.43. y=0.403) 5SDCM | Class1. Class2 | IK09 | [11 empty] | dimmable
TBD | SLBT/3/F/E5/28/30 | image | datasheet | deeplink | TUNGSRAM - SLBt - 3210lm - 28W - 3000K - 70CRI - TBD[SKU] - side 35-60mm and post 42-76mm | 5 | side 35-60mm and post 42-76mm |  | 1 | 28 | YES |  |  |  |  | -40°C to +35°C | CE;ENEC |  | CE & ENEC | [6 empty] | 66 | 3000 | 386x347x72 mm |  | 220-240V | -40°C to +35°C | 5 years |  |  |  | 70 |  | 3000 | 3210 |  |  |  | L80 > 218000h |  | 114 |  |  | 9 | E5 | 25 °C | < 10% at 100.000 hours | No Built-in accessory | Available | 730/559 | CIE(x=0.43. y=0.403) 5SDCM | Class1. Class2 | IK09 | [11 empty] | dimmable
TBD | SLBT/3/F/E5/19/30 | image | datasheet | deeplink | TUNGSRAM - SLBt - 2230lm - 19W - 3000K - 70CRI - TBD[SKU] - side 35-60mm and post 42-76mm | 5 | side 35-60mm and post 42-76mm |  | 1 | 19 | YES |  |  |  |  | -40°C to +35°C | CE;ENEC |  | CE & ENEC | [6 empty] | 66 | 3000 | 386x347x72 mm |  | 220-240V | -40°C to +35°C | 5 years |  |  |  | 70 |  | 3000 | 2230 |  |  |  | L80 > 218000h |  | 117 |  |  | 9 | E5 | 25 °C | < 10% at 100.000 hours | No Built-in accessory | Available | 730/559 | CIE(x=0.43. y=0.403) 5SDCM | Class1. Class2 | IK09 | [11 empty] | dimmable
TBD | SLBT/3/F/E5/14/30 | image | datasheet | deeplink | TUNGSRAM - SLBt - 1620lm - 14W - 3000K - 70CRI - TBD[SKU] - side 35-60mm and post 42-76mm | 5 | side 35-60mm and post 42-76mm |  | 1 | 14 | YES |  |  |  |  | -40°C to +35°C | CE;ENEC |  | CE & ENEC | [6 empty] | 66 | 3000 | 386x347x72 mm |  | 220-240V | -40°C to +35°C | 5 years |  |  |  | 70 |  | 3000 | 1620 |  |  |  | L80 > 218000h |  | 115 |  |  | 9 | E5 | 25 °C | < 10% at 100.000 hours | No Built-in accessory | Available | 730/559 | CIE(x=0.43. y=0.403) 5SDCM | Class1. Class2 | IK09 | [11 empty] | dimmable
TBD | SLBT/3/F/E5/70/30 | image | datasheet | deeplink | TUNGSRAM - SLBt - 8030lm - 70W - 3000K - 70CRI - TBD[SKU] - side 35-60mm and post 42-76mm | 5 | side 35-60mm and post 42-76mm |  | 1 | 70 | YES |  |  |  |  | -40°C to +35°C | CE;ENEC |  | CE & ENEC | [6 empty] | 66 | 3000 | 386x347x72 mm |  | 220-240V | -40°C to +35°C | 5 years |  |  |  | 70 |  | 3000 | 8030 |  |  |  | L80 > 218000h |  | 114 |  |  | 9 | E5 | 25 °C | < 10% at 100.000 hours | No Built-in accessory | Available | 730/559 | CIE(x=0.43. y=0.403) 5SDCM | Class1. Class2 | IK09 | [11 empty] | dimmable
TBD | SLBT/3/F/B5/70/30 | image | datasheet | deeplink | TUNGSRAM - SLBt - 8140lm - 70W - 3000K - 70CRI - TBD[SKU] - side 35-60mm and post 42-76mm | 5 | side 35-60mm and post 42-76mm | LED | 1 | 70 | YES |  |  |  |  | -40°C to +35°C | CE;ENEC |  | CE & ENEC | [6 empty] | 66 | 3000 | 386x347x72 mm |  | 220-240V | -40°C to +35°C | 5 years |  |  |  | 70 |  | 3000 | 8140 |  |  |  | L80 > 218000h |  | 116 |  |  | 9 | B5 | 25 °C | < 10% at 100.000 hours | No Built-in accessory | Available | 730/559 | CIE(x=0.43. y=0.403) 5SDCM | Class1. Class2 | IK09 | [11 empty] | dimmable
TBD | SLBT/3/F/B5/55/30 | image | datasheet | deeplink | TUNGSRAM - SLBt - 6110lm - 55W - 3000K - 70CRI - TBD[SKU] - side 35-60mm and post 42-76mm | 5 | side 35-60mm and post 42-76mm | LED | 1 | 55 | YES |  |  |  |  | -40°C to +35°C | CE;ENEC |  | CE & ENEC | [6 empty] | 66 | 3000 | 386x347x72 mm |  | 220-240V | -40°C to +35°C | 5 years |  |  |  | 70 |  | 3000 | 6110 |  |  |  | L80 > 218000h |  | 111 |  |  | 9 | B5 | 25 °C | < 10% at 100.000 hours | No Built-in accessory | Available | 730/559 | CIE(x=0.43. y=0.403) 5SDCM | Class1. Class2 | IK09 | [11 empty] | dimmable
TBD | SLBT/3/F/B5/47/30 | image | datasheet | deeplink | TUNGSRAM - SLBt - 5490lm - 47W - 3000K - 70CRI - TBD[SKU] - side 35-60mm and post 42-76mm | 5 | side 35-60mm and post 42-76mm | LED | 1 | 47 | YES |  |  |  |  | -40°C to +35°C | CE;ENEC |  | CE & ENEC | [6 empty] | 66 | 3000 | 386x347x72 mm |  | 220-240V | -40°C to +35°C | 5 years |  |  |  | 70 |  | 3000 | 5490 |  |  |  | L80 > 218000h |  | 116 |  |  | 9 | B5 | 25 °C | < 10% at 100.000 hours | No Built-in accessory | Available | 730/559 | CIE(x=0.43. y=0.403) 5SDCM | Class1. Class2 | IK09 | [11 empty] | dimmable
TBD | SLBT/3/F/B5/41/30 | image | datasheet | deeplink | TUNGSRAM - SLBt - 4820lm - 41W - 3000K - 70CRI - TBD[SKU] - side 35-60mm and post 42-76mm | 5 | side 35-60mm and post 42-76mm | LED | 1 | 41 | YES |  |  |  |  | -40°C to +35°C | CE;ENEC |  | CE & ENEC | [6 empty] | 66 | 3000 | 386x347x72 mm |  | 220-240V | -40°C to +35°C | 5 years |  |  |  | 70 |  | 3000 | 4820 |  |  |  | L80 > 218000h |  | 117 |  |  | 9 | B5 | 25 °C | < 10% at 100.000 hours | No Built-in accessory | Available | 730/559 | CIE(x=0.43. y=0.403) 5SDCM | Class1. Class2 | IK09 | [11 empty] | dimmable
TBD | SLBT/3/F/B5/35/30 | image | datasheet | deeplink | TUNGSRAM - SLBt - 4100lm - 35W - 3000K - 70CRI - TBD[SKU] - side 35-60mm and post 42-76mm | 5 | side 35-60mm and post 42-76mm |  | 1 | 35 | YES |  |  |  |  | -40°C to +35°C | CE;ENEC |  | CE & ENEC | [6 empty] | 66 | 3000 | 386x347x72 mm |  | 220-240V | -40°C to +35°C | 5 years |  |  |  | 70 |  | 3000 | 4100 |  |  |  | L80 > 218000h |  | 117 |  |  | 9 | B5 | 25 °C | < 10% at 100.000 hours | No Built-in accessory | Available | 730/559 | CIE(x=0.43. y=0.403) 5SDCM | Class1. Class2 | IK09 | [11 empty] | dimmable
TBD | SLBT/3/F/B5/28/30 | image | datasheet | deeplink | TUNGSRAM - SLBt - 3260lm - 28W - 3000K - 70CRI - TBD[SKU] - side 35-60mm and post 42-76mm | 5 | side 35-60mm and post 42-76mm | LED | 1 | 28 | YES |  |  |  |  | -40°C to +35°C | CE;ENEC |  | CE & ENEC | [6 empty] | 66 | 3000 | 386x347x72 mm |  | 220-240V | -40°C to +35°C | 5 years |  |  |  | 70 |  | 3000 | 3260 |  |  |  | L80 > 218000h |  | 116 |  |  | 9 | B5 | 25 °C | < 10% at 100.000 hours | No Built-in accessory | Available | 730/559 | CIE(x=0.43. y=0.403) 5SDCM | Class1. Class2 | IK09 | [11 empty] | dimmable
TBD | SLBT/3/F/B5/19/30 | image | datasheet | deeplink | TUNGSRAM - SLBt - 2250lm - 19W - 3000K - 70CRI - TBD[SKU] - side 35-60mm and post 42-76mm | 5 | side 35-60mm and post 42-76mm |  | 1 | 19 | YES |  |  |  |  | -40°C to +35°C | CE;ENEC |  | CE & ENEC | [6 empty] | 66 | 3000 | 386x347x72 mm |  | 220-240V | -40°C to +35°C | 5 years |  |  |  | 70 |  | 3000 | 2250 |  |  |  | L80 > 218000h |  | 118 |  |  | 9 | B5 | 25 °C | < 10% at 100.000 hours | No Built-in accessory | Available | 730/559 | CIE(x=0.43. y=0.403) 5SDCM | Class1. Class2 | IK09 | [11 empty] | dimmable
TBD | SLBT/3/F/B5/14/30 | image | datasheet | deeplink | TUNGSRAM - SLBt - 1640lm - 14W - 3000K - 70CRI - TBD[SKU] - side 35-60mm and post 42-76mm | 5 | side 35-60mm and post 42-76mm | LED | 1 | 14 | YES |  |  |  |  | -40°C to +35°C | CE;ENEC |  | CE & ENEC | [6 empty] | 66 | 3000 | 386x347x72 mm |  | 220-240V | -40°C to +35°C | 5 years |  |  |  | 70 |  | 3000 | 1640 |  |  |  | L80 > 218000h |  | 117 |  |  | 9 | B5 | 25 °C | < 10% at 100.000 hours | No Built-in accessory | Available | 730/559 | CIE(x=0.43. y=0.403) 5SDCM | Class1. Class2 | IK09 | [11 empty] | dimmable
TBD | SLBT/3/F/D/14/40 | image | datasheet | deeplink | TUNGSRAM - SLBt - 1520lm - 14W - 4000K - 70CRI - TBD[SKU] - side 35-60mm and post 42-76mm | 5 | side 35-60mm and post 42-76mm |  | 1 | 14 | YES |  |  |  |  | -40°C to +35°C | CE;ENEC |  | CE & ENEC | [6 empty] | 66 | 4000 | 386x347x72 mm |  | 220-240V | -40°C to +35°C | 5 years |  |  |  | 70 |  | 4000 | 1520 |  |  |  | L80 > 218000h |  | 108 |  |  | 9 | D | 25 °C | < 10% at 100.000 hours | No Built-in accessory | Phased-out | 740/559 | CIE(x=0.38. y=0.38) 5SDCM | Class1. Class2 | IK09 | [11 empty] | dimmable
TBD | SLBT/3/F/N/14/40 | image | datasheet | deeplink | TUNGSRAM - SLBt - 1590lm - 14W - 4000K - 70CRI - TBD[SKU] - side 35-60mm and post 42-76mm | 5 | side 35-60mm and post 42-76mm | LED | 1 | 14 | YES |  |  |  |  | -40°C to +35°C | CE;ENEC |  | CE & ENEC | [6 empty] | 66 | 4000 | 386x347x72 mm |  | 220-240V | -40°C to +35°C | 5 years |  |  |  | 70 |  | 4000 | 1590 |  |  |  | L80 > 218000h |  | 113 |  |  | 9 | N | 25 °C | < 10% at 100.000 hours | No Built-in accessory | Phased-out | 740/559 | CIE(x=0.38. y=0.38) 5SDCM | Class1. Class2 | IK09 | [11 empty] | dimmable
TBD | SLBT/3/F/F/14/40 | image | datasheet | deeplink | TUNGSRAM - SLBt - 1570lm - 14W - 4000K - 70CRI - TBD[SKU] - side 35-60mm and post 42-76mm | 5 | side 35-60mm and post 42-76mm | LED | 1 | 14 | YES |  |  |  |  | -40°C to +35°C | CE;ENEC |  | CE & ENEC | [6 empty] | 66 | 4000 | 386x347x72 mm |  | 220-240V | -40°C to +35°C | 5 years |  |  |  | 70 |  | 4000 | 1570 |  |  |  | L80 > 218000h |  | 112 |  |  | 9 | F | 25 °C | < 10% at 100.000 hours | No Built-in accessory | Phased-out | 740/559 | CIE(x=0.38. y=0.38) 5SDCM | Class1. Class2 | IK09 | [11 empty] | dimmable
TBD | SLBT/3/F/T/14/40 | image | datasheet | deeplink | TUNGSRAM - SLBt - 1600lm - 14W - 4000K - 70CRI - TBD[SKU] - side 35-60mm and post 42-76mm | 5 | side 35-60mm and post 42-76mm | LED | 1 | 14 | YES |  |  |  |  | -40°C to +35°C | CE;ENEC |  | CE & ENEC | [6 empty] | 66 | 4000 | 386x347x72 mm |  | 220-240V | -40°C to +35°C | 5 years |  |  |  | 70 |  | 4000 | 1600 |  |  |  | L80 > 218000h |  | 114 |  |  | 9 | T | 25 °C | < 10% at 100.000 hours | No Built-in accessory | Phased-out | 740/559 | CIE(x=0.38. y=0.38) 5SDCM | Class1. Class2 | IK09 | [11 empty] | dimmable
TBD | SLBT/3/F/C/14/40 | image | datasheet | deeplink | TUNGSRAM - SLBt - 1540lm - 14W - 4000K - 70CRI - TBD[SKU] - side 35-60mm and post 42-76mm | 5 | side 35-60mm and post 42-76mm | LED | 1 | 14 | YES |  |  |  |  | -40°C to +35°C | CE;ENEC |  | CE & ENEC | [6 empty] | 66 | 4000 | 386x347x72 mm |  | 220-240V | -40°C to +35°C | 5 years |  |  |  | 70 |  | 4000 | 1540 |  |  |  | L80 > 218000h |  | 110 |  |  | 9 | C | 25 °C | < 10% at 100.000 hours | No Built-in accessory | Phased-out | 740/559 | CIE(x=0.38. y=0.38) 5SDCM | Class1. Class2 | IK09 | [11 empty] | dimmable
TBD | SLBT/3/F/P/14/40 | image | datasheet | deeplink | TUNGSRAM - SLBt - 1480lm - 14W - 4000K - 70CRI - TBD[SKU] - side 35-60mm and post 42-76mm | 5 | side 35-60mm and post 42-76mm | LED | 1 | 14 | YES |  |  |  |  | -40°C to +35°C | CE;ENEC |  | CE & ENEC | [6 empty] | 66 | 4000 | 386x347x72 mm |  | 220-240V | -40°C to +35°C | 5 years |  |  |  | 70 |  | 4000 | 1480 |  |  |  | L80 > 218000h |  | 105 |  |  | 9 | P | 25 °C | < 10% at 100.000 hours | No Built-in accessory | Phased-out | 740/559 | CIE(x=0.38. y=0.38) 5SDCM | Class1. Class2 | IK09 | [11 empty] | dimmable
TBD | SLBT/3/F/S/14/40 | image | datasheet | deeplink | TUNGSRAM - SLBt - 1520lm - 14W - 4000K - 70CRI - TBD[SKU] - side 35-60mm and post 42-76mm | 5 | side 35-60mm and post 42-76mm |  | 1 | 14 | YES |  |  |  |  | -40°C to +35°C | CE;ENEC |  | CE & ENEC | [6 empty] | 66 | 4000 | 386x347x72 mm |  | 220-240V | -40°C to +35°C | 5 years |  |  |  | 70 |  | 4000 | 1520 |  |  |  | L80 > 218000h |  | 108 |  |  | 9 | S | 25 °C | < 10% at 100.000 hours | No Built-in accessory | Phased-out | 740/559 | CIE(x=0.38. y=0.38) 5SDCM | Class1. Class2 | IK09 | [11 empty] | dimmable
TBD | SLBT/3/F/R/14/40 | image | datasheet | deeplink | TUNGSRAM - SLBt - 1560lm - 14W - 4000K - 70CRI - TBD[SKU] - side 35-60mm and post 42-76mm | 5 | side 35-60mm and post 42-76mm |  | 1 | 14 | YES |  |  |  |  | -40°C to +35°C | CE;ENEC |  | CE & ENEC | [6 empty] | 66 | 4000 | 386x347x72 mm |  | 220-240V | -40°C to +35°C | 5 years |  |  |  | 70 |  | 4000 | 1560 |  |  |  | L80 > 218000h |  | 111 |  |  | 9 | R | 25 °C | < 10% at 100.000 hours | No Built-in accessory | Phased-out | 740/559 | CIE(x=0.38. y=0.38) 5SDCM | Class1. Class2 | IK09 | [11 empty] | dimmable
TBD | SLBT/3/F/B/14/40 | image | datasheet | deeplink | TUNGSRAM - SLBt - 1560lm - 14W - 4000K - 70CRI - TBD[SKU] - side 35-60mm and post 42-76mm | 5 | side 35-60mm and post 42-76mm |  | 1 | 14 | YES |  |  |  |  | -40°C to +35°C | CE;ENEC |  | CE & ENEC | [6 empty] | 66 | 4000 | 386x347x72 mm |  | 220-240V | -40°C to +35°C | 5 years |  |  |  | 70 |  | 4000 | 1560 |  |  |  | L80 > 218000h |  | 111 |  |  | 9 | B | 25 °C | < 10% at 100.000 hours | No Built-in accessory | Phased-out | 740/559 | CIE(x=0.38. y=0.38) 5SDCM | Class1. Class2 | IK09 | [11 empty] | dimmable
TBD | SLBT/3/F/E/70/40 | image | datasheet | deeplink | TUNGSRAM - SLBt - 7470lm - 70W - 4000K - 70CRI - TBD[SKU] - side 35-60mm and post 42-76mm | 5 | side 35-60mm and post 42-76mm | LED | 1 | 70 | YES |  |  |  |  | -40°C to +35°C | CE;ENEC |  | CE & ENEC | [6 empty] | 66 | 4000 | 386x347x72 mm |  | 220-240V | -40°C to +35°C | 5 years |  |  |  | 70 |  | 4000 | 7470 |  |  |  | L80 > 218000h |  | 106 |  |  | 9 | E | 25 °C | < 10% at 100.000 hours | No Built-in accessory | Phased-out | 740/559 | CIE(x=0.38. y=0.38) 5SDCM | Class1. Class2 | IK09 | [11 empty] | dimmable
TBD | SLBT/3/F/E/55/40 | image | datasheet | deeplink | TUNGSRAM - SLBt - 5610lm - 55W - 4000K - 70CRI - TBD[SKU] - side 35-60mm and post 42-76mm | 5 | side 35-60mm and post 42-76mm | LED | 1 | 55 | YES |  |  |  |  | -40°C to +35°C | CE;ENEC |  | CE & ENEC | [6 empty] | 66 | 4000 | 386x347x72 mm |  | 220-240V | -40°C to +35°C | 5 years |  |  |  | 70 |  | 4000 | 5610 |  |  |  | L80 > 218000h |  | 102 |  |  | 9 | E | 25 °C | < 10% at 100.000 hours | No Built-in accessory | Phased-out | 740/559 | CIE(x=0.38. y=0.38) 5SDCM | Class1. Class2 | IK09 | [11 empty] | dimmable
TBD | SLBT/3/F/E/47/40 | image | datasheet | deeplink | TUNGSRAM - SLBt - 5040lm - 47W - 4000K - 70CRI - TBD[SKU] - side 35-60mm and post 42-76mm | 5 | side 35-60mm and post 42-76mm | LED | 1 | 47 | YES |  |  |  |  | -40°C to +35°C | CE;ENEC |  | CE & ENEC | [6 empty] | 66 | 4000 | 386x347x72 mm |  | 220-240V | -40°C to +35°C | 5 years |  |  |  | 70 |  | 4000 | 5040 |  |  |  | L80 > 218000h |  | 107 |  |  | 9 | E | 25 °C | < 10% at 100.000 hours | No Built-in accessory | Phased-out | 740/559 | CIE(x=0.38. y=0.38) 5SDCM | Class1. Class2 | IK09 | [11 empty] | dimmable
TBD | SLBT/3/F/E/41/40 | image | datasheet | deeplink | TUNGSRAM - SLBt - 4430lm - 41W - 4000K - 70CRI - TBD[SKU] - side 35-60mm and post 42-76mm | 5 | side 35-60mm and post 42-76mm | LED | 1 | 41 | YES |  |  |  |  | -40°C to +35°C | CE;ENEC |  | CE & ENEC | [6 empty] | 66 | 4000 | 386x347x72 mm |  | 220-240V | -40°C to +35°C | 5 years |  |  |  | 70 |  | 4000 | 4430 |  |  |  | L80 > 218000h |  | 108 |  |  | 9 | E | 25 °C | < 10% at 100.000 hours | No Built-in accessory | Phased-out | 740/559 | CIE(x=0.38. y=0.38) 5SDCM | Class1. Class2 | IK09 | [11 empty] | dimmable
TBD | SLBT/3/F/E/35/40 | image | datasheet | deeplink | TUNGSRAM - SLBt - 3760lm - 35W - 4000K - 70CRI - TBD[SKU] - side 35-60mm and post 42-76mm | 5 | side 35-60mm and post 42-76mm |  | 1 | 35 | YES |  |  |  |  | -40°C to +35°C | CE;ENEC |  | CE & ENEC | [6 empty] | 66 | 4000 | 386x347x72 mm |  | 220-240V | -40°C to +35°C | 5 years |  |  |  | 70 |  | 4000 | 3760 |  |  |  | L80 > 218000h |  | 107 |  |  | 9 | E | 25 °C | < 10% at 100.000 hours | No Built-in accessory | Phased-out | 740/559 | CIE(x=0.38. y=0.38) 5SDCM | Class1. Class2 | IK09 | [11 empty] | dimmable
TBD | SLBT/3/F/E/28/40 | image | datasheet | deeplink | TUNGSRAM - SLBt - 2990lm - 28W - 4000K - 70CRI - TBD[SKU] - side 35-60mm and post 42-76mm | 5 | side 35-60mm and post 42-76mm | LED | 1 | 28 | YES |  |  |  |  | -40°C to +35°C | CE;ENEC |  | CE & ENEC | [6 empty] | 66 | 4000 | 386x347x72 mm |  | 220-240V | -40°C to +35°C | 5 years |  |  |  | 70 |  | 4000 | 2990 |  |  |  | L80 > 218000h |  | 106 |  |  | 9 | E | 25 °C | < 10% at 100.000 hours | No Built-in accessory | Phased-out | 740/559 | CIE(x=0.38. y=0.38) 5SDCM | Class1. Class2 | IK09 | [11 empty] | dimmable
TBD | SLBT/3/F/E/19/40 | image | datasheet | deeplink | TUNGSRAM - SLBt - 2070lm - 19W - 4000K - 70CRI - TBD[SKU] - side 35-60mm and post 42-76mm | 5 | side 35-60mm and post 42-76mm | LED | 1 | 19 | YES |  |  |  |  | -40°C to +35°C | CE;ENEC |  | CE & ENEC | [6 empty] | 66 | 4000 | 386x347x72 mm |  | 220-240V | -40°C to +35°C | 5 years |  |  |  | 70 |  | 4000 | 2070 |  |  |  | L80 > 218000h |  | 108 |  |  | 9 | E | 25 °C | < 10% at 100.000 hours | No Built-in accessory | Phased-out | 740/559 | CIE(x=0.38. y=0.38) 5SDCM | Class1. Class2 | IK09 | [11 empty] | dimmable
TBD | SLBT/3/F/E/14/40 | image | datasheet | deeplink | TUNGSRAM - SLBt - 1510lm - 14W - 4000K - 70CRI - TBD[SKU] - side 35-60mm and post 42-76mm | 5 | side 35-60mm and post 42-76mm | LED | 1 | 14 | YES |  |  |  |  | -40°C to +35°C | CE;ENEC |  | CE & ENEC | [6 empty] | 66 | 4000 | 386x347x72 mm |  | 220-240V | -40°C to +35°C | 5 years |  |  |  | 70 |  | 4000 | 1510 |  |  |  | L80 > 218000h |  | 107 |  |  | 9 | E | 25 °C | < 10% at 100.000 hours | No Built-in accessory | Phased-out | 740/559 | CIE(x=0.38. y=0.38) 5SDCM | Class1. Class2 | IK09 | [11 empty] | dimmable
TBD | SLBT/3/F/E2/70/40 | image | datasheet | deeplink | TUNGSRAM - SLBt - 8220lm - 70W - 4000K - 70CRI - TBD[SKU] - side 35-60mm and post 42-76mm | 5 | side 35-60mm and post 42-76mm |  | 1 | 70 | YES |  |  |  |  | -40°C to +35°C | CE;ENEC |  | CE & ENEC | [6 empty] | 66 | 4000 | 386x347x72 mm |  | 220-240V | -40°C to +35°C | 5 years |  |  |  | 70 |  | 4000 | 8220 |  |  |  | L80 > 218000h |  | 117 |  |  | 9 | E2 | 25 °C | < 10% at 100.000 hours | No Built-in accessory | Available | 740/559 | CIE(x=0.38. y=0.38) 5SDCM | Class1. Class2 | IK09 | [11 empty] | dimmable
TBD | SLBT/3/F/F5/70/40 | image | datasheet | deeplink | TUNGSRAM - SLBt - 8140lm - 70W - 4000K - 70CRI - TBD[SKU] - side 35-60mm and post 42-76mm | 5 | side 35-60mm and post 42-76mm | LED | 1 | 70 | YES |  |  |  |  | -40°C to +35°C | CE;ENEC |  | CE & ENEC | [6 empty] | 66 | 4000 | 386x347x72 mm |  | 220-240V | -40°C to +35°C | 5 years |  |  |  | 70 |  | 4000 | 8140 |  |  |  | L80 > 218000h |  | 116 |  |  | 9 | F5 | 25 °C | < 10% at 100.000 hours | No Built-in accessory | Available | 740/559 | CIE(x=0.38. y=0.38) 5SDCM | Class1. Class2 | IK09 | [11 empty] | dimmable
TBD | SLBT/3/F/E5/70/40 | image | datasheet | deeplink | TUNGSRAM - SLBt - 8250lm - 70W - 4000K - 70CRI - TBD[SKU] - side 35-60mm and post 42-76mm | 5 | side 35-60mm and post 42-76mm |  | 1 | 70 | YES |  |  |  |  | -40°C to +35°C | CE;ENEC |  | CE & ENEC | [6 empty] | 66 | 4000 | 386x347x72 mm |  | 220-240V | -40°C to +35°C | 5 years |  |  |  | 70 |  | 4000 | 8250 |  |  |  | L80 > 218000h |  | 117 |  |  | 9 | E5 | 25 °C | < 10% at 100.000 hours | No Built-in accessory | Available | 740/559 | CIE(x=0.38. y=0.38) 5SDCM | Class1. Class2 | IK09 | [11 empty] | dimmable
TBD | SLBT/3/F/C5/70/40 | image | datasheet | deeplink | TUNGSRAM - SLBt - 8280lm - 70W - 4000K - 70CRI - TBD[SKU] - side 35-60mm and post 42-76mm | 5 | side 35-60mm and post 42-76mm |  | 1 | 70 | YES |  |  |  |  | -40°C to +35°C | CE;ENEC |  | CE & ENEC | [6 empty] | 66 | 4000 | 386x347x72 mm |  | 220-240V | -40°C to +35°C | 5 years |  |  |  | 70 |  | 4000 | 8280 |  |  |  | L80 > 218000h |  | 118 |  |  | 9 | C5 | 25 °C | < 10% at 100.000 hours | No Built-in accessory | Available | 740/559 | CIE(x=0.38. y=0.38) 5SDCM | Class1. Class2 | IK09 | [11 empty] | dimmable
TBD | SLBT/3/F/B5/70/40 | image | datasheet | deeplink | TUNGSRAM - SLBt - 8360lm - 70W - 4000K - 70CRI - TBD[SKU] - side 35-60mm and post 42-76mm | 5 | side 35-60mm and post 42-76mm | LED | 1 | 70 | YES |  |  |  |  | -40°C to +35°C | CE;ENEC |  | CE & ENEC | [6 empty] | 66 | 4000 | 386x347x72 mm |  | 220-240V | -40°C to +35°C | 5 years |  |  |  | 70 |  | 4000 | 8360 |  |  |  | L80 > 218000h |  | 119 |  |  | 9 | B5 | 25 °C | < 10% at 100.000 hours | No Built-in accessory | Available | 740/559 | CIE(x=0.38. y=0.38) 5SDCM | Class1. Class2 | IK09 | [11 empty] | dimmable
TBD | SLBT/3/F/E2/55/40 | image | datasheet | deeplink | TUNGSRAM - SLBt - 6170lm - 55W - 4000K - 70CRI - TBD[SKU] - side 35-60mm and post 42-76mm | 5 | side 35-60mm and post 42-76mm |  | 1 | 55 | YES |  |  |  |  | -40°C to +35°C | CE;ENEC |  | CE & ENEC | [6 empty] | 66 | 4000 | 386x347x72 mm |  | 220-240V | -40°C to +35°C | 5 years |  |  |  | 70 |  | 4000 | 6170 |  |  |  | L80 > 218000h |  | 112 |  |  | 9 | E2 | 25 °C | < 10% at 100.000 hours | No Built-in accessory | Available | 740/559 | CIE(x=0.38. y=0.38) 5SDCM | Class1. Class2 | IK09 | [11 empty] | dimmable
TBD | SLBT/3/F/F5/55/40 | image | datasheet | deeplink | TUNGSRAM - SLBt - 6110lm - 55W - 4000K - 70CRI - TBD[SKU] - side 35-60mm and post 42-76mm | 5 | side 35-60mm and post 42-76mm | LED | 1 | 55 | YES |  |  |  |  | -40°C to +35°C | CE;ENEC |  | CE & ENEC | [6 empty] | 66 | 4000 | 386x347x72 mm |  | 220-240V | -40°C to +35°C | 5 years |  |  |  | 70 |  | 4000 | 6110 |  |  |  | L80 > 218000h |  | 111 |  |  | 9 | F5 | 25 °C | < 10% at 100.000 hours | No Built-in accessory | Available | 740/559 | CIE(x=0.38. y=0.38) 5SDCM | Class1. Class2 | IK09 | [11 empty] | dimmable
TBD | SLBT/3/F/E5/55/40 | image | datasheet | deeplink | TUNGSRAM - SLBt - 6200lm - 55W - 4000K - 70CRI - TBD[SKU] - side 35-60mm and post 42-76mm | 5 | side 35-60mm and post 42-76mm | LED | 1 | 55 | YES |  |  |  |  | -40°C to +35°C | CE;ENEC |  | CE & ENEC | [6 empty] | 66 | 4000 | 386x347x72 mm |  | 220-240V | -40°C to +35°C | 5 years |  |  |  | 70 |  | 4000 | 6200 |  |  |  | L80 > 218000h |  | 112 |  |  | 9 | E5 | 25 °C | < 10% at 100.000 hours | No Built-in accessory | Available | 740/559 | CIE(x=0.38. y=0.38) 5SDCM | Class1. Class2 | IK09 | [11 empty] | dimmable
TBD | SLBT/3/F/C5/55/40 | image | datasheet | deeplink | TUNGSRAM - SLBt - 6210lm - 55W - 4000K - 70CRI - TBD[SKU] - side 35-60mm and post 42-76mm | 5 | side 35-60mm and post 42-76mm |  | 1 | 55 | YES |  |  |  |  | -40°C to +35°C | CE;ENEC |  | CE & ENEC | [6 empty] | 66 | 4000 | 386x347x72 mm |  | 220-240V | -40°C to +35°C | 5 years |  |  |  | 70 |  | 4000 | 6210 |  |  |  | L80 > 218000h |  | 112 |  |  | 9 | C5 | 25 °C | < 10% at 100.000 hours | No Built-in accessory | Available | 740/559 | CIE(x=0.38. y=0.38) 5SDCM | Class1. Class2 | IK09 | [11 empty] | dimmable
TBD | SLBT/3/F/B5/55/40 | image | datasheet | deeplink | TUNGSRAM - SLBt - 6280lm - 55W - 4000K - 70CRI - TBD[SKU] - side 35-60mm and post 42-76mm | 5 | side 35-60mm and post 42-76mm | LED | 1 | 55 | YES |  |  |  |  | -40°C to +35°C | CE;ENEC |  | CE & ENEC | [6 empty] | 66 | 4000 | 386x347x72 mm |  | 220-240V | -40°C to +35°C | 5 years |  |  |  | 70 |  | 4000 | 6280 |  |  |  | L80 > 218000h |  | 114 |  |  | 9 | B5 | 25 °C | < 10% at 100.000 hours | No Built-in accessory | Available | 740/559 | CIE(x=0.38. y=0.38) 5SDCM | Class1. Class2 | IK09 | [11 empty] | dimmable
TBD | SLBT/3/F/E2/47/40 | image | datasheet | deeplink | TUNGSRAM - SLBt - 5540lm - 47W - 4000K - 70CRI - TBD[SKU] - side 35-60mm and post 42-76mm | 5 | side 35-60mm and post 42-76mm |  | 1 | 47 | YES |  |  |  |  | -40°C to +35°C | CE;ENEC |  | CE & ENEC | [6 empty] | 66 | 4000 | 386x347x72 mm |  | 220-240V | -40°C to +35°C | 5 years |  |  |  | 70 |  | 4000 | 5540 |  |  |  | L80 > 218000h |  | 117 |  |  | 9 | E2 | 25 °C | < 10% at 100.000 hours | No Built-in accessory | Available | 740/559 | CIE(x=0.38. y=0.38) 5SDCM | Class1. Class2 | IK09 | [11 empty] | dimmable
TBD | SLBT/3/F/F5/47/40 | image | datasheet | deeplink | TUNGSRAM - SLBt - 5490lm - 47W - 4000K - 70CRI - TBD[SKU] - side 35-60mm and post 42-76mm | 5 | side 35-60mm and post 42-76mm | LED | 1 | 47 | YES |  |  |  |  | -40°C to +35°C | CE;ENEC |  | CE & ENEC | [6 empty] | 66 | 4000 | 386x347x72 mm |  | 220-240V | -40°C to +35°C | 5 years |  |  |  | 70 |  | 4000 | 5490 |  |  |  | L80 > 218000h |  | 116 |  |  | 9 | F5 | 25 °C | < 10% at 100.000 hours | No Built-in accessory | Available | 740/559 | CIE(x=0.38. y=0.38) 5SDCM | Class1. Class2 | IK09 | [11 empty] | dimmable
TBD | SLBT/3/F/E5/47/40 | image | datasheet | deeplink | TUNGSRAM - SLBt - 5560lm - 47W - 4000K - 70CRI - TBD[SKU] - side 35-60mm and post 42-76mm | 5 | side 35-60mm and post 42-76mm |  | 1 | 47 | YES |  |  |  |  | -40°C to +35°C | CE;ENEC |  | CE & ENEC | [6 empty] | 66 | 4000 | 386x347x72 mm |  | 220-240V | -40°C to +35°C | 5 years |  |  |  | 70 |  | 4000 | 5560 |  |  |  | L80 > 218000h |  | 118 |  |  | 9 | E5 | 25 °C | < 10% at 100.000 hours | No Built-in accessory | Available | 740/559 | CIE(x=0.38. y=0.38) 5SDCM | Class1. Class2 | IK09 | [11 empty] | dimmable
TBD | SLBT/3/F/C5/47/40 | image | datasheet | deeplink | TUNGSRAM - SLBt - 5580lm - 47W - 4000K - 70CRI - TBD[SKU] - side 35-60mm and post 42-76mm | 5 | side 35-60mm and post 42-76mm |  | 1 | 47 | YES |  |  |  |  | -40°C to +35°C | CE;ENEC |  | CE & ENEC | [6 empty] | 66 | 4000 | 386x347x72 mm |  | 220-240V | -40°C to +35°C | 5 years |  |  |  | 70 |  | 4000 | 5580 |  |  |  | L80 > 218000h |  | 118 |  |  | 9 | C5 | 25 °C | < 10% at 100.000 hours | No Built-in accessory | Available | 740/559 | CIE(x=0.38. y=0.38) 5SDCM | Class1. Class2 | IK09 | [11 empty] | dimmable
TBD | SLBT/3/F/B5/47/40 | image | datasheet | deeplink | TUNGSRAM - SLBt - 5640lm - 47W - 4000K - 70CRI - TBD[SKU] - side 35-60mm and post 42-76mm | 5 | side 35-60mm and post 42-76mm | LED | 1 | 47 | YES |  |  |  |  | -40°C to +35°C | CE;ENEC |  | CE & ENEC | [6 empty] | 66 | 4000 | 386x347x72 mm |  | 220-240V | -40°C to +35°C | 5 years |  |  |  | 70 |  | 4000 | 5640 |  |  |  | L80 > 218000h |  | 120 |  |  | 9 | B5 | 25 °C | < 10% at 100.000 hours | No Built-in accessory | Available | 740/559 | CIE(x=0.38. y=0.38) 5SDCM | Class1. Class2 | IK09 | [11 empty] | dimmable
TBD | SLBT/3/F/E2/41/40 | image | datasheet | deeplink | TUNGSRAM - SLBt - 4870lm - 41W - 4000K - 70CRI - TBD[SKU] - side 35-60mm and post 42-76mm | 5 | side 35-60mm and post 42-76mm |  | 1 | 41 | YES |  |  |  |  | -40°C to +35°C | CE;ENEC |  | CE & ENEC | [6 empty] | 66 | 4000 | 386x347x72 mm |  | 220-240V | -40°C to +35°C | 5 years |  |  |  | 70 |  | 4000 | 4870 |  |  |  | L80 > 218000h |  | 118 |  |  | 9 | E2 | 25 °C | < 10% at 100.000 hours | No Built-in accessory | Available | 740/559 | CIE(x=0.38. y=0.38) 5SDCM | Class1. Class2 | IK09 | [11 empty] | dimmable
TBD | SLBT/3/F/F5/41/40 | image | datasheet | deeplink | TUNGSRAM - SLBt - 4830lm - 41W - 4000K - 70CRI - TBD[SKU] - side 35-60mm and post 42-76mm | 5 | side 35-60mm and post 42-76mm |  | 1 | 41 | YES |  |  |  |  | -40°C to +35°C | CE;ENEC |  | CE & ENEC | [6 empty] | 66 | 4000 | 386x347x72 mm |  | 220-240V | -40°C to +35°C | 5 years |  |  |  | 70 |  | 4000 | 4830 |  |  |  | L80 > 218000h |  | 117 |  |  | 9 | F5 | 25 °C | < 10% at 100.000 hours | No Built-in accessory | Available | 740/559 | CIE(x=0.38. y=0.38) 5SDCM | Class1. Class2 | IK09 | [11 empty] | dimmable
TBD | SLBT/3/F/E5/41/40 | image | datasheet | deeplink | TUNGSRAM - SLBt - 4890lm - 41W - 4000K - 70CRI - TBD[SKU] - side 35-60mm and post 42-76mm | 5 | side 35-60mm and post 42-76mm |  | 1 | 41 | YES |  |  |  |  | -40°C to +35°C | CE;ENEC |  | CE & ENEC | [6 empty] | 66 | 4000 | 386x347x72 mm |  | 220-240V | -40°C to +35°C | 5 years |  |  |  | 70 |  | 4000 | 4890 |  |  |  | L80 > 218000h |  | 119 |  |  | 9 | E5 | 25 °C | < 10% at 100.000 hours | No Built-in accessory | Available | 740/559 | CIE(x=0.38. y=0.38) 5SDCM | Class1. Class2 | IK09 | [11 empty] | dimmable
TBD | SLBT/3/F/C5/41/40 | image | datasheet | deeplink | TUNGSRAM - SLBt - 4900lm - 41W - 4000K - 70CRI - TBD[SKU] - side 35-60mm and post 42-76mm | 5 | side 35-60mm and post 42-76mm |  | 1 | 41 | YES |  |  |  |  | -40°C to +35°C | CE;ENEC |  | CE & ENEC | [6 empty] | 66 | 4000 | 386x347x72 mm |  | 220-240V | -40°C to +35°C | 5 years |  |  |  | 70 |  | 4000 | 4900 |  |  |  | L80 > 218000h |  | 119 |  |  | 9 | C5 | 25 °C | < 10% at 100.000 hours | No Built-in accessory | Available | 740/559 | CIE(x=0.38. y=0.38) 5SDCM | Class1. Class2 | IK09 | [11 empty] | dimmable
TBD | SLBT/3/F/B5/41/40 | image | datasheet | deeplink | TUNGSRAM - SLBt - 4950lm - 41W - 4000K - 70CRI - TBD[SKU] - side 35-60mm and post 42-76mm | 5 | side 35-60mm and post 42-76mm | LED | 1 | 41 | YES |  |  |  |  | -40°C to +35°C | CE;ENEC |  | CE & ENEC | [6 empty] | 66 | 4000 | 386x347x72 mm |  | 220-240V | -40°C to +35°C | 5 years |  |  |  | 70 |  | 4000 | 4950 |  |  |  | L80 > 218000h |  | 120 |  |  | 9 | B5 | 25 °C | < 10% at 100.000 hours | No Built-in accessory | Available | 740/559 | CIE(x=0.38. y=0.38) 5SDCM | Class1. Class2 | IK09 | [11 empty] | dimmable
TBD | SLBT/3/F/E2/35/40 | image | datasheet | deeplink | TUNGSRAM - SLBt - 4130lm - 35W - 4000K - 70CRI - TBD[SKU] - side 35-60mm and post 42-76mm | 5 | side 35-60mm and post 42-76mm |  | 1 | 35 | YES |  |  |  |  | -40°C to +35°C | CE;ENEC |  | CE & ENEC | [6 empty] | 66 | 4000 | 386x347x72 mm |  | 220-240V | -40°C to +35°C | 5 years |  |  |  | 70 |  | 4000 | 4130 |  |  |  | L80 > 218000h |  | 118 |  |  | 9 | E2 | 25 °C | < 10% at 100.000 hours | No Built-in accessory | Available | 740/559 | CIE(x=0.38. y=0.38) 5SDCM | Class1. Class2 | IK09 | [11 empty] | dimmable
TBD | SLBT/3/F/F5/35/40 | image | datasheet | deeplink | TUNGSRAM - SLBt - 4100lm - 35W - 4000K - 70CRI - TBD[SKU] - side 35-60mm and post 42-76mm | 5 | side 35-60mm and post 42-76mm |  | 1 | 35 | YES |  |  |  |  | -40°C to +35°C | CE;ENEC |  | CE & ENEC | [6 empty] | 66 | 4000 | 386x347x72 mm |  | 220-240V | -40°C to +35°C | 5 years |  |  |  | 70 |  | 4000 | 4100 |  |  |  | L80 > 218000h |  | 117 |  |  | 9 | F5 | 25 °C | < 10% at 100.000 hours | No Built-in accessory | Available | 740/559 | CIE(x=0.38. y=0.38) 5SDCM | Class1. Class2 | IK09 | [11 empty] | dimmable
TBD | SLBT/3/F/E5/35/40 | image | datasheet | deeplink | TUNGSRAM - SLBt - 4150lm - 35W - 4000K - 70CRI - TBD[SKU] - side 35-60mm and post 42-76mm | 5 | side 35-60mm and post 42-76mm |  | 1 | 35 | YES |  |  |  |  | -40°C to +35°C | CE;ENEC |  | CE & ENEC | [6 empty] | 66 | 4000 | 386x347x72 mm |  | 220-240V | -40°C to +35°C | 5 years |  |  |  | 70 |  | 4000 | 4150 |  |  |  | L80 > 218000h |  | 118 |  |  | 9 | E5 | 25 °C | < 10% at 100.000 hours | No Built-in accessory | Available | 740/559 | CIE(x=0.38. y=0.38) 5SDCM | Class1. Class2 | IK09 | [11 empty] | dimmable
TBD | SLBT/3/F/C5/35/40 | image | datasheet | deeplink | TUNGSRAM - SLBt - 4160lm - 35W - 4000K - 70CRI - TBD[SKU] - side 35-60mm and post 42-76mm | 5 | side 35-60mm and post 42-76mm |  | 1 | 35 | YES |  |  |  |  | -40°C to +35°C | CE;ENEC |  | CE & ENEC | [6 empty] | 66 | 4000 | 386x347x72 mm |  | 220-240V | -40°C to +35°C | 5 years |  |  |  | 70 |  | 4000 | 4160 |  |  |  | L80 > 218000h |  | 118 |  |  | 9 | C5 | 25 °C | < 10% at 100.000 hours | No Built-in accessory | Available | 740/559 | CIE(x=0.38. y=0.38) 5SDCM | Class1. Class2 | IK09 | [11 empty] | dimmable
TBD | SLBT/3/F/B5/35/40 | image | datasheet | deeplink | TUNGSRAM - SLBt - 4210lm - 35W - 4000K - 70CRI - TBD[SKU] - side 35-60mm and post 42-76mm | 5 | side 35-60mm and post 42-76mm | LED | 1 | 35 | YES |  |  |  |  | -40°C to +35°C | CE;ENEC |  | CE & ENEC | [6 empty] | 66 | 4000 | 386x347x72 mm |  | 220-240V | -40°C to +35°C | 5 years |  |  |  | 70 |  | 4000 | 4210 |  |  |  | L80 > 218000h |  | 68 |  |  | 9 | B5 | 25 °C | < 10% at 100.000 hours | No Built-in accessory | Available | 740/559 | CIE(x=0.38. y=0.38) 5SDCM | Class1. Class2 | IK09 | [11 empty] | dimmable
TBD | SLBT/3/F/E2/28/40 | image | datasheet | deeplink | TUNGSRAM - SLBt - 3290lm - 28W - 4000K - 70CRI - TBD[SKU] - side 35-60mm and post 42-76mm | 5 | side 35-60mm and post 42-76mm |  | 1 | 28 | YES |  |  |  |  | -40°C to +35°C | CE;ENEC |  | CE & ENEC | [6 empty] | 66 | 4000 | 386x347x72 mm |  | 220-240V | -40°C to +35°C | 5 years |  |  |  | 70 |  | 4000 | 3290 |  |  |  | L80 > 218000h |  | 117 |  |  | 9 | E2 | 25 °C | < 10% at 100.000 hours | No Built-in accessory | Available | 740/559 | CIE(x=0.38. y=0.38) 5SDCM | Class1. Class2 | IK09 | [11 empty] | dimmable
TBD | SLBT/3/F/F5/28/40 | image | datasheet | deeplink | TUNGSRAM - SLBt - 3260lm - 28W - 4000K - 70CRI - TBD[SKU] - side 35-60mm and post 42-76mm | 5 | side 35-60mm and post 42-76mm | LED | 1 | 28 | YES |  |  |  |  | -40°C to +35°C | CE;ENEC |  | CE & ENEC | [6 empty] | 66 | 4000 | 386x347x72 mm |  | 220-240V | -40°C to +35°C | 5 years |  |  |  | 70 |  | 4000 | 3260 |  |  |  | L80 > 218000h |  | 116 |  |  | 9 | F5 | 25 °C | < 10% at 100.000 hours | No Built-in accessory | Available | 740/559 | CIE(x=0.38. y=0.38) 5SDCM | Class1. Class2 | IK09 | [11 empty] | dimmable
TBD | SLBT/3/F/E5/28/40 | image | datasheet | deeplink | TUNGSRAM - SLBt - 3300lm - 28W - 4000K - 70CRI - TBD[SKU] - side 35-60mm and post 42-76mm | 5 | side 35-60mm and post 42-76mm |  | 1 | 28 | YES |  |  |  |  | -40°C to +35°C | CE;ENEC |  | CE & ENEC | [6 empty] | 66 | 4000 | 386x347x72 mm |  | 220-240V | -40°C to +35°C | 5 years |  |  |  | 70 |  | 4000 | 3300 |  |  |  | L80 > 218000h |  | 117 |  |  | 9 | E5 | 25 °C | < 10% at 100.000 hours | No Built-in accessory | Available | 740/559 | CIE(x=0.38. y=0.38) 5SDCM | Class1. Class2 | IK09 | [11 empty] | dimmable
TBD | SLBT/3/F/C5/28/40 | image | datasheet | deeplink | TUNGSRAM - SLBt - 3310lm - 28W - 4000K - 70CRI - TBD[SKU] - side 35-60mm and post 42-76mm | 5 | side 35-60mm and post 42-76mm |  | 1 | 28 | YES |  |  |  |  | -40°C to +35°C | CE;ENEC |  | CE & ENEC | [6 empty] | 66 | 4000 | 386x347x72 mm |  | 220-240V | -40°C to +35°C | 5 years |  |  |  | 70 |  | 4000 | 3310 |  |  |  | L80 > 218000h |  | 118 |  |  | 9 | C5 | 25 °C | < 10% at 100.000 hours | No Built-in accessory | Available | 740/559 | CIE(x=0.38. y=0.38) 5SDCM | Class1. Class2 | IK09 | [11 empty] | dimmable
TBD | SLBT/3/F/B5/28/40 | image | datasheet | deeplink | TUNGSRAM - SLBt - 3350lm - 28W - 4000K - 70CRI - TBD[SKU] - side 35-60mm and post 42-76mm | 5 | side 35-60mm and post 42-76mm | LED | 1 | 28 | YES |  |  |  |  | -40°C to +35°C | CE;ENEC |  | CE & ENEC | [6 empty] | 66 | 4000 | 386x347x72 mm |  | 220-240V | -40°C to +35°C | 5 years |  |  |  | 70 |  | 4000 | 3350 |  |  |  | L80 > 218000h |  | 119 |  |  | 9 | B5 | 25 °C | < 10% at 100.000 hours | No Built-in accessory | Available | 740/559 | CIE(x=0.38. y=0.38) 5SDCM | Class1. Class2 | IK09 | [11 empty] | dimmable
TBD | SLBT/3/F/E2/19/40 | image | datasheet | deeplink | TUNGSRAM - SLBt - 2280lm - 19W - 4000K - 70CRI - TBD[SKU] - side 35-60mm and post 42-76mm | 5 | side 35-60mm and post 42-76mm |  | 1 | 19 | YES |  |  |  |  | -40°C to +35°C | CE;ENEC |  | CE & ENEC | [6 empty] | 66 | 4000 | 386x347x72 mm |  | 220-240V | -40°C to +35°C | 5 years |  |  |  | 70 |  | 4000 | 2280 |  |  |  | L80 > 218000h |  | 120 |  |  | 9 | E2 | 25 °C | < 10% at 100.000 hours | No Built-in accessory | Available | 740/559 | CIE(x=0.38. y=0.38) 5SDCM | Class1. Class2 | IK09 | [11 empty] | dimmable
TBD | SLBT/3/F/F5/19/40 | image | datasheet | deeplink | TUNGSRAM - SLBt - 2260lm - 19W - 4000K - 70CRI - TBD[SKU] - side 35-60mm and post 42-76mm | 5 | side 35-60mm and post 42-76mm |  | 1 | 19 | YES |  |  |  |  | -40°C to +35°C | CE;ENEC |  | CE & ENEC | [6 empty] | 66 | 4000 | 386x347x72 mm |  | 220-240V | -40°C to +35°C | 5 years |  |  |  | 70 |  | 4000 | 2260 |  |  |  | L80 > 218000h |  | 118 |  |  | 9 | F5 | 25 °C | < 10% at 100.000 hours | No Built-in accessory | Available | 740/559 | CIE(x=0.38. y=0.38) 5SDCM | Class1. Class2 | IK09 | [11 empty] | dimmable
TBD | SLBT/3/F/E5/19/40 | image | datasheet | deeplink | TUNGSRAM - SLBt - 2290lm - 19W - 4000K - 70CRI - TBD[SKU] - side 35-60mm and post 42-76mm | 5 | side 35-60mm and post 42-76mm |  | 1 | 19 | YES |  |  |  |  | -40°C to +35°C | CE;ENEC |  | CE & ENEC | [6 empty] | 66 | 4000 | 386x347x72 mm |  | 220-240V | -40°C to +35°C | 5 years |  |  |  | 70 |  | 4000 | 2290 |  |  |  | L80 > 218000h |  | 120 |  |  | 9 | E5 | 25 °C | < 10% at 100.000 hours | No Built-in accessory | Available | 740/559 | CIE(x=0.38. y=0.38) 5SDCM | Class1. Class2 | IK09 | [11 empty] | dimmable
TBD | SLBT/3/F/C5/19/40 | image | datasheet | deeplink | TUNGSRAM - SLBt - 2290lm - 19W - 4000K - 70CRI - TBD[SKU] - side 35-60mm and post 42-76mm | 5 | side 35-60mm and post 42-76mm |  | 1 | 19 | YES |  |  |  |  | -40°C to +35°C | CE;ENEC |  | CE & ENEC | [6 empty] | 66 | 4000 | 386x347x72 mm |  | 220-240V | -40°C to +35°C | 5 years |  |  |  | 70 |  | 4000 | 2290 |  |  |  | L80 > 218000h |  | 120 |  |  | 9 | C5 | 25 °C | < 10% at 100.000 hours | No Built-in accessory | Available | 740/559 | CIE(x=0.38. y=0.38) 5SDCM | Class1. Class2 | IK09 | [11 empty] | dimmable
TBD | SLBT/3/F/B5/19/40 | image | datasheet | deeplink | TUNGSRAM - SLBt - 2320lm - 19W - 4000K - 70CRI - TBD[SKU] - side 35-60mm and post 42-76mm | 5 | side 35-60mm and post 42-76mm |  | 1 | 19 | YES |  |  |  |  | -40°C to +35°C | CE;ENEC |  | CE & ENEC | [6 empty] | 66 | 4000 | 386x347x72 mm |  | 220-240V | -40°C to +35°C | 5 years |  |  |  | 70 |  | 4000 | 2320 |  |  |  | L80 > 218000h |  | 122 |  |  | 9 | B5 | 25 °C | < 10% at 100.000 hours | No Built-in accessory | Available | 740/559 | CIE(x=0.38. y=0.38) 5SDCM | Class1. Class2 | IK09 | [11 empty] | dimmable
TBD | SLBT/3/F/E2/14/40 | image | datasheet | deeplink | TUNGSRAM - SLBt - 1660lm - 14W - 4000K - 70CRI - TBD[SKU] - side 35-60mm and post 42-76mm | 5 | side 35-60mm and post 42-76mm |  | 1 | 14 | YES |  |  |  |  | -40°C to +35°C | CE;ENEC |  | CE & ENEC | [6 empty] | 66 | 4000 | 386x347x72 mm |  | 220-240V | -40°C to +35°C | 5 years |  |  |  | 70 |  | 4000 | 1660 |  |  |  | L80 > 218000h |  | 118 |  |  | 9 | E2 | 25 °C | < 10% at 100.000 hours | No Built-in accessory | Available | 740/559 | CIE(x=0.38. y=0.38) 5SDCM | Class1. Class2 | IK09 | [11 empty] | dimmable
TBD | SLBT/3/F/F5/14/40 | image | datasheet | deeplink | TUNGSRAM - SLBt - 1640lm - 14W - 4000K - 70CRI - TBD[SKU] - side 35-60mm and post 42-76mm | 5 | side 35-60mm and post 42-76mm | LED | 1 | 14 | YES |  |  |  |  | -40°C to +35°C | CE;ENEC |  | CE & ENEC | [6 empty] | 66 | 4000 | 386x347x72 mm |  | 220-240V | -40°C to +35°C | 5 years |  |  |  | 70 |  | 4000 | 1640 |  |  |  | L80 > 218000h |  | 117 |  |  | 9 | F5 | 25 °C | < 10% at 100.000 hours | No Built-in accessory | Available | 740/559 | CIE(x=0.38. y=0.38) 5SDCM | Class1. Class2 | IK09 | [11 empty] | dimmable
TBD | SLBT/3/F/E5/14/40 | image | datasheet | deeplink | TUNGSRAM - SLBt - 1670lm - 14W - 4000K - 70CRI - TBD[SKU] - side 35-60mm and post 42-76mm | 5 | side 35-60mm and post 42-76mm |  | 1 | 14 | YES |  |  |  |  | -40°C to +35°C | CE;ENEC |  | CE & ENEC | [6 empty] | 66 | 4000 | 386x347x72 mm |  | 220-240V | -40°C to +35°C | 5 years |  |  |  | 70 |  | 4000 | 1670 |  |  |  | L80 > 218000h |  | 119 |  |  | 9 | E5 | 25 °C | < 10% at 100.000 hours | No Built-in accessory | Available | 740/559 | CIE(x=0.38. y=0.38) 5SDCM | Class1. Class2 | IK09 | [11 empty] | dimmable
TBD | SLBT/3/F/C5/14/40 | image | datasheet | deeplink | TUNGSRAM - SLBt - 1670lm - 14W - 4000K - 70CRI - TBD[SKU] - side 35-60mm and post 42-76mm | 5 | side 35-60mm and post 42-76mm |  | 1 | 14 | YES |  |  |  |  | -40°C to +35°C | CE;ENEC |  | CE & ENEC | [6 empty] | 66 | 4000 | 386x347x72 mm |  | 220-240V | -40°C to +35°C | 5 years |  |  |  | 70 |  | 4000 | 1670 |  |  |  | L80 > 218000h |  | 119 |  |  | 9 | C5 | 25 °C | < 10% at 100.000 hours | No Built-in accessory | Available | 740/559 | CIE(x=0.38. y=0.38) 5SDCM | Class1. Class2 | IK09 | [11 empty] | dimmable
TBD | SLBT/3/F/B5/14/40 | image | datasheet | deeplink | TUNGSRAM - SLBt - 1690lm - 14W - 4000K - 70CRI - TBD[SKU] - side 35-60mm and post 42-76mm | 5 | side 35-60mm and post 42-76mm | LED | 1 | 14 | YES |  |  |  |  | -40°C to +35°C | CE;ENEC |  | CE & ENEC | [6 empty] | 66 | 4000 | 386x347x72 mm |  | 220-240V | -40°C to +35°C | 5 years |  |  |  | 70 |  | 4000 | 1690 |  |  |  | L80 > 218000h |  | 120 |  |  | 9 | B5 | 25 °C | < 10% at 100.000 hours | No Built-in accessory | Available | 740/559 | CIE(x=0.38. y=0.38) 5SDCM | Class1. Class2 | IK09 | [11 empty] | dimmable
TBD | PIKO/1/C/18/5 | image | datasheet | deeplink | TUNGSRAM - Piko - 2520lm - 18W - 5000K - 70CRI - TBD[SKU] - Side mount 35-60 mm | 2 | Side mount 35-60 mm |  | 1 | 18 |  |  |  | IK08 | Class I | -40°C to +35°C | CE |  | CE | [6 empty] | 66 | 5000 | 140x372x61 mm |  | 220-240V | -40°C to +35°C | 5 years |  |  |  | >70 |  | 5000 | 2520 |  |  |  | L80B50 > 110.000 hours |  | 140 |  |  | 9 | C | 25 °C | 10% at 50.000 hours | No Built-in accessory | Available | 750/559 | CIE(x= 0.34. y= 0.35) 5SDCM | Class1 | IK08 | [11 empty] | none
TBD | PIKO/1/C/28/5 | image | datasheet | deeplink | TUNGSRAM - Piko - 3650lm - 28W - 5000K - 70CRI - TBD[SKU] - Side mount 35-60 mm | 2 | Side mount 35-60 mm | LED | 1 | 28 |  |  |  | IK08 | Class I | -40°C to +35°C | CE |  | CE | [6 empty] | 66 | 5000 | 140x372x61 mm |  | 220-240V | -40°C to +35°C | 5 years |  |  |  | >70 |  | 5000 | 3650 |  |  |  | L80B50 > 110.000 hours |  | 130 |  |  | 9 | C | 25 °C | 10% at 50.000 hours | No Built-in accessory | Available | 750/559 | CIE(x= 0.34. y= 0.35) 5SDCM | Class1 | IK08 | [11 empty] | none
TBD | PIKO/1/C/21/5 | image | datasheet | deeplink | TUNGSRAM - Piko - 2880lm - 21W - 5000K - 70CRI - TBD[SKU] - Side mount 35-60 mm | 2 | Side mount 35-60 mm |  | 1 | 21 |  |  |  | IK08 | Class I | -40°C to +35°C | CE |  | CE | [6 empty] | 66 | 5000 | 140x372x61 mm |  | 220-240V | -40°C to +35°C | 5 years |  |  |  | >70 |  | 5000 | 2880 |  |  |  | L80B50 > 110.000 hours |  | 137 |  |  | 9 | C | 25 °C | 10% at 50.000 hours | No Built-in accessory | Available | 750/559 | CIE(x= 0.34. y= 0.35) 5SDCM | Class1 | IK08 | [11 empty] | none
TBD | PIKO/1/C/12/5 | image | datasheet | deeplink | TUNGSRAM - Piko - 1650lm - 12W - 5000K - 70CRI - TBD[SKU] - Side mount 35-60 mm | 2 | Side mount 35-60 mm |  | 1 | 12 |  |  |  | IK08 | Class I | -40°C to +35°C | CE |  | CE | [6 empty] | 66 | 5000 | 140x372x61 mm |  | 220-240V | -40°C to +35°C | 5 years |  |  |  | >70 |  | 5000 | 1650 |  |  |  | L80B50 > 110.000 hours |  | 137 |  |  | 9 | C | 25 °C | 10% at 50.000 hours | No Built-in accessory | Available | 750/559 | CIE(x= 0.34. y= 0.35) 5SDCM | Class1 | IK08 | [11 empty] | none
TBD | PIKO/1/F/18/5 | image | datasheet | deeplink | TUNGSRAM - Piko - 2550lm - 18W - 5000K - 70CRI - TBD[SKU] - Side mount 35-60 mm | 2 | Side mount 35-60 mm | LED | 1 | 18 |  |  |  | IK08 | Class I | -40°C to +35°C | CE |  | CE | [6 empty] | 66 | 5000 | 140x372x61 mm |  | 220-240V | -40°C to +35°C | 5 years |  |  |  | >70 |  | 5000 | 2550 |  |  |  | L80B50 > 110.000 hours |  | 141 |  |  | 9 | F | 25 °C | 10% at 50.000 hours | No Built-in accessory | Available | 750/559 | CIE(x= 0.34. y= 0.35) 5SDCM | Class1 | IK08 | [11 empty] | none
TBD | PIKO/1/F/28/5 | image | datasheet | deeplink | TUNGSRAM - Piko - 3710lm - 28W - 5000K - 70CRI - TBD[SKU] - Side mount 35-60 mm | 2 | Side mount 35-60 mm | LED | 1 | 28 |  |  |  | IK08 | Class I | -40°C to +35°C | CE |  | CE | [6 empty] | 66 | 5000 | 140x372x61 mm |  | 220-240V | -40°C to +35°C | 5 years |  |  |  | >70 |  | 5000 | 3710 |  |  |  | L80B50 > 110.000 hours |  | 132 |  |  | 9 | F | 25 °C | 10% at 50.000 hours | No Built-in accessory | Available | 750/559 | CIE(x= 0.34. y= 0.35) 5SDCM | Class1 | IK08 | [11 empty] | none
TBD | PIKO/1/F/21/5 | image | datasheet | deeplink | TUNGSRAM - Piko - 2920lm - 21W - 5000K - 70CRI - TBD[SKU] - Side mount 35-60 mm | 2 | Side mount 35-60 mm | LED | 1 | 21 |  |  |  | IK08 | Class I | -40°C to +35°C | CE |  | CE | [6 empty] | 66 | 5000 | 140x372x61 mm |  | 220-240V | -40°C to +35°C | 5 years |  |  |  | >70 |  | 5000 | 2920 |  |  |  | L80B50 > 110.000 hours |  | 139 |  |  | 9 | F | 25 °C | 10% at 50.000 hours | No Built-in accessory | Available | 750/559 | CIE(x= 0.34. y= 0.35) 5SDCM | Class1 | IK08 | [11 empty] | none
TBD | PIKO/1/F/12/5 | image | datasheet | deeplink | TUNGSRAM - Piko - 1670lm - 12W - 5000K - 70CRI - TBD[SKU] - Side mount 35-60 mm | 2 | Side mount 35-60 mm | LED | 1 | 12 |  |  |  | IK08 | Class I | -40°C to +35°C | CE |  | CE | [6 empty] | 66 | 5000 | 140x372x61 mm |  | 220-240V | -40°C to +35°C | 5 years |  |  |  | >70 |  | 5000 | 1670 |  |  |  | L80B50 > 110.000 hours |  | 139 |  |  | 9 | F | 25 °C | 10% at 50.000 hours | No Built-in accessory | Available | 750/559 | CIE(x= 0.34. y= 0.35) 5SDCM | Class1 | IK08 | [11 empty] | none
TBD | PIKO/1/E/18/5 | image | datasheet | deeplink | TUNGSRAM - Piko - 2520lm - 18W - 5000K - 70CRI - TBD[SKU] - Side mount 35-60 mm | 2 | Side mount 35-60 mm |  | 1 | 18 |  |  |  | IK08 | Class I | -40°C to +35°C | CE |  | CE | [6 empty] | 66 | 5000 | 140x372x61 mm |  | 220-240V | -40°C to +35°C | 5 years |  |  |  | >70 |  | 5000 | 2520 |  |  |  | L80B50 > 110.000 hours |  | 140 |  |  | 9 | E | 25 °C | 10% at 50.000 hours | No Built-in accessory | Available | 750/559 | CIE(x= 0.34. y= 0.35) 5SDCM | Class1 | IK08 | [11 empty] | none
TBD | PIKO/1/E/28/5 | image | datasheet | deeplink | TUNGSRAM - Piko - 3660lm - 28W - 5000K - 70CRI - TBD[SKU] - Side mount 35-60 mm | 2 | Side mount 35-60 mm | LED | 1 | 28 |  |  |  | IK08 | Class I | -40°C to +35°C | CE |  | CE | [6 empty] | 66 | 5000 | 140x372x61 mm |  | 220-240V | -40°C to +35°C | 5 years |  |  |  | >70 |  | 5000 | 3660 |  |  |  | L80B50 > 110.000 hours |  | 130 |  |  | 9 | E | 25 °C | 10% at 50.000 hours | No Built-in accessory | Available | 750/559 | CIE(x= 0.34. y= 0.35) 5SDCM | Class1 | IK08 | [11 empty] | none
TBD | PIKO/1/E/21/5 | image | datasheet | deeplink | TUNGSRAM - Piko - 2880lm - 21W - 5000K - 70CRI - TBD[SKU] - Side mount 35-60 mm | 2 | Side mount 35-60 mm |  | 1 | 21 |  |  |  | IK08 | Class I | -40°C to +35°C | CE |  | CE | [6 empty] | 66 | 5000 | 140x372x61 mm |  | 220-240V | -40°C to +35°C | 5 years |  |  |  | >70 |  | 5000 | 2880 |  |  |  | L80B50 > 110.000 hours |  | 137 |  |  | 9 | E | 25 °C | 10% at 50.000 hours | No Built-in accessory | Available | 750/559 | CIE(x= 0.34. y= 0.35) 5SDCM | Class1 | IK08 | [11 empty] | none
TBD | PIKO/1/E/12/5 | image | datasheet | deeplink | TUNGSRAM - Piko - 1650lm - 12W - 5000K - 70CRI - TBD[SKU] - Side mount 35-60 mm | 2 | Side mount 35-60 mm |  | 1 | 12 |  |  |  | IK08 | Class I | -40°C to +35°C | CE |  | CE | [6 empty] | 66 | 5000 | 140x372x61 mm |  | 220-240V | -40°C to +35°C | 5 years |  |  |  | >70 |  | 5000 | 1650 |  |  |  | L80B50 > 110.000 hours |  | 137 |  |  | 9 | E | 25 °C | 10% at 50.000 hours | No Built-in accessory | Available | 750/559 | CIE(x= 0.34. y= 0.35) 5SDCM | Class1 | IK08 | [11 empty] | none
TBD | PIKO/1/C/18/3 | image | datasheet | deeplink | TUNGSRAM - Piko - 2380lm - 18W - 3000K - 70CRI - TBD[SKU] - Side mount 35-60 mm | 2 | Side mount 35-60 mm |  | 1 | 18 |  |  |  | IK08 | Class I | -40°C to +35°C | CE |  | CE | [6 empty] | 66 | 3000 | 140x372x61 mm |  | 220-240V | -40°C to +35°C | 5 years |  |  |  | >70 |  | 3000 | 2380 |  |  |  | L80B50 > 110.000 hours |  | 132 |  |  | 9 | C | 25 °C | 10% at 50.000 hours | No Built-in accessory | Available | 730/559 | CIE(x=0.43. y=0.403) 5SDCM | Class1 | IK08 | [11 empty] | none
TBD | PIKO/1/C/28/3 | image | datasheet | deeplink | TUNGSRAM - Piko - 3450lm - 28W - 3000K - 70CRI - TBD[SKU] - Side mount 35-60 mm | 2 | Side mount 35-60 mm |  | 1 | 28 |  |  |  | IK08 | Class I | -40°C to +35°C | CE |  | CE | [6 empty] | 66 | 3000 | 140x372x61 mm |  | 220-240V | -40°C to +35°C | 5 years |  |  |  | >70 |  | 3000 | 3450 |  |  |  | L80B50 > 110.000 hours |  | 123 |  |  | 9 | C | 25 °C | 10% at 50.000 hours | No Built-in accessory | Available | 730/559 | CIE(x=0.43. y=0.403) 5SDCM | Class1 | IK08 | [11 empty] | none
TBD | PIKO/1/C/21/3 | image | datasheet | deeplink | TUNGSRAM - Piko - 2720lm - 21W - 3000K - 70CRI - TBD[SKU] - Side mount 35-60 mm | 2 | Side mount 35-60 mm |  | 1 | 21 |  |  |  | IK08 | Class I | -40°C to +35°C | CE |  | CE | [6 empty] | 66 | 3000 | 140x372x61 mm |  | 220-240V | -40°C to +35°C | 5 years |  |  |  | >70 |  | 3000 | 2720 |  |  |  | L80B50 > 110.000 hours |  | 129 |  |  | 9 | C | 25 °C | 10% at 50.000 hours | No Built-in accessory | Available | 730/559 | CIE(x=0.43. y=0.403) 5SDCM | Class1 | IK08 | [11 empty] | none
TBD | PIKO/1/C/12/3 | image | datasheet | deeplink | TUNGSRAM - Piko - 1550lm - 12W - 3000K - 70CRI - TBD[SKU] - Side mount 35-60 mm | 2 | Side mount 35-60 mm |  | 1 | 12 |  |  |  | IK08 | Class I | -40°C to +35°C | CE |  | CE | [6 empty] | 66 | 3000 | 140x372x61 mm |  | 220-240V | -40°C to +35°C | 5 years |  |  |  | >70 |  | 3000 | 1550 |  |  |  | L80B50 > 110.000 hours |  | 129 |  |  | 9 | C | 25 °C | 10% at 50.000 hours | No Built-in accessory | Available | 730/559 | CIE(x=0.43. y=0.403) 5SDCM | Class1 | IK08 | [11 empty] | none
TBD | PIKO/1/F/18/3 | image | datasheet | deeplink | TUNGSRAM - Piko - 2410lm - 18W - 3000K - 70CRI - TBD[SKU] - Side mount 35-60 mm | 2 | Side mount 35-60 mm | LED | 1 | 18 |  |  |  | IK08 | Class I | -40°C to +35°C | CE |  | CE | [6 empty] | 66 | 3000 | 140x372x61 mm |  | 220-240V | -40°C to +35°C | 5 years |  |  |  | >70 |  | 3000 | 2410 |  |  |  | L80B50 > 110.000 hours |  | 133 |  |  | 9 | F | 25 °C | 10% at 50.000 hours | No Built-in accessory | Available | 730/559 | CIE(x=0.43. y=0.403) 5SDCM | Class1 | IK08 | [11 empty] | none
TBD | PIKO/1/F/28/3 | image | datasheet | deeplink | TUNGSRAM - Piko - 3500lm - 28W - 3000K - 70CRI - TBD[SKU] - Side mount 35-60 mm | 2 | Side mount 35-60 mm | LED | 1 | 28 |  |  |  | IK08 | Class I | -40°C to +35°C | CE |  | CE | [6 empty] | 66 | 3000 | 140x372x61 mm |  | 220-240V | -40°C to +35°C | 5 years |  |  |  | >70 |  | 3000 | 3500 |  |  |  | L80B50 > 110.000 hours |  | 125 |  |  | 9 | F | 25 °C | 10% at 50.000 hours | No Built-in accessory | Available | 730/559 | CIE(x=0.43. y=0.403) 5SDCM | Class1 | IK08 | [11 empty] | none
TBD | PIKO/1/F/21/3 | image | datasheet | deeplink | TUNGSRAM - Piko - 2760lm - 21W - 3000K - 70CRI - TBD[SKU] - Side mount 35-60 mm | 2 | Side mount 35-60 mm | LED | 1 | 21 |  |  |  | IK08 | Class I | -40°C to +35°C | CE |  | CE | [6 empty] | 66 | 3000 | 140x372x61 mm |  | 220-240V | -40°C to +35°C | 5 years |  |  |  | >70 |  | 3000 | 2760 |  |  |  | L80B50 > 110.000 hours |  | 131 |  |  | 9 | F | 25 °C | 10% at 50.000 hours | No Built-in accessory | Available | 730/559 | CIE(x=0.43. y=0.403) 5SDCM | Class1 | IK08 | [11 empty] | none
TBD | PIKO/1/F/12/3 | image | datasheet | deeplink | TUNGSRAM - Piko - 1570lm - 12W - 3000K - 70CRI - TBD[SKU] - Side mount 35-60 mm | 2 | Side mount 35-60 mm | LED | 1 | 12 |  |  |  | IK08 | Class I | -40°C to +35°C | CE |  | CE | [6 empty] | 66 | 3000 | 140x372x61 mm |  | 220-240V | -40°C to +35°C | 5 years |  |  |  | >70 |  | 3000 | 1570 |  |  |  | L80B50 > 110.000 hours |  | 130 |  |  | 9 | F | 25 °C | 10% at 50.000 hours | No Built-in accessory | Available | 730/559 | CIE(x=0.43. y=0.403) 5SDCM | Class1 | IK08 | [11 empty] | none
TBD | PIKO/1/E/18/3 | image | datasheet | deeplink | TUNGSRAM - Piko - 2380lm - 18W - 3000K - 70CRI - TBD[SKU] - Side mount 35-60 mm | 2 | Side mount 35-60 mm |  | 1 | 18 |  |  |  | IK08 | Class I | -40°C to +35°C | CE |  | CE | [6 empty] | 66 | 3000 | 140x372x61 mm |  | 220-240V | -40°C to +35°C | 5 years |  |  |  | >70 |  | 3000 | 2380 |  |  |  | L80B50 > 110.000 hours |  | 132 |  |  | 9 | E | 25 °C | 10% at 50.000 hours | No Built-in accessory | Available | 730/559 | CIE(x=0.43. y=0.403) 5SDCM | Class1 | IK08 | [11 empty] | none
TBD | PIKO/1/E/28/3 | image | datasheet | deeplink | TUNGSRAM - Piko - 3450lm - 28W - 3000K - 70CRI - TBD[SKU] - Side mount 35-60 mm | 2 | Side mount 35-60 mm |  | 1 | 28 |  |  |  | IK08 | Class I | -40°C to +35°C | CE |  | CE | [6 empty] | 66 | 3000 | 140x372x61 mm |  | 220-240V | -40°C to +35°C | 5 years |  |  |  | >70 |  | 3000 | 3450 |  |  |  | L80B50 > 110.000 hours |  | 123 |  |  | 9 | E | 25 °C | 10% at 50.000 hours | No Built-in accessory | Available | 730/559 | CIE(x=0.43. y=0.403) 5SDCM | Class1 | IK08 | [11 empty] | none
TBD | PIKO/1/E/21/3 | image | datasheet | deeplink | TUNGSRAM - Piko - 2720lm - 21W - 3000K - 70CRI - TBD[SKU] - Side mount 35-60 mm | 2 | Side mount 35-60 mm |  | 1 | 21 |  |  |  | IK08 | Class I | -40°C to +35°C | CE |  | CE | [6 empty] | 66 | 3000 | 140x372x61 mm |  | 220-240V | -40°C to +35°C | 5 years |  |  |  | >70 |  | 3000 | 2720 |  |  |  | L80B50 > 110.000 hours |  | 129 |  |  | 9 | E | 25 °C | 10% at 50.000 hours | No Built-in accessory | Available | 730/559 | CIE(x=0.43. y=0.403) 5SDCM | Class1 | IK08 | [11 empty] | none
TBD | PIKO/1/E/12/3 | image | datasheet | deeplink | TUNGSRAM - Piko - 1550lm - 12W - 3000K - 70CRI - TBD[SKU] - Side mount 35-60 mm | 2 | Side mount 35-60 mm |  | 1 | 12 |  |  |  | IK08 | Class I | -40°C to +35°C | CE |  | CE | [6 empty] | 66 | 3000 | 140x372x61 mm |  | 220-240V | -40°C to +35°C | 5 years |  |  |  | >70 |  | 3000 | 1550 |  |  |  | L80B50 > 110.000 hours |  | 129 |  |  | 9 | E | 25 °C | 10% at 50.000 hours | No Built-in accessory | Available | 730/559 | CIE(x=0.43. y=0.403) 5SDCM | Class1 | IK08 | [11 empty] | none
TBD | PIKO/1/C/18/4 | image | datasheet | deeplink | TUNGSRAM - Piko - 2520lm - 18W - 4000K - 70CRI - TBD[SKU] - Side mount 35-60 mm | 2 | Side mount 35-60 mm |  | 1 | 18 |  |  |  | IK08 | Class I | -40°C to +35°C | CE |  | CE | [6 empty] | 66 | 4000 | 140x372x61 mm |  | 220-240V | -40°C to +35°C | 5 years |  |  |  | >70 |  | 4000 | 2520 |  |  |  | L80B50 > 110.000 hours |  | 140 |  |  | 9 | C | 25 °C | 10% at 50.000 hours | No Built-in accessory | Available | 740/559 | CIE(x= 0.38. y= 0.38) 5SDCM | Class1 | IK08 | [11 empty] | none
TBD | PIKO/1/C/28/4 | image | datasheet | deeplink | TUNGSRAM - Piko - 3650lm - 28W - 4000K - 70CRI - TBD[SKU] - Side mount 35-60 mm | 2 | Side mount 35-60 mm | LED | 1 | 28 |  |  |  | IK08 | Class I | -40°C to +35°C | CE |  | CE | [6 empty] | 66 | 4000 | 140x372x61 mm |  | 220-240V | -40°C to +35°C | 5 years |  |  |  | >70 |  | 4000 | 3650 |  |  |  | L80B50 > 110.000 hours |  | 130 |  |  | 9 | C | 25 °C | 10% at 50.000 hours | No Built-in accessory | Available | 740/559 | CIE(x= 0.38. y= 0.38) 5SDCM | Class1 | IK08 | [11 empty] | none
TBD | PIKO/1/C/21/4 | image | datasheet | deeplink | TUNGSRAM - Piko - 2880lm - 21W - 4000K - 70CRI - TBD[SKU] - Side mount 35-60 mm | 2 | Side mount 35-60 mm |  | 1 | 21 |  |  |  | IK08 | Class I | -40°C to +35°C | CE |  | CE | [6 empty] | 66 | 4000 | 140x372x61 mm |  | 220-240V | -40°C to +35°C | 5 years |  |  |  | >70 |  | 4000 | 2880 |  |  |  | L80B50 > 110.000 hours |  | 137 |  |  | 9 | C | 25 °C | 10% at 50.000 hours | No Built-in accessory | Available | 740/559 | CIE(x= 0.38. y= 0.38) 5SDCM | Class1 | IK08 | [11 empty] | none
TBD | PIKO/1/C/12/4 | image | datasheet | deeplink | TUNGSRAM - Piko - 1650lm - 12W - 4000K - 70CRI - TBD[SKU] - Side mount 35-60 mm | 2 | Side mount 35-60 mm |  | 1 | 12 |  |  |  | IK08 | Class I | -40°C to +35°C | CE |  | CE | [6 empty] | 66 | 4000 | 140x372x61 mm |  | 220-240V | -40°C to +35°C | 5 years |  |  |  | >70 |  | 4000 | 1650 |  |  |  | L80B50 > 110.000 hours |  | 137 |  |  | 9 | C | 25 °C | 10% at 50.000 hours | No Built-in accessory | Available | 740/559 | CIE(x= 0.38. y= 0.38) 5SDCM | Class1 | IK08 | [11 empty] | none
TBD | PIKO/1/F/18/4 | image | datasheet | deeplink | TUNGSRAM - Piko - 2550lm - 18W - 4000K - 70CRI - TBD[SKU] - Side mount 35-60 mm | 2 | Side mount 35-60 mm | LED | 1 | 18 |  |  |  | IK08 | Class I | -40°C to +35°C | CE |  | CE | [6 empty] | 66 | 4000 | 140x372x61 mm |  | 220-240V | -40°C to +35°C | 5 years |  |  |  | >70 |  | 4000 | 2550 |  |  |  | L80B50 > 110.000 hours |  | 141 |  |  | 9 | F | 25 °C | 10% at 50.000 hours | No Built-in accessory | Available | 740/559 | CIE(x= 0.38. y= 0.38) 5SDCM | Class1 | IK08 | [11 empty] | none
TBD | PIKO/1/F/28/4 | image | datasheet | deeplink | TUNGSRAM - Piko - 3710lm - 28W - 4000K - 70CRI - TBD[SKU] - Side mount 35-60 mm | 2 | Side mount 35-60 mm | LED | 1 | 28 |  |  |  | IK08 | Class I | -40°C to +35°C | CE |  | CE | [6 empty] | 66 | 4000 | 140x372x61 mm |  | 220-240V | -40°C to +35°C | 5 years |  |  |  | >70 |  | 4000 | 3710 |  |  |  | L80B50 > 110.000 hours |  | 132 |  |  | 9 | F | 25 °C | 10% at 50.000 hours | No Built-in accessory | Available | 740/559 | CIE(x= 0.38. y= 0.38) 5SDCM | Class1 | IK08 | [11 empty] | none
TBD | PIKO/1/F/21/4 | image | datasheet | deeplink | TUNGSRAM - Piko - 2920lm - 21W - 4000K - 70CRI - TBD[SKU] - Side mount 35-60 mm | 2 | Side mount 35-60 mm | LED | 1 | 21 |  |  |  | IK08 | Class I | -40°C to +35°C | CE |  | CE | [6 empty] | 66 | 4000 | 140x372x61 mm |  | 220-240V | -40°C to +35°C | 5 years |  |  |  | >70 |  | 4000 | 2920 |  |  |  | L80B50 > 110.000 hours |  | 139 |  |  | 9 | F | 25 °C | 10% at 50.000 hours | No Built-in accessory | Available | 740/559 | CIE(x= 0.38. y= 0.38) 5SDCM | Class1 | IK08 | [11 empty] | none
TBD | PIKO/1/F/12/4 | image | datasheet | deeplink | TUNGSRAM - Piko - 1670lm - 12W - 4000K - 70CRI - TBD[SKU] - Side mount 35-60 mm | 2 | Side mount 35-60 mm | LED | 1 | 12 |  |  |  | IK08 | Class I | -40°C to +35°C | CE |  | CE | [6 empty] | 66 | 4000 | 140x372x61 mm |  | 220-240V | -40°C to +35°C | 5 years |  |  |  | >70 |  | 4000 | 1670 |  |  |  | L80B50 > 110.000 hours |  | 139 |  |  | 9 | F | 25 °C | 10% at 50.000 hours | No Built-in accessory | Available | 740/559 | CIE(x= 0.38. y= 0.38) 5SDCM | Class1 | IK08 | [11 empty] | none
TBD | PIKO/1/E/18/4 | image | datasheet | deeplink | TUNGSRAM - Piko - 2520lm - 18W - 4000K - 70CRI - TBD[SKU] - Side mount 35-60 mm | 2 | Side mount 35-60 mm |  | 1 | 18 |  |  |  | IK08 | Class I | -40°C to +35°C | CE |  | CE | [6 empty] | 66 | 4000 | 140x372x61 mm |  | 220-240V | -40°C to +35°C | 5 years |  |  |  | >70 |  | 4000 | 2520 |  |  |  | L80B50 > 110.000 hours |  | 140 |  |  | 9 | E | 25 °C | 10% at 50.000 hours | No Built-in accessory | Available | 740/559 | CIE(x= 0.38. y= 0.38) 5SDCM | Class1 | IK08 | [11 empty] | none
TBD | PIKO/1/E/28/4 | image | datasheet | deeplink | TUNGSRAM - Piko - 3660lm - 28W - 4000K - 70CRI - TBD[SKU] - Side mount 35-60 mm | 2 | Side mount 35-60 mm | LED | 1 | 28 |  |  |  | IK08 | Class I | -40°C to +35°C | CE |  | CE | [6 empty] | 66 | 4000 | 140x372x61 mm |  | 220-240V | -40°C to +35°C | 5 years |  |  |  | >70 |  | 4000 | 3660 |  |  |  | L80B50 > 110.000 hours |  | 130 |  |  | 9 | E | 25 °C | 10% at 50.000 hours | No Built-in accessory | Available | 740/559 | CIE(x= 0.38. y= 0.38) 5SDCM | Class1 | IK08 | [11 empty] | none
TBD | PIKO/1/E/21/4 | image | datasheet | deeplink | TUNGSRAM - Piko - 2880lm - 21W - 4000K - 70CRI - TBD[SKU] - Side mount 35-60 mm | 2 | Side mount 35-60 mm |  | 1 | 21 |  |  |  | IK08 | Class I | -40°C to +35°C | CE |  | CE | [6 empty] | 66 | 4000 | 140x372x61 mm |  | 220-240V | -40°C to +35°C | 5 years |  |  |  | >70 |  | 4000 | 2880 |  |  |  | L80B50 > 110.000 hours |  | 137 |  |  | 9 | E | 25 °C | 10% at 50.000 hours | No Built-in accessory | Available | 740/559 | CIE(x= 0.38. y= 0.38) 5SDCM | Class1 | IK08 | [11 empty] | none
TBD | PIKO/1/E/12/4 | image | datasheet | deeplink | TUNGSRAM - Piko - 1650lm - 12W - 4000K - 70CRI - TBD[SKU] - Side mount 35-60 mm | 2 | Side mount 35-60 mm |  | 1 | 12 |  |  |  | IK08 | Class I | -40°C to +35°C | CE |  | CE | [6 empty] | 66 | 4000 | 140x372x61 mm |  | 220-240V | -40°C to +35°C | 5 years |  |  |  | >70 |  | 4000 | 1650 |  |  |  | L80B50 > 110.000 hours |  | 137 |  |  | 9 | E | 25 °C | 10% at 50.000 hours | No Built-in accessory | Available | 740/559 | CIE(x= 0.38. y= 0.38) 5SDCM | Class1 | IK08 | [11 empty] | none
TBD | SP L/3/F/U/125/50 | image | datasheet | deeplink | TUNGSRAM - Spinella Single module - 11860lm - 125W - 5000K - 70CRI - TBD[SKU] - side 42-60mm and post 42-76mm | 10.5 | side 42-60mm and post 42-76mm | LED | 1 | 125 | YES |  |  |  |  | -40°C to +50°C | CE;ENEC |  | CE;ENEC | [6 empty] | 66 | 5000 | 671x366x172 mm |  | 220-240V | -40°C to +50°C | 5 years |  |  |  | >70 |  | 5000 | 11860 |  |  |  | L80 > 128000 h |  | 94.88 |  |  | 9 | U | 25 °C | 11.14% | No Built-in accessory | Phased-out | 750/559 | CIE(x=0.34. y=0.35) 5SDCM | Class1. Class2 | IK09 | [11 empty] | dimmable
TBD | SP L/3/F/T/125/50 | image | datasheet | deeplink | TUNGSRAM - Spinella Single module - 12720lm - 125W - 5000K - 70CRI - TBD[SKU] - side 42-60mm and post 42-76mm | 10.5 | side 42-60mm and post 42-76mm | LED | 1 | 125 | YES |  |  |  |  | -40°C to +50°C | CE;ENEC |  | CE;ENEC | [6 empty] | 66 | 5000 | 671x366x172 mm |  | 220-240V | -40°C to +50°C | 5 years |  |  |  | >70 |  | 5000 | 12720 |  |  |  | L80 > 128000 h |  | 101.76 |  |  | 9 | T | 25 °C | 11.14% | No Built-in accessory | Phased-out | 750/559 | CIE(x=0.34. y=0.35) 5SDCM | Class1. Class2 | IK09 | [11 empty] | dimmable
TBD | SP L/3/F/S/125/50 | image | datasheet | deeplink | TUNGSRAM - Spinella Single module - 12110lm - 125W - 5000K - 70CRI - TBD[SKU] - side 42-60mm and post 42-76mm | 10.5 | side 42-60mm and post 42-76mm | LED | 1 | 125 | YES |  |  |  |  | -40°C to +50°C | CE;ENEC |  | CE;ENEC | [6 empty] | 66 | 5000 | 671x366x172 mm |  | 220-240V | -40°C to +50°C | 5 years |  |  |  | >70 |  | 5000 | 12110 |  |  |  | L80 > 128000 h |  | 96.88 |  |  | 9 | S | 25 °C | 11.14% | No Built-in accessory | Phased-out | 750/559 | CIE(x=0.34. y=0.35) 5SDCM | Class1. Class2 | IK09 | [11 empty] | dimmable
TBD | SP L/3/F/R/125/50 | image | datasheet | deeplink | TUNGSRAM - Spinella Single module - 12360lm - 125W - 5000K - 70CRI - TBD[SKU] - side 42-60mm and post 42-76mm | 10.5 | side 42-60mm and post 42-76mm | LED | 1 | 125 | YES |  |  |  |  | -40°C to +50°C | CE;ENEC |  | CE;ENEC | [6 empty] | 66 | 5000 | 671x366x172 mm |  | 220-240V | -40°C to +50°C | 5 years |  |  |  | >70 |  | 5000 | 12360 |  |  |  | L80 > 128000 h |  | 98.88 |  |  | 9 | R | 25 °C | 11.14% | No Built-in accessory | Phased-out | 750/559 | CIE(x=0.34. y=0.35) 5SDCM | Class1. Class2 | IK09 | [11 empty] | dimmable
TBD | SP L/3/F/P/125/50 | image | datasheet | deeplink | TUNGSRAM - Spinella Single module - 11750lm - 125W - 5000K - 70CRI - TBD[SKU] - side 42-60mm and post 42-76mm | 10.5 | side 42-60mm and post 42-76mm | LED | 1 | 125 | YES |  |  |  |  | -40°C to +50°C | CE;ENEC |  | CE;ENEC | [6 empty] | 66 | 5000 | 671x366x172 mm |  | 220-240V | -40°C to +50°C | 5 years |  |  |  | >70 |  | 5000 | 11750 |  |  |  | L80 > 128000 h |  | 94 |  |  | 9 | P | 25 °C | 11.14% | No Built-in accessory | Phased-out | 750/559 | CIE(x=0.34. y=0.35) 5SDCM | Class1. Class2 | IK09 | [11 empty] | dimmable
TBD | SP L/3/F/N/125/50 | image | datasheet | deeplink | TUNGSRAM - Spinella Single module - 12610lm - 125W - 5000K - 70CRI - TBD[SKU] - side 42-60mm and post 42-76mm | 10.5 | side 42-60mm and post 42-76mm | LED | 1 | 125 | YES |  |  |  |  | -40°C to +50°C | CE;ENEC |  | CE;ENEC | [6 empty] | 66 | 5000 | 671x366x172 mm |  | 220-240V | -40°C to +50°C | 5 years |  |  |  | >70 |  | 5000 | 12610 |  |  |  | L80 > 128000 h |  | 100.88 |  |  | 9 | N | 25 °C | 11.14% | No Built-in accessory | Phased-out | 750/559 | CIE(x=0.34. y=0.35) 5SDCM | Class1. Class2 | IK09 | [11 empty] | dimmable
TBD | SP L/3/F/F/125/50 | image | datasheet | deeplink | TUNGSRAM - Spinella Single module - 12470lm - 125W - 5000K - 70CRI - TBD[SKU] - side 42-60mm and post 42-76mm | 10.5 | side 42-60mm and post 42-76mm | LED | 1 | 125 | YES |  |  |  |  | -40°C to +50°C | CE;ENEC |  | CE;ENEC | [6 empty] | 66 | 5000 | 671x366x172 mm |  | 220-240V | -40°C to +50°C | 5 years |  |  |  | >70 |  | 5000 | 12470 |  |  |  | L80 > 128000 h |  | 99.76 |  |  | 9 | F | 25 °C | 11.14% | No Built-in accessory | Phased-out | 750/559 | CIE(x=0.34. y=0.35) 5SDCM | Class1. Class2 | IK09 | [11 empty] | dimmable
TBD | SP L/3/F/E/125/50 | image | datasheet | deeplink | TUNGSRAM - Spinella Single module - 11970lm - 125W - 5000K - 70CRI - TBD[SKU] - side 42-60mm and post 42-76mm | 10.5 | side 42-60mm and post 42-76mm | LED | 1 | 125 | YES |  |  |  |  | -40°C to +50°C | CE;ENEC |  | CE;ENEC | [6 empty] | 66 | 5000 | 671x366x172 mm |  | 220-240V | -40°C to +50°C | 5 years |  |  |  | >70 |  | 5000 | 11970 |  |  |  | L80 > 128000 h |  | 95.76 |  |  | 9 | E | 25 °C | 11.14% | No Built-in accessory | Phased-out | 750/559 | CIE(x=0.34. y=0.35) 5SDCM | Class1. Class2 | IK09 | [11 empty] | dimmable
TBD | SP L/3/F/C/125/50 | image | datasheet | deeplink | TUNGSRAM - Spinella Single module - 12220lm - 125W - 5000K - 70CRI - TBD[SKU] - side 42-60mm and post 42-76mm | 10.5 | side 42-60mm and post 42-76mm | LED | 1 | 125 | YES |  |  |  |  | -40°C to +50°C | CE;ENEC |  | CE;ENEC | [6 empty] | 66 | 5000 | 671x366x172 mm |  | 220-240V | -40°C to +50°C | 5 years |  |  |  | >70 |  | 5000 | 12220 |  |  |  | L80 > 128000 h |  | 97.76 |  |  | 9 | C | 25 °C | 11.14% | No Built-in accessory | Phased-out | 750/559 | CIE(x=0.34. y=0.35) 5SDCM | Class1. Class2 | IK09 | [11 empty] | dimmable
TBD | SP L/3/F/B/125/50 | image | datasheet | deeplink | TUNGSRAM - Spinella Single module - 12360lm - 125W - 5000K - 70CRI - TBD[SKU] - side 42-60mm and post 42-76mm | 10.5 | side 42-60mm and post 42-76mm | LED | 1 | 125 | YES |  |  |  |  | -40°C to +50°C | CE;ENEC |  | CE;ENEC | [6 empty] | 66 | 5000 | 671x366x172 mm |  | 220-240V | -40°C to +50°C | 5 years |  |  |  | >70 |  | 5000 | 12360 |  |  |  | L80 > 128000 h |  | 98.88 |  |  | 9 | B | 25 °C | 11.14% | No Built-in accessory | Phased-out | 750/559 | CIE(x=0.34. y=0.35) 5SDCM | Class1. Class2 | IK09 | [11 empty] | dimmable
TBD | SP L/3/F/U/110/50 | image | datasheet | deeplink | TUNGSRAM - Spinella Single module - 11090lm - 112W - 5000K - 70CRI - TBD[SKU] - side 42-60mm and post 42-76mm | 10.5 | side 42-60mm and post 42-76mm | LED | 1 | 112 | YES |  |  |  |  | -40°C to +50°C | CE;ENEC |  | CE;ENEC | [6 empty] | 66 | 5000 | 671x366x172 mm |  | 220-240V | -40°C to +50°C | 5 years |  |  |  | >70 |  | 5000 | 11090 |  |  |  | L80 > 128000 h |  | 99.02 |  |  | 9 | U | 25 °C | 11.14% | No Built-in accessory | Phased-out | 750/559 | CIE(x=0.34. y=0.35) 5SDCM | Class1. Class2 | IK09 | [11 empty] | dimmable
TBD | SP L/3/F/T/110/50 | image | datasheet | deeplink | TUNGSRAM - Spinella Single module - 11910lm - 112W - 5000K - 70CRI - TBD[SKU] - side 42-60mm and post 42-76mm | 10.5 | side 42-60mm and post 42-76mm | LED | 1 | 112 | YES |  |  |  |  | -40°C to +50°C | CE;ENEC |  | CE;ENEC | [6 empty] | 66 | 5000 | 671x366x172 mm |  | 220-240V | -40°C to +50°C | 5 years |  |  |  | >70 |  | 5000 | 11910 |  |  |  | L80 > 128000 h |  | 106.34 |  |  | 9 | T | 25 °C | 11.14% | No Built-in accessory | Phased-out | 750/559 | CIE(x=0.34. y=0.35) 5SDCM | Class1. Class2 | IK09 | [11 empty] | dimmable
TBD | SP L/3/F/S/110/50 | image | datasheet | deeplink | TUNGSRAM - Spinella Single module - 11320lm - 112W - 5000K - 70CRI - TBD[SKU] - side 42-60mm and post 42-76mm | 10.5 | side 42-60mm and post 42-76mm | LED | 1 | 112 | YES |  |  |  |  | -40°C to +50°C | CE;ENEC |  | CE;ENEC | [6 empty] | 66 | 5000 | 671x366x172 mm |  | 220-240V | -40°C to +50°C | 5 years |  |  |  | >70 |  | 5000 | 11320 |  |  |  | L80 > 128000 h |  | 101.07 |  |  | 9 | S | 25 °C | 11.14% | No Built-in accessory | Phased-out | 750/559 | CIE(x=0.34. y=0.35) 5SDCM | Class1. Class2 | IK09 | [11 empty] | dimmable
TBD | SP L/3/F/R/110/50 | image | datasheet | deeplink | TUNGSRAM - Spinella Single module - 11560lm - 112W - 5000K - 70CRI - TBD[SKU] - side 42-60mm and post 42-76mm | 10.5 | side 42-60mm and post 42-76mm |  | 1 | 112 | YES |  |  |  |  | -40°C to +50°C | CE;ENEC |  | CE;ENEC | [6 empty] | 66 | 5000 | 671x366x172 mm |  | 220-240V | -40°C to +50°C | 5 years |  |  |  | >70 |  | 5000 | 11560 |  |  |  | L80 > 128000 h |  | 103.21 |  |  | 9 | R | 25 °C | 11.14% | No Built-in accessory | Phased-out | 750/559 | CIE(x=0.34. y=0.35) 5SDCM | Class1. Class2 | IK09 | [11 empty] | dimmable
TBD | SP L/3/F/P/110/50 | image | datasheet | deeplink | TUNGSRAM - Spinella Single module - 11000lm - 112W - 5000K - 70CRI - TBD[SKU] - side 42-60mm and post 42-76mm | 10.5 | side 42-60mm and post 42-76mm | LED | 1 | 112 | YES |  |  |  |  | -40°C to +50°C | CE;ENEC |  | CE;ENEC | [6 empty] | 66 | 5000 | 671x366x172 mm |  | 220-240V | -40°C to +50°C | 5 years |  |  |  | >70 |  | 5000 | 11000 |  |  |  | L80 > 128000 h |  | 98.21 |  |  | 9 | P | 25 °C | 11.14% | No Built-in accessory | Phased-out | 750/559 | CIE(x=0.34. y=0.35) 5SDCM | Class1. Class2 | IK09 | [11 empty] | dimmable
TBD | SP L/3/F/N/110/50 | image | datasheet | deeplink | TUNGSRAM - Spinella Single module - 11790lm - 112W - 5000K - 70CRI - TBD[SKU] - side 42-60mm and post 42-76mm | 10.5 | side 42-60mm and post 42-76mm | LED | 1 | 112 | YES |  |  |  |  | -40°C to +50°C | CE;ENEC |  | CE;ENEC | [6 empty] | 66 | 5000 | 671x366x172 mm |  | 220-240V | -40°C to +50°C | 5 years |  |  |  | >70 |  | 5000 | 11790 |  |  |  | L80 > 128000 h |  | 105.27 |  |  | 9 | N | 25 °C | 11.14% | No Built-in accessory | Phased-out | 750/559 | CIE(x=0.34. y=0.35) 5SDCM | Class1. Class2 | IK09 | [11 empty] | dimmable
TBD | SP L/3/F/F/110/50 | image | datasheet | deeplink | TUNGSRAM - Spinella Single module - 11680lm - 112W - 5000K - 70CRI - TBD[SKU] - side 42-60mm and post 42-76mm | 10.5 | side 42-60mm and post 42-76mm | LED | 1 | 112 | YES |  |  |  |  | -40°C to +50°C | CE;ENEC |  | CE;ENEC | [6 empty] | 66 | 5000 | 671x366x172 mm |  | 220-240V | -40°C to +50°C | 5 years |  |  |  | >70 |  | 5000 | 11680 |  |  |  | L80 > 128000 h |  | 104.29 |  |  | 9 | F | 25 °C | 11.14% | No Built-in accessory | Phased-out | 750/559 | CIE(x=0.34. y=0.35) 5SDCM | Class1. Class2 | IK09 | [11 empty] | dimmable
TBD | SP L/3/F/E/110/50 | image | datasheet | deeplink | TUNGSRAM - Spinella Single module - 11210lm - 112W - 5000K - 70CRI - TBD[SKU] - side 42-60mm and post 42-76mm | 10.5 | side 42-60mm and post 42-76mm | LED | 1 | 112 | YES |  |  |  |  | -40°C to +50°C | CE;ENEC |  | CE;ENEC | [6 empty] | 66 | 5000 | 671x366x172 mm |  | 220-240V | -40°C to +50°C | 5 years |  |  |  | >70 |  | 5000 | 11210 |  |  |  | L80 > 128000 h |  | 100.09 |  |  | 9 | E | 25 °C | 11.14% | No Built-in accessory | Phased-out | 750/559 | CIE(x=0.34. y=0.35) 5SDCM | Class1. Class2 | IK09 | [11 empty] | dimmable
TBD | SP L/3/F/C/110/50 | image | datasheet | deeplink | TUNGSRAM - Spinella Single module - 11440lm - 112W - 5000K - 70CRI - TBD[SKU] - side 42-60mm and post 42-76mm | 10.5 | side 42-60mm and post 42-76mm | LED | 1 | 112 | YES |  |  |  |  | -40°C to +50°C | CE;ENEC |  | CE;ENEC | [6 empty] | 66 | 5000 | 671x366x172 mm |  | 220-240V | -40°C to +50°C | 5 years |  |  |  | >70 |  | 5000 | 11440 |  |  |  | L80 > 128000 h |  | 102.14 |  |  | 9 | C | 25 °C | 11.14% | No Built-in accessory | Phased-out | 750/559 | CIE(x=0.34. y=0.35) 5SDCM | Class1. Class2 | IK09 | [11 empty] | dimmable
TBD | SP L/3/F/B/110/50 | image | datasheet | deeplink | TUNGSRAM - Spinella Single module - 11560lm - 112W - 5000K - 70CRI - TBD[SKU] - side 42-60mm and post 42-76mm | 10.5 | side 42-60mm and post 42-76mm |  | 1 | 112 | YES |  |  |  |  | -40°C to +50°C | CE;ENEC |  | CE;ENEC | [6 empty] | 66 | 5000 | 671x366x172 mm |  | 220-240V | -40°C to +50°C | 5 years |  |  |  | >70 |  | 5000 | 11560 |  |  |  | L80 > 128000 h |  | 103.21 |  |  | 9 | B | 25 °C | 11.14% | No Built-in accessory | Phased-out | 750/559 | CIE(x=0.34. y=0.35) 5SDCM | Class1. Class2 | IK09 | [11 empty] | dimmable
TBD | SP L/3/F/U/100/50 | image | datasheet | deeplink | TUNGSRAM - Spinella Single module - 10230lm - 99W - 5000K - 70CRI - TBD[SKU] - side 42-60mm and post 42-76mm | 10.5 | side 42-60mm and post 42-76mm | LED | 1 | 99 | YES |  |  |  |  | -40°C to +50°C | CE;ENEC |  | CE;ENEC | [6 empty] | 66 | 5000 | 671x366x172 mm |  | 220-240V | -40°C to +50°C | 5 years |  |  |  | >70 |  | 5000 | 10230 |  |  |  | L80 > 128000 h |  | 103.33 |  |  | 9 | U | 25 °C | 11.14% | No Built-in accessory | Phased-out | 750/559 | CIE(x=0.34. y=0.35) 5SDCM | Class1. Class2 | IK09 | [11 empty] | dimmable
TBD | SP L/3/F/T/100/50 | image | datasheet | deeplink | TUNGSRAM - Spinella Single module - 10970lm - 99W - 5000K - 70CRI - TBD[SKU] - side 42-60mm and post 42-76mm | 10.5 | side 42-60mm and post 42-76mm | LED | 1 | 99 | YES |  |  |  |  | -40°C to +50°C | CE;ENEC |  | CE;ENEC | [6 empty] | 66 | 5000 | 671x366x172 mm |  | 220-240V | -40°C to +50°C | 5 years |  |  |  | >70 |  | 5000 | 10970 |  |  |  | L80 > 128000 h |  | 110.81 |  |  | 9 | T | 25 °C | 11.14% | No Built-in accessory | Phased-out | 750/559 | CIE(x=0.34. y=0.35) 5SDCM | Class1. Class2 | IK09 | [11 empty] | dimmable
TBD | SP L/3/F/S/100/50 | image | datasheet | deeplink | TUNGSRAM - Spinella Single module - 10430lm - 99W - 5000K - 70CRI - TBD[SKU] - side 42-60mm and post 42-76mm | 10.5 | side 42-60mm and post 42-76mm | LED | 1 | 99 | YES |  |  |  |  | -40°C to +50°C | CE;ENEC |  | CE;ENEC | [6 empty] | 66 | 5000 | 671x366x172 mm |  | 220-240V | -40°C to +50°C | 5 years |  |  |  | >70 |  | 5000 | 10430 |  |  |  | L80 > 128000 h |  | 105.35 |  |  | 9 | S | 25 °C | 11.14% | No Built-in accessory | Phased-out | 750/559 | CIE(x=0.34. y=0.35) 5SDCM | Class1. Class2 | IK09 | [11 empty] | dimmable
TBD | SP L/3/F/R/100/50 | image | datasheet | deeplink | TUNGSRAM - Spinella Single module - 10650lm - 99W - 5000K - 70CRI - TBD[SKU] - side 42-60mm and post 42-76mm | 10.5 | side 42-60mm and post 42-76mm |  | 1 | 99 | YES |  |  |  |  | -40°C to +50°C | CE;ENEC |  | CE;ENEC | [6 empty] | 66 | 5000 | 671x366x172 mm |  | 220-240V | -40°C to +50°C | 5 years |  |  |  | >70 |  | 5000 | 10650 |  |  |  | L80 > 128000 h |  | 107.58 |  |  | 9 | R | 25 °C | 11.14% | No Built-in accessory | Phased-out | 750/559 | CIE(x=0.34. y=0.35) 5SDCM | Class1. Class2 | IK09 | [11 empty] | dimmable
TBD | SP L/3/F/P/100/50 | image | datasheet | deeplink | TUNGSRAM - Spinella Single module - 10130lm - 99W - 5000K - 70CRI - TBD[SKU] - side 42-60mm and post 42-76mm | 10.5 | side 42-60mm and post 42-76mm | LED | 1 | 99 | YES |  |  |  |  | -40°C to +50°C | CE;ENEC |  | CE;ENEC | [6 empty] | 66 | 5000 | 671x366x172 mm |  | 220-240V | -40°C to +50°C | 5 years |  |  |  | >70 |  | 5000 | 10130 |  |  |  | L80 > 128000 h |  | 102.32 |  |  | 9 | P | 25 °C | 11.14% | No Built-in accessory | Phased-out | 750/559 | CIE(x=0.34. y=0.35) 5SDCM | Class1. Class2 | IK09 | [11 empty] | dimmable
TBD | SP L/3/F/N/100/50 | image | datasheet | deeplink | TUNGSRAM - Spinella Single module - 10860lm - 99W - 5000K - 70CRI - TBD[SKU] - side 42-60mm and post 42-76mm | 10.5 | side 42-60mm and post 42-76mm | LED | 1 | 99 | YES |  |  |  |  | -40°C to +50°C | CE;ENEC |  | CE;ENEC | [6 empty] | 66 | 5000 | 671x366x172 mm |  | 220-240V | -40°C to +50°C | 5 years |  |  |  | >70 |  | 5000 | 10860 |  |  |  | L80 > 128000 h |  | 109.7 |  |  | 9 | N | 25 °C | 11.14% | No Built-in accessory | Phased-out | 750/559 | CIE(x=0.34. y=0.35) 5SDCM | Class1. Class2 | IK09 | [11 empty] | dimmable
TBD | SP L/3/F/F/100/50 | image | datasheet | deeplink | TUNGSRAM - Spinella Single module - 10760lm - 99W - 5000K - 70CRI - TBD[SKU] - side 42-60mm and post 42-76mm | 10.5 | side 42-60mm and post 42-76mm | LED | 1 | 99 | YES |  |  |  |  | -40°C to +50°C | CE;ENEC |  | CE;ENEC | [6 empty] | 66 | 5000 | 671x366x172 mm |  | 220-240V | -40°C to +50°C | 5 years |  |  |  | >70 |  | 5000 | 10760 |  |  |  | L80 > 128000 h |  | 108.69 |  |  | 9 | F | 25 °C | 11.14% | No Built-in accessory | Phased-out | 750/559 | CIE(x=0.34. y=0.35) 5SDCM | Class1. Class2 | IK09 | [11 empty] | dimmable
TBD | SP L/3/F/E/100/50 | image | datasheet | deeplink | TUNGSRAM - Spinella Single module - 10320lm - 99W - 5000K - 70CRI - TBD[SKU] - side 42-60mm and post 42-76mm | 10.5 | side 42-60mm and post 42-76mm | LED | 1 | 99 | YES |  |  |  |  | -40°C to +50°C | CE;ENEC |  | CE;ENEC | [6 empty] | 66 | 5000 | 671x366x172 mm |  | 220-240V | -40°C to +50°C | 5 years |  |  |  | >70 |  | 5000 | 10320 |  |  |  | L80 > 128000 h |  | 104.24 |  |  | 9 | E | 25 °C | 11.14% | No Built-in accessory | Phased-out | 750/559 | CIE(x=0.34. y=0.35) 5SDCM | Class1. Class2 | IK09 | [11 empty] | dimmable
TBD | SP L/3/F/C/100/50 | image | datasheet | deeplink | TUNGSRAM - Spinella Single module - 10540lm - 99W - 5000K - 70CRI - TBD[SKU] - side 42-60mm and post 42-76mm | 10.5 | side 42-60mm and post 42-76mm | LED | 1 | 99 | YES |  |  |  |  | -40°C to +50°C | CE;ENEC |  | CE;ENEC | [6 empty] | 66 | 5000 | 671x366x172 mm |  | 220-240V | -40°C to +50°C | 5 years |  |  |  | >70 |  | 5000 | 10540 |  |  |  | L80 > 128000 h |  | 106.46 |  |  | 9 | C | 25 °C | 11.14% | No Built-in accessory | Phased-out | 750/559 | CIE(x=0.34. y=0.35) 5SDCM | Class1. Class2 | IK09 | [11 empty] | dimmable
TBD | SP L/3/F/B/100/50 | image | datasheet | deeplink | TUNGSRAM - Spinella Single module - 10650lm - 99W - 5000K - 70CRI - TBD[SKU] - side 42-60mm and post 42-76mm | 10.5 | side 42-60mm and post 42-76mm |  | 1 | 99 | YES |  |  |  |  | -40°C to +50°C | CE;ENEC |  | CE;ENEC | [6 empty] | 66 | 5000 | 671x366x172 mm |  | 220-240V | -40°C to +50°C | 5 years |  |  |  | >70 |  | 5000 | 10650 |  |  |  | L80 > 128000 h |  | 107.58 |  |  | 9 | B | 25 °C | 11.14% | No Built-in accessory | Phased-out | 750/559 | CIE(x=0.34. y=0.35) 5SDCM | Class1. Class2 | IK09 | [11 empty] | dimmable
TBD | SP L/3/F/U/85/50 | image | datasheet | deeplink | TUNGSRAM - Spinella Single module - 9250lm - 87W - 5000K - 70CRI - TBD[SKU] - side 42-60mm and post 42-76mm | 10.5 | side 42-60mm and post 42-76mm | LED | 1 | 87 | YES |  |  |  |  | -40°C to +50°C | CE;ENEC |  | CE;ENEC | [6 empty] | 66 | 5000 | 671x366x172 mm |  | 220-240V | -40°C to +50°C | 5 years |  |  |  | >70 |  | 5000 | 9250 |  |  |  | L80 > 128000 h |  | 106.32 |  |  | 9 | U | 25 °C | 11.14% | No Built-in accessory | Phased-out | 750/559 | CIE(x=0.34. y=0.35) 5SDCM | Class1. Class2 | IK09 | [11 empty] | dimmable
TBD | SP L/3/F/T/85/50 | image | datasheet | deeplink | TUNGSRAM - Spinella Single module - 9920lm - 87W - 5000K - 70CRI - TBD[SKU] - side 42-60mm and post 42-76mm | 10.5 | side 42-60mm and post 42-76mm | LED | 1 | 87 | YES |  |  |  |  | -40°C to +50°C | CE;ENEC |  | CE;ENEC | [6 empty] | 66 | 5000 | 671x366x172 mm |  | 220-240V | -40°C to +50°C | 5 years |  |  |  | >70 |  | 5000 | 9920 |  |  |  | L80 > 128000 h |  | 114.02 |  |  | 9 | T | 25 °C | 11.14% | No Built-in accessory | Phased-out | 750/559 | CIE(x=0.34. y=0.35) 5SDCM | Class1. Class2 | IK09 | [11 empty] | dimmable
TBD | SP L/3/F/S/85/50 | image | datasheet | deeplink | TUNGSRAM - Spinella Single module - 9440lm - 87W - 5000K - 70CRI - TBD[SKU] - side 42-60mm and post 42-76mm | 10.5 | side 42-60mm and post 42-76mm | LED | 1 | 87 | YES |  |  |  |  | -40°C to +50°C | CE;ENEC |  | CE;ENEC | [6 empty] | 66 | 5000 | 671x366x172 mm |  | 220-240V | -40°C to +50°C | 5 years |  |  |  | >70 |  | 5000 | 9440 |  |  |  | L80 > 128000 h |  | 108.51 |  |  | 9 | S | 25 °C | 11.14% | No Built-in accessory | Phased-out | 750/559 | CIE(x=0.34. y=0.35) 5SDCM | Class1. Class2 | IK09 | [11 empty] | dimmable
TBD | SP L/3/F/R/85/50 | image | datasheet | deeplink | TUNGSRAM - Spinella Single module - 9640lm - 87W - 5000K - 70CRI - TBD[SKU] - side 42-60mm and post 42-76mm | 10.5 | side 42-60mm and post 42-76mm |  | 1 | 87 | YES |  |  |  |  | -40°C to +50°C | CE;ENEC |  | CE;ENEC | [6 empty] | 66 | 5000 | 671x366x172 mm |  | 220-240V | -40°C to +50°C | 5 years |  |  |  | >70 |  | 5000 | 9640 |  |  |  | L80 > 128000 h |  | 110.8 |  |  | 9 | R | 25 °C | 11.14% | No Built-in accessory | Phased-out | 750/559 | CIE(x=0.34. y=0.35) 5SDCM | Class1. Class2 | IK09 | [11 empty] | dimmable
TBD | SP L/3/F/P/85/50 | image | datasheet | deeplink | TUNGSRAM - Spinella Single module - 9170lm - 87W - 5000K - 70CRI - TBD[SKU] - side 42-60mm and post 42-76mm | 10.5 | side 42-60mm and post 42-76mm | LED | 1 | 87 | YES |  |  |  |  | -40°C to +50°C | CE;ENEC |  | CE;ENEC | [6 empty] | 66 | 5000 | 671x366x172 mm |  | 220-240V | -40°C to +50°C | 5 years |  |  |  | >70 |  | 5000 | 9170 |  |  |  | L80 > 128000 h |  | 105.4 |  |  | 9 | P | 25 °C | 11.14% | No Built-in accessory | Phased-out | 750/559 | CIE(x=0.34. y=0.35) 5SDCM | Class1. Class2 | IK09 | [11 empty] | dimmable
TBD | SP L/3/F/N/85/50 | image | datasheet | deeplink | TUNGSRAM - Spinella Single module - 9830lm - 87W - 5000K - 70CRI - TBD[SKU] - side 42-60mm and post 42-76mm | 10.5 | side 42-60mm and post 42-76mm | LED | 1 | 87 | YES |  |  |  |  | -40°C to +50°C | CE;ENEC |  | CE;ENEC | [6 empty] | 66 | 5000 | 671x366x172 mm |  | 220-240V | -40°C to +50°C | 5 years |  |  |  | >70 |  | 5000 | 9830 |  |  |  | L80 > 128000 h |  | 112.99 |  |  | 9 | N | 25 °C | 11.14% | No Built-in accessory | Phased-out | 750/559 | CIE(x=0.34. y=0.35) 5SDCM | Class1. Class2 | IK09 | [11 empty] | dimmable
TBD | SP L/3/F/F/85/50 | image | datasheet | deeplink | TUNGSRAM - Spinella Single module - 9730lm - 87W - 5000K - 70CRI - TBD[SKU] - side 42-60mm and post 42-76mm | 10.5 | side 42-60mm and post 42-76mm | LED | 1 | 87 | YES |  |  |  |  | -40°C to +50°C | CE;ENEC |  | CE;ENEC | [6 empty] | 66 | 5000 | 671x366x172 mm |  | 220-240V | -40°C to +50°C | 5 years |  |  |  | >70 |  | 5000 | 9730 |  |  |  | L80 > 128000 h |  | 111.84 |  |  | 9 | F | 25 °C | 11.14% | No Built-in accessory | Phased-out | 750/559 | CIE(x=0.34. y=0.35) 5SDCM | Class1. Class2 | IK09 | [11 empty] | dimmable
TBD | SP L/3/F/E/85/50 | image | datasheet | deeplink | TUNGSRAM - Spinella Single module - 9340lm - 87W - 5000K - 70CRI - TBD[SKU] - side 42-60mm and post 42-76mm | 10.5 | side 42-60mm and post 42-76mm | LED | 1 | 87 | YES |  |  |  |  | -40°C to +50°C | CE;ENEC |  | CE;ENEC | [6 empty] | 66 | 5000 | 671x366x172 mm |  | 220-240V | -40°C to +50°C | 5 years |  |  |  | >70 |  | 5000 | 9340 |  |  |  | L80 > 128000 h |  | 107.36 |  |  | 9 | E | 25 °C | 11.14% | No Built-in accessory | Phased-out | 750/559 | CIE(x=0.34. y=0.35) 5SDCM | Class1. Class2 | IK09 | [11 empty] | dimmable
TBD | SP L/3/F/C/85/50 | image | datasheet | deeplink | TUNGSRAM - Spinella Single module - 9540lm - 87W - 5000K - 70CRI - TBD[SKU] - side 42-60mm and post 42-76mm | 10.5 | side 42-60mm and post 42-76mm | LED | 1 | 87 | YES |  |  |  |  | -40°C to +50°C | CE;ENEC |  | CE;ENEC | [6 empty] | 66 | 5000 | 671x366x172 mm |  | 220-240V | -40°C to +50°C | 5 years |  |  |  | >70 |  | 5000 | 9540 |  |  |  | L80 > 128000 h |  | 109.66 |  |  | 9 | C | 25 °C | 11.14% | No Built-in accessory | Phased-out | 750/559 | CIE(x=0.34. y=0.35) 5SDCM | Class1. Class2 | IK09 | [11 empty] | dimmable
TBD | SP L/3/F/B/85/50 | image | datasheet | deeplink | TUNGSRAM - Spinella Single module - 9640lm - 87W - 5000K - 70CRI - TBD[SKU] - side 42-60mm and post 42-76mm | 10.5 | side 42-60mm and post 42-76mm |  | 1 | 87 | YES |  |  |  |  | -40°C to +50°C | CE;ENEC |  | CE;ENEC | [6 empty] | 66 | 5000 | 671x366x172 mm |  | 220-240V | -40°C to +50°C | 5 years |  |  |  | >70 |  | 5000 | 9640 |  |  |  | L80 > 128000 h |  | 110.8 |  |  | 9 | B | 25 °C | 11.14% | No Built-in accessory | Phased-out | 750/559 | CIE(x=0.34. y=0.35) 5SDCM | Class1. Class2 | IK09 | [11 empty] | dimmable
TBD | SP L/3/F/U/65/50 | image | datasheet | deeplink | TUNGSRAM - Spinella Single module - 7350lm - 65W - 5000K - 70CRI - TBD[SKU] - side 42-60mm and post 42-76mm | 10.5 | side 42-60mm and post 42-76mm | LED | 1 | 65 | YES |  |  |  |  | -40°C to +50°C | CE;ENEC |  | CE;ENEC | [6 empty] | 66 | 5000 | 671x366x172 mm |  | 220-240V | -40°C to +50°C | 5 years |  |  |  | >70 |  | 5000 | 7350 |  |  |  | L80 > 128000 h |  | 113.08 |  |  | 9 | U | 25 °C | 11.14% | No Built-in accessory | Phased-out | 750/559 | CIE(x=0.34. y=0.35) 5SDCM | Class1. Class2 | IK09 | [11 empty] | dimmable
TBD | SP L/3/F/T/65/50 | image | datasheet | deeplink | TUNGSRAM - Spinella Single module - 7900lm - 65W - 5000K - 70CRI - TBD[SKU] - side 42-60mm and post 42-76mm | 10.5 | side 42-60mm and post 42-76mm | LED | 1 | 65 | YES |  |  |  |  | -40°C to +50°C | CE;ENEC |  | CE;ENEC | [6 empty] | 66 | 5000 | 671x366x172 mm |  | 220-240V | -40°C to +50°C | 5 years |  |  |  | >70 |  | 5000 | 7900 |  |  |  | L80 > 128000 h |  | 121.54 |  |  | 9 | T | 25 °C | 11.14% | No Built-in accessory | Phased-out | 750/559 | CIE(x=0.34. y=0.35) 5SDCM | Class1. Class2 | IK09 | [11 empty] | dimmable
TBD | SP L/3/F/S/65/50 | image | datasheet | deeplink | TUNGSRAM - Spinella Single module - 7510lm - 65W - 5000K - 70CRI - TBD[SKU] - side 42-60mm and post 42-76mm | 10.5 | side 42-60mm and post 42-76mm | LED | 1 | 65 | YES |  |  |  |  | -40°C to +50°C | CE;ENEC |  | CE;ENEC | [6 empty] | 66 | 5000 | 671x366x172 mm |  | 220-240V | -40°C to +50°C | 5 years |  |  |  | >70 |  | 5000 | 7510 |  |  |  | L80 > 128000 h |  | 115.54 |  |  | 9 | S | 25 °C | 11.14% | No Built-in accessory | Phased-out | 750/559 | CIE(x=0.34. y=0.35) 5SDCM | Class1. Class2 | IK09 | [11 empty] | dimmable
TBD | SP L/3/F/R/65/50 | image | datasheet | deeplink | TUNGSRAM - Spinella Single module - 7670lm - 65W - 5000K - 70CRI - TBD[SKU] - side 42-60mm and post 42-76mm | 10.5 | side 42-60mm and post 42-76mm |  | 1 | 65 | YES |  |  |  |  | -40°C to +50°C | CE;ENEC |  | CE;ENEC | [6 empty] | 66 | 5000 | 671x366x172 mm |  | 220-240V | -40°C to +50°C | 5 years |  |  |  | >70 |  | 5000 | 7670 |  |  |  | L80 > 128000 h |  | 118 |  |  | 9 | R | 25 °C | 11.14% | No Built-in accessory | Phased-out | 750/559 | CIE(x=0.34. y=0.35) 5SDCM | Class1. Class2 | IK09 | [11 empty] | dimmable
TBD | SP L/3/F/P/65/50 | image | datasheet | deeplink | TUNGSRAM - Spinella Single module - 7290lm - 65W - 5000K - 70CRI - TBD[SKU] - side 42-60mm and post 42-76mm | 10.5 | side 42-60mm and post 42-76mm | LED | 1 | 65 | YES |  |  |  |  | -40°C to +50°C | CE;ENEC |  | CE;ENEC | [6 empty] | 66 | 5000 | 671x366x172 mm |  | 220-240V | -40°C to +50°C | 5 years |  |  |  | >70 |  | 5000 | 7290 |  |  |  | L80 > 128000 h |  | 112.15 |  |  | 9 | P | 25 °C | 11.14% | No Built-in accessory | Phased-out | 750/559 | CIE(x=0.34. y=0.35) 5SDCM | Class1. Class2 | IK09 | [11 empty] | dimmable
TBD | SP L/3/F/N/65/50 | image | datasheet | deeplink | TUNGSRAM - Spinella Single module - 7810lm - 65W - 5000K - 70CRI - TBD[SKU] - side 42-60mm and post 42-76mm | 10.5 | side 42-60mm and post 42-76mm | LED | 1 | 65 | YES |  |  |  |  | -40°C to +50°C | CE;ENEC |  | CE;ENEC | [6 empty] | 66 | 5000 | 671x366x172 mm |  | 220-240V | -40°C to +50°C | 5 years |  |  |  | >70 |  | 5000 | 7810 |  |  |  | L80 > 128000 h |  | 120.15 |  |  | 9 | N | 25 °C | 11.14% | No Built-in accessory | Phased-out | 750/559 | CIE(x=0.34. y=0.35) 5SDCM | Class1. Class2 | IK09 | [11 empty] | dimmable
TBD | SP L/3/F/F/65/50 | image | datasheet | deeplink | TUNGSRAM - Spinella Single module - 7740lm - 65W - 5000K - 70CRI - TBD[SKU] - side 42-60mm and post 42-76mm | 10.5 | side 42-60mm and post 42-76mm | LED | 1 | 65 | YES |  |  |  |  | -40°C to +50°C | CE;ENEC |  | CE;ENEC | [6 empty] | 66 | 5000 | 671x366x172 mm |  | 220-240V | -40°C to +50°C | 5 years |  |  |  | >70 |  | 5000 | 7740 |  |  |  | L80 > 128000 h |  | 119.08 |  |  | 9 | F | 25 °C | 11.14% | No Built-in accessory | Phased-out | 750/559 | CIE(x=0.34. y=0.35) 5SDCM | Class1. Class2 | IK09 | [11 empty] | dimmable
TBD | SP L/3/F/E/65/50 | image | datasheet | deeplink | TUNGSRAM - Spinella Single module - 7420lm - 65W - 5000K - 70CRI - TBD[SKU] - side 42-60mm and post 42-76mm | 10.5 | side 42-60mm and post 42-76mm | LED | 1 | 65 | YES |  |  |  |  | -40°C to +50°C | CE;ENEC |  | CE;ENEC | [6 empty] | 66 | 5000 | 671x366x172 mm |  | 220-240V | -40°C to +50°C | 5 years |  |  |  | >70 |  | 5000 | 7420 |  |  |  | L80 > 128000 h |  | 114.15 |  |  | 9 | E | 25 °C | 11.14% | No Built-in accessory | Phased-out | 750/559 | CIE(x=0.34. y=0.35) 5SDCM | Class1. Class2 | IK09 | [11 empty] | dimmable
TBD | SP L/3/F/C/65/50 | image | datasheet | deeplink | TUNGSRAM - Spinella Single module - 7580lm - 65W - 5000K - 70CRI - TBD[SKU] - side 42-60mm and post 42-76mm | 10.5 | side 42-60mm and post 42-76mm | LED | 1 | 65 | YES |  |  |  |  | -40°C to +50°C | CE;ENEC |  | CE;ENEC | [6 empty] | 66 | 5000 | 671x366x172 mm |  | 220-240V | -40°C to +50°C | 5 years |  |  |  | >70 |  | 5000 | 7580 |  |  |  | L80 > 128000 h |  | 116.62 |  |  | 9 | C | 25 °C | 11.14% | No Built-in accessory | Phased-out | 750/559 | CIE(x=0.34. y=0.35) 5SDCM | Class1. Class2 | IK09 | [11 empty] | dimmable
TBD | SP L/3/F/B/65/50 | image | datasheet | deeplink | TUNGSRAM - Spinella Single module - 7670lm - 65W - 5000K - 70CRI - TBD[SKU] - side 42-60mm and post 42-76mm | 10.5 | side 42-60mm and post 42-76mm |  | 1 | 65 | YES |  |  |  |  | -40°C to +50°C | CE;ENEC |  | CE;ENEC | [6 empty] | 66 | 5000 | 671x366x172 mm |  | 220-240V | -40°C to +50°C | 5 years |  |  |  | >70 |  | 5000 | 7670 |  |  |  | L80 > 128000 h |  | 118 |  |  | 9 | B | 25 °C | 11.14% | No Built-in accessory | Phased-out | 750/559 | CIE(x=0.34. y=0.35) 5SDCM | Class1. Class2 | IK09 | [11 empty] | dimmable
TBD | SP L/3/F/U/50/50 | image | datasheet | deeplink | TUNGSRAM - Spinella Single module - 5970lm - 52W - 5000K - 70CRI - TBD[SKU] - side 42-60mm and post 42-76mm | 10.5 | side 42-60mm and post 42-76mm | LED | 1 | 52 | YES |  |  |  |  | -40°C to +50°C | CE;ENEC |  | CE;ENEC | [6 empty] | 66 | 5000 | 671x366x172 mm |  | 220-240V | -40°C to +50°C | 5 years |  |  |  | >70 |  | 5000 | 5970 |  |  |  | L80 > 128000 h |  | 114.81 |  |  | 9 | U | 25 °C | 11.14% | No Built-in accessory | Phased-out | 750/559 | CIE(x=0.34. y=0.35) 5SDCM | Class1. Class2 | IK09 | [11 empty] | dimmable
TBD | SP L/3/F/T/50/50 | image | datasheet | deeplink | TUNGSRAM - Spinella Single module - 6400lm - 52W - 5000K - 70CRI - TBD[SKU] - side 42-60mm and post 42-76mm | 10.5 | side 42-60mm and post 42-76mm | LED | 1 | 52 | YES |  |  |  |  | -40°C to +50°C | CE;ENEC |  | CE;ENEC | [6 empty] | 66 | 5000 | 671x366x172 mm |  | 220-240V | -40°C to +50°C | 5 years |  |  |  | >70 |  | 5000 | 6400 |  |  |  | L80 > 128000 h |  | 123.08 |  |  | 9 | T | 25 °C | 11.14% | No Built-in accessory | Phased-out | 750/559 | CIE(x=0.34. y=0.35) 5SDCM | Class1. Class2 | IK09 | [11 empty] | dimmable
TBD | SP L/3/F/S/50/50 | image | datasheet | deeplink | TUNGSRAM - Spinella Single module - 6100lm - 52W - 5000K - 70CRI - TBD[SKU] - side 42-60mm and post 42-76mm | 10.5 | side 42-60mm and post 42-76mm | LED | 1 | 52 | YES |  |  |  |  | -40°C to +50°C | CE;ENEC |  | CE;ENEC | [6 empty] | 66 | 5000 | 671x366x172 mm |  | 220-240V | -40°C to +50°C | 5 years |  |  |  | >70 |  | 5000 | 6100 |  |  |  | L80 > 128000 h |  | 117.31 |  |  | 9 | S | 25 °C | 11.14% | No Built-in accessory | Phased-out | 750/559 | CIE(x=0.34. y=0.35) 5SDCM | Class1. Class2 | IK09 | [11 empty] | dimmable
TBD | SP L/3/F/R/50/50 | image | datasheet | deeplink | TUNGSRAM - Spinella Single module - 6220lm - 52W - 5000K - 70CRI - TBD[SKU] - side 42-60mm and post 42-76mm | 10.5 | side 42-60mm and post 42-76mm |  | 1 | 52 | YES |  |  |  |  | -40°C to +50°C | CE;ENEC |  | CE;ENEC | [6 empty] | 66 | 5000 | 671x366x172 mm |  | 220-240V | -40°C to +50°C | 5 years |  |  |  | >70 |  | 5000 | 6220 |  |  |  | L80 > 128000 h |  | 119.62 |  |  | 9 | R | 25 °C | 11.14% | No Built-in accessory | Phased-out | 750/559 | CIE(x=0.34. y=0.35) 5SDCM | Class1. Class2 | IK09 | [11 empty] | dimmable
TBD | SP L/3/F/P/50/50 | image | datasheet | deeplink | TUNGSRAM - Spinella Single module - 5920lm - 52W - 5000K - 70CRI - TBD[SKU] - side 42-60mm and post 42-76mm | 10.5 | side 42-60mm and post 42-76mm | LED | 1 | 52 | YES |  |  |  |  | -40°C to +50°C | CE;ENEC |  | CE;ENEC | [6 empty] | 66 | 5000 | 671x366x172 mm |  | 220-240V | -40°C to +50°C | 5 years |  |  |  | >70 |  | 5000 | 5920 |  |  |  | L80 > 128000 h |  | 113.85 |  |  | 9 | P | 25 °C | 11.14% | No Built-in accessory | Phased-out | 750/559 | CIE(x=0.34. y=0.35) 5SDCM | Class1. Class2 | IK09 | [11 empty] | dimmable
TBD | SP L/3/F/N/50/50 | image | datasheet | deeplink | TUNGSRAM - Spinella Single module - 6350lm - 52W - 5000K - 70CRI - TBD[SKU] - side 42-60mm and post 42-76mm | 10.5 | side 42-60mm and post 42-76mm | LED | 1 | 52 | YES |  |  |  |  | -40°C to +50°C | CE;ENEC |  | CE;ENEC | [6 empty] | 66 | 5000 | 671x366x172 mm |  | 220-240V | -40°C to +50°C | 5 years |  |  |  | >70 |  | 5000 | 6350 |  |  |  | L80 > 128000 h |  | 122.12 |  |  | 9 | N | 25 °C | 11.14% | No Built-in accessory | Phased-out | 750/559 | CIE(x=0.34. y=0.35) 5SDCM | Class1. Class2 | IK09 | [11 empty] | dimmable
TBD | SP L/3/F/F/50/50 | image | datasheet | deeplink | TUNGSRAM - Spinella Single module - 6280lm - 52W - 5000K - 70CRI - TBD[SKU] - side 42-60mm and post 42-76mm | 10.5 | side 42-60mm and post 42-76mm | LED | 1 | 52 | YES |  |  |  |  | -40°C to +50°C | CE;ENEC |  | CE;ENEC | [6 empty] | 66 | 5000 | 671x366x172 mm |  | 220-240V | -40°C to +50°C | 5 years |  |  |  | >70 |  | 5000 | 6280 |  |  |  | L80 > 128000 h |  | 120.77 |  |  | 9 | F | 25 °C | 11.14% | No Built-in accessory | Phased-out | 750/559 | CIE(x=0.34. y=0.35) 5SDCM | Class1. Class2 | IK09 | [11 empty] | dimmable
TBD | SP L/3/F/E/50/50 | image | datasheet | deeplink | TUNGSRAM - Spinella Single module - 6020lm - 52W - 5000K - 70CRI - TBD[SKU] - side 42-60mm and post 42-76mm | 10.5 | side 42-60mm and post 42-76mm | LED | 1 | 52 | YES |  |  |  |  | -40°C to +50°C | CE;ENEC |  | CE;ENEC | [6 empty] | 66 | 5000 | 671x366x172 mm |  | 220-240V | -40°C to +50°C | 5 years |  |  |  | >70 |  | 5000 | 6020 |  |  |  | L80 > 128000 h |  | 115.77 |  |  | 9 | E | 25 °C | 11.14% | No Built-in accessory | Phased-out | 750/559 | CIE(x=0.34. y=0.35) 5SDCM | Class1. Class2 | IK09 | [11 empty] | dimmable
TBD | SP L/3/F/C/50/50 | image | datasheet | deeplink | TUNGSRAM - Spinella Single module - 6150lm - 52W - 5000K - 70CRI - TBD[SKU] - side 42-60mm and post 42-76mm | 10.5 | side 42-60mm and post 42-76mm | LED | 1 | 52 | YES |  |  |  |  | -40°C to +50°C | CE;ENEC |  | CE;ENEC | [6 empty] | 66 | 5000 | 671x366x172 mm |  | 220-240V | -40°C to +50°C | 5 years |  |  |  | >70 |  | 5000 | 6150 |  |  |  | L80 > 128000 h |  | 118.27 |  |  | 9 | C | 25 °C | 11.14% | No Built-in accessory | Phased-out | 750/559 | CIE(x=0.34. y=0.35) 5SDCM | Class1. Class2 | IK09 | [11 empty] | dimmable
TBD | SP L/3/F/B/50/50 | image | datasheet | deeplink | TUNGSRAM - Spinella Single module - 6220lm - 52W - 5000K - 70CRI - TBD[SKU] - side 42-60mm and post 42-76mm | 10.5 | side 42-60mm and post 42-76mm |  | 1 | 52 | YES |  |  |  |  | -40°C to +50°C | CE;ENEC |  | CE;ENEC | [6 empty] | 66 | 5000 | 671x366x172 mm |  | 220-240V | -40°C to +50°C | 5 years |  |  |  | >70 |  | 5000 | 6220 |  |  |  | L80 > 128000 h |  | 119.62 |  |  | 9 | B | 25 °C | 11.14% | No Built-in accessory | Phased-out | 750/559 | CIE(x=0.34. y=0.35) 5SDCM | Class1. Class2 | IK09 | [11 empty] | dimmable
TBD | SP L/3/F/U/125/40 | image | datasheet | deeplink | TUNGSRAM - Spinella Single module - 11350lm - 125W - 4000K - 70CRI - TBD[SKU] - side 42-60mm and post 42-76mm | 10.5 | side 42-60mm and post 42-76mm | LED | 1 | 125 | YES |  |  |  |  | -40°C to +50°C | CE;ENEC |  | CE;ENEC | [6 empty] | 66 | 4000 | 671x366x172 mm |  | 220-240V | -40°C to +50°C | 5 years |  |  |  | >70 |  | 4000 | 11350 |  |  |  | L80 > 128000 h |  | 90.8 |  |  | 9 | U | 25 °C | 11.14% | No Built-in accessory | Phased-out | 740/559 | CIE(x=0.38. y=0.38) 5SDCM | Class1. Class2 | IK09 | [11 empty] | dimmable
TBD | SP L/3/F/T/125/40 | image | datasheet | deeplink | TUNGSRAM - Spinella Single module - 12180lm - 125W - 4000K - 70CRI - TBD[SKU] - side 42-60mm and post 42-76mm | 10.5 | side 42-60mm and post 42-76mm | LED | 1 | 125 | YES |  |  |  |  | -40°C to +50°C | CE;ENEC |  | CE;ENEC | [6 empty] | 66 | 4000 | 671x366x172 mm |  | 220-240V | -40°C to +50°C | 5 years |  |  |  | >70 |  | 4000 | 12180 |  |  |  | L80 > 128000 h |  | 97.44 |  |  | 9 | T | 25 °C | 11.14% | No Built-in accessory | Phased-out | 740/559 | CIE(x=0.38. y=0.38) 5SDCM | Class1. Class2 | IK09 | [11 empty] | dimmable
TBD | SP L/3/F/S/125/40 | image | datasheet | deeplink | TUNGSRAM - Spinella Single module - 11590lm - 125W - 4000K - 70CRI - TBD[SKU] - side 42-60mm and post 42-76mm | 10.5 | side 42-60mm and post 42-76mm | LED | 1 | 125 | YES |  |  |  |  | -40°C to +50°C | CE;ENEC |  | CE;ENEC | [6 empty] | 66 | 4000 | 671x366x172 mm |  | 220-240V | -40°C to +50°C | 5 years |  |  |  | >70 |  | 4000 | 11590 |  |  |  | L80 > 128000 h |  | 92.72 |  |  | 9 | S | 25 °C | 11.14% | No Built-in accessory | Phased-out | 740/559 | CIE(x=0.38. y=0.38) 5SDCM | Class1. Class2 | IK09 | [11 empty] | dimmable
TBD | SP L/3/F/R/125/40 | image | datasheet | deeplink | TUNGSRAM - Spinella Single module - 11830lm - 125W - 4000K - 70CRI - TBD[SKU] - side 42-60mm and post 42-76mm | 10.5 | side 42-60mm and post 42-76mm | LED | 1 | 125 | YES |  |  |  |  | -40°C to +50°C | CE;ENEC |  | CE;ENEC | [6 empty] | 66 | 4000 | 671x366x172 mm |  | 220-240V | -40°C to +50°C | 5 years |  |  |  | >70 |  | 4000 | 11830 |  |  |  | L80 > 128000 h |  | 94.64 |  |  | 9 | R | 25 °C | 11.14% | No Built-in accessory | Phased-out | 740/559 | CIE(x=0.38. y=0.38) 5SDCM | Class1. Class2 | IK09 | [11 empty] | dimmable
TBD | SP L/3/F/P/125/40 | image | datasheet | deeplink | TUNGSRAM - Spinella Single module - 11250lm - 125W - 4000K - 70CRI - TBD[SKU] - side 42-60mm and post 42-76mm | 10.5 | side 42-60mm and post 42-76mm | LED | 1 | 125 | YES |  |  |  |  | -40°C to +50°C | CE;ENEC |  | CE;ENEC | [6 empty] | 66 | 4000 | 671x366x172 mm |  | 220-240V | -40°C to +50°C | 5 years |  |  |  | >70 |  | 4000 | 11250 |  |  |  | L80 > 128000 h |  | 90 |  |  | 9 | P | 25 °C | 11.14% | No Built-in accessory | Phased-out | 740/559 | CIE(x=0.38. y=0.38) 5SDCM | Class1. Class2 | IK09 | [11 empty] | dimmable
TBD | SP L/3/F/N/125/40 | image | datasheet | deeplink | TUNGSRAM - Spinella Single module - 12070lm - 125W - 4000K - 70CRI - TBD[SKU] - side 42-60mm and post 42-76mm | 10.5 | side 42-60mm and post 42-76mm | LED | 1 | 125 | YES |  |  |  |  | -40°C to +50°C | CE;ENEC |  | CE;ENEC | [6 empty] | 66 | 4000 | 671x366x172 mm |  | 220-240V | -40°C to +50°C | 5 years |  |  |  | >70 |  | 4000 | 12070 |  |  |  | L80 > 128000 h |  | 96.56 |  |  | 9 | N | 25 °C | 11.14% | No Built-in accessory | Phased-out | 740/559 | CIE(x=0.38. y=0.38) 5SDCM | Class1. Class2 | IK09 | [11 empty] | dimmable
TBD | SP L/3/F/F/125/40 | image | datasheet | deeplink | TUNGSRAM - Spinella Single module - 11940lm - 125W - 4000K - 70CRI - TBD[SKU] - side 42-60mm and post 42-76mm | 10.5 | side 42-60mm and post 42-76mm | LED | 1 | 125 | YES |  |  |  |  | -40°C to +50°C | CE;ENEC |  | CE;ENEC | [6 empty] | 66 | 4000 | 671x366x172 mm |  | 220-240V | -40°C to +50°C | 5 years |  |  |  | >70 |  | 4000 | 11940 |  |  |  | L80 > 128000 h |  | 95.52 |  |  | 9 | F | 25 °C | 11.14% | No Built-in accessory | Phased-out | 740/559 | CIE(x=0.38. y=0.38) 5SDCM | Class1. Class2 | IK09 | [11 empty] | dimmable
TBD | SP L/3/F/E/125/40 | image | datasheet | deeplink | TUNGSRAM - Spinella Single module - 11460lm - 125W - 4000K - 70CRI - TBD[SKU] - side 42-60mm and post 42-76mm | 10.5 | side 42-60mm and post 42-76mm | LED | 1 | 125 | YES |  |  |  |  | -40°C to +50°C | CE;ENEC |  | CE;ENEC | [6 empty] | 66 | 4000 | 671x366x172 mm |  | 220-240V | -40°C to +50°C | 5 years |  |  |  | >70 |  | 4000 | 11460 |  |  |  | L80 > 128000 h |  | 91.68 |  |  | 9 | E | 25 °C | 11.14% | No Built-in accessory | Phased-out | 740/559 | CIE(x=0.38. y=0.38) 5SDCM | Class1. Class2 | IK09 | [11 empty] | dimmable
TBD | SP L/3/F/C/125/40 | image | datasheet | deeplink | TUNGSRAM - Spinella Single module - 11700lm - 125W - 4000K - 70CRI - TBD[SKU] - side 42-60mm and post 42-76mm | 10.5 | side 42-60mm and post 42-76mm | LED | 1 | 125 | YES |  |  |  |  | -40°C to +50°C | CE;ENEC |  | CE;ENEC | [6 empty] | 66 | 4000 | 671x366x172 mm |  | 220-240V | -40°C to +50°C | 5 years |  |  |  | >70 |  | 4000 | 11700 |  |  |  | L80 > 128000 h |  | 93.6 |  |  | 9 | C | 25 °C | 11.14% | No Built-in accessory | Phased-out | 740/559 | CIE(x=0.38. y=0.38) 5SDCM | Class1. Class2 | IK09 | [11 empty] | dimmable
TBD | SP L/3/F/B/125/40 | image | datasheet | deeplink | TUNGSRAM - Spinella Single module - 11830lm - 125W - 4000K - 70CRI - TBD[SKU] - side 42-60mm and post 42-76mm | 10.5 | side 42-60mm and post 42-76mm | LED | 1 | 125 | YES |  |  |  |  | -40°C to +50°C | CE;ENEC |  | CE;ENEC | [6 empty] | 66 | 4000 | 671x366x172 mm |  | 220-240V | -40°C to +50°C | 5 years |  |  |  | >70 |  | 4000 | 11830 |  |  |  | L80 > 128000 h |  | 94.64 |  |  | 9 | B | 25 °C | 11.14% | No Built-in accessory | Phased-out | 740/559 | CIE(x=0.38. y=0.38) 5SDCM | Class1. Class2 | IK09 | [11 empty] | dimmable
TBD | SP L/3/F/U/110/40 | image | datasheet | deeplink | TUNGSRAM - Spinella Single module - 10620lm - 112W - 4000K - 70CRI - TBD[SKU] - side 42-60mm and post 42-76mm | 10.5 | side 42-60mm and post 42-76mm | LED | 1 | 112 | YES |  |  |  |  | -40°C to +50°C | CE;ENEC |  | CE;ENEC | [6 empty] | 66 | 4000 | 671x366x172 mm |  | 220-240V | -40°C to +50°C | 5 years |  |  |  | >70 |  | 4000 | 10620 |  |  |  | L80 > 128000 h |  | 94.82 |  |  | 9 | U | 25 °C | 11.14% | No Built-in accessory | Phased-out | 740/559 | CIE(x=0.38. y=0.38) 5SDCM | Class1. Class2 | IK09 | [11 empty] | dimmable
TBD | SP L/3/F/T/110/40 | image | datasheet | deeplink | TUNGSRAM - Spinella Single module - 11400lm - 112W - 4000K - 70CRI - TBD[SKU] - side 42-60mm and post 42-76mm | 10.5 | side 42-60mm and post 42-76mm | LED | 1 | 112 | YES |  |  |  |  | -40°C to +50°C | CE;ENEC |  | CE;ENEC | [6 empty] | 66 | 4000 | 671x366x172 mm |  | 220-240V | -40°C to +50°C | 5 years |  |  |  | >70 |  | 4000 | 11400 |  |  |  | L80 > 128000 h |  | 101.79 |  |  | 9 | T | 25 °C | 11.14% | No Built-in accessory | Phased-out | 740/559 | CIE(x=0.38. y=0.38) 5SDCM | Class1. Class2 | IK09 | [11 empty] | dimmable
TBD | SP L/3/F/S/110/40 | image | datasheet | deeplink | TUNGSRAM - Spinella Single module - 10840lm - 112W - 4000K - 70CRI - TBD[SKU] - side 42-60mm and post 42-76mm | 10.5 | side 42-60mm and post 42-76mm | LED | 1 | 112 | YES |  |  |  |  | -40°C to +50°C | CE;ENEC |  | CE;ENEC | [6 empty] | 66 | 4000 | 671x366x172 mm |  | 220-240V | -40°C to +50°C | 5 years |  |  |  | >70 |  | 4000 | 10840 |  |  |  | L80 > 128000 h |  | 96.79 |  |  | 9 | S | 25 °C | 11.14% | No Built-in accessory | Phased-out | 740/559 | CIE(x=0.38. y=0.38) 5SDCM | Class1. Class2 | IK09 | [11 empty] | dimmable
TBD | SP L/3/F/R/110/40 | image | datasheet | deeplink | TUNGSRAM - Spinella Single module - 11070lm - 112W - 4000K - 70CRI - TBD[SKU] - side 42-60mm and post 42-76mm | 10.5 | side 42-60mm and post 42-76mm |  | 1 | 112 | YES |  |  |  |  | -40°C to +50°C | CE;ENEC |  | CE;ENEC | [6 empty] | 66 | 4000 | 671x366x172 mm |  | 220-240V | -40°C to +50°C | 5 years |  |  |  | >70 |  | 4000 | 11070 |  |  |  | L80 > 128000 h |  | 98.84 |  |  | 9 | R | 25 °C | 11.14% | No Built-in accessory | Phased-out | 740/559 | CIE(x=0.38. y=0.38) 5SDCM | Class1. Class2 | IK09 | [11 empty] | dimmable
TBD | SP L/3/F/P/110/40 | image | datasheet | deeplink | TUNGSRAM - Spinella Single module - 10530lm - 112W - 4000K - 70CRI - TBD[SKU] - side 42-60mm and post 42-76mm | 10.5 | side 42-60mm and post 42-76mm | LED | 1 | 112 | YES |  |  |  |  | -40°C to +50°C | CE;ENEC |  | CE;ENEC | [6 empty] | 66 | 4000 | 671x366x172 mm |  | 220-240V | -40°C to +50°C | 5 years |  |  |  | >70 |  | 4000 | 10530 |  |  |  | L80 > 128000 h |  | 94.02 |  |  | 9 | P | 25 °C | 11.14% | No Built-in accessory | Phased-out | 740/559 | CIE(x=0.38. y=0.38) 5SDCM | Class1. Class2 | IK09 | [11 empty] | dimmable
TBD | SP L/3/F/N/110/40 | image | datasheet | deeplink | TUNGSRAM - Spinella Single module - 11290lm - 112W - 4000K - 70CRI - TBD[SKU] - side 42-60mm and post 42-76mm | 10.5 | side 42-60mm and post 42-76mm | LED | 1 | 112 | YES |  |  |  |  | -40°C to +50°C | CE;ENEC |  | CE;ENEC | [6 empty] | 66 | 4000 | 671x366x172 mm |  | 220-240V | -40°C to +50°C | 5 years |  |  |  | >70 |  | 4000 | 11290 |  |  |  | L80 > 128000 h |  | 100.8 |  |  | 9 | N | 25 °C | 11.14% | No Built-in accessory | Phased-out | 740/559 | CIE(x=0.38. y=0.38) 5SDCM | Class1. Class2 | IK09 | [11 empty] | dimmable
TBD | SP L/3/F/F/110/40 | image | datasheet | deeplink | TUNGSRAM - Spinella Single module - 11180lm - 112W - 4000K - 70CRI - TBD[SKU] - side 42-60mm and post 42-76mm | 10.5 | side 42-60mm and post 42-76mm | LED | 1 | 112 | YES |  |  |  |  | -40°C to +50°C | CE;ENEC |  | CE;ENEC | [6 empty] | 66 | 4000 | 671x366x172 mm |  | 220-240V | -40°C to +50°C | 5 years |  |  |  | >70 |  | 4000 | 11180 |  |  |  | L80 > 128000 h |  | 99.82 |  |  | 9 | F | 25 °C | 11.14% | No Built-in accessory | Phased-out | 740/559 | CIE(x=0.38. y=0.38) 5SDCM | Class1. Class2 | IK09 | [11 empty] | dimmable
TBD | SP L/3/F/E/110/40 | image | datasheet | deeplink | TUNGSRAM - Spinella Single module - 10730lm - 112W - 4000K - 70CRI - TBD[SKU] - side 42-60mm and post 42-76mm | 10.5 | side 42-60mm and post 42-76mm | LED | 1 | 112 | YES |  |  |  |  | -40°C to +50°C | CE;ENEC |  | CE;ENEC | [6 empty] | 66 | 4000 | 671x366x172 mm |  | 220-240V | -40°C to +50°C | 5 years |  |  |  | >70 |  | 4000 | 10730 |  |  |  | L80 > 128000 h |  | 95.8 |  |  | 9 | E | 25 °C | 11.14% | No Built-in accessory | Phased-out | 740/559 | CIE(x=0.38. y=0.38) 5SDCM | Class1. Class2 | IK09 | [11 empty] | dimmable
TBD | SP L/3/F/C/110/40 | image | datasheet | deeplink | TUNGSRAM - Spinella Single module - 10950lm - 112W - 4000K - 70CRI - TBD[SKU] - side 42-60mm and post 42-76mm | 10.5 | side 42-60mm and post 42-76mm | LED | 1 | 112 | YES |  |  |  |  | -40°C to +50°C | CE;ENEC |  | CE;ENEC | [6 empty] | 66 | 4000 | 671x366x172 mm |  | 220-240V | -40°C to +50°C | 5 years |  |  |  | >70 |  | 4000 | 10950 |  |  |  | L80 > 128000 h |  | 97.77 |  |  | 9 | C | 25 °C | 11.14% | No Built-in accessory | Phased-out | 740/559 | CIE(x=0.38. y=0.38) 5SDCM | Class1. Class2 | IK09 | [11 empty] | dimmable
TBD | SP L/3/F/B/110/40 | image | datasheet | deeplink | TUNGSRAM - Spinella Single module - 11070lm - 112W - 4000K - 70CRI - TBD[SKU] - side 42-60mm and post 42-76mm | 10.5 | side 42-60mm and post 42-76mm |  | 1 | 112 | YES |  |  |  |  | -40°C to +50°C | CE;ENEC |  | CE;ENEC | [6 empty] | 66 | 4000 | 671x366x172 mm |  | 220-240V | -40°C to +50°C | 5 years |  |  |  | >70 |  | 4000 | 11070 |  |  |  | L80 > 128000 h |  | 98.84 |  |  | 9 | B | 25 °C | 11.14% | No Built-in accessory | Phased-out | 740/559 | CIE(x=0.38. y=0.38) 5SDCM | Class1. Class2 | IK09 | [11 empty] | dimmable
TBD | SP L/3/F/U/100/40 | image | datasheet | deeplink | TUNGSRAM - Spinella Single module - 9790lm - 99W - 4000K - 70CRI - TBD[SKU] - side 42-60mm and post 42-76mm | 10.5 | side 42-60mm and post 42-76mm | LED | 1 | 99 | YES |  |  |  |  | -40°C to +50°C | CE;ENEC |  | CE;ENEC | [6 empty] | 66 | 4000 | 671x366x172 mm |  | 220-240V | -40°C to +50°C | 5 years |  |  |  | >70 |  | 4000 | 9790 |  |  |  | L80 > 128000 h |  | 98.89 |  |  | 9 | U | 25 °C | 11.14% | No Built-in accessory | Phased-out | 740/559 | CIE(x=0.38. y=0.38) 5SDCM | Class1. Class2 | IK09 | [11 empty] | dimmable
TBD | SP L/3/F/T/100/40 | image | datasheet | deeplink | TUNGSRAM - Spinella Single module - 10500lm - 99W - 4000K - 70CRI - TBD[SKU] - side 42-60mm and post 42-76mm | 10.5 | side 42-60mm and post 42-76mm | LED | 1 | 99 | YES |  |  |  |  | -40°C to +50°C | CE;ENEC |  | CE;ENEC | [6 empty] | 66 | 4000 | 671x366x172 mm |  | 220-240V | -40°C to +50°C | 5 years |  |  |  | >70 |  | 4000 | 10500 |  |  |  | L80 > 128000 h |  | 106.06 |  |  | 9 | T | 25 °C | 11.14% | No Built-in accessory | Phased-out | 740/559 | CIE(x=0.38. y=0.38) 5SDCM | Class1. Class2 | IK09 | [11 empty] | dimmable
TBD | SP L/3/F/S/100/40 | image | datasheet | deeplink | TUNGSRAM - Spinella Single module - 9990lm - 99W - 4000K - 70CRI - TBD[SKU] - side 42-60mm and post 42-76mm | 10.5 | side 42-60mm and post 42-76mm | LED | 1 | 99 | YES |  |  |  |  | -40°C to +50°C | CE;ENEC |  | CE;ENEC | [6 empty] | 66 | 4000 | 671x366x172 mm |  | 220-240V | -40°C to +50°C | 5 years |  |  |  | >70 |  | 4000 | 9990 |  |  |  | L80 > 128000 h |  | 100.91 |  |  | 9 | S | 25 °C | 11.14% | No Built-in accessory | Phased-out | 740/559 | CIE(x=0.38. y=0.38) 5SDCM | Class1. Class2 | IK09 | [11 empty] | dimmable
TBD | SP L/3/F/R/100/40 | image | datasheet | deeplink | TUNGSRAM - Spinella Single module - 10200lm - 99W - 4000K - 70CRI - TBD[SKU] - side 42-60mm and post 42-76mm | 10.5 | side 42-60mm and post 42-76mm |  | 1 | 99 | YES |  |  |  |  | -40°C to +50°C | CE;ENEC |  | CE;ENEC | [6 empty] | 66 | 4000 | 671x366x172 mm |  | 220-240V | -40°C to +50°C | 5 years |  |  |  | >70 |  | 4000 | 10200 |  |  |  | L80 > 128000 h |  | 103.03 |  |  | 9 | R | 25 °C | 11.14% | No Built-in accessory | Phased-out | 740/559 | CIE(x=0.38. y=0.38) 5SDCM | Class1. Class2 | IK09 | [11 empty] | dimmable
TBD | SP L/3/F/P/100/40 | image | datasheet | deeplink | TUNGSRAM - Spinella Single module - 9700lm - 99W - 4000K - 70CRI - TBD[SKU] - side 42-60mm and post 42-76mm | 10.5 | side 42-60mm and post 42-76mm | LED | 1 | 99 | YES |  |  |  |  | -40°C to +50°C | CE;ENEC |  | CE;ENEC | [6 empty] | 66 | 4000 | 671x366x172 mm |  | 220-240V | -40°C to +50°C | 5 years |  |  |  | >70 |  | 4000 | 9700 |  |  |  | L80 > 128000 h |  | 97.98 |  |  | 9 | P | 25 °C | 11.14% | No Built-in accessory | Phased-out | 740/559 | CIE(x=0.38. y=0.38) 5SDCM | Class1. Class2 | IK09 | [11 empty] | dimmable
TBD | SP L/3/F/N/100/40 | image | datasheet | deeplink | TUNGSRAM - Spinella Single module - 10400lm - 99W - 4000K - 70CRI - TBD[SKU] - side 42-60mm and post 42-76mm | 10.5 | side 42-60mm and post 42-76mm | LED | 1 | 99 | YES |  |  |  |  | -40°C to +50°C | CE;ENEC |  | CE;ENEC | [6 empty] | 66 | 4000 | 671x366x172 mm |  | 220-240V | -40°C to +50°C | 5 years |  |  |  | >70 |  | 4000 | 10400 |  |  |  | L80 > 128000 h |  | 105.05 |  |  | 9 | N | 25 °C | 11.14% | No Built-in accessory | Phased-out | 740/559 | CIE(x=0.38. y=0.38) 5SDCM | Class1. Class2 | IK09 | [11 empty] | dimmable
TBD | SP L/3/F/F/100/40 | image | datasheet | deeplink | TUNGSRAM - Spinella Single module - 10300lm - 99W - 4000K - 70CRI - TBD[SKU] - side 42-60mm and post 42-76mm | 10.5 | side 42-60mm and post 42-76mm | LED | 1 | 99 | YES |  |  |  |  | -40°C to +50°C | CE;ENEC |  | CE;ENEC | [6 empty] | 66 | 4000 | 671x366x172 mm |  | 220-240V | -40°C to +50°C | 5 years |  |  |  | >70 |  | 4000 | 10300 |  |  |  | L80 > 128000 h |  | 104.04 |  |  | 9 | F | 25 °C | 11.14% | No Built-in accessory | Phased-out | 740/559 | CIE(x=0.38. y=0.38) 5SDCM | Class1. Class2 | IK09 | [11 empty] | dimmable
TBD | SP L/3/F/E/100/40 | image | datasheet | deeplink | TUNGSRAM - Spinella Single module - 9880lm - 99W - 4000K - 70CRI - TBD[SKU] - side 42-60mm and post 42-76mm | 10.5 | side 42-60mm and post 42-76mm | LED | 1 | 99 | YES |  |  |  |  | -40°C to +50°C | CE;ENEC |  | CE;ENEC | [6 empty] | 66 | 4000 | 671x366x172 mm |  | 220-240V | -40°C to +50°C | 5 years |  |  |  | >70 |  | 4000 | 9880 |  |  |  | L80 > 128000 h |  | 99.8 |  |  | 9 | E | 25 °C | 11.14% | No Built-in accessory | Phased-out | 740/559 | CIE(x=0.38. y=0.38) 5SDCM | Class1. Class2 | IK09 | [11 empty] | dimmable
TBD | SP L/3/F/C/100/40 | image | datasheet | deeplink | TUNGSRAM - Spinella Single module - 10090lm - 99W - 4000K - 70CRI - TBD[SKU] - side 42-60mm and post 42-76mm | 10.5 | side 42-60mm and post 42-76mm | LED | 1 | 99 | YES |  |  |  |  | -40°C to +50°C | CE;ENEC |  | CE;ENEC | [6 empty] | 66 | 4000 | 671x366x172 mm |  | 220-240V | -40°C to +50°C | 5 years |  |  |  | >70 |  | 4000 | 10090 |  |  |  | L80 > 128000 h |  | 101.92 |  |  | 9 | C | 25 °C | 11.14% | No Built-in accessory | Phased-out | 740/559 | CIE(x=0.38. y=0.38) 5SDCM | Class1. Class2 | IK09 | [11 empty] | dimmable
TBD | SP L/3/F/B/100/40 | image | datasheet | deeplink | TUNGSRAM - Spinella Single module - 10200lm - 99W - 4000K - 70CRI - TBD[SKU] - side 42-60mm and post 42-76mm | 10.5 | side 42-60mm and post 42-76mm |  | 1 | 99 | YES |  |  |  |  | -40°C to +50°C | CE;ENEC |  | CE;ENEC | [6 empty] | 66 | 4000 | 671x366x172 mm |  | 220-240V | -40°C to +50°C | 5 years |  |  |  | >70 |  | 4000 | 10200 |  |  |  | L80 > 128000 h |  | 103.03 |  |  | 9 | B | 25 °C | 11.14% | No Built-in accessory | Phased-out | 740/559 | CIE(x=0.38. y=0.38) 5SDCM | Class1. Class2 | IK09 | [11 empty] | dimmable
TBD | SP L/3/F/U/85/40 | image | datasheet | deeplink | TUNGSRAM - Spinella Single module - 8860lm - 87W - 4000K - 70CRI - TBD[SKU] - side 42-60mm and post 42-76mm | 10.5 | side 42-60mm and post 42-76mm | LED | 1 | 87 | YES |  |  |  |  | -40°C to +50°C | CE;ENEC |  | CE;ENEC | [6 empty] | 66 | 4000 | 671x366x172 mm |  | 220-240V | -40°C to +50°C | 5 years |  |  |  | >70 |  | 4000 | 8860 |  |  |  | L80 > 128000 h |  | 101.84 |  |  | 9 | U | 25 °C | 11.14% | No Built-in accessory | Phased-out | 740/559 | CIE(x=0.38. y=0.38) 5SDCM | Class1. Class2 | IK09 | [11 empty] | dimmable
TBD | SP L/3/F/T/85/40 | image | datasheet | deeplink | TUNGSRAM - Spinella Single module - 9500lm - 87W - 4000K - 70CRI - TBD[SKU] - side 42-60mm and post 42-76mm | 10.5 | side 42-60mm and post 42-76mm | LED | 1 | 87 | YES |  |  |  |  | -40°C to +50°C | CE;ENEC |  | CE;ENEC | [6 empty] | 66 | 4000 | 671x366x172 mm |  | 220-240V | -40°C to +50°C | 5 years |  |  |  | >70 |  | 4000 | 9500 |  |  |  | L80 > 128000 h |  | 109.2 |  |  | 9 | T | 25 °C | 11.14% | No Built-in accessory | Phased-out | 740/559 | CIE(x=0.38. y=0.38) 5SDCM | Class1. Class2 | IK09 | [11 empty] | dimmable
TBD | SP L/3/F/S/85/40 | image | datasheet | deeplink | TUNGSRAM - Spinella Single module - 9040lm - 87W - 4000K - 70CRI - TBD[SKU] - side 42-60mm and post 42-76mm | 10.5 | side 42-60mm and post 42-76mm | LED | 1 | 87 | YES |  |  |  |  | -40°C to +50°C | CE;ENEC |  | CE;ENEC | [6 empty] | 66 | 4000 | 671x366x172 mm |  | 220-240V | -40°C to +50°C | 5 years |  |  |  | >70 |  | 4000 | 9040 |  |  |  | L80 > 128000 h |  | 103.91 |  |  | 9 | S | 25 °C | 11.14% | No Built-in accessory | Phased-out | 740/559 | CIE(x=0.38. y=0.38) 5SDCM | Class1. Class2 | IK09 | [11 empty] | dimmable
TBD | SP L/3/F/R/85/40 | image | datasheet | deeplink | TUNGSRAM - Spinella Single module - 9230lm - 87W - 4000K - 70CRI - TBD[SKU] - side 42-60mm and post 42-76mm | 10.5 | side 42-60mm and post 42-76mm |  | 1 | 87 | YES |  |  |  |  | -40°C to +50°C | CE;ENEC |  | CE;ENEC | [6 empty] | 66 | 4000 | 671x366x172 mm |  | 220-240V | -40°C to +50°C | 5 years |  |  |  | >70 |  | 4000 | 9230 |  |  |  | L80 > 128000 h |  | 106.09 |  |  | 9 | R | 25 °C | 11.14% | No Built-in accessory | Phased-out | 740/559 | CIE(x=0.38. y=0.38) 5SDCM | Class1. Class2 | IK09 | [11 empty] | dimmable
TBD | SP L/3/F/P/85/40 | image | datasheet | deeplink | TUNGSRAM - Spinella Single module - 8780lm - 87W - 4000K - 70CRI - TBD[SKU] - side 42-60mm and post 42-76mm | 10.5 | side 42-60mm and post 42-76mm | LED | 1 | 87 | YES |  |  |  |  | -40°C to +50°C | CE;ENEC |  | CE;ENEC | [6 empty] | 66 | 4000 | 671x366x172 mm |  | 220-240V | -40°C to +50°C | 5 years |  |  |  | >70 |  | 4000 | 8780 |  |  |  | L80 > 128000 h |  | 100.92 |  |  | 9 | P | 25 °C | 11.14% | No Built-in accessory | Phased-out | 740/559 | CIE(x=0.38. y=0.38) 5SDCM | Class1. Class2 | IK09 | [11 empty] | dimmable
TBD | SP L/3/F/N/85/40 | image | datasheet | deeplink | TUNGSRAM - Spinella Single module - 9410lm - 87W - 4000K - 70CRI - TBD[SKU] - side 42-60mm and post 42-76mm | 10.5 | side 42-60mm and post 42-76mm | LED | 1 | 87 | YES |  |  |  |  | -40°C to +50°C | CE;ENEC |  | CE;ENEC | [6 empty] | 66 | 4000 | 671x366x172 mm |  | 220-240V | -40°C to +50°C | 5 years |  |  |  | >70 |  | 4000 | 9410 |  |  |  | L80 > 128000 h |  | 108.16 |  |  | 9 | N | 25 °C | 11.14% | No Built-in accessory | Phased-out | 740/559 | CIE(x=0.38. y=0.38) 5SDCM | Class1. Class2 | IK09 | [11 empty] | dimmable
TBD | SP L/3/F/F/85/40 | image | datasheet | deeplink | TUNGSRAM - Spinella Single module - 9320lm - 87W - 4000K - 70CRI - TBD[SKU] - side 42-60mm and post 42-76mm | 10.5 | side 42-60mm and post 42-76mm | LED | 1 | 87 | YES |  |  |  |  | -40°C to +50°C | CE;ENEC |  | CE;ENEC | [6 empty] | 66 | 4000 | 671x366x172 mm |  | 220-240V | -40°C to +50°C | 5 years |  |  |  | >70 |  | 4000 | 9320 |  |  |  | L80 > 128000 h |  | 107.13 |  |  | 9 | F | 25 °C | 11.14% | No Built-in accessory | Phased-out | 740/559 | CIE(x=0.38. y=0.38) 5SDCM | Class1. Class2 | IK09 | [11 empty] | dimmable
TBD | SP L/3/F/E/85/40 | image | datasheet | deeplink | TUNGSRAM - Spinella Single module - 8940lm - 87W - 4000K - 70CRI - TBD[SKU] - side 42-60mm and post 42-76mm | 10.5 | side 42-60mm and post 42-76mm | LED | 1 | 87 | YES |  |  |  |  | -40°C to +50°C | CE;ENEC |  | CE;ENEC | [6 empty] | 66 | 4000 | 671x366x172 mm |  | 220-240V | -40°C to +50°C | 5 years |  |  |  | >70 |  | 4000 | 8940 |  |  |  | L80 > 128000 h |  | 102.76 |  |  | 9 | E | 25 °C | 11.14% | No Built-in accessory | Phased-out | 740/559 | CIE(x=0.38. y=0.38) 5SDCM | Class1. Class2 | IK09 | [11 empty] | dimmable
TBD | SP L/3/F/C/85/40 | image | datasheet | deeplink | TUNGSRAM - Spinella Single module - 9130lm - 87W - 4000K - 70CRI - TBD[SKU] - side 42-60mm and post 42-76mm | 10.5 | side 42-60mm and post 42-76mm | LED | 1 | 87 | YES |  |  |  |  | -40°C to +50°C | CE;ENEC |  | CE;ENEC | [6 empty] | 66 | 4000 | 671x366x172 mm |  | 220-240V | -40°C to +50°C | 5 years |  |  |  | >70 |  | 4000 | 9130 |  |  |  | L80 > 128000 h |  | 104.94 |  |  | 9 | C | 25 °C | 11.14% | No Built-in accessory | Phased-out | 740/559 | CIE(x=0.38. y=0.38) 5SDCM | Class1. Class2 | IK09 | [11 empty] | dimmable
TBD | SP L/3/F/B/85/40 | image | datasheet | deeplink | TUNGSRAM - Spinella Single module - 9230lm - 87W - 4000K - 70CRI - TBD[SKU] - side 42-60mm and post 42-76mm | 10.5 | side 42-60mm and post 42-76mm |  | 1 | 87 | YES |  |  |  |  | -40°C to +50°C | CE;ENEC |  | CE;ENEC | [6 empty] | 66 | 4000 | 671x366x172 mm |  | 220-240V | -40°C to +50°C | 5 years |  |  |  | >70 |  | 4000 | 9230 |  |  |  | L80 > 128000 h |  | 106.09 |  |  | 9 | B | 25 °C | 11.14% | No Built-in accessory | Phased-out | 740/559 | CIE(x=0.38. y=0.38) 5SDCM | Class1. Class2 | IK09 | [11 empty] | dimmable
TBD | SP L/3/F/U/65/40 | image | datasheet | deeplink | TUNGSRAM - Spinella Single module - 7040lm - 65W - 4000K - 70CRI - TBD[SKU] - side 42-60mm and post 42-76mm | 10.5 | side 42-60mm and post 42-76mm | LED | 1 | 65 | YES |  |  |  |  | -40°C to +50°C | CE;ENEC |  | CE;ENEC | [6 empty] | 66 | 4000 | 671x366x172 mm |  | 220-240V | -40°C to +50°C | 5 years |  |  |  | >70 |  | 4000 | 7040 |  |  |  | L80 > 128000 h |  | 108.31 |  |  | 9 | U | 25 °C | 11.14% | No Built-in accessory | Phased-out | 740/559 | CIE(x=0.38. y=0.38) 5SDCM | Class1. Class2 | IK09 | [11 empty] | dimmable
TBD | SP L/3/F/T/65/40 | image | datasheet | deeplink | TUNGSRAM - Spinella Single module - 7560lm - 65W - 4000K - 70CRI - TBD[SKU] - side 42-60mm and post 42-76mm | 10.5 | side 42-60mm and post 42-76mm | LED | 1 | 65 | YES |  |  |  |  | -40°C to +50°C | CE;ENEC |  | CE;ENEC | [6 empty] | 66 | 4000 | 671x366x172 mm |  | 220-240V | -40°C to +50°C | 5 years |  |  |  | >70 |  | 4000 | 7560 |  |  |  | L80 > 128000 h |  | 116.31 |  |  | 9 | T | 25 °C | 11.14% | No Built-in accessory | Phased-out | 740/559 | CIE(x=0.38. y=0.38) 5SDCM | Class1. Class2 | IK09 | [11 empty] | dimmable
TBD | SP L/3/F/S/65/40 | image | datasheet | deeplink | TUNGSRAM - Spinella Single module - 7190lm - 65W - 4000K - 70CRI - TBD[SKU] - side 42-60mm and post 42-76mm | 10.5 | side 42-60mm and post 42-76mm | LED | 1 | 65 | YES |  |  |  |  | -40°C to +50°C | CE;ENEC |  | CE;ENEC | [6 empty] | 66 | 4000 | 671x366x172 mm |  | 220-240V | -40°C to +50°C | 5 years |  |  |  | >70 |  | 4000 | 7190 |  |  |  | L80 > 128000 h |  | 110.62 |  |  | 9 | S | 25 °C | 11.14% | No Built-in accessory | Phased-out | 740/559 | CIE(x=0.38. y=0.38) 5SDCM | Class1. Class2 | IK09 | [11 empty] | dimmable
TBD | SP L/3/F/R/65/40 | image | datasheet | deeplink | TUNGSRAM - Spinella Single module - 7340lm - 65W - 4000K - 70CRI - TBD[SKU] - side 42-60mm and post 42-76mm | 10.5 | side 42-60mm and post 42-76mm |  | 1 | 65 | YES |  |  |  |  | -40°C to +50°C | CE;ENEC |  | CE;ENEC | [6 empty] | 66 | 4000 | 671x366x172 mm |  | 220-240V | -40°C to +50°C | 5 years |  |  |  | >70 |  | 4000 | 7340 |  |  |  | L80 > 128000 h |  | 112.92 |  |  | 9 | R | 25 °C | 11.14% | No Built-in accessory | Phased-out | 740/559 | CIE(x=0.38. y=0.38) 5SDCM | Class1. Class2 | IK09 | [11 empty] | dimmable
TBD | SP L/3/F/P/65/40 | image | datasheet | deeplink | TUNGSRAM - Spinella Single module - 6980lm - 65W - 4000K - 70CRI - TBD[SKU] - side 42-60mm and post 42-76mm | 10.5 | side 42-60mm and post 42-76mm | LED | 1 | 65 | YES |  |  |  |  | -40°C to +50°C | CE;ENEC |  | CE;ENEC | [6 empty] | 66 | 4000 | 671x366x172 mm |  | 220-240V | -40°C to +50°C | 5 years |  |  |  | >70 |  | 4000 | 6980 |  |  |  | L80 > 128000 h |  | 107.38 |  |  | 9 | P | 25 °C | 11.14% | No Built-in accessory | Phased-out | 740/559 | CIE(x=0.38. y=0.38) 5SDCM | Class1. Class2 | IK09 | [11 empty] | dimmable
TBD | SP L/3/F/N/65/40 | image | datasheet | deeplink | TUNGSRAM - Spinella Single module - 7480lm - 65W - 4000K - 70CRI - TBD[SKU] - side 42-60mm and post 42-76mm | 10.5 | side 42-60mm and post 42-76mm | LED | 1 | 65 | YES |  |  |  |  | -40°C to +50°C | CE;ENEC |  | CE;ENEC | [6 empty] | 66 | 4000 | 671x366x172 mm |  | 220-240V | -40°C to +50°C | 5 years |  |  |  | >70 |  | 4000 | 7480 |  |  |  | L80 > 128000 h |  | 115.08 |  |  | 9 | N | 25 °C | 11.14% | No Built-in accessory | Phased-out | 740/559 | CIE(x=0.38. y=0.38) 5SDCM | Class1. Class2 | IK09 | [11 empty] | dimmable
TBD | SP L/3/F/F/65/40 | image | datasheet | deeplink | TUNGSRAM - Spinella Single module - 7410lm - 65W - 4000K - 70CRI - TBD[SKU] - side 42-60mm and post 42-76mm | 10.5 | side 42-60mm and post 42-76mm | LED | 1 | 65 | YES |  |  |  |  | -40°C to +50°C | CE;ENEC |  | CE;ENEC | [6 empty] | 66 | 4000 | 671x366x172 mm |  | 220-240V | -40°C to +50°C | 5 years |  |  |  | >70 |  | 4000 | 7410 |  |  |  | L80 > 128000 h |  | 114 |  |  | 9 | F | 25 °C | 11.14% | No Built-in accessory | Phased-out | 740/559 | CIE(x=0.38. y=0.38) 5SDCM | Class1. Class2 | IK09 | [11 empty] | dimmable
TBD | SP L/3/F/E/65/40 | image | datasheet | deeplink | TUNGSRAM - Spinella Single module - 7110lm - 65W - 4000K - 70CRI - TBD[SKU] - side 42-60mm and post 42-76mm | 10.5 | side 42-60mm and post 42-76mm | LED | 1 | 65 | YES |  |  |  |  | -40°C to +50°C | CE;ENEC |  | CE;ENEC | [6 empty] | 66 | 4000 | 671x366x172 mm |  | 220-240V | -40°C to +50°C | 5 years |  |  |  | >70 |  | 4000 | 7110 |  |  |  | L80 > 128000 h |  | 109.38 |  |  | 9 | E | 25 °C | 11.14% | No Built-in accessory | Phased-out | 740/559 | CIE(x=0.38. y=0.38) 5SDCM | Class1. Class2 | IK09 | [11 empty] | dimmable
TBD | SP L/3/F/C/65/40 | image | datasheet | deeplink | TUNGSRAM - Spinella Single module - 7260lm - 65W - 4000K - 70CRI - TBD[SKU] - side 42-60mm and post 42-76mm | 10.5 | side 42-60mm and post 42-76mm | LED | 1 | 65 | YES |  |  |  |  | -40°C to +50°C | CE;ENEC |  | CE;ENEC | [6 empty] | 66 | 4000 | 671x366x172 mm |  | 220-240V | -40°C to +50°C | 5 years |  |  |  | >70 |  | 4000 | 7260 |  |  |  | L80 > 128000 h |  | 111.69 |  |  | 9 | C | 25 °C | 11.14% | No Built-in accessory | Phased-out | 740/559 | CIE(x=0.38. y=0.38) 5SDCM | Class1. Class2 | IK09 | [11 empty] | dimmable
TBD | SP L/3/F/B/65/40 | image | datasheet | deeplink | TUNGSRAM - Spinella Single module - 7340lm - 65W - 4000K - 70CRI - TBD[SKU] - side 42-60mm and post 42-76mm | 10.5 | side 42-60mm and post 42-76mm |  | 1 | 65 | YES |  |  |  |  | -40°C to +50°C | CE;ENEC |  | CE;ENEC | [6 empty] | 66 | 4000 | 671x366x172 mm |  | 220-240V | -40°C to +50°C | 5 years |  |  |  | >70 |  | 4000 | 7340 |  |  |  | L80 > 128000 h |  | 112.92 |  |  | 9 | B | 25 °C | 11.14% | No Built-in accessory | Phased-out | 740/559 | CIE(x=0.38. y=0.38) 5SDCM | Class1. Class2 | IK09 | [11 empty] | dimmable
TBD | SP L/3/F/U/50/40 | image | datasheet | deeplink | TUNGSRAM - Spinella Single module - 5720lm - 52W - 4000K - 70CRI - TBD[SKU] - side 42-60mm and post 42-76mm | 10.5 | side 42-60mm and post 42-76mm | LED | 1 | 52 | YES |  |  |  |  | -40°C to +50°C | CE;ENEC |  | CE;ENEC | [6 empty] | 66 | 4000 | 671x366x172 mm |  | 220-240V | -40°C to +50°C | 5 years |  |  |  | >70 |  | 4000 | 5720 |  |  |  | L80 > 128000 h |  | 110 |  |  | 9 | U | 25 °C | 11.14% | No Built-in accessory | Phased-out | 740/559 | CIE(x=0.38. y=0.38) 5SDCM | Class1. Class2 | IK09 | [11 empty] | dimmable
TBD | SP L/3/F/T/50/40 | image | datasheet | deeplink | TUNGSRAM - Spinella Single module - 6130lm - 52W - 4000K - 70CRI - TBD[SKU] - side 42-60mm and post 42-76mm | 10.5 | side 42-60mm and post 42-76mm | LED | 1 | 52 | YES |  |  |  |  | -40°C to +50°C | CE;ENEC |  | CE;ENEC | [6 empty] | 66 | 4000 | 671x366x172 mm |  | 220-240V | -40°C to +50°C | 5 years |  |  |  | >70 |  | 4000 | 6130 |  |  |  | L80 > 128000 h |  | 117.88 |  |  | 9 | T | 25 °C | 11.14% | No Built-in accessory | Phased-out | 740/559 | CIE(x=0.38. y=0.38) 5SDCM | Class1. Class2 | IK09 | [11 empty] | dimmable
TBD | SP L/3/F/S/50/40 | image | datasheet | deeplink | TUNGSRAM - Spinella Single module - 5840lm - 52W - 4000K - 70CRI - TBD[SKU] - side 42-60mm and post 42-76mm | 10.5 | side 42-60mm and post 42-76mm | LED | 1 | 52 | YES |  |  |  |  | -40°C to +50°C | CE;ENEC |  | CE;ENEC | [6 empty] | 66 | 4000 | 671x366x172 mm |  | 220-240V | -40°C to +50°C | 5 years |  |  |  | >70 |  | 4000 | 5840 |  |  |  | L80 > 128000 h |  | 112.31 |  |  | 9 | S | 25 °C | 11.14% | No Built-in accessory | Phased-out | 740/559 | CIE(x=0.38. y=0.38) 5SDCM | Class1. Class2 | IK09 | [11 empty] | dimmable
TBD | SP L/3/F/R/50/40 | image | datasheet | deeplink | TUNGSRAM - Spinella Single module - 5960lm - 52W - 4000K - 70CRI - TBD[SKU] - side 42-60mm and post 42-76mm | 10.5 | side 42-60mm and post 42-76mm |  | 1 | 52 | YES |  |  |  |  | -40°C to +50°C | CE;ENEC |  | CE;ENEC | [6 empty] | 66 | 4000 | 671x366x172 mm |  | 220-240V | -40°C to +50°C | 5 years |  |  |  | >70 |  | 4000 | 5960 |  |  |  | L80 > 128000 h |  | 114.62 |  |  | 9 | R | 25 °C | 11.14% | No Built-in accessory | Phased-out | 740/559 | CIE(x=0.38. y=0.38) 5SDCM | Class1. Class2 | IK09 | [11 empty] | dimmable
TBD | SP L/3/F/P/50/40 | image | datasheet | deeplink | TUNGSRAM - Spinella Single module - 5670lm - 52W - 4000K - 70CRI - TBD[SKU] - side 42-60mm and post 42-76mm | 10.5 | side 42-60mm and post 42-76mm | LED | 1 | 52 | YES |  |  |  |  | -40°C to +50°C | CE;ENEC |  | CE;ENEC | [6 empty] | 66 | 4000 | 671x366x172 mm |  | 220-240V | -40°C to +50°C | 5 years |  |  |  | >70 |  | 4000 | 5670 |  |  |  | L80 > 128000 h |  | 109.04 |  |  | 9 | P | 25 °C | 11.14% | No Built-in accessory | Phased-out | 740/559 | CIE(x=0.38. y=0.38) 5SDCM | Class1. Class2 | IK09 | [11 empty] | dimmable
TBD | SP L/3/F/N/50/40 | image | datasheet | deeplink | TUNGSRAM - Spinella Single module - 6080lm - 52W - 4000K - 70CRI - TBD[SKU] - side 42-60mm and post 42-76mm | 10.5 | side 42-60mm and post 42-76mm | LED | 1 | 52 | YES |  |  |  |  | -40°C to +50°C | CE;ENEC |  | CE;ENEC | [6 empty] | 66 | 4000 | 671x366x172 mm |  | 220-240V | -40°C to +50°C | 5 years |  |  |  | >70 |  | 4000 | 6080 |  |  |  | L80 > 128000 h |  | 116.92 |  |  | 9 | N | 25 °C | 11.14% | No Built-in accessory | Phased-out | 740/559 | CIE(x=0.38. y=0.38) 5SDCM | Class1. Class2 | IK09 | [11 empty] | dimmable
TBD | SP L/3/F/F/50/40 | image | datasheet | deeplink | TUNGSRAM - Spinella Single module - 6010lm - 52W - 4000K - 70CRI - TBD[SKU] - side 42-60mm and post 42-76mm | 10.5 | side 42-60mm and post 42-76mm | LED | 1 | 52 | YES |  |  |  |  | -40°C to +50°C | CE;ENEC |  | CE;ENEC | [6 empty] | 66 | 4000 | 671x366x172 mm |  | 220-240V | -40°C to +50°C | 5 years |  |  |  | >70 |  | 4000 | 6010 |  |  |  | L80 > 128000 h |  | 115.58 |  |  | 9 | F | 25 °C | 11.14% | No Built-in accessory | Phased-out | 740/559 | CIE(x=0.38. y=0.38) 5SDCM | Class1. Class2 | IK09 | [11 empty] | dimmable
TBD | SP L/3/F/E/50/40 | image | datasheet | deeplink | TUNGSRAM - Spinella Single module - 5770lm - 52W - 4000K - 70CRI - TBD[SKU] - side 42-60mm and post 42-76mm | 10.5 | side 42-60mm and post 42-76mm | LED | 1 | 52 | YES |  |  |  |  | -40°C to +50°C | CE;ENEC |  | CE;ENEC | [6 empty] | 66 | 4000 | 671x366x172 mm |  | 220-240V | -40°C to +50°C | 5 years |  |  |  | >70 |  | 4000 | 5770 |  |  |  | L80 > 128000 h |  | 110.96 |  |  | 9 | E | 25 °C | 11.14% | No Built-in accessory | Phased-out | 740/559 | CIE(x=0.38. y=0.38) 5SDCM | Class1. Class2 | IK09 | [11 empty] | dimmable
TBD | SP L/3/F/C/50/40 | image | datasheet | deeplink | TUNGSRAM - Spinella Single module - 5890lm - 52W - 4000K - 70CRI - TBD[SKU] - side 42-60mm and post 42-76mm | 10.5 | side 42-60mm and post 42-76mm | LED | 1 | 52 | YES |  |  |  |  | -40°C to +50°C | CE;ENEC |  | CE;ENEC | [6 empty] | 66 | 4000 | 671x366x172 mm |  | 220-240V | -40°C to +50°C | 5 years |  |  |  | >70 |  | 4000 | 5890 |  |  |  | L80 > 128000 h |  | 113.27 |  |  | 9 | C | 25 °C | 11.14% | No Built-in accessory | Phased-out | 740/559 | CIE(x=0.38. y=0.38) 5SDCM | Class1. Class2 | IK09 | [11 empty] | dimmable
TBD | SP L/3/F/B/50/40 | image | datasheet | deeplink | TUNGSRAM - Spinella Single module - 5960lm - 52W - 4000K - 70CRI - TBD[SKU] - side 42-60mm and post 42-76mm | 10.5 | side 42-60mm and post 42-76mm |  | 1 | 52 | YES |  |  |  |  | -40°C to +50°C | CE;ENEC |  | CE;ENEC | [6 empty] | 66 | 4000 | 671x366x172 mm |  | 220-240V | -40°C to +50°C | 5 years |  |  |  | >70 |  | 4000 | 5960 |  |  |  | L80 > 128000 h |  | 114.62 |  |  | 9 | B | 25 °C | 11.14% | No Built-in accessory | Phased-out | 740/559 | CIE(x=0.38. y=0.38) 5SDCM | Class1. Class2 | IK09 | [11 empty] | dimmable
TBD | SP L/3/F/U/125/30 | image | datasheet | deeplink | TUNGSRAM - Spinella Single module - 11050lm - 125W - 3000K - 70CRI - TBD[SKU] - side 42-60mm and post 42-76mm | 10.5 | side 42-60mm and post 42-76mm | LED | 1 | 125 | YES |  |  |  |  | -40°C to +50°C | CE;ENEC |  | CE;ENEC | [6 empty] | 66 | 3000 | 671x366x172 mm |  | 220-240V | -40°C to +50°C | 5 years |  |  |  | >70 |  | 3000 | 11050 |  |  |  | L80 > 128000 h |  | 88.4 |  |  | 9 | U | 25 °C | 11.14% | No Built-in accessory | Phased-out | 730/559 | CIE(x=0.43. y=0.403) 5SDCM | Class1. Class2 | IK09 | [11 empty] | dimmable
TBD | SP L/3/F/T/125/30 | image | datasheet | deeplink | TUNGSRAM - Spinella Single module - 11860lm - 125W - 3000K - 70CRI - TBD[SKU] - side 42-60mm and post 42-76mm | 10.5 | side 42-60mm and post 42-76mm | LED | 1 | 125 | YES |  |  |  |  | -40°C to +50°C | CE;ENEC |  | CE;ENEC | [6 empty] | 66 | 3000 | 671x366x172 mm |  | 220-240V | -40°C to +50°C | 5 years |  |  |  | >70 |  | 3000 | 11860 |  |  |  | L80 > 128000 h |  | 94.88 |  |  | 9 | T | 25 °C | 11.14% | No Built-in accessory | Phased-out | 730/559 | CIE(x=0.43. y=0.403) 5SDCM | Class1. Class2 | IK09 | [11 empty] | dimmable
TBD | SP L/3/F/S/125/30 | image | datasheet | deeplink | TUNGSRAM - Spinella Single module - 11280lm - 125W - 3000K - 70CRI - TBD[SKU] - side 42-60mm and post 42-76mm | 10.5 | side 42-60mm and post 42-76mm | LED | 1 | 125 | YES |  |  |  |  | -40°C to +50°C | CE;ENEC |  | CE;ENEC | [6 empty] | 66 | 3000 | 671x366x172 mm |  | 220-240V | -40°C to +50°C | 5 years |  |  |  | >70 |  | 3000 | 11280 |  |  |  | L80 > 128000 h |  | 90.24 |  |  | 9 | S | 25 °C | 11.14% | No Built-in accessory | Phased-out | 730/559 | CIE(x=0.43. y=0.403) 5SDCM | Class1. Class2 | IK09 | [11 empty] | dimmable
TBD | SP L/3/F/R/125/30 | image | datasheet | deeplink | TUNGSRAM - Spinella Single module - 11520lm - 125W - 3000K - 70CRI - TBD[SKU] - side 42-60mm and post 42-76mm | 10.5 | side 42-60mm and post 42-76mm | LED | 1 | 125 | YES |  |  |  |  | -40°C to +50°C | CE;ENEC |  | CE;ENEC | [6 empty] | 66 | 3000 | 671x366x172 mm |  | 220-240V | -40°C to +50°C | 5 years |  |  |  | >70 |  | 3000 | 11520 |  |  |  | L80 > 128000 h |  | 92.16 |  |  | 9 | R | 25 °C | 11.14% | No Built-in accessory | Phased-out | 730/559 | CIE(x=0.43. y=0.403) 5SDCM | Class1. Class2 | IK09 | [11 empty] | dimmable
TBD | SP L/3/F/P/125/30 | image | datasheet | deeplink | TUNGSRAM - Spinella Single module - 10950lm - 125W - 3000K - 70CRI - TBD[SKU] - side 42-60mm and post 42-76mm | 10.5 | side 42-60mm and post 42-76mm | LED | 1 | 125 | YES |  |  |  |  | -40°C to +50°C | CE;ENEC |  | CE;ENEC | [6 empty] | 66 | 3000 | 671x366x172 mm |  | 220-240V | -40°C to +50°C | 5 years |  |  |  | >70 |  | 3000 | 10950 |  |  |  | L80 > 128000 h |  | 87.6 |  |  | 9 | P | 25 °C | 11.14% | No Built-in accessory | Phased-out | 730/559 | CIE(x=0.43. y=0.403) 5SDCM | Class1. Class2 | IK09 | [11 empty] | dimmable
TBD | SP L/3/F/N/125/30 | image | datasheet | deeplink | TUNGSRAM - Spinella Single module - 11750lm - 125W - 3000K - 70CRI - TBD[SKU] - side 42-60mm and post 42-76mm | 10.5 | side 42-60mm and post 42-76mm | LED | 1 | 125 | YES |  |  |  |  | -40°C to +50°C | CE;ENEC |  | CE;ENEC | [6 empty] | 66 | 3000 | 671x366x172 mm |  | 220-240V | -40°C to +50°C | 5 years |  |  |  | >70 |  | 3000 | 11750 |  |  |  | L80 > 128000 h |  | 94 |  |  | 9 | N | 25 °C | 11.14% | No Built-in accessory | Phased-out | 730/559 | CIE(x=0.43. y=0.403) 5SDCM | Class1. Class2 | IK09 | [11 empty] | dimmable
TBD | SP L/3/F/F/125/30 | image | datasheet | deeplink | TUNGSRAM - Spinella Single module - 11620lm - 125W - 3000K - 70CRI - TBD[SKU] - side 42-60mm and post 42-76mm | 10.5 | side 42-60mm and post 42-76mm | LED | 1 | 125 | YES |  |  |  |  | -40°C to +50°C | CE;ENEC |  | CE;ENEC | [6 empty] | 66 | 3000 | 671x366x172 mm |  | 220-240V | -40°C to +50°C | 5 years |  |  |  | >70 |  | 3000 | 11620 |  |  |  | L80 > 128000 h |  | 92.96 |  |  | 9 | F | 25 °C | 11.14% | No Built-in accessory | Phased-out | 730/559 | CIE(x=0.43. y=0.403) 5SDCM | Class1. Class2 | IK09 | [11 empty] | dimmable
TBD | SP L/3/F/E/125/30 | image | datasheet | deeplink | TUNGSRAM - Spinella Single module - 11160lm - 125W - 3000K - 70CRI - TBD[SKU] - side 42-60mm and post 42-76mm | 10.5 | side 42-60mm and post 42-76mm | LED | 1 | 125 | YES |  |  |  |  | -40°C to +50°C | CE;ENEC |  | CE;ENEC | [6 empty] | 66 | 3000 | 671x366x172 mm |  | 220-240V | -40°C to +50°C | 5 years |  |  |  | >70 |  | 3000 | 11160 |  |  |  | L80 > 128000 h |  | 89.28 |  |  | 9 | E | 25 °C | 11.14% | No Built-in accessory | Phased-out | 730/559 | CIE(x=0.43. y=0.403) 5SDCM | Class1. Class2 | IK09 | [11 empty] | dimmable
TBD | SP L/3/F/C/125/30 | image | datasheet | deeplink | TUNGSRAM - Spinella Single module - 11390lm - 125W - 3000K - 70CRI - TBD[SKU] - side 42-60mm and post 42-76mm | 10.5 | side 42-60mm and post 42-76mm | LED | 1 | 125 | YES |  |  |  |  | -40°C to +50°C | CE;ENEC |  | CE;ENEC | [6 empty] | 66 | 3000 | 671x366x172 mm |  | 220-240V | -40°C to +50°C | 5 years |  |  |  | >70 |  | 3000 | 11390 |  |  |  | L80 > 128000 h |  | 91.12 |  |  | 9 | C | 25 °C | 11.14% | No Built-in accessory | Phased-out | 730/559 | CIE(x=0.43. y=0.403) 5SDCM | Class1. Class2 | IK09 | [11 empty] | dimmable
TBD | SP L/3/F/B/125/30 | image | datasheet | deeplink | TUNGSRAM - Spinella Single module - 11520lm - 125W - 3000K - 70CRI - TBD[SKU] - side 42-60mm and post 42-76mm | 10.5 | side 42-60mm and post 42-76mm | LED | 1 | 125 | YES |  |  |  |  | -40°C to +50°C | CE;ENEC |  | CE;ENEC | [6 empty] | 66 | 3000 | 671x366x172 mm |  | 220-240V | -40°C to +50°C | 5 years |  |  |  | >70 |  | 3000 | 11520 |  |  |  | L80 > 128000 h |  | 92.16 |  |  | 9 | B | 25 °C | 11.14% | No Built-in accessory | Phased-out | 730/559 | CIE(x=0.43. y=0.403) 5SDCM | Class1. Class2 | IK09 | [11 empty] | dimmable
TBD | SP L/3/F/U/110/30 | image | datasheet | deeplink | TUNGSRAM - Spinella Single module - 10340lm - 112W - 3000K - 70CRI - TBD[SKU] - side 42-60mm and post 42-76mm | 10.5 | side 42-60mm and post 42-76mm | LED | 1 | 112 | YES |  |  |  |  | -40°C to +50°C | CE;ENEC |  | CE;ENEC | [6 empty] | 66 | 3000 | 671x366x172 mm |  | 220-240V | -40°C to +50°C | 5 years |  |  |  | >70 |  | 3000 | 10340 |  |  |  | L80 > 128000 h |  | 92.32 |  |  | 9 | U | 25 °C | 11.14% | No Built-in accessory | Phased-out | 730/559 | CIE(x=0.43. y=0.403) 5SDCM | Class1. Class2 | IK09 | [11 empty] | dimmable
TBD | SP L/3/F/T/110/30 | image | datasheet | deeplink | TUNGSRAM - Spinella Single module - 11100lm - 112W - 3000K - 70CRI - TBD[SKU] - side 42-60mm and post 42-76mm | 10.5 | side 42-60mm and post 42-76mm | LED | 1 | 112 | YES |  |  |  |  | -40°C to +50°C | CE;ENEC |  | CE;ENEC | [6 empty] | 66 | 3000 | 671x366x172 mm |  | 220-240V | -40°C to +50°C | 5 years |  |  |  | >70 |  | 3000 | 11100 |  |  |  | L80 > 128000 h |  | 99.11 |  |  | 9 | T | 25 °C | 11.14% | No Built-in accessory | Phased-out | 730/559 | CIE(x=0.43. y=0.403) 5SDCM | Class1. Class2 | IK09 | [11 empty] | dimmable
TBD | SP L/3/F/S/110/30 | image | datasheet | deeplink | TUNGSRAM - Spinella Single module - 10550lm - 112W - 3000K - 70CRI - TBD[SKU] - side 42-60mm and post 42-76mm | 10.5 | side 42-60mm and post 42-76mm | LED | 1 | 112 | YES |  |  |  |  | -40°C to +50°C | CE;ENEC |  | CE;ENEC | [6 empty] | 66 | 3000 | 671x366x172 mm |  | 220-240V | -40°C to +50°C | 5 years |  |  |  | >70 |  | 3000 | 10550 |  |  |  | L80 > 128000 h |  | 94.2 |  |  | 9 | S | 25 °C | 11.14% | No Built-in accessory | Phased-out | 730/559 | CIE(x=0.43. y=0.403) 5SDCM | Class1. Class2 | IK09 | [11 empty] | dimmable
TBD | SP L/3/F/R/110/30 | image | datasheet | deeplink | TUNGSRAM - Spinella Single module - 10780lm - 112W - 3000K - 70CRI - TBD[SKU] - side 42-60mm and post 42-76mm | 10.5 | side 42-60mm and post 42-76mm |  | 1 | 112 | YES |  |  |  |  | -40°C to +50°C | CE;ENEC |  | CE;ENEC | [6 empty] | 66 | 3000 | 671x366x172 mm |  | 220-240V | -40°C to +50°C | 5 years |  |  |  | >70 |  | 3000 | 10780 |  |  |  | L80 > 128000 h |  | 96.25 |  |  | 9 | R | 25 °C | 11.14% | No Built-in accessory | Phased-out | 730/559 | CIE(x=0.43. y=0.403) 5SDCM | Class1. Class2 | IK09 | [11 empty] | dimmable
TBD | SP L/3/F/P/110/30 | image | datasheet | deeplink | TUNGSRAM - Spinella Single module - 10250lm - 112W - 3000K - 70CRI - TBD[SKU] - side 42-60mm and post 42-76mm | 10.5 | side 42-60mm and post 42-76mm | LED | 1 | 112 | YES |  |  |  |  | -40°C to +50°C | CE;ENEC |  | CE;ENEC | [6 empty] | 66 | 3000 | 671x366x172 mm |  | 220-240V | -40°C to +50°C | 5 years |  |  |  | >70 |  | 3000 | 10250 |  |  |  | L80 > 128000 h |  | 91.52 |  |  | 9 | P | 25 °C | 11.14% | No Built-in accessory | Phased-out | 730/559 | CIE(x=0.43. y=0.403) 5SDCM | Class1. Class2 | IK09 | [11 empty] | dimmable
TBD | SP L/3/F/N/110/30 | image | datasheet | deeplink | TUNGSRAM - Spinella Single module - 10990lm - 112W - 3000K - 70CRI - TBD[SKU] - side 42-60mm and post 42-76mm | 10.5 | side 42-60mm and post 42-76mm | LED | 1 | 112 | YES |  |  |  |  | -40°C to +50°C | CE;ENEC |  | CE;ENEC | [6 empty] | 66 | 3000 | 671x366x172 mm |  | 220-240V | -40°C to +50°C | 5 years |  |  |  | >70 |  | 3000 | 10990 |  |  |  | L80 > 128000 h |  | 98.12 |  |  | 9 | N | 25 °C | 11.14% | No Built-in accessory | Phased-out | 730/559 | CIE(x=0.43. y=0.403) 5SDCM | Class1. Class2 | IK09 | [11 empty] | dimmable
TBD | SP L/3/F/F/110/30 | image | datasheet | deeplink | TUNGSRAM - Spinella Single module - 10880lm - 112W - 3000K - 70CRI - TBD[SKU] - side 42-60mm and post 42-76mm | 10.5 | side 42-60mm and post 42-76mm | LED | 1 | 112 | YES |  |  |  |  | -40°C to +50°C | CE;ENEC |  | CE;ENEC | [6 empty] | 66 | 3000 | 671x366x172 mm |  | 220-240V | -40°C to +50°C | 5 years |  |  |  | >70 |  | 3000 | 10880 |  |  |  | L80 > 128000 h |  | 97.14 |  |  | 9 | F | 25 °C | 11.14% | No Built-in accessory | Phased-out | 730/559 | CIE(x=0.43. y=0.403) 5SDCM | Class1. Class2 | IK09 | [11 empty] | dimmable
TBD | SP L/3/F/E/110/30 | image | datasheet | deeplink | TUNGSRAM - Spinella Single module - 10450lm - 112W - 3000K - 70CRI - TBD[SKU] - side 42-60mm and post 42-76mm | 10.5 | side 42-60mm and post 42-76mm | LED | 1 | 112 | YES |  |  |  |  | -40°C to +50°C | CE;ENEC |  | CE;ENEC | [6 empty] | 66 | 3000 | 671x366x172 mm |  | 220-240V | -40°C to +50°C | 5 years |  |  |  | >70 |  | 3000 | 10450 |  |  |  | L80 > 128000 h |  | 93.3 |  |  | 9 | E | 25 °C | 11.14% | No Built-in accessory | Phased-out | 730/559 | CIE(x=0.43. y=0.403) 5SDCM | Class1. Class2 | IK09 | [11 empty] | dimmable
TBD | SP L/3/F/C/110/30 | image | datasheet | deeplink | TUNGSRAM - Spinella Single module - 10660lm - 112W - 3000K - 70CRI - TBD[SKU] - side 42-60mm and post 42-76mm | 10.5 | side 42-60mm and post 42-76mm | LED | 1 | 112 | YES |  |  |  |  | -40°C to +50°C | CE;ENEC |  | CE;ENEC | [6 empty] | 66 | 3000 | 671x366x172 mm |  | 220-240V | -40°C to +50°C | 5 years |  |  |  | >70 |  | 3000 | 10660 |  |  |  | L80 > 128000 h |  | 95.18 |  |  | 9 | C | 25 °C | 11.14% | No Built-in accessory | Phased-out | 730/559 | CIE(x=0.43. y=0.403) 5SDCM | Class1. Class2 | IK09 | [11 empty] | dimmable
TBD | SP L/3/F/B/110/30 | image | datasheet | deeplink | TUNGSRAM - Spinella Single module - 10780lm - 112W - 3000K - 70CRI - TBD[SKU] - side 42-60mm and post 42-76mm | 10.5 | side 42-60mm and post 42-76mm |  | 1 | 112 | YES |  |  |  |  | -40°C to +50°C | CE;ENEC |  | CE;ENEC | [6 empty] | 66 | 3000 | 671x366x172 mm |  | 220-240V | -40°C to +50°C | 5 years |  |  |  | >70 |  | 3000 | 10780 |  |  |  | L80 > 128000 h |  | 96.25 |  |  | 9 | B | 25 °C | 11.14% | No Built-in accessory | Phased-out | 730/559 | CIE(x=0.43. y=0.403) 5SDCM | Class1. Class2 | IK09 | [11 empty] | dimmable
TBD | SP L/3/F/U/100/30 | image | datasheet | deeplink | TUNGSRAM - Spinella Single module - 9530lm - 99W - 3000K - 70CRI - TBD[SKU] - side 42-60mm and post 42-76mm | 10.5 | side 42-60mm and post 42-76mm | LED | 1 | 99 | YES |  |  |  |  | -40°C to +50°C | CE;ENEC |  | CE;ENEC | [6 empty] | 66 | 3000 | 671x366x172 mm |  | 220-240V | -40°C to +50°C | 5 years |  |  |  | >70 |  | 3000 | 9530 |  |  |  | L80 > 128000 h |  | 96.26 |  |  | 9 | U | 25 °C | 11.14% | No Built-in accessory | Phased-out | 730/559 | CIE(x=0.43. y=0.403) 5SDCM | Class1. Class2 | IK09 | [11 empty] | dimmable
TBD | SP L/3/F/T/100/30 | image | datasheet | deeplink | TUNGSRAM - Spinella Single module - 10220lm - 99W - 3000K - 70CRI - TBD[SKU] - side 42-60mm and post 42-76mm | 10.5 | side 42-60mm and post 42-76mm | LED | 1 | 99 | YES |  |  |  |  | -40°C to +50°C | CE;ENEC |  | CE;ENEC | [6 empty] | 66 | 3000 | 671x366x172 mm |  | 220-240V | -40°C to +50°C | 5 years |  |  |  | >70 |  | 3000 | 10220 |  |  |  | L80 > 128000 h |  | 103.23 |  |  | 9 | T | 25 °C | 11.14% | No Built-in accessory | Phased-out | 730/559 | CIE(x=0.43. y=0.403) 5SDCM | Class1. Class2 | IK09 | [11 empty] | dimmable
TBD | SP L/3/F/S/100/30 | image | datasheet | deeplink | TUNGSRAM - Spinella Single module - 9730lm - 99W - 3000K - 70CRI - TBD[SKU] - side 42-60mm and post 42-76mm | 10.5 | side 42-60mm and post 42-76mm | LED | 1 | 99 | YES |  |  |  |  | -40°C to +50°C | CE;ENEC |  | CE;ENEC | [6 empty] | 66 | 3000 | 671x366x172 mm |  | 220-240V | -40°C to +50°C | 5 years |  |  |  | >70 |  | 3000 | 9730 |  |  |  | L80 > 128000 h |  | 98.28 |  |  | 9 | S | 25 °C | 11.14% | No Built-in accessory | Phased-out | 730/559 | CIE(x=0.43. y=0.403) 5SDCM | Class1. Class2 | IK09 | [11 empty] | dimmable
TBD | SP L/3/F/R/100/30 | image | datasheet | deeplink | TUNGSRAM - Spinella Single module - 9930lm - 99W - 3000K - 70CRI - TBD[SKU] - side 42-60mm and post 42-76mm | 10.5 | side 42-60mm and post 42-76mm |  | 1 | 99 | YES |  |  |  |  | -40°C to +50°C | CE;ENEC |  | CE;ENEC | [6 empty] | 66 | 3000 | 671x366x172 mm |  | 220-240V | -40°C to +50°C | 5 years |  |  |  | >70 |  | 3000 | 9930 |  |  |  | L80 > 128000 h |  | 100.3 |  |  | 9 | R | 25 °C | 11.14% | No Built-in accessory | Phased-out | 730/559 | CIE(x=0.43. y=0.403) 5SDCM | Class1. Class2 | IK09 | [11 empty] | dimmable
TBD | SP L/3/F/P/100/30 | image | datasheet | deeplink | TUNGSRAM - Spinella Single module - 9440lm - 99W - 3000K - 70CRI - TBD[SKU] - side 42-60mm and post 42-76mm | 10.5 | side 42-60mm and post 42-76mm | LED | 1 | 99 | YES |  |  |  |  | -40°C to +50°C | CE;ENEC |  | CE;ENEC | [6 empty] | 66 | 3000 | 671x366x172 mm |  | 220-240V | -40°C to +50°C | 5 years |  |  |  | >70 |  | 3000 | 9440 |  |  |  | L80 > 128000 h |  | 95.35 |  |  | 9 | P | 25 °C | 11.14% | No Built-in accessory | Phased-out | 730/559 | CIE(x=0.43. y=0.403) 5SDCM | Class1. Class2 | IK09 | [11 empty] | dimmable
TBD | SP L/3/F/N/100/30 | image | datasheet | deeplink | TUNGSRAM - Spinella Single module - 10120lm - 99W - 3000K - 70CRI - TBD[SKU] - side 42-60mm and post 42-76mm | 10.5 | side 42-60mm and post 42-76mm | LED | 1 | 99 | YES |  |  |  |  | -40°C to +50°C | CE;ENEC |  | CE;ENEC | [6 empty] | 66 | 3000 | 671x366x172 mm |  | 220-240V | -40°C to +50°C | 5 years |  |  |  | >70 |  | 3000 | 10120 |  |  |  | L80 > 128000 h |  | 102.22 |  |  | 9 | N | 25 °C | 11.14% | No Built-in accessory | Phased-out | 730/559 | CIE(x=0.43. y=0.403) 5SDCM | Class1. Class2 | IK09 | [11 empty] | dimmable
TBD | SP L/3/F/F/100/30 | image | datasheet | deeplink | TUNGSRAM - Spinella Single module - 10030lm - 99W - 3000K - 70CRI - TBD[SKU] - side 42-60mm and post 42-76mm | 10.5 | side 42-60mm and post 42-76mm | LED | 1 | 99 | YES |  |  |  |  | -40°C to +50°C | CE;ENEC |  | CE;ENEC | [6 empty] | 66 | 3000 | 671x366x172 mm |  | 220-240V | -40°C to +50°C | 5 years |  |  |  | >70 |  | 3000 | 10030 |  |  |  | L80 > 128000 h |  | 101.31 |  |  | 9 | F | 25 °C | 11.14% | No Built-in accessory | Phased-out | 730/559 | CIE(x=0.43. y=0.403) 5SDCM | Class1. Class2 | IK09 | [11 empty] | dimmable
TBD | SP L/3/F/E/100/30 | image | datasheet | deeplink | TUNGSRAM - Spinella Single module - 9620lm - 99W - 3000K - 70CRI - TBD[SKU] - side 42-60mm and post 42-76mm | 10.5 | side 42-60mm and post 42-76mm | LED | 1 | 99 | YES |  |  |  |  | -40°C to +50°C | CE;ENEC |  | CE;ENEC | [6 empty] | 66 | 3000 | 671x366x172 mm |  | 220-240V | -40°C to +50°C | 5 years |  |  |  | >70 |  | 3000 | 9620 |  |  |  | L80 > 128000 h |  | 97.17 |  |  | 9 | E | 25 °C | 11.14% | No Built-in accessory | Phased-out | 730/559 | CIE(x=0.43. y=0.403) 5SDCM | Class1. Class2 | IK09 | [11 empty] | dimmable
TBD | SP L/3/F/C/100/30 | image | datasheet | deeplink | TUNGSRAM - Spinella Single module - 9820lm - 99W - 3000K - 70CRI - TBD[SKU] - side 42-60mm and post 42-76mm | 10.5 | side 42-60mm and post 42-76mm | LED | 1 | 99 | YES |  |  |  |  | -40°C to +50°C | CE;ENEC |  | CE;ENEC | [6 empty] | 66 | 3000 | 671x366x172 mm |  | 220-240V | -40°C to +50°C | 5 years |  |  |  | >70 |  | 3000 | 9820 |  |  |  | L80 > 128000 h |  | 99.19 |  |  | 9 | C | 25 °C | 11.14% | No Built-in accessory | Phased-out | 730/559 | CIE(x=0.43. y=0.403) 5SDCM | Class1. Class2 | IK09 | [11 empty] | dimmable
TBD | SP L/3/F/B/100/30 | image | datasheet | deeplink | TUNGSRAM - Spinella Single module - 9930lm - 99W - 3000K - 70CRI - TBD[SKU] - side 42-60mm and post 42-76mm | 10.5 | side 42-60mm and post 42-76mm |  | 1 | 99 | YES |  |  |  |  | -40°C to +50°C | CE;ENEC |  | CE;ENEC | [6 empty] | 66 | 3000 | 671x366x172 mm |  | 220-240V | -40°C to +50°C | 5 years |  |  |  | >70 |  | 3000 | 9930 |  |  |  | L80 > 128000 h |  | 100.3 |  |  | 9 | B | 25 °C | 11.14% | No Built-in accessory | Phased-out | 730/559 | CIE(x=0.43. y=0.403) 5SDCM | Class1. Class2 | IK09 | [11 empty] | dimmable
TBD | SP L/3/F/U/85/30 | image | datasheet | deeplink | TUNGSRAM - Spinella Single module - 8620lm - 87W - 3000K - 70CRI - TBD[SKU] - side 42-60mm and post 42-76mm | 10.5 | side 42-60mm and post 42-76mm | LED | 1 | 87 | YES |  |  |  |  | -40°C to +50°C | CE;ENEC |  | CE;ENEC | [6 empty] | 66 | 3000 | 671x366x172 mm |  | 220-240V | -40°C to +50°C | 5 years |  |  |  | >70 |  | 3000 | 8620 |  |  |  | L80 > 128000 h |  | 99.08 |  |  | 9 | U | 25 °C | 11.14% | No Built-in accessory | Phased-out | 730/559 | CIE(x=0.43. y=0.403) 5SDCM | Class1. Class2 | IK09 | [11 empty] | dimmable
TBD | SP L/3/F/T/85/30 | image | datasheet | deeplink | TUNGSRAM - Spinella Single module - 9250lm - 87W - 3000K - 70CRI - TBD[SKU] - side 42-60mm and post 42-76mm | 10.5 | side 42-60mm and post 42-76mm | LED | 1 | 87 | YES |  |  |  |  | -40°C to +50°C | CE;ENEC |  | CE;ENEC | [6 empty] | 66 | 3000 | 671x366x172 mm |  | 220-240V | -40°C to +50°C | 5 years |  |  |  | >70 |  | 3000 | 9250 |  |  |  | L80 > 128000 h |  | 106.32 |  |  | 9 | T | 25 °C | 11.14% | No Built-in accessory | Phased-out | 730/559 | CIE(x=0.43. y=0.403) 5SDCM | Class1. Class2 | IK09 | [11 empty] | dimmable
TBD | SP L/3/F/S/85/30 | image | datasheet | deeplink | TUNGSRAM - Spinella Single module - 8800lm - 87W - 3000K - 70CRI - TBD[SKU] - side 42-60mm and post 42-76mm | 10.5 | side 42-60mm and post 42-76mm | LED | 1 | 87 | YES |  |  |  |  | -40°C to +50°C | CE;ENEC |  | CE;ENEC | [6 empty] | 66 | 3000 | 671x366x172 mm |  | 220-240V | -40°C to +50°C | 5 years |  |  |  | >70 |  | 3000 | 8800 |  |  |  | L80 > 128000 h |  | 101.15 |  |  | 9 | S | 25 °C | 11.14% | No Built-in accessory | Phased-out | 730/559 | CIE(x=0.43. y=0.403) 5SDCM | Class1. Class2 | IK09 | [11 empty] | dimmable
TBD | SP L/3/F/R/85/30 | image | datasheet | deeplink | TUNGSRAM - Spinella Single module - 8990lm - 87W - 3000K - 70CRI - TBD[SKU] - side 42-60mm and post 42-76mm | 10.5 | side 42-60mm and post 42-76mm |  | 1 | 87 | YES |  |  |  |  | -40°C to +50°C | CE;ENEC |  | CE;ENEC | [6 empty] | 66 | 3000 | 671x366x172 mm |  | 220-240V | -40°C to +50°C | 5 years |  |  |  | >70 |  | 3000 | 8990 |  |  |  | L80 > 128000 h |  | 103.33 |  |  | 9 | R | 25 °C | 11.14% | No Built-in accessory | Phased-out | 730/559 | CIE(x=0.43. y=0.403) 5SDCM | Class1. Class2 | IK09 | [11 empty] | dimmable
TBD | SP L/3/F/P/85/30 | image | datasheet | deeplink | TUNGSRAM - Spinella Single module - 8550lm - 87W - 3000K - 70CRI - TBD[SKU] - side 42-60mm and post 42-76mm | 10.5 | side 42-60mm and post 42-76mm | LED | 1 | 87 | YES |  |  |  |  | -40°C to +50°C | CE;ENEC |  | CE;ENEC | [6 empty] | 66 | 3000 | 671x366x172 mm |  | 220-240V | -40°C to +50°C | 5 years |  |  |  | >70 |  | 3000 | 8550 |  |  |  | L80 > 128000 h |  | 98.28 |  |  | 9 | P | 25 °C | 11.14% | No Built-in accessory | Phased-out | 730/559 | CIE(x=0.43. y=0.403) 5SDCM | Class1. Class2 | IK09 | [11 empty] | dimmable
TBD | SP L/3/F/N/85/30 | image | datasheet | deeplink | TUNGSRAM - Spinella Single module - 9160lm - 87W - 3000K - 70CRI - TBD[SKU] - side 42-60mm and post 42-76mm | 10.5 | side 42-60mm and post 42-76mm | LED | 1 | 87 | YES |  |  |  |  | -40°C to +50°C | CE;ENEC |  | CE;ENEC | [6 empty] | 66 | 3000 | 671x366x172 mm |  | 220-240V | -40°C to +50°C | 5 years |  |  |  | >70 |  | 3000 | 9160 |  |  |  | L80 > 128000 h |  | 105.29 |  |  | 9 | N | 25 °C | 11.14% | No Built-in accessory | Phased-out | 730/559 | CIE(x=0.43. y=0.403) 5SDCM | Class1. Class2 | IK09 | [11 empty] | dimmable
TBD | SP L/3/F/F/85/30 | image | datasheet | deeplink | TUNGSRAM - Spinella Single module - 9070lm - 87W - 3000K - 70CRI - TBD[SKU] - side 42-60mm and post 42-76mm | 10.5 | side 42-60mm and post 42-76mm | LED | 1 | 87 | YES |  |  |  |  | -40°C to +50°C | CE;ENEC |  | CE;ENEC | [6 empty] | 66 | 3000 | 671x366x172 mm |  | 220-240V | -40°C to +50°C | 5 years |  |  |  | >70 |  | 3000 | 9070 |  |  |  | L80 > 128000 h |  | 104.25 |  |  | 9 | F | 25 °C | 11.14% | No Built-in accessory | Phased-out | 730/559 | CIE(x=0.43. y=0.403) 5SDCM | Class1. Class2 | IK09 | [11 empty] | dimmable
TBD | SP L/3/F/E/85/30 | image | datasheet | deeplink | TUNGSRAM - Spinella Single module - 8700lm - 87W - 3000K - 70CRI - TBD[SKU] - side 42-60mm and post 42-76mm | 10.5 | side 42-60mm and post 42-76mm | LED | 1 | 87 | YES |  |  |  |  | -40°C to +50°C | CE;ENEC |  | CE;ENEC | [6 empty] | 66 | 3000 | 671x366x172 mm |  | 220-240V | -40°C to +50°C | 5 years |  |  |  | >70 |  | 3000 | 8700 |  |  |  | L80 > 128000 h |  | 100 |  |  | 9 | E | 25 °C | 11.14% | No Built-in accessory | Phased-out | 730/559 | CIE(x=0.43. y=0.403) 5SDCM | Class1. Class2 | IK09 | [11 empty] | dimmable
TBD | SP L/3/F/C/85/30 | image | datasheet | deeplink | TUNGSRAM - Spinella Single module - 8890lm - 87W - 3000K - 70CRI - TBD[SKU] - side 42-60mm and post 42-76mm | 10.5 | side 42-60mm and post 42-76mm | LED | 1 | 87 | YES |  |  |  |  | -40°C to +50°C | CE;ENEC |  | CE;ENEC | [6 empty] | 66 | 3000 | 671x366x172 mm |  | 220-240V | -40°C to +50°C | 5 years |  |  |  | >70 |  | 3000 | 8890 |  |  |  | L80 > 128000 h |  | 102.18 |  |  | 9 | C | 25 °C | 11.14% | No Built-in accessory | Phased-out | 730/559 | CIE(x=0.43. y=0.403) 5SDCM | Class1. Class2 | IK09 | [11 empty] | dimmable
TBD | SP L/3/F/B/85/30 | image | datasheet | deeplink | TUNGSRAM - Spinella Single module - 8990lm - 87W - 3000K - 70CRI - TBD[SKU] - side 42-60mm and post 42-76mm | 10.5 | side 42-60mm and post 42-76mm |  | 1 | 87 | YES |  |  |  |  | -40°C to +50°C | CE;ENEC |  | CE;ENEC | [6 empty] | 66 | 3000 | 671x366x172 mm |  | 220-240V | -40°C to +50°C | 5 years |  |  |  | >70 |  | 3000 | 8990 |  |  |  | L80 > 128000 h |  | 103.33 |  |  | 9 | B | 25 °C | 11.14% | No Built-in accessory | Phased-out | 730/559 | CIE(x=0.43. y=0.403) 5SDCM | Class1. Class2 | IK09 | [11 empty] | dimmable
TBD | SP L/3/F/U/65/30 | image | datasheet | deeplink | TUNGSRAM - Spinella Single module - 6850lm - 65W - 3000K - 70CRI - TBD[SKU] - side 42-60mm and post 42-76mm | 10.5 | side 42-60mm and post 42-76mm | LED | 1 | 65 | YES |  |  |  |  | -40°C to +50°C | CE;ENEC |  | CE;ENEC | [6 empty] | 66 | 3000 | 671x366x172 mm |  | 220-240V | -40°C to +50°C | 5 years |  |  |  | >70 |  | 3000 | 6850 |  |  |  | L80 > 128000 h |  | 105.38 |  |  | 9 | U | 25 °C | 11.14% | No Built-in accessory | Phased-out | 730/559 | CIE(x=0.43. y=0.403) 5SDCM | Class1. Class2 | IK09 | [11 empty] | dimmable
TBD | SP L/3/F/T/65/30 | image | datasheet | deeplink | TUNGSRAM - Spinella Single module - 7360lm - 65W - 3000K - 70CRI - TBD[SKU] - side 42-60mm and post 42-76mm | 10.5 | side 42-60mm and post 42-76mm | LED | 1 | 65 | YES |  |  |  |  | -40°C to +50°C | CE;ENEC |  | CE;ENEC | [6 empty] | 66 | 3000 | 671x366x172 mm |  | 220-240V | -40°C to +50°C | 5 years |  |  |  | >70 |  | 3000 | 7360 |  |  |  | L80 > 128000 h |  | 113.23 |  |  | 9 | T | 25 °C | 11.14% | No Built-in accessory | Phased-out | 730/559 | CIE(x=0.43. y=0.403) 5SDCM | Class1. Class2 | IK09 | [11 empty] | dimmable
TBD | SP L/3/F/S/65/30 | image | datasheet | deeplink | TUNGSRAM - Spinella Single module - 7000lm - 65W - 3000K - 70CRI - TBD[SKU] - side 42-60mm and post 42-76mm | 10.5 | side 42-60mm and post 42-76mm | LED | 1 | 65 | YES |  |  |  |  | -40°C to +50°C | CE;ENEC |  | CE;ENEC | [6 empty] | 66 | 3000 | 671x366x172 mm |  | 220-240V | -40°C to +50°C | 5 years |  |  |  | >70 |  | 3000 | 7000 |  |  |  | L80 > 128000 h |  | 107.69 |  |  | 9 | S | 25 °C | 11.14% | No Built-in accessory | Phased-out | 730/559 | CIE(x=0.43. y=0.403) 5SDCM | Class1. Class2 | IK09 | [11 empty] | dimmable
TBD | SP L/3/F/R/65/30 | image | datasheet | deeplink | TUNGSRAM - Spinella Single module - 7140lm - 65W - 3000K - 70CRI - TBD[SKU] - side 42-60mm and post 42-76mm | 10.5 | side 42-60mm and post 42-76mm |  | 1 | 65 | YES |  |  |  |  | -40°C to +50°C | CE;ENEC |  | CE;ENEC | [6 empty] | 66 | 3000 | 671x366x172 mm |  | 220-240V | -40°C to +50°C | 5 years |  |  |  | >70 |  | 3000 | 7140 |  |  |  | L80 > 128000 h |  | 109.85 |  |  | 9 | R | 25 °C | 11.14% | No Built-in accessory | Phased-out | 730/559 | CIE(x=0.43. y=0.403) 5SDCM | Class1. Class2 | IK09 | [11 empty] | dimmable
TBD | SP L/3/F/P/65/30 | image | datasheet | deeplink | TUNGSRAM - Spinella Single module - 6790lm - 65W - 3000K - 70CRI - TBD[SKU] - side 42-60mm and post 42-76mm | 10.5 | side 42-60mm and post 42-76mm | LED | 1 | 65 | YES |  |  |  |  | -40°C to +50°C | CE;ENEC |  | CE;ENEC | [6 empty] | 66 | 3000 | 671x366x172 mm |  | 220-240V | -40°C to +50°C | 5 years |  |  |  | >70 |  | 3000 | 6790 |  |  |  | L80 > 128000 h |  | 104.46 |  |  | 9 | P | 25 °C | 11.14% | No Built-in accessory | Phased-out | 730/559 | CIE(x=0.43. y=0.403) 5SDCM | Class1. Class2 | IK09 | [11 empty] | dimmable
TBD | SP L/3/F/N/65/30 | image | datasheet | deeplink | TUNGSRAM - Spinella Single module - 7280lm - 65W - 3000K - 70CRI - TBD[SKU] - side 42-60mm and post 42-76mm | 10.5 | side 42-60mm and post 42-76mm | LED | 1 | 65 | YES |  |  |  |  | -40°C to +50°C | CE;ENEC |  | CE;ENEC | [6 empty] | 66 | 3000 | 671x366x172 mm |  | 220-240V | -40°C to +50°C | 5 years |  |  |  | >70 |  | 3000 | 7280 |  |  |  | L80 > 128000 h |  | 112 |  |  | 9 | N | 25 °C | 11.14% | No Built-in accessory | Phased-out | 730/559 | CIE(x=0.43. y=0.403) 5SDCM | Class1. Class2 | IK09 | [11 empty] | dimmable
TBD | SP L/3/F/F/65/30 | image | datasheet | deeplink | TUNGSRAM - Spinella Single module - 7210lm - 65W - 3000K - 70CRI - TBD[SKU] - side 42-60mm and post 42-76mm | 10.5 | side 42-60mm and post 42-76mm | LED | 1 | 65 | YES |  |  |  |  | -40°C to +50°C | CE;ENEC |  | CE;ENEC | [6 empty] | 66 | 3000 | 671x366x172 mm |  | 220-240V | -40°C to +50°C | 5 years |  |  |  | >70 |  | 3000 | 7210 |  |  |  | L80 > 128000 h |  | 110.92 |  |  | 9 | F | 25 °C | 11.14% | No Built-in accessory | Phased-out | 730/559 | CIE(x=0.43. y=0.403) 5SDCM | Class1. Class2 | IK09 | [11 empty] | dimmable
TBD | SP L/3/F/E/65/30 | image | datasheet | deeplink | TUNGSRAM - Spinella Single module - 6920lm - 65W - 3000K - 70CRI - TBD[SKU] - side 42-60mm and post 42-76mm | 10.5 | side 42-60mm and post 42-76mm | LED | 1 | 65 | YES |  |  |  |  | -40°C to +50°C | CE;ENEC |  | CE;ENEC | [6 empty] | 66 | 3000 | 671x366x172 mm |  | 220-240V | -40°C to +50°C | 5 years |  |  |  | >70 |  | 3000 | 6920 |  |  |  | L80 > 128000 h |  | 106.46 |  |  | 9 | E | 25 °C | 11.14% | No Built-in accessory | Phased-out | 730/559 | CIE(x=0.43. y=0.403) 5SDCM | Class1. Class2 | IK09 | [11 empty] | dimmable
TBD | SP L/3/F/C/65/30 | image | datasheet | deeplink | TUNGSRAM - Spinella Single module - 7070lm - 65W - 3000K - 70CRI - TBD[SKU] - side 42-60mm and post 42-76mm | 10.5 | side 42-60mm and post 42-76mm | LED | 1 | 65 | YES |  |  |  |  | -40°C to +50°C | CE;ENEC |  | CE;ENEC | [6 empty] | 66 | 3000 | 671x366x172 mm |  | 220-240V | -40°C to +50°C | 5 years |  |  |  | >70 |  | 3000 | 7070 |  |  |  | L80 > 128000 h |  | 108.77 |  |  | 9 | C | 25 °C | 11.14% | No Built-in accessory | Phased-out | 730/559 | CIE(x=0.43. y=0.403) 5SDCM | Class1. Class2 | IK09 | [11 empty] | dimmable
TBD | SP L/3/F/B/65/30 | image | datasheet | deeplink | TUNGSRAM - Spinella Single module - 7140lm - 65W - 3000K - 70CRI - TBD[SKU] - side 42-60mm and post 42-76mm | 10.5 | side 42-60mm and post 42-76mm |  | 1 | 65 | YES |  |  |  |  | -40°C to +50°C | CE;ENEC |  | CE;ENEC | [6 empty] | 66 | 3000 | 671x366x172 mm |  | 220-240V | -40°C to +50°C | 5 years |  |  |  | >70 |  | 3000 | 7140 |  |  |  | L80 > 128000 h |  | 109.85 |  |  | 9 | B | 25 °C | 11.14% | No Built-in accessory | Phased-out | 730/559 | CIE(x=0.43. y=0.403) 5SDCM | Class1. Class2 | IK09 | [11 empty] | dimmable
TBD | SP L/3/F/U/50/30 | image | datasheet | deeplink | TUNGSRAM - Spinella Single module - 5570lm - 52W - 3000K - 70CRI - TBD[SKU] - side 42-60mm and post 42-76mm | 10.5 | side 42-60mm and post 42-76mm | LED | 1 | 52 | YES |  |  |  |  | -40°C to +50°C | CE;ENEC |  | CE;ENEC | [6 empty] | 66 | 3000 | 671x366x172 mm |  | 220-240V | -40°C to +50°C | 5 years |  |  |  | >70 |  | 3000 | 5570 |  |  |  | L80 > 128000 h |  | 107.12 |  |  | 9 | U | 25 °C | 11.14% | No Built-in accessory | Phased-out | 730/559 | CIE(x=0.43. y=0.403) 5SDCM | Class1. Class2 | IK09 | [11 empty] | dimmable
TBD | SP L/3/F/T/50/30 | image | datasheet | deeplink | TUNGSRAM - Spinella Single module - 5970lm - 52W - 3000K - 70CRI - TBD[SKU] - side 42-60mm and post 42-76mm | 10.5 | side 42-60mm and post 42-76mm | LED | 1 | 52 | YES |  |  |  |  | -40°C to +50°C | CE;ENEC |  | CE;ENEC | [6 empty] | 66 | 3000 | 671x366x172 mm |  | 220-240V | -40°C to +50°C | 5 years |  |  |  | >70 |  | 3000 | 5970 |  |  |  | L80 > 128000 h |  | 114.81 |  |  | 9 | T | 25 °C | 11.14% | No Built-in accessory | Phased-out | 730/559 | CIE(x=0.43. y=0.403) 5SDCM | Class1. Class2 | IK09 | [11 empty] | dimmable
TBD | SP L/3/F/S/50/30 | image | datasheet | deeplink | TUNGSRAM - Spinella Single module - 5680lm - 52W - 3000K - 70CRI - TBD[SKU] - side 42-60mm and post 42-76mm | 10.5 | side 42-60mm and post 42-76mm | LED | 1 | 52 | YES |  |  |  |  | -40°C to +50°C | CE;ENEC |  | CE;ENEC | [6 empty] | 66 | 3000 | 671x366x172 mm |  | 220-240V | -40°C to +50°C | 5 years |  |  |  | >70 |  | 3000 | 5680 |  |  |  | L80 > 128000 h |  | 109.23 |  |  | 9 | S | 25 °C | 11.14% | No Built-in accessory | Phased-out | 730/559 | CIE(x=0.43. y=0.403) 5SDCM | Class1. Class2 | IK09 | [11 empty] | dimmable
TBD | SP L/3/F/R/50/30 | image | datasheet | deeplink | TUNGSRAM - Spinella Single module - 5800lm - 52W - 3000K - 70CRI - TBD[SKU] - side 42-60mm and post 42-76mm | 10.5 | side 42-60mm and post 42-76mm |  | 1 | 52 | YES |  |  |  |  | -40°C to +50°C | CE;ENEC |  | CE;ENEC | [6 empty] | 66 | 3000 | 671x366x172 mm |  | 220-240V | -40°C to +50°C | 5 years |  |  |  | >70 |  | 3000 | 5800 |  |  |  | L80 > 128000 h |  | 111.54 |  |  | 9 | R | 25 °C | 11.14% | No Built-in accessory | Phased-out | 730/559 | CIE(x=0.43. y=0.403) 5SDCM | Class1. Class2 | IK09 | [11 empty] | dimmable
TBD | SP L/3/F/P/50/30 | image | datasheet | deeplink | TUNGSRAM - Spinella Single module - 5520lm - 52W - 3000K - 70CRI - TBD[SKU] - side 42-60mm and post 42-76mm | 10.5 | side 42-60mm and post 42-76mm | LED | 1 | 52 | YES |  |  |  |  | -40°C to +50°C | CE;ENEC |  | CE;ENEC | [6 empty] | 66 | 3000 | 671x366x172 mm |  | 220-240V | -40°C to +50°C | 5 years |  |  |  | >70 |  | 3000 | 5520 |  |  |  | L80 > 128000 h |  | 106.15 |  |  | 9 | P | 25 °C | 11.14% | No Built-in accessory | Phased-out | 730/559 | CIE(x=0.43. y=0.403) 5SDCM | Class1. Class2 | IK09 | [11 empty] | dimmable
TBD | SP L/3/F/N/50/30 | image | datasheet | deeplink | TUNGSRAM - Spinella Single module - 5920lm - 52W - 3000K - 70CRI - TBD[SKU] - side 42-60mm and post 42-76mm | 10.5 | side 42-60mm and post 42-76mm | LED | 1 | 52 | YES |  |  |  |  | -40°C to +50°C | CE;ENEC |  | CE;ENEC | [6 empty] | 66 | 3000 | 671x366x172 mm |  | 220-240V | -40°C to +50°C | 5 years |  |  |  | >70 |  | 3000 | 5920 |  |  |  | L80 > 128000 h |  | 113.85 |  |  | 9 | N | 25 °C | 11.14% | No Built-in accessory | Phased-out | 730/559 | CIE(x=0.43. y=0.403) 5SDCM | Class1. Class2 | IK09 | [11 empty] | dimmable
TBD | SP L/3/F/F/50/30 | image | datasheet | deeplink | TUNGSRAM - Spinella Single module - 5850lm - 52W - 3000K - 70CRI - TBD[SKU] - side 42-60mm and post 42-76mm | 10.5 | side 42-60mm and post 42-76mm | LED | 1 | 52 | YES |  |  |  |  | -40°C to +50°C | CE;ENEC |  | CE;ENEC | [6 empty] | 66 | 3000 | 671x366x172 mm |  | 220-240V | -40°C to +50°C | 5 years |  |  |  | >70 |  | 3000 | 5850 |  |  |  | L80 > 128000 h |  | 112.5 |  |  | 9 | F | 25 °C | 11.14% | No Built-in accessory | Phased-out | 730/559 | CIE(x=0.43. y=0.403) 5SDCM | Class1. Class2 | IK09 | [11 empty] | dimmable
TBD | SP L/3/F/E/50/30 | image | datasheet | deeplink | TUNGSRAM - Spinella Single module - 5610lm - 52W - 3000K - 70CRI - TBD[SKU] - side 42-60mm and post 42-76mm | 10.5 | side 42-60mm and post 42-76mm |  | 1 | 52 | YES |  |  |  |  | -40°C to +50°C | CE;ENEC |  | CE;ENEC | [6 empty] | 66 | 3000 | 671x366x172 mm |  | 220-240V | -40°C to +50°C | 5 years |  |  |  | >70 |  | 3000 | 5610 |  |  |  | L80 > 128000 h |  | 107.88 |  |  | 9 | E | 25 °C | 11.14% | No Built-in accessory | Phased-out | 730/559 | CIE(x=0.43. y=0.403) 5SDCM | Class1. Class2 | IK09 | [11 empty] | dimmable
TBD | SP L/3/F/C/50/30 | image | datasheet | deeplink | TUNGSRAM - Spinella Single module - 5730lm - 52W - 3000K - 70CRI - TBD[SKU] - side 42-60mm and post 42-76mm | 10.5 | side 42-60mm and post 42-76mm | LED | 1 | 52 | YES |  |  |  |  | -40°C to +50°C | CE;ENEC |  | CE;ENEC | [6 empty] | 66 | 3000 | 671x366x172 mm |  | 220-240V | -40°C to +50°C | 5 years |  |  |  | >70 |  | 3000 | 5730 |  |  |  | L80 > 128000 h |  | 110.19 |  |  | 9 | C | 25 °C | 11.14% | No Built-in accessory | Phased-out | 730/559 | CIE(x=0.43. y=0.403) 5SDCM | Class1. Class2 | IK09 | [11 empty] | dimmable
TBD | SP L/3/F/B/50/30 | image | datasheet | deeplink | TUNGSRAM - Spinella Single module - 5800lm - 52W - 3000K - 70CRI - TBD[SKU] - side 42-60mm and post 42-76mm | 10.5 | side 42-60mm and post 42-76mm |  | 1 | 52 | YES |  |  |  |  | -40°C to +50°C | CE;ENEC |  | CE;ENEC | [6 empty] | 66 | 3000 | 671x366x172 mm |  | 220-240V | -40°C to +50°C | 5 years |  |  |  | >70 |  | 3000 | 5800 |  |  |  | L80 > 128000 h |  | 111.54 |  |  | 9 | B | 25 °C | 11.14% | No Built-in accessory | Phased-out | 730/559 | CIE(x=0.43. y=0.403) 5SDCM | Class1. Class2 | IK09 | [11 empty] | dimmable
TBD | SMBT/3/F/Y5/160/30 | image | datasheet | deeplink | TUNGSRAM - SMBt - 17260lm - 158W - 3000K - 70CRI - TBD[SKU] - side 42-60mm. post 48-76mm and universal 35-76mm | 7.5 kg | side 42-60mm. post 48-76mm and universal 35-76mm | LED | 1 | 158 | YES |  |  |  |  | -40°C to +50°C | CE;ENEC |  | CE & ENEC | [6 empty] | 66 | 3000 | 352x103x567 mm |  | 220-240V | -40°C to +50°C | 5 years |  |  |  | 70 |  | 3000 | 17260 |  |  |  | L80 > 128000 h |  | 109.24 |  |  | 9 | Y5 | 25 °C | 11.5% | No Built-in accessory | Available | 730/559 | CIE(x=0.43. y=0.403) 5SDCM | Class1. Class2 | IK09 | [11 empty] | dimmable
TBD | SMBT/3/F/P5/160/30 | image | datasheet | deeplink | TUNGSRAM - SMBt - 17280lm - 158W - 3000K - 70CRI - TBD[SKU] - side 42-60mm. post 48-76mm and universal 35-76mm | 7.5 kg | side 42-60mm. post 48-76mm and universal 35-76mm | LED | 1 | 158 | YES |  |  |  |  | -40°C to +50°C | CE;ENEC |  | CE & ENEC | [6 empty] | 66 | 3000 | 352x103x567 mm |  | 220-240V | -40°C to +50°C | 5 years |  |  |  | 70 |  | 3000 | 17280 |  |  |  | L80 > 128000 h |  | 109.37 |  |  | 9 | P5 | 25 °C | 11.5% | No Built-in accessory | Available | 730/559 | CIE(x=0.43. y=0.403) 5SDCM | Class1. Class2 | IK09 | [11 empty] | dimmable
TBD | SMBT/3/F/F5/160/30 | image | datasheet | deeplink | TUNGSRAM - SMBt - 16890lm - 158W - 3000K - 70CRI - TBD[SKU] - side 42-60mm. post 48-76mm and universal 35-76mm | 7.5 kg | side 42-60mm. post 48-76mm and universal 35-76mm | LED | 1 | 158 | YES |  |  |  |  | -40°C to +50°C | CE;ENEC |  | CE & ENEC | [6 empty] | 66 | 3000 | 352x103x567 mm |  | 220-240V | -40°C to +50°C | 5 years |  |  |  | 70 |  | 3000 | 16890 |  |  |  | L80 > 128000 h |  | 106.9 |  |  | 9 | F5 | 25 °C | 11.5% | No Built-in accessory | Available | 730/559 | CIE(x=0.43. y=0.403) 5SDCM | Class1. Class2 | IK09 | [11 empty] | dimmable
TBD | SMBT/3/F/E5/160/30 | image | datasheet | deeplink | TUNGSRAM - SMBt - 17730lm - 158W - 3000K - 70CRI - TBD[SKU] - side 42-60mm. post 48-76mm and universal 35-76mm | 7.5 kg | side 42-60mm. post 48-76mm and universal 35-76mm | LED | 1 | 158 | YES |  |  |  |  | -40°C to +50°C | CE;ENEC |  | CE & ENEC | [6 empty] | 66 | 3000 | 352x103x567 mm |  | 220-240V | -40°C to +50°C | 5 years |  |  |  | 70 |  | 3000 | 17730 |  |  |  | L80 > 128000 h |  | 112.22 |  |  | 9 | E5 | 25 °C | 11.5% | No Built-in accessory | Available | 730/559 | CIE(x=0.43. y=0.403) 5SDCM | Class1. Class2 | IK09 | [11 empty] | dimmable
TBD | SMBT/3/F/C5/160/30 | image | datasheet | deeplink | TUNGSRAM - SMBt - 17470lm - 158W - 3000K - 70CRI - TBD[SKU] - side 42-60mm. post 48-76mm and universal 35-76mm | 7.5 kg | side 42-60mm. post 48-76mm and universal 35-76mm | LED | 1 | 158 | YES |  |  |  |  | -40°C to +50°C | CE;ENEC |  | CE & ENEC | [6 empty] | 66 | 3000 | 352x103x567 mm |  | 220-240V | -40°C to +50°C | 5 years |  |  |  | 70 |  | 3000 | 17470 |  |  |  | L80 > 128000 h |  | 110.57 |  |  | 9 | C5 | 25 °C | 11.5% | No Built-in accessory | Available | 730/559 | CIE(x=0.43. y=0.403) 5SDCM | Class1. Class2 | IK09 | [11 empty] | dimmable
TBD | SMBT/3/F/B5/160/30 | image | datasheet | deeplink | TUNGSRAM - SMBt - 17490lm - 158W - 3000K - 70CRI - TBD[SKU] - side 42-60mm. post 48-76mm and universal 35-76mm | 7.5 kg | side 42-60mm. post 48-76mm and universal 35-76mm | LED | 1 | 158 | YES |  |  |  |  | -40°C to +50°C | CE;ENEC |  | CE & ENEC | [6 empty] | 66 | 3000 | 352x103x567 mm |  | 220-240V | -40°C to +50°C | 5 years |  |  |  | 70 |  | 3000 | 17490 |  |  |  | L80 > 128000 h |  | 110.7 |  |  | 9 | B5 | 25 °C | 11.5% | No Built-in accessory | Available | 730/559 | CIE(x=0.43. y=0.403) 5SDCM | Class1. Class2 | IK09 | [11 empty] | dimmable
TBD | SMBT/3/F/E2/160/30 | image | datasheet | deeplink | TUNGSRAM - SMBt - 17650lm - 158W - 3000K - 70CRI - TBD[SKU] - side 42-60mm. post 48-76mm and universal 35-76mm | 7.5 kg | side 42-60mm. post 48-76mm and universal 35-76mm | LED | 1 | 158 | YES |  |  |  |  | -40°C to +50°C | CE;ENEC |  | CE & ENEC | [6 empty] | 66 | 3000 | 352x103x567 mm |  | 220-240V | -40°C to +50°C | 5 years |  |  |  | 70 |  | 3000 | 17650 |  |  |  | L80 > 128000 h |  | 111.71 |  |  | 9 | E2 | 25 °C | 11.5% | No Built-in accessory | Available | 730/559 | CIE(x=0.43. y=0.403) 5SDCM | Class1. Class2 | IK09 | [11 empty] | dimmable
TBD | SMBT/3/F/B2/160/30 | image | datasheet | deeplink | TUNGSRAM - SMBt - 17730lm - 158W - 3000K - 70CRI - TBD[SKU] - side 42-60mm. post 48-76mm and universal 35-76mm | 7.5 kg | side 42-60mm. post 48-76mm and universal 35-76mm | LED | 1 | 158 | YES |  |  |  |  | -40°C to +50°C | CE;ENEC |  | CE & ENEC | [6 empty] | 66 | 3000 | 352x103x567 mm |  | 220-240V | -40°C to +50°C | 5 years |  |  |  | 70 |  | 3000 | 17730 |  |  |  | L80 > 128000 h |  | 112.22 |  |  | 9 | B2 | 25 °C | 11.5% | No Built-in accessory | Available | 730/559 | CIE(x=0.43. y=0.403) 5SDCM | Class1. Class2 | IK09 | [11 empty] | dimmable
TBD | SMBT/3/F/U/160/30 | image | datasheet | deeplink | TUNGSRAM - SMBt - 14960lm - 158W - 3000K - 70CRI - TBD[SKU] - side 42-60mm. post 48-76mm and universal 35-76mm | 7.5 kg | side 42-60mm. post 48-76mm and universal 35-76mm | LED | 1 | 158 | YES |  |  |  |  | -40°C to +50°C | CE;ENEC |  | CE & ENEC | [6 empty] | 66 | 3000 | 352x103x567 mm |  | 220-240V | -40°C to +50°C | 5 years |  |  |  | 70 |  | 3000 | 14960 |  |  |  | L80 > 128000 h |  | 94.68 |  |  | 9 | U | 25 °C | 11.5% | No Built-in accessory | Phased-out | 730/559 | CIE(x=0.43. y=0.403) 5SDCM | Class1. Class2 | IK09 | [11 empty] | dimmable
TBD | SMBT/3/F/N/160/30 | image | datasheet | deeplink | TUNGSRAM - SMBt - 16460lm - 158W - 3000K - 70CRI - TBD[SKU] - side 42-60mm. post 48-76mm and universal 35-76mm | 7.5 kg | side 42-60mm. post 48-76mm and universal 35-76mm | LED | 1 | 158 | YES |  |  |  |  | -40°C to +50°C | CE;ENEC |  | CE & ENEC | [6 empty] | 66 | 3000 | 352x103x567 mm |  | 220-240V | -40°C to +50°C | 5 years |  |  |  | 70 |  | 3000 | 16460 |  |  |  | L80 > 128000 h |  | 104.18 |  |  | 9 | N | 25 °C | 11.5% | No Built-in accessory | Phased-out | 730/559 | CIE(x=0.43. y=0.403) 5SDCM | Class1. Class2 | IK09 | [11 empty] | dimmable
TBD | SMBT/3/F/T/160/30 | image | datasheet | deeplink | TUNGSRAM - SMBt - 16510lm - 158W - 3000K - 70CRI - TBD[SKU] - side 42-60mm. post 48-76mm and universal 35-76mm | 7.5 kg | side 42-60mm. post 48-76mm and universal 35-76mm | LED | 1 | 158 | YES |  |  |  |  | -40°C to +50°C | CE;ENEC |  | CE & ENEC | [6 empty] | 66 | 3000 | 352x103x567 mm |  | 220-240V | -40°C to +50°C | 5 years |  |  |  | 70 |  | 3000 | 16510 |  |  |  | L80 > 128000 h |  | 104.49 |  |  | 9 | T | 25 °C | 11.5% | No Built-in accessory | Phased-out | 730/559 | CIE(x=0.43. y=0.403) 5SDCM | Class1. Class2 | IK09 | [11 empty] | dimmable
TBD | SMBT/3/F/S/160/30 | image | datasheet | deeplink | TUNGSRAM - SMBt - 15850lm - 158W - 3000K - 70CRI - TBD[SKU] - side 42-60mm. post 48-76mm and universal 35-76mm | 7.5 kg | side 42-60mm. post 48-76mm and universal 35-76mm | LED | 1 | 158 | YES |  |  |  |  | -40°C to +50°C | CE;ENEC |  | CE & ENEC | [6 empty] | 66 | 3000 | 352x103x567 mm |  | 220-240V | -40°C to +50°C | 5 years |  |  |  | 70 |  | 3000 | 15850 |  |  |  | L80 > 128000 h |  | 100.32 |  |  | 9 | S | 25 °C | 11.5% | No Built-in accessory | Phased-out | 730/559 | CIE(x=0.43. y=0.403) 5SDCM | Class1. Class2 | IK09 | [11 empty] | dimmable
TBD | SMBT/3/F/R/160/30 | image | datasheet | deeplink | TUNGSRAM - SMBt - 16020lm - 158W - 3000K - 70CRI - TBD[SKU] - side 42-60mm. post 48-76mm and universal 35-76mm | 7.5 kg | side 42-60mm. post 48-76mm and universal 35-76mm | LED | 1 | 158 | YES |  |  |  |  | -40°C to +50°C | CE;ENEC |  | CE & ENEC | [6 empty] | 66 | 3000 | 352x103x567 mm |  | 220-240V | -40°C to +50°C | 5 years |  |  |  | 70 |  | 3000 | 16020 |  |  |  | L80 > 128000 h |  | 101.39 |  |  | 9 | R | 25 °C | 11.5% | No Built-in accessory | Phased-out | 730/559 | CIE(x=0.43. y=0.403) 5SDCM | Class1. Class2 | IK09 | [11 empty] | dimmable
TBD | SMBT/3/F/P/160/30 | image | datasheet | deeplink | TUNGSRAM - SMBt - 15190lm - 158W - 3000K - 70CRI - TBD[SKU] - side 42-60mm. post 48-76mm and universal 35-76mm | 7.5 kg | side 42-60mm. post 48-76mm and universal 35-76mm | LED | 1 | 158 | YES |  |  |  |  | -40°C to +50°C | CE;ENEC |  | CE & ENEC | [6 empty] | 66 | 3000 | 352x103x567 mm |  | 220-240V | -40°C to +50°C | 5 years |  |  |  | 70 |  | 3000 | 15190 |  |  |  | L80 > 128000 h |  | 96.14 |  |  | 9 | P | 25 °C | 11.5% | No Built-in accessory | Phased-out | 730/559 | CIE(x=0.43. y=0.403) 5SDCM | Class1. Class2 | IK09 | [11 empty] | dimmable
TBD | SMBT/3/F/F/160/30 | image | datasheet | deeplink | TUNGSRAM - SMBt - 16210lm - 158W - 3000K - 70CRI - TBD[SKU] - side 42-60mm. post 48-76mm and universal 35-76mm | 7.5 kg | side 42-60mm. post 48-76mm and universal 35-76mm | LED | 1 | 158 | YES |  |  |  |  | -40°C to +50°C | CE;ENEC |  | CE & ENEC | [6 empty] | 66 | 3000 | 352x103x567 mm |  | 220-240V | -40°C to +50°C | 5 years |  |  |  | 70 |  | 3000 | 16210 |  |  |  | L80 > 128000 h |  | 102.59 |  |  | 9 | F | 25 °C | 11.5% | No Built-in accessory | Phased-out | 730/559 | CIE(x=0.43. y=0.403) 5SDCM | Class1. Class2 | IK09 | [11 empty] | dimmable
TBD | SMBT/3/F/E/160/30 | image | datasheet | deeplink | TUNGSRAM - SMBt - 16510lm - 158W - 3000K - 70CRI - TBD[SKU] - side 42-60mm. post 48-76mm and universal 35-76mm | 7.5 kg | side 42-60mm. post 48-76mm and universal 35-76mm | LED | 1 | 158 | YES |  |  |  |  | -40°C to +50°C | CE;ENEC |  | CE & ENEC | [6 empty] | 66 | 3000 | 352x103x567 mm |  | 220-240V | -40°C to +50°C | 5 years |  |  |  | 70 |  | 3000 | 16510 |  |  |  | L80 > 128000 h |  | 104.49 |  |  | 9 | E | 25 °C | 11.5% | No Built-in accessory | Phased-out | 730/559 | CIE(x=0.43. y=0.403) 5SDCM | Class1. Class2 | IK09 | [11 empty] | dimmable
TBD | SMBT/3/F/D/160/30 | image | datasheet | deeplink | TUNGSRAM - SMBt - 16060lm - 158W - 3000K - 70CRI - TBD[SKU] - side 42-60mm. post 48-76mm and universal 35-76mm | 7.5 kg | side 42-60mm. post 48-76mm and universal 35-76mm | LED | 1 | 158 | YES |  |  |  |  | -40°C to +50°C | CE;ENEC |  | CE & ENEC | [6 empty] | 66 | 3000 | 352x103x567 mm |  | 220-240V | -40°C to +50°C | 5 years |  |  |  | 70 |  | 3000 | 16060 |  |  |  | L80 > 128000 h |  | 101.65 |  |  | 9 | D | 25 °C | 11.5% | No Built-in accessory | Phased-out | 730/559 | CIE(x=0.43. y=0.403) 5SDCM | Class1. Class2 | IK09 | [11 empty] | dimmable
TBD | SMBT/3/F/C/160/30 | image | datasheet | deeplink | TUNGSRAM - SMBt - 16040lm - 158W - 3000K - 70CRI - TBD[SKU] - side 42-60mm. post 48-76mm and universal 35-76mm | 7.5 kg | side 42-60mm. post 48-76mm and universal 35-76mm | LED | 1 | 158 | YES |  |  |  |  | -40°C to +50°C | CE;ENEC |  | CE & ENEC | [6 empty] | 66 | 3000 | 352x103x567 mm |  | 220-240V | -40°C to +50°C | 5 years |  |  |  | 70 |  | 3000 | 16040 |  |  |  | L80 > 128000 h |  | 101.52 |  |  | 9 | C | 25 °C | 11.5% | No Built-in accessory | Phased-out | 730/559 | CIE(x=0.43. y=0.403) 5SDCM | Class1. Class2 | IK09 | [11 empty] | dimmable
TBD | SMBT/3/F/B/160/30 | image | datasheet | deeplink | TUNGSRAM - SMBt - 16310lm - 158W - 3000K - 70CRI - TBD[SKU] - side 42-60mm. post 48-76mm and universal 35-76mm | 7.5 kg | side 42-60mm. post 48-76mm and universal 35-76mm | LED | 1 | 158 | YES |  |  |  |  | -40°C to +50°C | CE;ENEC |  | CE & ENEC | [6 empty] | 66 | 3000 | 352x103x567 mm |  | 220-240V | -40°C to +50°C | 5 years |  |  |  | 70 |  | 3000 | 16310 |  |  |  | L80 > 128000 h |  | 103.23 |  |  | 9 | B | 25 °C | 11.5% | No Built-in accessory | Phased-out | 730/559 | CIE(x=0.43. y=0.403) 5SDCM | Class1. Class2 | IK09 | [11 empty] | dimmable
TBD | SMBT/3/F/Y5/140/30 | image | datasheet | deeplink | TUNGSRAM - SMBt - 15980lm - 139W - 3000K - 70CRI - TBD[SKU] - side 42-60mm. post 48-76mm and universal 35-76mm | 7.5 kg | side 42-60mm. post 48-76mm and universal 35-76mm | LED | 1 | 139 | YES |  |  |  |  | -40°C to +50°C | CE;ENEC |  | CE & ENEC | [6 empty] | 66 | 3000 | 352x103x567 mm |  | 220-240V | -40°C to +50°C | 5 years |  |  |  | 70 |  | 3000 | 15980 |  |  |  | L80 > 128000 h |  | 114.96 |  |  | 9 | Y5 | 25 °C | 11.5% | No Built-in accessory | Available | 730/559 | CIE(x=0.43. y=0.403) 5SDCM | Class1. Class2 | IK09 | [11 empty] | dimmable
TBD | SMBT/3/F/P5/140/30 | image | datasheet | deeplink | TUNGSRAM - SMBt - 16000lm - 139W - 3000K - 70CRI - TBD[SKU] - side 42-60mm. post 48-76mm and universal 35-76mm | 7.5 kg | side 42-60mm. post 48-76mm and universal 35-76mm | LED | 1 | 139 | YES |  |  |  |  | -40°C to +50°C | CE;ENEC |  | CE & ENEC | [6 empty] | 66 | 3000 | 352x103x567 mm |  | 220-240V | -40°C to +50°C | 5 years |  |  |  | 70 |  | 3000 | 16000 |  |  |  | L80 > 128000 h |  | 115.11 |  |  | 9 | P5 | 25 °C | 11.5% | No Built-in accessory | Available | 730/559 | CIE(x=0.43. y=0.403) 5SDCM | Class1. Class2 | IK09 | [11 empty] | dimmable
TBD | SMBT/3/F/F5/140/30 | image | datasheet | deeplink | TUNGSRAM - SMBt - 15630lm - 139W - 3000K - 70CRI - TBD[SKU] - side 42-60mm. post 48-76mm and universal 35-76mm | 7.5 kg | side 42-60mm. post 48-76mm and universal 35-76mm | LED | 1 | 139 | YES |  |  |  |  | -40°C to +50°C | CE;ENEC |  | CE & ENEC | [6 empty] | 66 | 3000 | 352x103x567 mm |  | 220-240V | -40°C to +50°C | 5 years |  |  |  | 70 |  | 3000 | 15630 |  |  |  | L80 > 128000 h |  | 112.45 |  |  | 9 | F5 | 25 °C | 11.5% | No Built-in accessory | Available | 730/559 | CIE(x=0.43. y=0.403) 5SDCM | Class1. Class2 | IK09 | [11 empty] | dimmable
TBD | SMBT/3/F/E5/140/30 | image | datasheet | deeplink | TUNGSRAM - SMBt - 16410lm - 139W - 3000K - 70CRI - TBD[SKU] - side 42-60mm. post 48-76mm and universal 35-76mm | 7.5 kg | side 42-60mm. post 48-76mm and universal 35-76mm | LED | 1 | 139 | YES |  |  |  |  | -40°C to +50°C | CE;ENEC |  | CE & ENEC | [6 empty] | 66 | 3000 | 352x103x567 mm |  | 220-240V | -40°C to +50°C | 5 years |  |  |  | 70 |  | 3000 | 16410 |  |  |  | L80 > 128000 h |  | 118.06 |  |  | 9 | E5 | 25 °C | 11.5% | No Built-in accessory | Available | 730/559 | CIE(x=0.43. y=0.403) 5SDCM | Class1. Class2 | IK09 | [11 empty] | dimmable
TBD | SMBT/3/F/C5/140/30 | image | datasheet | deeplink | TUNGSRAM - SMBt - 16170lm - 139W - 3000K - 70CRI - TBD[SKU] - side 42-60mm. post 48-76mm and universal 35-76mm | 7.5 kg | side 42-60mm. post 48-76mm and universal 35-76mm | LED | 1 | 139 | YES |  |  |  |  | -40°C to +50°C | CE;ENEC |  | CE & ENEC | [6 empty] | 66 | 3000 | 352x103x567 mm |  | 220-240V | -40°C to +50°C | 5 years |  |  |  | 70 |  | 3000 | 16170 |  |  |  | L80 > 128000 h |  | 116.33 |  |  | 9 | C5 | 25 °C | 11.5% | No Built-in accessory | Available | 730/559 | CIE(x=0.43. y=0.403) 5SDCM | Class1. Class2 | IK09 | [11 empty] | dimmable
TBD | SMBT/3/F/B5/140/30 | image | datasheet | deeplink | TUNGSRAM - SMBt - 16200lm - 139W - 3000K - 70CRI - TBD[SKU] - side 42-60mm. post 48-76mm and universal 35-76mm | 7.5 kg | side 42-60mm. post 48-76mm and universal 35-76mm | LED | 1 | 139 | YES |  |  |  |  | -40°C to +50°C | CE;ENEC |  | CE & ENEC | [6 empty] | 66 | 3000 | 352x103x567 mm |  | 220-240V | -40°C to +50°C | 5 years |  |  |  | 70 |  | 3000 | 16200 |  |  |  | L80 > 128000 h |  | 116.55 |  |  | 9 | B5 | 25 °C | 11.5% | No Built-in accessory | Available | 730/559 | CIE(x=0.43. y=0.403) 5SDCM | Class1. Class2 | IK09 | [11 empty] | dimmable
TBD | SMBT/3/F/E2/140/30 | image | datasheet | deeplink | TUNGSRAM - SMBt - 16350lm - 139W - 3000K - 70CRI - TBD[SKU] - side 42-60mm. post 48-76mm and universal 35-76mm | 7.5 kg | side 42-60mm. post 48-76mm and universal 35-76mm | LED | 1 | 139 | YES |  |  |  |  | -40°C to +50°C | CE;ENEC |  | CE & ENEC | [6 empty] | 66 | 3000 | 352x103x567 mm |  | 220-240V | -40°C to +50°C | 5 years |  |  |  | 70 |  | 3000 | 16350 |  |  |  | L80 > 128000 h |  | 117.63 |  |  | 9 | E2 | 25 °C | 11.5% | No Built-in accessory | Available | 730/559 | CIE(x=0.43. y=0.403) 5SDCM | Class1. Class2 | IK09 | [11 empty] | dimmable
TBD | SMBT/3/F/B2/140/30 | image | datasheet | deeplink | TUNGSRAM - SMBt - 16410lm - 139W - 3000K - 70CRI - TBD[SKU] - side 42-60mm. post 48-76mm and universal 35-76mm | 7.5 kg | side 42-60mm. post 48-76mm and universal 35-76mm | LED | 1 | 139 | YES |  |  |  |  | -40°C to +50°C | CE;ENEC |  | CE & ENEC | [6 empty] | 66 | 3000 | 352x103x567 mm |  | 220-240V | -40°C to +50°C | 5 years |  |  |  | 70 |  | 3000 | 16410 |  |  |  | L80 > 128000 h |  | 118.06 |  |  | 9 | B2 | 25 °C | 11.5% | No Built-in accessory | Available | 730/559 | CIE(x=0.43. y=0.403) 5SDCM | Class1. Class2 | IK09 | [11 empty] | dimmable
TBD | SMBT/3/F/U/140/30 | image | datasheet | deeplink | TUNGSRAM - SMBt - 13850lm - 139W - 3000K - 70CRI - TBD[SKU] - side 42-60mm. post 48-76mm and universal 35-76mm | 7.5 kg | side 42-60mm. post 48-76mm and universal 35-76mm | LED | 1 | 139 | YES |  |  |  |  | -40°C to +50°C | CE;ENEC |  | CE & ENEC | [6 empty] | 66 | 3000 | 352x103x567 mm |  | 220-240V | -40°C to +50°C | 5 years |  |  |  | 70 |  | 3000 | 13850 |  |  |  | L80 > 128000 h |  | 99.64 |  |  | 9 | U | 25 °C | 11.5% | No Built-in accessory | Phased-out | 730/559 | CIE(x=0.43. y=0.403) 5SDCM | Class1. Class2 | IK09 | [11 empty] | dimmable
TBD | SMBT/3/F/N/140/30 | image | datasheet | deeplink | TUNGSRAM - SMBt - 15230lm - 139W - 3000K - 70CRI - TBD[SKU] - side 42-60mm. post 48-76mm and universal 35-76mm | 7.5 kg | side 42-60mm. post 48-76mm and universal 35-76mm | LED | 1 | 139 | YES |  |  |  |  | -40°C to +50°C | CE;ENEC |  | CE & ENEC | [6 empty] | 66 | 3000 | 352x103x567 mm |  | 220-240V | -40°C to +50°C | 5 years |  |  |  | 70 |  | 3000 | 15230 |  |  |  | L80 > 128000 h |  | 109.57 |  |  | 9 | N | 25 °C | 11.5% | No Built-in accessory | Phased-out | 730/559 | CIE(x=0.43. y=0.403) 5SDCM | Class1. Class2 | IK09 | [11 empty] | dimmable
TBD | SMBT/3/F/T/140/30 | image | datasheet | deeplink | TUNGSRAM - SMBt - 15290lm - 139W - 3000K - 70CRI - TBD[SKU] - side 42-60mm. post 48-76mm and universal 35-76mm | 7.5 kg | side 42-60mm. post 48-76mm and universal 35-76mm | LED | 1 | 139 | YES |  |  |  |  | -40°C to +50°C | CE;ENEC |  | CE & ENEC | [6 empty] | 66 | 3000 | 352x103x567 mm |  | 220-240V | -40°C to +50°C | 5 years |  |  |  | 70 |  | 3000 | 15290 |  |  |  | L80 > 128000 h |  | 110 |  |  | 9 | T | 25 °C | 11.5% | No Built-in accessory | Phased-out | 730/559 | CIE(x=0.43. y=0.403) 5SDCM | Class1. Class2 | IK09 | [11 empty] | dimmable
TBD | SMBT/3/F/S/140/30 | image | datasheet | deeplink | TUNGSRAM - SMBt - 14670lm - 139W - 3000K - 70CRI - TBD[SKU] - side 42-60mm. post 48-76mm and universal 35-76mm | 7.5 kg | side 42-60mm. post 48-76mm and universal 35-76mm | LED | 1 | 139 | YES |  |  |  |  | -40°C to +50°C | CE;ENEC |  | CE & ENEC | [6 empty] | 66 | 3000 | 352x103x567 mm |  | 220-240V | -40°C to +50°C | 5 years |  |  |  | 70 |  | 3000 | 14670 |  |  |  | L80 > 128000 h |  | 105.54 |  |  | 9 | S | 25 °C | 11.5% | No Built-in accessory | Phased-out | 730/559 | CIE(x=0.43. y=0.403) 5SDCM | Class1. Class2 | IK09 | [11 empty] | dimmable
TBD | SMBT/3/F/R/140/30 | image | datasheet | deeplink | TUNGSRAM - SMBt - 14830lm - 139W - 3000K - 70CRI - TBD[SKU] - side 42-60mm. post 48-76mm and universal 35-76mm | 7.5 kg | side 42-60mm. post 48-76mm and universal 35-76mm | LED | 1 | 139 | YES |  |  |  |  | -40°C to +50°C | CE;ENEC |  | CE & ENEC | [6 empty] | 66 | 3000 | 352x103x567 mm |  | 220-240V | -40°C to +50°C | 5 years |  |  |  | 70 |  | 3000 | 14830 |  |  |  | L80 > 128000 h |  | 106.69 |  |  | 9 | R | 25 °C | 11.5% | No Built-in accessory | Phased-out | 730/559 | CIE(x=0.43. y=0.403) 5SDCM | Class1. Class2 | IK09 | [11 empty] | dimmable
TBD | SMBT/3/F/P/140/30 | image | datasheet | deeplink | TUNGSRAM - SMBt - 14070lm - 139W - 3000K - 70CRI - TBD[SKU] - side 42-60mm. post 48-76mm and universal 35-76mm | 7.5 kg | side 42-60mm. post 48-76mm and universal 35-76mm | LED | 1 | 139 | YES |  |  |  |  | -40°C to +50°C | CE;ENEC |  | CE & ENEC | [6 empty] | 66 | 3000 | 352x103x567 mm |  | 220-240V | -40°C to +50°C | 5 years |  |  |  | 70 |  | 3000 | 14070 |  |  |  | L80 > 128000 h |  | 101.22 |  |  | 9 | P | 25 °C | 11.5% | No Built-in accessory | Phased-out | 730/559 | CIE(x=0.43. y=0.403) 5SDCM | Class1. Class2 | IK09 | [11 empty] | dimmable
TBD | SMBT/3/F/F/140/30 | image | datasheet | deeplink | TUNGSRAM - SMBt - 15000lm - 139W - 3000K - 70CRI - TBD[SKU] - side 42-60mm. post 48-76mm and universal 35-76mm | 7.5 kg | side 42-60mm. post 48-76mm and universal 35-76mm | LED | 1 | 139 | YES |  |  |  |  | -40°C to +50°C | CE;ENEC |  | CE & ENEC | [6 empty] | 66 | 3000 | 352x103x567 mm |  | 220-240V | -40°C to +50°C | 5 years |  |  |  | 70 |  | 3000 | 15000 |  |  |  | L80 > 128000 h |  | 107.91 |  |  | 9 | F | 25 °C | 11.5% | No Built-in accessory | Phased-out | 730/559 | CIE(x=0.43. y=0.403) 5SDCM | Class1. Class2 | IK09 | [11 empty] | dimmable
TBD | SMBT/3/F/E/140/30 | image | datasheet | deeplink | TUNGSRAM - SMBt - 15290lm - 139W - 3000K - 70CRI - TBD[SKU] - side 42-60mm. post 48-76mm and universal 35-76mm | 7.5 kg | side 42-60mm. post 48-76mm and universal 35-76mm | LED | 1 | 139 | YES |  |  |  |  | -40°C to +50°C | CE;ENEC |  | CE & ENEC | [6 empty] | 66 | 3000 | 352x103x567 mm |  | 220-240V | -40°C to +50°C | 5 years |  |  |  | 70 |  | 3000 | 15290 |  |  |  | L80 > 128000 h |  | 110 |  |  | 9 | E | 25 °C | 11.5% | No Built-in accessory | Phased-out | 730/559 | CIE(x=0.43. y=0.403) 5SDCM | Class1. Class2 | IK09 | [11 empty] | dimmable
TBD | SMBT/3/F/D/140/30 | image | datasheet | deeplink | TUNGSRAM - SMBt - 14870lm - 139W - 3000K - 70CRI - TBD[SKU] - side 42-60mm. post 48-76mm and universal 35-76mm | 7.5 kg | side 42-60mm. post 48-76mm and universal 35-76mm | LED | 1 | 139 | YES |  |  |  |  | -40°C to +50°C | CE;ENEC |  | CE & ENEC | [6 empty] | 66 | 3000 | 352x103x567 mm |  | 220-240V | -40°C to +50°C | 5 years |  |  |  | 70 |  | 3000 | 14870 |  |  |  | L80 > 128000 h |  | 106.98 |  |  | 9 | D | 25 °C | 11.5% | No Built-in accessory | Phased-out | 730/559 | CIE(x=0.43. y=0.403) 5SDCM | Class1. Class2 | IK09 | [11 empty] | dimmable
TBD | SMBT/3/F/C/140/30 | image | datasheet | deeplink | TUNGSRAM - SMBt - 14840lm - 139W - 3000K - 70CRI - TBD[SKU] - side 42-60mm. post 48-76mm and universal 35-76mm | 7.5 kg | side 42-60mm. post 48-76mm and universal 35-76mm | LED | 1 | 139 | YES |  |  |  |  | -40°C to +50°C | CE;ENEC |  | CE & ENEC | [6 empty] | 66 | 3000 | 352x103x567 mm |  | 220-240V | -40°C to +50°C | 5 years |  |  |  | 70 |  | 3000 | 14840 |  |  |  | L80 > 128000 h |  | 106.76 |  |  | 9 | C | 25 °C | 11.5% | No Built-in accessory | Phased-out | 730/559 | CIE(x=0.43. y=0.403) 5SDCM | Class1. Class2 | IK09 | [11 empty] | dimmable
TBD | SMBT/3/F/B/140/30 | image | datasheet | deeplink | TUNGSRAM - SMBt - 15100lm - 139W - 3000K - 70CRI - TBD[SKU] - side 42-60mm. post 48-76mm and universal 35-76mm | 7.5 kg | side 42-60mm. post 48-76mm and universal 35-76mm | LED | 1 | 139 | YES |  |  |  |  | -40°C to +50°C | CE;ENEC |  | CE & ENEC | [6 empty] | 66 | 3000 | 352x103x567 mm |  | 220-240V | -40°C to +50°C | 5 years |  |  |  | 70 |  | 3000 | 15100 |  |  |  | L80 > 128000 h |  | 108.63 |  |  | 9 | B | 25 °C | 11.5% | No Built-in accessory | Phased-out | 730/559 | CIE(x=0.43. y=0.403) 5SDCM | Class1. Class2 | IK09 | [11 empty] | dimmable
TBD | SMBT/3/F/Y5/120/30 | image | datasheet | deeplink | TUNGSRAM - SMBt - 14380lm - 120W - 3000K - 70CRI - TBD[SKU] - side 42-60mm. post 48-76mm and universal 35-76mm | 7.5 kg | side 42-60mm. post 48-76mm and universal 35-76mm | LED | 1 | 120 | YES |  |  |  |  | -40°C to +50°C | CE;ENEC |  | CE & ENEC | [6 empty] | 66 | 3000 | 352x103x567 mm |  | 220-240V | -40°C to +50°C | 5 years |  |  |  | 70 |  | 3000 | 14380 |  |  |  | L80 > 128000 h |  | 119.83 |  |  | 9 | Y5 | 25 °C | 11.5% | No Built-in accessory | Available | 730/559 | CIE(x=0.43. y=0.403) 5SDCM | Class1. Class2 | IK09 | [11 empty] | dimmable
TBD | SMBT/3/F/P5/120/30 | image | datasheet | deeplink | TUNGSRAM - SMBt - 14400lm - 120W - 3000K - 70CRI - TBD[SKU] - side 42-60mm. post 48-76mm and universal 35-76mm | 7.5 kg | side 42-60mm. post 48-76mm and universal 35-76mm | LED | 1 | 120 | YES |  |  |  |  | -40°C to +50°C | CE;ENEC |  | CE & ENEC | [6 empty] | 66 | 3000 | 352x103x567 mm |  | 220-240V | -40°C to +50°C | 5 years |  |  |  | 70 |  | 3000 | 14400 |  |  |  | L80 > 128000 h |  | 120 |  |  | 9 | P5 | 25 °C | 11.5% | No Built-in accessory | Available | 730/559 | CIE(x=0.43. y=0.403) 5SDCM | Class1. Class2 | IK09 | [11 empty] | dimmable
TBD | SMBT/3/F/F5/120/30 | image | datasheet | deeplink | TUNGSRAM - SMBt - 14070lm - 120W - 3000K - 70CRI - TBD[SKU] - side 42-60mm. post 48-76mm and universal 35-76mm | 7.5 kg | side 42-60mm. post 48-76mm and universal 35-76mm | LED | 1 | 120 | YES |  |  |  |  | -40°C to +50°C | CE;ENEC |  | CE & ENEC | [6 empty] | 66 | 3000 | 352x103x567 mm |  | 220-240V | -40°C to +50°C | 5 years |  |  |  | 70 |  | 3000 | 14070 |  |  |  | L80 > 128000 h |  | 117.25 |  |  | 9 | F5 | 25 °C | 11.5% | No Built-in accessory | Available | 730/559 | CIE(x=0.43. y=0.403) 5SDCM | Class1. Class2 | IK09 | [11 empty] | dimmable
TBD | SMBT/3/F/E5/120/30 | image | datasheet | deeplink | TUNGSRAM - SMBt - 14770lm - 120W - 3000K - 70CRI - TBD[SKU] - side 42-60mm. post 48-76mm and universal 35-76mm | 7.5 kg | side 42-60mm. post 48-76mm and universal 35-76mm | LED | 1 | 120 | YES |  |  |  |  | -40°C to +50°C | CE;ENEC |  | CE & ENEC | [6 empty] | 66 | 3000 | 352x103x567 mm |  | 220-240V | -40°C to +50°C | 5 years |  |  |  | 70 |  | 3000 | 14770 |  |  |  | L80 > 128000 h |  | 123.08 |  |  | 9 | E5 | 25 °C | 11.5% | No Built-in accessory | Available | 730/559 | CIE(x=0.43. y=0.403) 5SDCM | Class1. Class2 | IK09 | [11 empty] | dimmable
TBD | SMBT/3/F/C5/120/30 | image | datasheet | deeplink | TUNGSRAM - SMBt - 14550lm - 120W - 3000K - 70CRI - TBD[SKU] - side 42-60mm. post 48-76mm and universal 35-76mm | 7.5 kg | side 42-60mm. post 48-76mm and universal 35-76mm | LED | 1 | 120 | YES |  |  |  |  | -40°C to +50°C | CE;ENEC |  | CE & ENEC | [6 empty] | 66 | 3000 | 352x103x567 mm |  | 220-240V | -40°C to +50°C | 5 years |  |  |  | 70 |  | 3000 | 14550 |  |  |  | L80 > 128000 h |  | 121.25 |  |  | 9 | C5 | 25 °C | 11.5% | No Built-in accessory | Available | 730/559 | CIE(x=0.43. y=0.403) 5SDCM | Class1. Class2 | IK09 | [11 empty] | dimmable
TBD | SMBT/3/F/B5/120/30 | image | datasheet | deeplink | TUNGSRAM - SMBt - 14570lm - 120W - 3000K - 70CRI - TBD[SKU] - side 42-60mm. post 48-76mm and universal 35-76mm | 7.5 kg | side 42-60mm. post 48-76mm and universal 35-76mm | LED | 1 | 120 | YES |  |  |  |  | -40°C to +50°C | CE;ENEC |  | CE & ENEC | [6 empty] | 66 | 3000 | 352x103x567 mm |  | 220-240V | -40°C to +50°C | 5 years |  |  |  | 70 |  | 3000 | 14570 |  |  |  | L80 > 128000 h |  | 121.42 |  |  | 9 | B5 | 25 °C | 11.5% | No Built-in accessory | Available | 730/559 | CIE(x=0.43. y=0.403) 5SDCM | Class1. Class2 | IK09 | [11 empty] | dimmable
TBD | SMBT/3/F/E2/120/30 | image | datasheet | deeplink | TUNGSRAM - SMBt - 14700lm - 120W - 3000K - 70CRI - TBD[SKU] - side 42-60mm. post 48-76mm and universal 35-76mm | 7.5 kg | side 42-60mm. post 48-76mm and universal 35-76mm | LED | 1 | 120 | YES |  |  |  |  | -40°C to +50°C | CE;ENEC |  | CE & ENEC | [6 empty] | 66 | 3000 | 352x103x567 mm |  | 220-240V | -40°C to +50°C | 5 years |  |  |  | 70 |  | 3000 | 14700 |  |  |  | L80 > 128000 h |  | 122.5 |  |  | 9 | E2 | 25 °C | 11.5% | No Built-in accessory | Available | 730/559 | CIE(x=0.43. y=0.403) 5SDCM | Class1. Class2 | IK09 | [11 empty] | dimmable
TBD | SMBT/3/F/B2/120/30 | image | datasheet | deeplink | TUNGSRAM - SMBt - 14770lm - 120W - 3000K - 70CRI - TBD[SKU] - side 42-60mm. post 48-76mm and universal 35-76mm | 7.5 kg | side 42-60mm. post 48-76mm and universal 35-76mm | LED | 1 | 120 | YES |  |  |  |  | -40°C to +50°C | CE;ENEC |  | CE & ENEC | [6 empty] | 66 | 3000 | 352x103x567 mm |  | 220-240V | -40°C to +50°C | 5 years |  |  |  | 70 |  | 3000 | 14770 |  |  |  | L80 > 128000 h |  | 123.08 |  |  | 9 | B2 | 25 °C | 11.5% | No Built-in accessory | Available | 730/559 | CIE(x=0.43. y=0.403) 5SDCM | Class1. Class2 | IK09 | [11 empty] | dimmable
TBD | SMBT/3/F/U/120/30 | image | datasheet | deeplink | TUNGSRAM - SMBt - 12460lm - 120W - 3000K - 70CRI - TBD[SKU] - side 42-60mm. post 48-76mm and universal 35-76mm | 7.5 kg | side 42-60mm. post 48-76mm and universal 35-76mm | LED | 1 | 120 | YES |  |  |  |  | -40°C to +50°C | CE;ENEC |  | CE & ENEC | [6 empty] | 66 | 3000 | 352x103x567 mm |  | 220-240V | -40°C to +50°C | 5 years |  |  |  | 70 |  | 3000 | 12460 |  |  |  | L80 > 128000 h |  | 103.83 |  |  | 9 | U | 25 °C | 11.5% | No Built-in accessory | Phased-out | 730/559 | CIE(x=0.43. y=0.403) 5SDCM | Class1. Class2 | IK09 | [11 empty] | dimmable
TBD | SMBT/3/F/N/120/30 | image | datasheet | deeplink | TUNGSRAM - SMBt - 13710lm - 120W - 3000K - 70CRI - TBD[SKU] - side 42-60mm. post 48-76mm and universal 35-76mm | 7.5 kg | side 42-60mm. post 48-76mm and universal 35-76mm | LED | 1 | 120 | YES |  |  |  |  | -40°C to +50°C | CE;ENEC |  | CE & ENEC | [6 empty] | 66 | 3000 | 352x103x567 mm |  | 220-240V | -40°C to +50°C | 5 years |  |  |  | 70 |  | 3000 | 13710 |  |  |  | L80 > 128000 h |  | 114.25 |  |  | 9 | N | 25 °C | 11.5% | No Built-in accessory | Phased-out | 730/559 | CIE(x=0.43. y=0.403) 5SDCM | Class1. Class2 | IK09 | [11 empty] | dimmable
TBD | SMBT/3/F/T/120/30 | image | datasheet | deeplink | TUNGSRAM - SMBt - 13760lm - 120W - 3000K - 70CRI - TBD[SKU] - side 42-60mm. post 48-76mm and universal 35-76mm | 7.5 kg | side 42-60mm. post 48-76mm and universal 35-76mm | LED | 1 | 120 | YES |  |  |  |  | -40°C to +50°C | CE;ENEC |  | CE & ENEC | [6 empty] | 66 | 3000 | 352x103x567 mm |  | 220-240V | -40°C to +50°C | 5 years |  |  |  | 70 |  | 3000 | 13760 |  |  |  | L80 > 128000 h |  | 114.67 |  |  | 9 | T | 25 °C | 11.5% | No Built-in accessory | Phased-out | 730/559 | CIE(x=0.43. y=0.403) 5SDCM | Class1. Class2 | IK09 | [11 empty] | dimmable
TBD | SMBT/3/F/S/120/30 | image | datasheet | deeplink | TUNGSRAM - SMBt - 13200lm - 120W - 3000K - 70CRI - TBD[SKU] - side 42-60mm. post 48-76mm and universal 35-76mm | 7.5 kg | side 42-60mm. post 48-76mm and universal 35-76mm | LED | 1 | 120 | YES |  |  |  |  | -40°C to +50°C | CE;ENEC |  | CE & ENEC | [6 empty] | 66 | 3000 | 352x103x567 mm |  | 220-240V | -40°C to +50°C | 5 years |  |  |  | 70 |  | 3000 | 13200 |  |  |  | L80 > 128000 h |  | 110 |  |  | 9 | S | 25 °C | 11.5% | No Built-in accessory | Phased-out | 730/559 | CIE(x=0.43. y=0.403) 5SDCM | Class1. Class2 | IK09 | [11 empty] | dimmable
TBD | SMBT/3/F/R/120/30 | image | datasheet | deeplink | TUNGSRAM - SMBt - 13340lm - 120W - 3000K - 70CRI - TBD[SKU] - side 42-60mm. post 48-76mm and universal 35-76mm | 7.5 kg | side 42-60mm. post 48-76mm and universal 35-76mm | LED | 1 | 120 | YES |  |  |  |  | -40°C to +50°C | CE;ENEC |  | CE & ENEC | [6 empty] | 66 | 3000 | 352x103x567 mm |  | 220-240V | -40°C to +50°C | 5 years |  |  |  | 70 |  | 3000 | 13340 |  |  |  | L80 > 128000 h |  | 111.17 |  |  | 9 | R | 25 °C | 11.5% | No Built-in accessory | Phased-out | 730/559 | CIE(x=0.43. y=0.403) 5SDCM | Class1. Class2 | IK09 | [11 empty] | dimmable
TBD | SMBT/3/F/P/120/30 | image | datasheet | deeplink | TUNGSRAM - SMBt - 12660lm - 120W - 3000K - 70CRI - TBD[SKU] - side 42-60mm. post 48-76mm and universal 35-76mm | 7.5 kg | side 42-60mm. post 48-76mm and universal 35-76mm | LED | 1 | 120 | YES |  |  |  |  | -40°C to +50°C | CE;ENEC |  | CE & ENEC | [6 empty] | 66 | 3000 | 352x103x567 mm |  | 220-240V | -40°C to +50°C | 5 years |  |  |  | 70 |  | 3000 | 12660 |  |  |  | L80 > 128000 h |  | 105.5 |  |  | 9 | P | 25 °C | 11.5% | No Built-in accessory | Phased-out | 730/559 | CIE(x=0.43. y=0.403) 5SDCM | Class1. Class2 | IK09 | [11 empty] | dimmable
TBD | SMBT/3/F/F/120/30 | image | datasheet | deeplink | TUNGSRAM - SMBt - 13500lm - 120W - 3000K - 70CRI - TBD[SKU] - side 42-60mm. post 48-76mm and universal 35-76mm | 7.5 kg | side 42-60mm. post 48-76mm and universal 35-76mm | LED | 1 | 120 | YES |  |  |  |  | -40°C to +50°C | CE;ENEC |  | CE & ENEC | [6 empty] | 66 | 3000 | 352x103x567 mm |  | 220-240V | -40°C to +50°C | 5 years |  |  |  | 70 |  | 3000 | 13500 |  |  |  | L80 > 128000 h |  | 112.5 |  |  | 9 | F | 25 °C | 11.5% | No Built-in accessory | Phased-out | 730/559 | CIE(x=0.43. y=0.403) 5SDCM | Class1. Class2 | IK09 | [11 empty] | dimmable
TBD | SMBT/3/F/E/120/30 | image | datasheet | deeplink | TUNGSRAM - SMBt - 13760lm - 120W - 3000K - 70CRI - TBD[SKU] - side 42-60mm. post 48-76mm and universal 35-76mm | 7.5 kg | side 42-60mm. post 48-76mm and universal 35-76mm | LED | 1 | 120 | YES |  |  |  |  | -40°C to +50°C | CE;ENEC |  | CE & ENEC | [6 empty] | 66 | 3000 | 352x103x567 mm |  | 220-240V | -40°C to +50°C | 5 years |  |  |  | 70 |  | 3000 | 13760 |  |  |  | L80 > 128000 h |  | 114.67 |  |  | 9 | E | 25 °C | 11.5% | No Built-in accessory | Phased-out | 730/559 | CIE(x=0.43. y=0.403) 5SDCM | Class1. Class2 | IK09 | [11 empty] | dimmable
TBD | SMBT/3/F/D/120/30 | image | datasheet | deeplink | TUNGSRAM - SMBt - 13380lm - 120W - 3000K - 70CRI - TBD[SKU] - side 42-60mm. post 48-76mm and universal 35-76mm | 7.5 kg | side 42-60mm. post 48-76mm and universal 35-76mm | LED | 1 | 120 | YES |  |  |  |  | -40°C to +50°C | CE;ENEC |  | CE & ENEC | [6 empty] | 66 | 3000 | 352x103x567 mm |  | 220-240V | -40°C to +50°C | 5 years |  |  |  | 70 |  | 3000 | 13380 |  |  |  | L80 > 128000 h |  | 111.5 |  |  | 9 | D | 25 °C | 11.5% | No Built-in accessory | Phased-out | 730/559 | CIE(x=0.43. y=0.403) 5SDCM | Class1. Class2 | IK09 | [11 empty] | dimmable
TBD | SMBT/3/F/C/120/30 | image | datasheet | deeplink | TUNGSRAM - SMBt - 13350lm - 120W - 3000K - 70CRI - TBD[SKU] - side 42-60mm. post 48-76mm and universal 35-76mm | 7.5 kg | side 42-60mm. post 48-76mm and universal 35-76mm | LED | 1 | 120 | YES |  |  |  |  | -40°C to +50°C | CE;ENEC |  | CE & ENEC | [6 empty] | 66 | 3000 | 352x103x567 mm |  | 220-240V | -40°C to +50°C | 5 years |  |  |  | 70 |  | 3000 | 13350 |  |  |  | L80 > 128000 h |  | 111.25 |  |  | 9 | C | 25 °C | 11.5% | No Built-in accessory | Phased-out | 730/559 | CIE(x=0.43. y=0.403) 5SDCM | Class1. Class2 | IK09 | [11 empty] | dimmable
TBD | SMBT/3/F/B/120/30 | image | datasheet | deeplink | TUNGSRAM - SMBt - 13590lm - 120W - 3000K - 70CRI - TBD[SKU] - side 42-60mm. post 48-76mm and universal 35-76mm | 7.5 kg | side 42-60mm. post 48-76mm and universal 35-76mm | LED | 1 | 120 | YES |  |  |  |  | -40°C to +50°C | CE;ENEC |  | CE & ENEC | [6 empty] | 66 | 3000 | 352x103x567 mm |  | 220-240V | -40°C to +50°C | 5 years |  |  |  | 70 |  | 3000 | 13590 |  |  |  | L80 > 128000 h |  | 113.25 |  |  | 9 | B | 25 °C | 11.5% | No Built-in accessory | Phased-out | 730/559 | CIE(x=0.43. y=0.403) 5SDCM | Class1. Class2 | IK09 | [11 empty] | dimmable
TBD | SMBT/3/F/Y5/105/30 | image | datasheet | deeplink | TUNGSRAM - SMBt - 13160lm - 107W - 3000K - 70CRI - TBD[SKU] - side 42-60mm. post 48-76mm and universal 35-76mm | 7.5 kg | side 42-60mm. post 48-76mm and universal 35-76mm | LED | 1 | 107 | YES |  |  |  |  | -40°C to +50°C | CE;ENEC |  | CE & ENEC | [6 empty] | 66 | 3000 | 352x103x567 mm |  | 220-240V | -40°C to +50°C | 5 years |  |  |  | 70 |  | 3000 | 13160 |  |  |  | L80 > 128000 h |  | 122.99 |  |  | 9 | Y5 | 25 °C | 11.5% | No Built-in accessory | Available | 730/559 | CIE(x=0.43. y=0.403) 5SDCM | Class1. Class2 | IK09 | [11 empty] | dimmable
TBD | SMBT/3/F/P5/105/30 | image | datasheet | deeplink | TUNGSRAM - SMBt - 13180lm - 107W - 3000K - 70CRI - TBD[SKU] - side 42-60mm. post 48-76mm and universal 35-76mm | 7.5 kg | side 42-60mm. post 48-76mm and universal 35-76mm | LED | 1 | 107 | YES |  |  |  |  | -40°C to +50°C | CE;ENEC |  | CE & ENEC | [6 empty] | 66 | 3000 | 352x103x567 mm |  | 220-240V | -40°C to +50°C | 5 years |  |  |  | 70 |  | 3000 | 13180 |  |  |  | L80 > 128000 h |  | 123.18 |  |  | 9 | P5 | 25 °C | 11.5% | No Built-in accessory | Available | 730/559 | CIE(x=0.43. y=0.403) 5SDCM | Class1. Class2 | IK09 | [11 empty] | dimmable
TBD | SMBT/3/F/F5/105/30 | image | datasheet | deeplink | TUNGSRAM - SMBt - 12870lm - 107W - 3000K - 70CRI - TBD[SKU] - side 42-60mm. post 48-76mm and universal 35-76mm | 7.5 kg | side 42-60mm. post 48-76mm and universal 35-76mm | LED | 1 | 107 | YES |  |  |  |  | -40°C to +50°C | CE;ENEC |  | CE & ENEC | [6 empty] | 66 | 3000 | 352x103x567 mm |  | 220-240V | -40°C to +50°C | 5 years |  |  |  | 70 |  | 3000 | 12870 |  |  |  | L80 > 128000 h |  | 120.28 |  |  | 9 | F5 | 25 °C | 11.5% | No Built-in accessory | Available | 730/559 | CIE(x=0.43. y=0.403) 5SDCM | Class1. Class2 | IK09 | [11 empty] | dimmable
TBD | SMBT/3/F/E5/105/30 | image | datasheet | deeplink | TUNGSRAM - SMBt - 13510lm - 107W - 3000K - 70CRI - TBD[SKU] - side 42-60mm. post 48-76mm and universal 35-76mm | 7.5 kg | side 42-60mm. post 48-76mm and universal 35-76mm |  | 1 | 107 | YES |  |  |  |  | -40°C to +50°C | CE;ENEC |  | CE & ENEC | [6 empty] | 66 | 3000 | 352x103x567 mm |  | 220-240V | -40°C to +50°C | 5 years |  |  |  | 70 |  | 3000 | 13510 |  |  |  | L80 > 128000 h |  | 126.26 |  |  | 9 | E5 | 25 °C | 11.5% | No Built-in accessory | Available | 730/559 | CIE(x=0.43. y=0.403) 5SDCM | Class1. Class2 | IK09 | [11 empty] | dimmable
TBD | SMBT/3/F/C5/105/30 | image | datasheet | deeplink | TUNGSRAM - SMBt - 13310lm - 107W - 3000K - 70CRI - TBD[SKU] - side 42-60mm. post 48-76mm and universal 35-76mm | 7.5 kg | side 42-60mm. post 48-76mm and universal 35-76mm | LED | 1 | 107 | YES |  |  |  |  | -40°C to +50°C | CE;ENEC |  | CE & ENEC | [6 empty] | 66 | 3000 | 352x103x567 mm |  | 220-240V | -40°C to +50°C | 5 years |  |  |  | 70 |  | 3000 | 13310 |  |  |  | L80 > 128000 h |  | 124.39 |  |  | 9 | C5 | 25 °C | 11.5% | No Built-in accessory | Available | 730/559 | CIE(x=0.43. y=0.403) 5SDCM | Class1. Class2 | IK09 | [11 empty] | dimmable
TBD | SMBT/3/F/B5/105/30 | image | datasheet | deeplink | TUNGSRAM - SMBt - 13330lm - 107W - 3000K - 70CRI - TBD[SKU] - side 42-60mm. post 48-76mm and universal 35-76mm | 7.5 kg | side 42-60mm. post 48-76mm and universal 35-76mm | LED | 1 | 107 | YES |  |  |  |  | -40°C to +50°C | CE;ENEC |  | CE & ENEC | [6 empty] | 66 | 3000 | 352x103x567 mm |  | 220-240V | -40°C to +50°C | 5 years |  |  |  | 70 |  | 3000 | 13330 |  |  |  | L80 > 128000 h |  | 124.58 |  |  | 9 | B5 | 25 °C | 11.5% | No Built-in accessory | Available | 730/559 | CIE(x=0.43. y=0.403) 5SDCM | Class1. Class2 | IK09 | [11 empty] | dimmable
TBD | SMBT/3/F/E2/105/30 | image | datasheet | deeplink | TUNGSRAM - SMBt - 13450lm - 107W - 3000K - 70CRI - TBD[SKU] - side 42-60mm. post 48-76mm and universal 35-76mm | 7.5 kg | side 42-60mm. post 48-76mm and universal 35-76mm | LED | 1 | 107 | YES |  |  |  |  | -40°C to +50°C | CE;ENEC |  | CE & ENEC | [6 empty] | 66 | 3000 | 352x103x567 mm |  | 220-240V | -40°C to +50°C | 5 years |  |  |  | 70 |  | 3000 | 13450 |  |  |  | L80 > 128000 h |  | 125.7 |  |  | 9 | E2 | 25 °C | 11.5% | No Built-in accessory | Available | 730/559 | CIE(x=0.43. y=0.403) 5SDCM | Class1. Class2 | IK09 | [11 empty] | dimmable
TBD | SMBT/3/F/B2/105/30 | image | datasheet | deeplink | TUNGSRAM - SMBt - 13510lm - 107W - 3000K - 70CRI - TBD[SKU] - side 42-60mm. post 48-76mm and universal 35-76mm | 7.5 kg | side 42-60mm. post 48-76mm and universal 35-76mm |  | 1 | 107 | YES |  |  |  |  | -40°C to +50°C | CE;ENEC |  | CE & ENEC | [6 empty] | 66 | 3000 | 352x103x567 mm |  | 220-240V | -40°C to +50°C | 5 years |  |  |  | 70 |  | 3000 | 13510 |  |  |  | L80 > 128000 h |  | 126.26 |  |  | 9 | B2 | 25 °C | 11.5% | No Built-in accessory | Available | 730/559 | CIE(x=0.43. y=0.403) 5SDCM | Class1. Class2 | IK09 | [11 empty] | dimmable
TBD | SMBT/3/F/U/105/30 | image | datasheet | deeplink | TUNGSRAM - SMBt - 11400lm - 107W - 3000K - 70CRI - TBD[SKU] - side 42-60mm. post 48-76mm and universal 35-76mm | 7.5 kg | side 42-60mm. post 48-76mm and universal 35-76mm | LED | 1 | 107 | YES |  |  |  |  | -40°C to +50°C | CE;ENEC |  | CE & ENEC | [6 empty] | 66 | 3000 | 352x103x567 mm |  | 220-240V | -40°C to +50°C | 5 years |  |  |  | 70 |  | 3000 | 11400 |  |  |  | L80 > 128000 h |  | 106.54 |  |  | 9 | U | 25 °C | 11.5% | No Built-in accessory | Phased-out | 730/559 | CIE(x=0.43. y=0.403) 5SDCM | Class1. Class2 | IK09 | [11 empty] | dimmable
TBD | SMBT/3/F/N/105/30 | image | datasheet | deeplink | TUNGSRAM - SMBt - 12550lm - 107W - 3000K - 70CRI - TBD[SKU] - side 42-60mm. post 48-76mm and universal 35-76mm | 7.5 kg | side 42-60mm. post 48-76mm and universal 35-76mm | LED | 1 | 107 | YES |  |  |  |  | -40°C to +50°C | CE;ENEC |  | CE & ENEC | [6 empty] | 66 | 3000 | 352x103x567 mm |  | 220-240V | -40°C to +50°C | 5 years |  |  |  | 70 |  | 3000 | 12550 |  |  |  | L80 > 128000 h |  | 117.29 |  |  | 9 | N | 25 °C | 11.5% | No Built-in accessory | Phased-out | 730/559 | CIE(x=0.43. y=0.403) 5SDCM | Class1. Class2 | IK09 | [11 empty] | dimmable
TBD | SMBT/3/F/T/105/30 | image | datasheet | deeplink | TUNGSRAM - SMBt - 12590lm - 107W - 3000K - 70CRI - TBD[SKU] - side 42-60mm. post 48-76mm and universal 35-76mm | 7.5 kg | side 42-60mm. post 48-76mm and universal 35-76mm |  | 1 | 107 | YES |  |  |  |  | -40°C to +50°C | CE;ENEC |  | CE & ENEC | [6 empty] | 66 | 3000 | 352x103x567 mm |  | 220-240V | -40°C to +50°C | 5 years |  |  |  | 70 |  | 3000 | 12590 |  |  |  | L80 > 128000 h |  | 117.66 |  |  | 9 | T | 25 °C | 11.5% | No Built-in accessory | Phased-out | 730/559 | CIE(x=0.43. y=0.403) 5SDCM | Class1. Class2 | IK09 | [11 empty] | dimmable
TBD | SMBT/3/F/S/105/30 | image | datasheet | deeplink | TUNGSRAM - SMBt - 12070lm - 107W - 3000K - 70CRI - TBD[SKU] - side 42-60mm. post 48-76mm and universal 35-76mm | 7.5 kg | side 42-60mm. post 48-76mm and universal 35-76mm | LED | 1 | 107 | YES |  |  |  |  | -40°C to +50°C | CE;ENEC |  | CE & ENEC | [6 empty] | 66 | 3000 | 352x103x567 mm |  | 220-240V | -40°C to +50°C | 5 years |  |  |  | 70 |  | 3000 | 12070 |  |  |  | L80 > 128000 h |  | 112.8 |  |  | 9 | S | 25 °C | 11.5% | No Built-in accessory | Phased-out | 730/559 | CIE(x=0.43. y=0.403) 5SDCM | Class1. Class2 | IK09 | [11 empty] | dimmable
TBD | SMBT/3/F/R/105/30 | image | datasheet | deeplink | TUNGSRAM - SMBt - 12210lm - 107W - 3000K - 70CRI - TBD[SKU] - side 42-60mm. post 48-76mm and universal 35-76mm | 7.5 kg | side 42-60mm. post 48-76mm and universal 35-76mm | LED | 1 | 107 | YES |  |  |  |  | -40°C to +50°C | CE;ENEC |  | CE & ENEC | [6 empty] | 66 | 3000 | 352x103x567 mm |  | 220-240V | -40°C to +50°C | 5 years |  |  |  | 70 |  | 3000 | 12210 |  |  |  | L80 > 128000 h |  | 114.11 |  |  | 9 | R | 25 °C | 11.5% | No Built-in accessory | Phased-out | 730/559 | CIE(x=0.43. y=0.403) 5SDCM | Class1. Class2 | IK09 | [11 empty] | dimmable
TBD | SMBT/3/F/P/105/30 | image | datasheet | deeplink | TUNGSRAM - SMBt - 11580lm - 107W - 3000K - 70CRI - TBD[SKU] - side 42-60mm. post 48-76mm and universal 35-76mm | 7.5 kg | side 42-60mm. post 48-76mm and universal 35-76mm | LED | 1 | 107 | YES |  |  |  |  | -40°C to +50°C | CE;ENEC |  | CE & ENEC | [6 empty] | 66 | 3000 | 352x103x567 mm |  | 220-240V | -40°C to +50°C | 5 years |  |  |  | 70 |  | 3000 | 11580 |  |  |  | L80 > 128000 h |  | 108.22 |  |  | 9 | P | 25 °C | 11.5% | No Built-in accessory | Phased-out | 730/559 | CIE(x=0.43. y=0.403) 5SDCM | Class1. Class2 | IK09 | [11 empty] | dimmable
TBD | SMBT/3/F/F/105/30 | image | datasheet | deeplink | TUNGSRAM - SMBt - 12360lm - 107W - 3000K - 70CRI - TBD[SKU] - side 42-60mm. post 48-76mm and universal 35-76mm | 7.5 kg | side 42-60mm. post 48-76mm and universal 35-76mm | LED | 1 | 107 | YES |  |  |  |  | -40°C to +50°C | CE;ENEC |  | CE & ENEC | [6 empty] | 66 | 3000 | 352x103x567 mm |  | 220-240V | -40°C to +50°C | 5 years |  |  |  | 70 |  | 3000 | 12360 |  |  |  | L80 > 128000 h |  | 115.51 |  |  | 9 | F | 25 °C | 11.5% | No Built-in accessory | Phased-out | 730/559 | CIE(x=0.43. y=0.403) 5SDCM | Class1. Class2 | IK09 | [11 empty] | dimmable
TBD | SMBT/3/F/E/105/30 | image | datasheet | deeplink | TUNGSRAM - SMBt - 12590lm - 107W - 3000K - 70CRI - TBD[SKU] - side 42-60mm. post 48-76mm and universal 35-76mm | 7.5 kg | side 42-60mm. post 48-76mm and universal 35-76mm |  | 1 | 107 | YES |  |  |  |  | -40°C to +50°C | CE;ENEC |  | CE & ENEC | [6 empty] | 66 | 3000 | 352x103x567 mm |  | 220-240V | -40°C to +50°C | 5 years |  |  |  | 70 |  | 3000 | 12590 |  |  |  | L80 > 128000 h |  | 117.66 |  |  | 9 | E | 25 °C | 11.5% | No Built-in accessory | Phased-out | 730/559 | CIE(x=0.43. y=0.403) 5SDCM | Class1. Class2 | IK09 | [11 empty] | dimmable
TBD | SMBT/3/F/D/105/30 | image | datasheet | deeplink | TUNGSRAM - SMBt - 12240lm - 107W - 3000K - 70CRI - TBD[SKU] - side 42-60mm. post 48-76mm and universal 35-76mm | 7.5 kg | side 42-60mm. post 48-76mm and universal 35-76mm | LED | 1 | 107 | YES |  |  |  |  | -40°C to +50°C | CE;ENEC |  | CE & ENEC | [6 empty] | 66 | 3000 | 352x103x567 mm |  | 220-240V | -40°C to +50°C | 5 years |  |  |  | 70 |  | 3000 | 12240 |  |  |  | L80 > 128000 h |  | 114.39 |  |  | 9 | D | 25 °C | 11.5% | No Built-in accessory | Phased-out | 730/559 | CIE(x=0.43. y=0.403) 5SDCM | Class1. Class2 | IK09 | [11 empty] | dimmable
TBD | SMBT/3/F/C/105/30 | image | datasheet | deeplink | TUNGSRAM - SMBt - 12220lm - 107W - 3000K - 70CRI - TBD[SKU] - side 42-60mm. post 48-76mm and universal 35-76mm | 7.5 kg | side 42-60mm. post 48-76mm and universal 35-76mm | LED | 1 | 107 | YES |  |  |  |  | -40°C to +50°C | CE;ENEC |  | CE & ENEC | [6 empty] | 66 | 3000 | 352x103x567 mm |  | 220-240V | -40°C to +50°C | 5 years |  |  |  | 70 |  | 3000 | 12220 |  |  |  | L80 > 128000 h |  | 114.21 |  |  | 9 | C | 25 °C | 11.5% | No Built-in accessory | Phased-out | 730/559 | CIE(x=0.43. y=0.403) 5SDCM | Class1. Class2 | IK09 | [11 empty] | dimmable
TBD | SMBT/3/F/B/105/30 | image | datasheet | deeplink | TUNGSRAM - SMBt - 12430lm - 107W - 3000K - 70CRI - TBD[SKU] - side 42-60mm. post 48-76mm and universal 35-76mm | 7.5 kg | side 42-60mm. post 48-76mm and universal 35-76mm | LED | 1 | 107 | YES |  |  |  |  | -40°C to +50°C | CE;ENEC |  | CE & ENEC | [6 empty] | 66 | 3000 | 352x103x567 mm |  | 220-240V | -40°C to +50°C | 5 years |  |  |  | 70 |  | 3000 | 12430 |  |  |  | L80 > 128000 h |  | 116.17 |  |  | 9 | B | 25 °C | 11.5% | No Built-in accessory | Phased-out | 730/559 | CIE(x=0.43. y=0.403) 5SDCM | Class1. Class2 | IK09 | [11 empty] | dimmable
TBD | SMBT/3/F/Y5/95/30 | image | datasheet | deeplink | TUNGSRAM - SMBt - 11730lm - 93W - 3000K - 70CRI - TBD[SKU] - side 42-60mm. post 48-76mm and universal 35-76mm | 7.5 kg | side 42-60mm. post 48-76mm and universal 35-76mm | LED | 1 | 93 | YES |  |  |  |  | -40°C to +50°C | CE;ENEC |  | CE & ENEC | [6 empty] | 66 | 3000 | 352x103x567 mm |  | 220-240V | -40°C to +50°C | 5 years |  |  |  | 70 |  | 3000 | 11730 |  |  |  | L80 > 128000 h |  | 126.13 |  |  | 9 | Y5 | 25 °C | 11.5% | No Built-in accessory | Available | 730/559 | CIE(x=0.43. y=0.403) 5SDCM | Class1. Class2 | IK09 | [11 empty] | dimmable
TBD | SMBT/3/F/P5/95/30 | image | datasheet | deeplink | TUNGSRAM - SMBt - 11750lm - 93W - 3000K - 70CRI - TBD[SKU] - side 42-60mm. post 48-76mm and universal 35-76mm | 7.5 kg | side 42-60mm. post 48-76mm and universal 35-76mm | LED | 1 | 93 | YES |  |  |  |  | -40°C to +50°C | CE;ENEC |  | CE & ENEC | [6 empty] | 66 | 3000 | 352x103x567 mm |  | 220-240V | -40°C to +50°C | 5 years |  |  |  | 70 |  | 3000 | 11750 |  |  |  | L80 > 128000 h |  | 126.34 |  |  | 9 | P5 | 25 °C | 11.5% | No Built-in accessory | Available | 730/559 | CIE(x=0.43. y=0.403) 5SDCM | Class1. Class2 | IK09 | [11 empty] | dimmable
TBD | SMBT/3/F/F5/95/30 | image | datasheet | deeplink | TUNGSRAM - SMBt - 11480lm - 93W - 3000K - 70CRI - TBD[SKU] - side 42-60mm. post 48-76mm and universal 35-76mm | 7.5 kg | side 42-60mm. post 48-76mm and universal 35-76mm | LED | 1 | 93 | YES |  |  |  |  | -40°C to +50°C | CE;ENEC |  | CE & ENEC | [6 empty] | 66 | 3000 | 352x103x567 mm |  | 220-240V | -40°C to +50°C | 5 years |  |  |  | 70 |  | 3000 | 11480 |  |  |  | L80 > 128000 h |  | 123.44 |  |  | 9 | F5 | 25 °C | 11.5% | No Built-in accessory | Available | 730/559 | CIE(x=0.43. y=0.403) 5SDCM | Class1. Class2 | IK09 | [11 empty] | dimmable
TBD | SMBT/3/F/E5/95/30 | image | datasheet | deeplink | TUNGSRAM - SMBt - 12060lm - 93W - 3000K - 70CRI - TBD[SKU] - side 42-60mm. post 48-76mm and universal 35-76mm | 7.5 kg | side 42-60mm. post 48-76mm and universal 35-76mm |  | 1 | 93 | YES |  |  |  |  | -40°C to +50°C | CE;ENEC |  | CE & ENEC | [6 empty] | 66 | 3000 | 352x103x567 mm |  | 220-240V | -40°C to +50°C | 5 years |  |  |  | 70 |  | 3000 | 12060 |  |  |  | L80 > 128000 h |  | 129.68 |  |  | 9 | E5 | 25 °C | 11.5% | No Built-in accessory | Available | 730/559 | CIE(x=0.43. y=0.403) 5SDCM | Class1. Class2 | IK09 | [11 empty] | dimmable
TBD | SMBT/3/F/C5/95/30 | image | datasheet | deeplink | TUNGSRAM - SMBt - 11880lm - 93W - 3000K - 70CRI - TBD[SKU] - side 42-60mm. post 48-76mm and universal 35-76mm | 7.5 kg | side 42-60mm. post 48-76mm and universal 35-76mm | LED | 1 | 93 | YES |  |  |  |  | -40°C to +50°C | CE;ENEC |  | CE & ENEC | [6 empty] | 66 | 3000 | 352x103x567 mm |  | 220-240V | -40°C to +50°C | 5 years |  |  |  | 70 |  | 3000 | 11880 |  |  |  | L80 > 128000 h |  | 127.74 |  |  | 9 | C5 | 25 °C | 11.5% | No Built-in accessory | Available | 730/559 | CIE(x=0.43. y=0.403) 5SDCM | Class1. Class2 | IK09 | [11 empty] | dimmable
TBD | SMBT/3/F/B5/95/30 | image | datasheet | deeplink | TUNGSRAM - SMBt - 11900lm - 93W - 3000K - 70CRI - TBD[SKU] - side 42-60mm. post 48-76mm and universal 35-76mm | 7.5 kg | side 42-60mm. post 48-76mm and universal 35-76mm | LED | 1 | 93 | YES |  |  |  |  | -40°C to +50°C | CE;ENEC |  | CE & ENEC | [6 empty] | 66 | 3000 | 352x103x567 mm |  | 220-240V | -40°C to +50°C | 5 years |  |  |  | 70 |  | 3000 | 11900 |  |  |  | L80 > 128000 h |  | 127.96 |  |  | 9 | B5 | 25 °C | 11.5% | No Built-in accessory | Available | 730/559 | CIE(x=0.43. y=0.403) 5SDCM | Class1. Class2 | IK09 | [11 empty] | dimmable
TBD | SMBT/3/F/E2/95/30 | image | datasheet | deeplink | TUNGSRAM - SMBt - 12010lm - 93W - 3000K - 70CRI - TBD[SKU] - side 42-60mm. post 48-76mm and universal 35-76mm | 7.5 kg | side 42-60mm. post 48-76mm and universal 35-76mm | LED | 1 | 93 | YES |  |  |  |  | -40°C to +50°C | CE;ENEC |  | CE & ENEC | [6 empty] | 66 | 3000 | 352x103x567 mm |  | 220-240V | -40°C to +50°C | 5 years |  |  |  | 70 |  | 3000 | 12010 |  |  |  | L80 > 128000 h |  | 129.14 |  |  | 9 | E2 | 25 °C | 11.5% | No Built-in accessory | Available | 730/559 | CIE(x=0.43. y=0.403) 5SDCM | Class1. Class2 | IK09 | [11 empty] | dimmable
TBD | SMBT/3/F/B2/95/30 | image | datasheet | deeplink | TUNGSRAM - SMBt - 12060lm - 93W - 3000K - 70CRI - TBD[SKU] - side 42-60mm. post 48-76mm and universal 35-76mm | 7.5 kg | side 42-60mm. post 48-76mm and universal 35-76mm |  | 1 | 93 | YES |  |  |  |  | -40°C to +50°C | CE;ENEC |  | CE & ENEC | [6 empty] | 66 | 3000 | 352x103x567 mm |  | 220-240V | -40°C to +50°C | 5 years |  |  |  | 70 |  | 3000 | 12060 |  |  |  | L80 > 128000 h |  | 129.68 |  |  | 9 | B2 | 25 °C | 11.5% | No Built-in accessory | Available | 730/559 | CIE(x=0.43. y=0.403) 5SDCM | Class1. Class2 | IK09 | [11 empty] | dimmable
TBD | SMBT/3/F/U/95/30 | image | datasheet | deeplink | TUNGSRAM - SMBt - 10170lm - 93W - 3000K - 70CRI - TBD[SKU] - side 42-60mm. post 48-76mm and universal 35-76mm | 7.5 kg | side 42-60mm. post 48-76mm and universal 35-76mm | LED | 1 | 93 | YES |  |  |  |  | -40°C to +50°C | CE;ENEC |  | CE & ENEC | [6 empty] | 66 | 3000 | 352x103x567 mm |  | 220-240V | -40°C to +50°C | 5 years |  |  |  | 70 |  | 3000 | 10170 |  |  |  | L80 > 128000 h |  | 109.35 |  |  | 9 | U | 25 °C | 11.5% | No Built-in accessory | Phased-out | 730/559 | CIE(x=0.43. y=0.403) 5SDCM | Class1. Class2 | IK09 | [11 empty] | dimmable
TBD | SMBT/3/F/N/95/30 | image | datasheet | deeplink | TUNGSRAM - SMBt - 11190lm - 93W - 3000K - 70CRI - TBD[SKU] - side 42-60mm. post 48-76mm and universal 35-76mm | 7.5 kg | side 42-60mm. post 48-76mm and universal 35-76mm | LED | 1 | 93 | YES |  |  |  |  | -40°C to +50°C | CE;ENEC |  | CE & ENEC | [6 empty] | 66 | 3000 | 352x103x567 mm |  | 220-240V | -40°C to +50°C | 5 years |  |  |  | 70 |  | 3000 | 11190 |  |  |  | L80 > 128000 h |  | 120.32 |  |  | 9 | N | 25 °C | 11.5% | No Built-in accessory | Phased-out | 730/559 | CIE(x=0.43. y=0.403) 5SDCM | Class1. Class2 | IK09 | [11 empty] | dimmable
TBD | SMBT/3/F/T/95/30 | image | datasheet | deeplink | TUNGSRAM - SMBt - 11220lm - 93W - 3000K - 70CRI - TBD[SKU] - side 42-60mm. post 48-76mm and universal 35-76mm | 7.5 kg | side 42-60mm. post 48-76mm and universal 35-76mm |  | 1 | 93 | YES |  |  |  |  | -40°C to +50°C | CE;ENEC |  | CE & ENEC | [6 empty] | 66 | 3000 | 352x103x567 mm |  | 220-240V | -40°C to +50°C | 5 years |  |  |  | 70 |  | 3000 | 11220 |  |  |  | L80 > 128000 h |  | 120.65 |  |  | 9 | T | 25 °C | 11.5% | No Built-in accessory | Phased-out | 730/559 | CIE(x=0.43. y=0.403) 5SDCM | Class1. Class2 | IK09 | [11 empty] | dimmable
TBD | SMBT/3/F/S/95/30 | image | datasheet | deeplink | TUNGSRAM - SMBt - 10770lm - 93W - 3000K - 70CRI - TBD[SKU] - side 42-60mm. post 48-76mm and universal 35-76mm | 7.5 kg | side 42-60mm. post 48-76mm and universal 35-76mm | LED | 1 | 93 | YES |  |  |  |  | -40°C to +50°C | CE;ENEC |  | CE & ENEC | [6 empty] | 66 | 3000 | 352x103x567 mm |  | 220-240V | -40°C to +50°C | 5 years |  |  |  | 70 |  | 3000 | 10770 |  |  |  | L80 > 128000 h |  | 115.81 |  |  | 9 | S | 25 °C | 11.5% | No Built-in accessory | Phased-out | 730/559 | CIE(x=0.43. y=0.403) 5SDCM | Class1. Class2 | IK09 | [11 empty] | dimmable
TBD | SMBT/3/F/R/95/30 | image | datasheet | deeplink | TUNGSRAM - SMBt - 10890lm - 93W - 3000K - 70CRI - TBD[SKU] - side 42-60mm. post 48-76mm and universal 35-76mm | 7.5 kg | side 42-60mm. post 48-76mm and universal 35-76mm | LED | 1 | 93 | YES |  |  |  |  | -40°C to +50°C | CE;ENEC |  | CE & ENEC | [6 empty] | 66 | 3000 | 352x103x567 mm |  | 220-240V | -40°C to +50°C | 5 years |  |  |  | 70 |  | 3000 | 10890 |  |  |  | L80 > 128000 h |  | 117.1 |  |  | 9 | R | 25 °C | 11.5% | No Built-in accessory | Phased-out | 730/559 | CIE(x=0.43. y=0.403) 5SDCM | Class1. Class2 | IK09 | [11 empty] | dimmable
TBD | SMBT/3/F/P/95/30 | image | datasheet | deeplink | TUNGSRAM - SMBt - 10340lm - 93W - 3000K - 70CRI - TBD[SKU] - side 42-60mm. post 48-76mm and universal 35-76mm | 7.5 kg | side 42-60mm. post 48-76mm and universal 35-76mm | LED | 1 | 93 | YES |  |  |  |  | -40°C to +50°C | CE;ENEC |  | CE & ENEC | [6 empty] | 66 | 3000 | 352x103x567 mm |  | 220-240V | -40°C to +50°C | 5 years |  |  |  | 70 |  | 3000 | 10340 |  |  |  | L80 > 128000 h |  | 111.18 |  |  | 9 | P | 25 °C | 11.5% | No Built-in accessory | Phased-out | 730/559 | CIE(x=0.43. y=0.403) 5SDCM | Class1. Class2 | IK09 | [11 empty] | dimmable
TBD | SMBT/3/F/F/95/30 | image | datasheet | deeplink | TUNGSRAM - SMBt - 11030lm - 93W - 3000K - 70CRI - TBD[SKU] - side 42-60mm. post 48-76mm and universal 35-76mm | 7.5 kg | side 42-60mm. post 48-76mm and universal 35-76mm | LED | 1 | 93 | YES |  |  |  |  | -40°C to +50°C | CE;ENEC |  | CE & ENEC | [6 empty] | 66 | 3000 | 352x103x567 mm |  | 220-240V | -40°C to +50°C | 5 years |  |  |  | 70 |  | 3000 | 11030 |  |  |  | L80 > 128000 h |  | 118.6 |  |  | 9 | F | 25 °C | 11.5% | No Built-in accessory | Phased-out | 730/559 | CIE(x=0.43. y=0.403) 5SDCM | Class1. Class2 | IK09 | [11 empty] | dimmable
TBD | SMBT/3/F/E/95/30 | image | datasheet | deeplink | TUNGSRAM - SMBt - 11220lm - 93W - 3000K - 70CRI - TBD[SKU] - side 42-60mm. post 48-76mm and universal 35-76mm | 7.5 kg | side 42-60mm. post 48-76mm and universal 35-76mm |  | 1 | 93 | YES |  |  |  |  | -40°C to +50°C | CE;ENEC |  | CE & ENEC | [6 empty] | 66 | 3000 | 352x103x567 mm |  | 220-240V | -40°C to +50°C | 5 years |  |  |  | 70 |  | 3000 | 11220 |  |  |  | L80 > 128000 h |  | 120.65 |  |  | 9 | E | 25 °C | 11.5% | No Built-in accessory | Phased-out | 730/559 | CIE(x=0.43. y=0.403) 5SDCM | Class1. Class2 | IK09 | [11 empty] | dimmable
TBD | SMBT/3/F/D/95/30 | image | datasheet | deeplink | TUNGSRAM - SMBt - 10920lm - 93W - 3000K - 70CRI - TBD[SKU] - side 42-60mm. post 48-76mm and universal 35-76mm | 7.5 kg | side 42-60mm. post 48-76mm and universal 35-76mm | LED | 1 | 93 | YES |  |  |  |  | -40°C to +50°C | CE;ENEC |  | CE & ENEC | [6 empty] | 66 | 3000 | 352x103x567 mm |  | 220-240V | -40°C to +50°C | 5 years |  |  |  | 70 |  | 3000 | 10920 |  |  |  | L80 > 128000 h |  | 117.42 |  |  | 9 | D | 25 °C | 11.5% | No Built-in accessory | Phased-out | 730/559 | CIE(x=0.43. y=0.403) 5SDCM | Class1. Class2 | IK09 | [11 empty] | dimmable
TBD | SMBT/3/F/C/95/30 | image | datasheet | deeplink | TUNGSRAM - SMBt - 10900lm - 93W - 3000K - 70CRI - TBD[SKU] - side 42-60mm. post 48-76mm and universal 35-76mm | 7.5 kg | side 42-60mm. post 48-76mm and universal 35-76mm | LED | 1 | 93 | YES |  |  |  |  | -40°C to +50°C | CE;ENEC |  | CE & ENEC | [6 empty] | 66 | 3000 | 352x103x567 mm |  | 220-240V | -40°C to +50°C | 5 years |  |  |  | 70 |  | 3000 | 10900 |  |  |  | L80 > 128000 h |  | 117.2 |  |  | 9 | C | 25 °C | 11.5% | No Built-in accessory | Phased-out | 730/559 | CIE(x=0.43. y=0.403) 5SDCM | Class1. Class2 | IK09 | [11 empty] | dimmable
TBD | SMBT/3/F/B/95/30 | image | datasheet | deeplink | TUNGSRAM - SMBt - 11090lm - 93W - 3000K - 70CRI - TBD[SKU] - side 42-60mm. post 48-76mm and universal 35-76mm | 7.5 kg | side 42-60mm. post 48-76mm and universal 35-76mm | LED | 1 | 93 | YES |  |  |  |  | -40°C to +50°C | CE;ENEC |  | CE & ENEC | [6 empty] | 66 | 3000 | 352x103x567 mm |  | 220-240V | -40°C to +50°C | 5 years |  |  |  | 70 |  | 3000 | 11090 |  |  |  | L80 > 128000 h |  | 119.25 |  |  | 9 | B | 25 °C | 11.5% | No Built-in accessory | Phased-out | 730/559 | CIE(x=0.43. y=0.403) 5SDCM | Class1. Class2 | IK09 | [11 empty] | dimmable
TBD | SMBT/3/F/Y5/80/30 | image | datasheet | deeplink | TUNGSRAM - SMBt - 10090lm - 78W - 3000K - 70CRI - TBD[SKU] - side 42-60mm. post 48-76mm and universal 35-76mm | 7.5 kg | side 42-60mm. post 48-76mm and universal 35-76mm | LED | 1 | 78 | YES |  |  |  |  | -40°C to +50°C | CE;ENEC |  | CE & ENEC | [6 empty] | 66 | 3000 | 352x103x567 mm |  | 220-240V | -40°C to +50°C | 5 years |  |  |  | 70 |  | 3000 | 10090 |  |  |  | L80 > 128000 h |  | 129.36 |  |  | 9 | Y5 | 25 °C | 11.5% | No Built-in accessory | Available | 730/559 | CIE(x=0.43. y=0.403) 5SDCM | Class1. Class2 | IK09 | [11 empty] | dimmable
TBD | SMBT/3/F/P5/80/30 | image | datasheet | deeplink | TUNGSRAM - SMBt - 10100lm - 78W - 3000K - 70CRI - TBD[SKU] - side 42-60mm. post 48-76mm and universal 35-76mm | 7.5 kg | side 42-60mm. post 48-76mm and universal 35-76mm | LED | 1 | 78 | YES |  |  |  |  | -40°C to +50°C | CE;ENEC |  | CE & ENEC | [6 empty] | 66 | 3000 | 352x103x567 mm |  | 220-240V | -40°C to +50°C | 5 years |  |  |  | 70 |  | 3000 | 10100 |  |  |  | L80 > 128000 h |  | 129.49 |  |  | 9 | P5 | 25 °C | 11.5% | No Built-in accessory | Available | 730/559 | CIE(x=0.43. y=0.403) 5SDCM | Class1. Class2 | IK09 | [11 empty] | dimmable
TBD | SMBT/3/F/F5/80/30 | image | datasheet | deeplink | TUNGSRAM - SMBt - 9860lm - 78W - 3000K - 70CRI - TBD[SKU] - side 42-60mm. post 48-76mm and universal 35-76mm | 7.5 kg | side 42-60mm. post 48-76mm and universal 35-76mm | LED | 1 | 78 | YES |  |  |  |  | -40°C to +50°C | CE;ENEC |  | CE & ENEC | [6 empty] | 66 | 3000 | 352x103x567 mm |  | 220-240V | -40°C to +50°C | 5 years |  |  |  | 70 |  | 3000 | 9860 |  |  |  | L80 > 128000 h |  | 126.41 |  |  | 9 | F5 | 25 °C | 11.5% | No Built-in accessory | Available | 730/559 | CIE(x=0.43. y=0.403) 5SDCM | Class1. Class2 | IK09 | [11 empty] | dimmable
TBD | SMBT/3/F/E5/80/30 | image | datasheet | deeplink | TUNGSRAM - SMBt - 10350lm - 78W - 3000K - 70CRI - TBD[SKU] - side 42-60mm. post 48-76mm and universal 35-76mm | 7.5 kg | side 42-60mm. post 48-76mm and universal 35-76mm |  | 1 | 78 | YES |  |  |  |  | -40°C to +50°C | CE;ENEC |  | CE & ENEC | [6 empty] | 66 | 3000 | 352x103x567 mm |  | 220-240V | -40°C to +50°C | 5 years |  |  |  | 70 |  | 3000 | 10350 |  |  |  | L80 > 128000 h |  | 132.69 |  |  | 9 | E5 | 25 °C | 11.5% | No Built-in accessory | Available | 730/559 | CIE(x=0.43. y=0.403) 5SDCM | Class1. Class2 | IK09 | [11 empty] | dimmable
TBD | SMBT/3/F/C5/80/30 | image | datasheet | deeplink | TUNGSRAM - SMBt - 10200lm - 78W - 3000K - 70CRI - TBD[SKU] - side 42-60mm. post 48-76mm and universal 35-76mm | 7.5 kg | side 42-60mm. post 48-76mm and universal 35-76mm | LED | 1 | 78 | YES |  |  |  |  | -40°C to +50°C | CE;ENEC |  | CE & ENEC | [6 empty] | 66 | 3000 | 352x103x567 mm |  | 220-240V | -40°C to +50°C | 5 years |  |  |  | 70 |  | 3000 | 10200 |  |  |  | L80 > 128000 h |  | 130.77 |  |  | 9 | C5 | 25 °C | 11.5% | No Built-in accessory | Available | 730/559 | CIE(x=0.43. y=0.403) 5SDCM | Class1. Class2 | IK09 | [11 empty] | dimmable
TBD | SMBT/3/F/B5/80/30 | image | datasheet | deeplink | TUNGSRAM - SMBt - 10220lm - 78W - 3000K - 70CRI - TBD[SKU] - side 42-60mm. post 48-76mm and universal 35-76mm | 7.5 kg | side 42-60mm. post 48-76mm and universal 35-76mm | LED | 1 | 78 | YES |  |  |  |  | -40°C to +50°C | CE;ENEC |  | CE & ENEC | [6 empty] | 66 | 3000 | 352x103x567 mm |  | 220-240V | -40°C to +50°C | 5 years |  |  |  | 70 |  | 3000 | 10220 |  |  |  | L80 > 128000 h |  | 131.03 |  |  | 9 | B5 | 25 °C | 11.5% | No Built-in accessory | Available | 730/559 | CIE(x=0.43. y=0.403) 5SDCM | Class1. Class2 | IK09 | [11 empty] | dimmable
TBD | SMBT/3/F/E2/80/30 | image | datasheet | deeplink | TUNGSRAM - SMBt - 10320lm - 78W - 3000K - 70CRI - TBD[SKU] - side 42-60mm. post 48-76mm and universal 35-76mm | 7.5 kg | side 42-60mm. post 48-76mm and universal 35-76mm | LED | 1 | 78 | YES |  |  |  |  | -40°C to +50°C | CE;ENEC |  | CE & ENEC | [6 empty] | 66 | 3000 | 352x103x567 mm |  | 220-240V | -40°C to +50°C | 5 years |  |  |  | 70 |  | 3000 | 10320 |  |  |  | L80 > 128000 h |  | 132.31 |  |  | 9 | E2 | 25 °C | 11.5% | No Built-in accessory | Available | 730/559 | CIE(x=0.43. y=0.403) 5SDCM | Class1. Class2 | IK09 | [11 empty] | dimmable
TBD | SMBT/3/F/B2/80/30 | image | datasheet | deeplink | TUNGSRAM - SMBt - 10350lm - 78W - 3000K - 70CRI - TBD[SKU] - side 42-60mm. post 48-76mm and universal 35-76mm | 7.5 kg | side 42-60mm. post 48-76mm and universal 35-76mm |  | 1 | 78 | YES |  |  |  |  | -40°C to +50°C | CE;ENEC |  | CE & ENEC | [6 empty] | 66 | 3000 | 352x103x567 mm |  | 220-240V | -40°C to +50°C | 5 years |  |  |  | 70 |  | 3000 | 10350 |  |  |  | L80 > 128000 h |  | 132.69 |  |  | 9 | B2 | 25 °C | 11.5% | No Built-in accessory | Available | 730/559 | CIE(x=0.43. y=0.403) 5SDCM | Class1. Class2 | IK09 | [11 empty] | dimmable
TBD | SMBT/3/F/U/80/30 | image | datasheet | deeplink | TUNGSRAM - SMBt - 8740lm - 78W - 3000K - 70CRI - TBD[SKU] - side 42-60mm. post 48-76mm and universal 35-76mm | 7.5 kg | side 42-60mm. post 48-76mm and universal 35-76mm | LED | 1 | 78 | YES |  |  |  |  | -40°C to +50°C | CE;ENEC |  | CE & ENEC | [6 empty] | 66 | 3000 | 352x103x567 mm |  | 220-240V | -40°C to +50°C | 5 years |  |  |  | 70 |  | 3000 | 8740 |  |  |  | L80 > 128000 h |  | 112.05 |  |  | 9 | U | 25 °C | 11.5% | No Built-in accessory | Phased-out | 730/559 | CIE(x=0.43. y=0.403) 5SDCM | Class1. Class2 | IK09 | [11 empty] | dimmable
TBD | SMBT/3/F/N/80/30 | image | datasheet | deeplink | TUNGSRAM - SMBt - 9620lm - 78W - 3000K - 70CRI - TBD[SKU] - side 42-60mm. post 48-76mm and universal 35-76mm | 7.5 kg | side 42-60mm. post 48-76mm and universal 35-76mm | LED | 1 | 78 | YES |  |  |  |  | -40°C to +50°C | CE;ENEC |  | CE & ENEC | [6 empty] | 66 | 3000 | 352x103x567 mm |  | 220-240V | -40°C to +50°C | 5 years |  |  |  | 70 |  | 3000 | 9620 |  |  |  | L80 > 128000 h |  | 123.33 |  |  | 9 | N | 25 °C | 11.5% | No Built-in accessory | Phased-out | 730/559 | CIE(x=0.43. y=0.403) 5SDCM | Class1. Class2 | IK09 | [11 empty] | dimmable
TBD | SMBT/3/F/T/80/30 | image | datasheet | deeplink | TUNGSRAM - SMBt - 9650lm - 78W - 3000K - 70CRI - TBD[SKU] - side 42-60mm. post 48-76mm and universal 35-76mm | 7.5 kg | side 42-60mm. post 48-76mm and universal 35-76mm |  | 1 | 78 | YES |  |  |  |  | -40°C to +50°C | CE;ENEC |  | CE & ENEC | [6 empty] | 66 | 3000 | 352x103x567 mm |  | 220-240V | -40°C to +50°C | 5 years |  |  |  | 70 |  | 3000 | 9650 |  |  |  | L80 > 128000 h |  | 123.72 |  |  | 9 | T | 25 °C | 11.5% | No Built-in accessory | Phased-out | 730/559 | CIE(x=0.43. y=0.403) 5SDCM | Class1. Class2 | IK09 | [11 empty] | dimmable
TBD | SMBT/3/F/S/80/30 | image | datasheet | deeplink | TUNGSRAM - SMBt - 9260lm - 78W - 3000K - 70CRI - TBD[SKU] - side 42-60mm. post 48-76mm and universal 35-76mm | 7.5 kg | side 42-60mm. post 48-76mm and universal 35-76mm | LED | 1 | 78 | YES |  |  |  |  | -40°C to +50°C | CE;ENEC |  | CE & ENEC | [6 empty] | 66 | 3000 | 352x103x567 mm |  | 220-240V | -40°C to +50°C | 5 years |  |  |  | 70 |  | 3000 | 9260 |  |  |  | L80 > 128000 h |  | 118.72 |  |  | 9 | S | 25 °C | 11.5% | No Built-in accessory | Phased-out | 730/559 | CIE(x=0.43. y=0.403) 5SDCM | Class1. Class2 | IK09 | [11 empty] | dimmable
TBD | SMBT/3/F/R/80/30 | image | datasheet | deeplink | TUNGSRAM - SMBt - 9360lm - 78W - 3000K - 70CRI - TBD[SKU] - side 42-60mm. post 48-76mm and universal 35-76mm | 7.5 kg | side 42-60mm. post 48-76mm and universal 35-76mm | LED | 1 | 78 | YES |  |  |  |  | -40°C to +50°C | CE;ENEC |  | CE & ENEC | [6 empty] | 66 | 3000 | 352x103x567 mm |  | 220-240V | -40°C to +50°C | 5 years |  |  |  | 70 |  | 3000 | 9360 |  |  |  | L80 > 128000 h |  | 120 |  |  | 9 | R | 25 °C | 11.5% | No Built-in accessory | Phased-out | 730/559 | CIE(x=0.43. y=0.403) 5SDCM | Class1. Class2 | IK09 | [11 empty] | dimmable
TBD | SMBT/3/F/P/80/30 | image | datasheet | deeplink | TUNGSRAM - SMBt - 8880lm - 78W - 3000K - 70CRI - TBD[SKU] - side 42-60mm. post 48-76mm and universal 35-76mm | 7.5 kg | side 42-60mm. post 48-76mm and universal 35-76mm | LED | 1 | 78 | YES |  |  |  |  | -40°C to +50°C | CE;ENEC |  | CE & ENEC | [6 empty] | 66 | 3000 | 352x103x567 mm |  | 220-240V | -40°C to +50°C | 5 years |  |  |  | 70 |  | 3000 | 8880 |  |  |  | L80 > 128000 h |  | 113.85 |  |  | 9 | P | 25 °C | 11.5% | No Built-in accessory | Phased-out | 730/559 | CIE(x=0.43. y=0.403) 5SDCM | Class1. Class2 | IK09 | [11 empty] | dimmable
TBD | SMBT/3/F/F/80/30 | image | datasheet | deeplink | TUNGSRAM - SMBt - 9480lm - 78W - 3000K - 70CRI - TBD[SKU] - side 42-60mm. post 48-76mm and universal 35-76mm | 7.5 kg | side 42-60mm. post 48-76mm and universal 35-76mm | LED | 1 | 78 | YES |  |  |  |  | -40°C to +50°C | CE;ENEC |  | CE & ENEC | [6 empty] | 66 | 3000 | 352x103x567 mm |  | 220-240V | -40°C to +50°C | 5 years |  |  |  | 70 |  | 3000 | 9480 |  |  |  | L80 > 128000 h |  | 121.54 |  |  | 9 | F | 25 °C | 11.5% | No Built-in accessory | Phased-out | 730/559 | CIE(x=0.43. y=0.403) 5SDCM | Class1. Class2 | IK09 | [11 empty] | dimmable
TBD | SMBT/3/F/E/80/30 | image | datasheet | deeplink | TUNGSRAM - SMBt - 9650lm - 78W - 3000K - 70CRI - TBD[SKU] - side 42-60mm. post 48-76mm and universal 35-76mm | 7.5 kg | side 42-60mm. post 48-76mm and universal 35-76mm |  | 1 | 78 | YES |  |  |  |  | -40°C to +50°C | CE;ENEC |  | CE & ENEC | [6 empty] | 66 | 3000 | 352x103x567 mm |  | 220-240V | -40°C to +50°C | 5 years |  |  |  | 70 |  | 3000 | 9650 |  |  |  | L80 > 128000 h |  | 123.72 |  |  | 9 | E | 25 °C | 11.5% | No Built-in accessory | Phased-out | 730/559 | CIE(x=0.43. y=0.403) 5SDCM | Class1. Class2 | IK09 | [11 empty] | dimmable
TBD | SMBT/3/F/D/80/30 | image | datasheet | deeplink | TUNGSRAM - SMBt - 9380lm - 78W - 3000K - 70CRI - TBD[SKU] - side 42-60mm. post 48-76mm and universal 35-76mm | 7.5 kg | side 42-60mm. post 48-76mm and universal 35-76mm | LED | 1 | 78 | YES |  |  |  |  | -40°C to +50°C | CE;ENEC |  | CE & ENEC | [6 empty] | 66 | 3000 | 352x103x567 mm |  | 220-240V | -40°C to +50°C | 5 years |  |  |  | 70 |  | 3000 | 9380 |  |  |  | L80 > 128000 h |  | 120.26 |  |  | 9 | D | 25 °C | 11.5% | No Built-in accessory | Phased-out | 730/559 | CIE(x=0.43. y=0.403) 5SDCM | Class1. Class2 | IK09 | [11 empty] | dimmable
TBD | SMBT/3/F/C/80/30 | image | datasheet | deeplink | TUNGSRAM - SMBt - 9370lm - 78W - 3000K - 70CRI - TBD[SKU] - side 42-60mm. post 48-76mm and universal 35-76mm | 7.5 kg | side 42-60mm. post 48-76mm and universal 35-76mm | LED | 1 | 78 | YES |  |  |  |  | -40°C to +50°C | CE;ENEC |  | CE & ENEC | [6 empty] | 66 | 3000 | 352x103x567 mm |  | 220-240V | -40°C to +50°C | 5 years |  |  |  | 70 |  | 3000 | 9370 |  |  |  | L80 > 128000 h |  | 120.13 |  |  | 9 | C | 25 °C | 11.5% | No Built-in accessory | Phased-out | 730/559 | CIE(x=0.43. y=0.403) 5SDCM | Class1. Class2 | IK09 | [11 empty] | dimmable
TBD | SMBT/3/F/B/80/30 | image | datasheet | deeplink | TUNGSRAM - SMBt - 9530lm - 78W - 3000K - 70CRI - TBD[SKU] - side 42-60mm. post 48-76mm and universal 35-76mm | 7.5 kg | side 42-60mm. post 48-76mm and universal 35-76mm | LED | 1 | 78 | YES |  |  |  |  | -40°C to +50°C | CE;ENEC |  | CE & ENEC | [6 empty] | 66 | 3000 | 352x103x567 mm |  | 220-240V | -40°C to +50°C | 5 years |  |  |  | 70 |  | 3000 | 9530 |  |  |  | L80 > 128000 h |  | 122.18 |  |  | 9 | B | 25 °C | 11.5% | No Built-in accessory | Phased-out | 730/559 | CIE(x=0.43. y=0.403) 5SDCM | Class1. Class2 | IK09 | [11 empty] | dimmable
TBD | SMBT/3/F/Y5/65/30 | image | datasheet | deeplink | TUNGSRAM - SMBt - 8470lm - 63W - 3000K - 70CRI - TBD[SKU] - side 42-60mm. post 48-76mm and universal 35-76mm | 7.5 kg | side 42-60mm. post 48-76mm and universal 35-76mm | LED | 1 | 63 | YES |  |  |  |  | -40°C to +50°C | CE;ENEC |  | CE & ENEC | [6 empty] | 66 | 3000 | 352x103x567 mm |  | 220-240V | -40°C to +50°C | 5 years |  |  |  | 70 |  | 3000 | 8470 |  |  |  | L80 > 128000 h |  | 134.44 |  |  | 9 | Y5 | 25 °C | 11.5% | No Built-in accessory | Available | 730/559 | CIE(x=0.43. y=0.403) 5SDCM | Class1. Class2 | IK09 | [11 empty] | dimmable
TBD | SMBT/3/F/P5/65/30 | image | datasheet | deeplink | TUNGSRAM - SMBt - 8480lm - 63W - 3000K - 70CRI - TBD[SKU] - side 42-60mm. post 48-76mm and universal 35-76mm | 7.5 kg | side 42-60mm. post 48-76mm and universal 35-76mm | LED | 1 | 63 | YES |  |  |  |  | -40°C to +50°C | CE;ENEC |  | CE & ENEC | [6 empty] | 66 | 3000 | 352x103x567 mm |  | 220-240V | -40°C to +50°C | 5 years |  |  |  | 70 |  | 3000 | 8480 |  |  |  | L80 > 128000 h |  | 134.6 |  |  | 9 | P5 | 25 °C | 11.5% | No Built-in accessory | Available | 730/559 | CIE(x=0.43. y=0.403) 5SDCM | Class1. Class2 | IK09 | [11 empty] | dimmable
TBD | SMBT/3/F/F5/65/30 | image | datasheet | deeplink | TUNGSRAM - SMBt - 8290lm - 63W - 3000K - 70CRI - TBD[SKU] - side 42-60mm. post 48-76mm and universal 35-76mm | 7.5 kg | side 42-60mm. post 48-76mm and universal 35-76mm | LED | 1 | 63 | YES |  |  |  |  | -40°C to +50°C | CE;ENEC |  | CE & ENEC | [6 empty] | 66 | 3000 | 352x103x567 mm |  | 220-240V | -40°C to +50°C | 5 years |  |  |  | 70 |  | 3000 | 8290 |  |  |  | L80 > 128000 h |  | 131.59 |  |  | 9 | F5 | 25 °C | 11.5% | No Built-in accessory | Available | 730/559 | CIE(x=0.43. y=0.403) 5SDCM | Class1. Class2 | IK09 | [11 empty] | dimmable
TBD | SMBT/3/F/E5/65/30 | image | datasheet | deeplink | TUNGSRAM - SMBt - 8700lm - 63W - 3000K - 70CRI - TBD[SKU] - side 42-60mm. post 48-76mm and universal 35-76mm | 7.5 kg | side 42-60mm. post 48-76mm and universal 35-76mm |  | 1 | 63 | YES |  |  |  |  | -40°C to +50°C | CE;ENEC |  | CE & ENEC | [6 empty] | 66 | 3000 | 352x103x567 mm |  | 220-240V | -40°C to +50°C | 5 years |  |  |  | 70 |  | 3000 | 8700 |  |  |  | L80 > 128000 h |  | 138.1 |  |  | 9 | E5 | 25 °C | 11.5% | No Built-in accessory | Available | 730/559 | CIE(x=0.43. y=0.403) 5SDCM | Class1. Class2 | IK09 | [11 empty] | dimmable
TBD | SMBT/3/F/C5/65/30 | image | datasheet | deeplink | TUNGSRAM - SMBt - 8580lm - 63W - 3000K - 70CRI - TBD[SKU] - side 42-60mm. post 48-76mm and universal 35-76mm | 7.5 kg | side 42-60mm. post 48-76mm and universal 35-76mm | LED | 1 | 63 | YES |  |  |  |  | -40°C to +50°C | CE;ENEC |  | CE & ENEC | [6 empty] | 66 | 3000 | 352x103x567 mm |  | 220-240V | -40°C to +50°C | 5 years |  |  |  | 70 |  | 3000 | 8580 |  |  |  | L80 > 128000 h |  | 136.19 |  |  | 9 | C5 | 25 °C | 11.5% | No Built-in accessory | Available | 730/559 | CIE(x=0.43. y=0.403) 5SDCM | Class1. Class2 | IK09 | [11 empty] | dimmable
TBD | SMBT/3/F/B5/65/30 | image | datasheet | deeplink | TUNGSRAM - SMBt - 8590lm - 63W - 3000K - 70CRI - TBD[SKU] - side 42-60mm. post 48-76mm and universal 35-76mm | 7.5 kg | side 42-60mm. post 48-76mm and universal 35-76mm | LED | 1 | 63 | YES |  |  |  |  | -40°C to +50°C | CE;ENEC |  | CE & ENEC | [6 empty] | 66 | 3000 | 352x103x567 mm |  | 220-240V | -40°C to +50°C | 5 years |  |  |  | 70 |  | 3000 | 8590 |  |  |  | L80 > 128000 h |  | 136.35 |  |  | 9 | B5 | 25 °C | 11.5% | No Built-in accessory | Available | 730/559 | CIE(x=0.43. y=0.403) 5SDCM | Class1. Class2 | IK09 | [11 empty] | dimmable
TBD | SMBT/3/F/E2/65/30 | image | datasheet | deeplink | TUNGSRAM - SMBt - 8670lm - 63W - 3000K - 70CRI - TBD[SKU] - side 42-60mm. post 48-76mm and universal 35-76mm | 7.5 kg | side 42-60mm. post 48-76mm and universal 35-76mm | LED | 1 | 63 | YES |  |  |  |  | -40°C to +50°C | CE;ENEC |  | CE & ENEC | [6 empty] | 66 | 3000 | 352x103x567 mm |  | 220-240V | -40°C to +50°C | 5 years |  |  |  | 70 |  | 3000 | 8670 |  |  |  | L80 > 128000 h |  | 137.62 |  |  | 9 | E2 | 25 °C | 11.5% | No Built-in accessory | Available | 730/559 | CIE(x=0.43. y=0.403) 5SDCM | Class1. Class2 | IK09 | [11 empty] | dimmable
TBD | SMBT/3/F/B2/65/30 | image | datasheet | deeplink | TUNGSRAM - SMBt - 8700lm - 63W - 3000K - 70CRI - TBD[SKU] - side 42-60mm. post 48-76mm and universal 35-76mm | 7.5 kg | side 42-60mm. post 48-76mm and universal 35-76mm |  | 1 | 63 | YES |  |  |  |  | -40°C to +50°C | CE;ENEC |  | CE & ENEC | [6 empty] | 66 | 3000 | 352x103x567 mm |  | 220-240V | -40°C to +50°C | 5 years |  |  |  | 70 |  | 3000 | 8700 |  |  |  | L80 > 128000 h |  | 138.1 |  |  | 9 | B2 | 25 °C | 11.5% | No Built-in accessory | Available | 730/559 | CIE(x=0.43. y=0.403) 5SDCM | Class1. Class2 | IK09 | [11 empty] | dimmable
TBD | SMBT/3/F/U/65/30 | image | datasheet | deeplink | TUNGSRAM - SMBt - 7350lm - 63W - 3000K - 70CRI - TBD[SKU] - side 42-60mm. post 48-76mm and universal 35-76mm | 7.5 kg | side 42-60mm. post 48-76mm and universal 35-76mm | LED | 1 | 63 | YES |  |  |  |  | -40°C to +50°C | CE;ENEC |  | CE & ENEC | [6 empty] | 66 | 3000 | 352x103x567 mm |  | 220-240V | -40°C to +50°C | 5 years |  |  |  | 70 |  | 3000 | 7350 |  |  |  | L80 > 128000 h |  | 116.67 |  |  | 9 | U | 25 °C | 11.5% | No Built-in accessory | Phased-out | 730/559 | CIE(x=0.43. y=0.403) 5SDCM | Class1. Class2 | IK09 | [11 empty] | dimmable
TBD | SMBT/3/F/N/65/30 | image | datasheet | deeplink | TUNGSRAM - SMBt - 8080lm - 63W - 3000K - 70CRI - TBD[SKU] - side 42-60mm. post 48-76mm and universal 35-76mm | 7.5 kg | side 42-60mm. post 48-76mm and universal 35-76mm | LED | 1 | 63 | YES |  |  |  |  | -40°C to +50°C | CE;ENEC |  | CE & ENEC | [6 empty] | 66 | 3000 | 352x103x567 mm |  | 220-240V | -40°C to +50°C | 5 years |  |  |  | 70 |  | 3000 | 8080 |  |  |  | L80 > 128000 h |  | 128.25 |  |  | 9 | N | 25 °C | 11.5% | No Built-in accessory | Phased-out | 730/559 | CIE(x=0.43. y=0.403) 5SDCM | Class1. Class2 | IK09 | [11 empty] | dimmable
TBD | SMBT/3/F/T/65/30 | image | datasheet | deeplink | TUNGSRAM - SMBt - 8100lm - 63W - 3000K - 70CRI - TBD[SKU] - side 42-60mm. post 48-76mm and universal 35-76mm | 7.5 kg | side 42-60mm. post 48-76mm and universal 35-76mm |  | 1 | 63 | YES |  |  |  |  | -40°C to +50°C | CE;ENEC |  | CE & ENEC | [6 empty] | 66 | 3000 | 352x103x567 mm |  | 220-240V | -40°C to +50°C | 5 years |  |  |  | 70 |  | 3000 | 8100 |  |  |  | L80 > 128000 h |  | 128.57 |  |  | 9 | T | 25 °C | 11.5% | No Built-in accessory | Phased-out | 730/559 | CIE(x=0.43. y=0.403) 5SDCM | Class1. Class2 | IK09 | [11 empty] | dimmable
TBD | SMBT/3/F/S/65/30 | image | datasheet | deeplink | TUNGSRAM - SMBt - 7780lm - 63W - 3000K - 70CRI - TBD[SKU] - side 42-60mm. post 48-76mm and universal 35-76mm | 7.5 kg | side 42-60mm. post 48-76mm and universal 35-76mm | LED | 1 | 63 | YES |  |  |  |  | -40°C to +50°C | CE;ENEC |  | CE & ENEC | [6 empty] | 66 | 3000 | 352x103x567 mm |  | 220-240V | -40°C to +50°C | 5 years |  |  |  | 70 |  | 3000 | 7780 |  |  |  | L80 > 128000 h |  | 123.49 |  |  | 9 | S | 25 °C | 11.5% | No Built-in accessory | Phased-out | 730/559 | CIE(x=0.43. y=0.403) 5SDCM | Class1. Class2 | IK09 | [11 empty] | dimmable
TBD | SMBT/3/F/R/65/30 | image | datasheet | deeplink | TUNGSRAM - SMBt - 7860lm - 63W - 3000K - 70CRI - TBD[SKU] - side 42-60mm. post 48-76mm and universal 35-76mm | 7.5 kg | side 42-60mm. post 48-76mm and universal 35-76mm | LED | 1 | 63 | YES |  |  |  |  | -40°C to +50°C | CE;ENEC |  | CE & ENEC | [6 empty] | 66 | 3000 | 352x103x567 mm |  | 220-240V | -40°C to +50°C | 5 years |  |  |  | 70 |  | 3000 | 7860 |  |  |  | L80 > 128000 h |  | 124.76 |  |  | 9 | R | 25 °C | 11.5% | No Built-in accessory | Phased-out | 730/559 | CIE(x=0.43. y=0.403) 5SDCM | Class1. Class2 | IK09 | [11 empty] | dimmable
TBD | SMBT/3/F/P/65/30 | image | datasheet | deeplink | TUNGSRAM - SMBt - 7460lm - 63W - 3000K - 70CRI - TBD[SKU] - side 42-60mm. post 48-76mm and universal 35-76mm | 7.5 kg | side 42-60mm. post 48-76mm and universal 35-76mm | LED | 1 | 63 | YES |  |  |  |  | -40°C to +50°C | CE;ENEC |  | CE & ENEC | [6 empty] | 66 | 3000 | 352x103x567 mm |  | 220-240V | -40°C to +50°C | 5 years |  |  |  | 70 |  | 3000 | 7460 |  |  |  | L80 > 128000 h |  | 118.41 |  |  | 9 | P | 25 °C | 11.5% | No Built-in accessory | Phased-out | 730/559 | CIE(x=0.43. y=0.403) 5SDCM | Class1. Class2 | IK09 | [11 empty] | dimmable
TBD | SMBT/3/F/F/65/30 | image | datasheet | deeplink | TUNGSRAM - SMBt - 7950lm - 63W - 3000K - 70CRI - TBD[SKU] - side 42-60mm. post 48-76mm and universal 35-76mm | 7.5 kg | side 42-60mm. post 48-76mm and universal 35-76mm | LED | 1 | 63 | YES |  |  |  |  | -40°C to +50°C | CE;ENEC |  | CE & ENEC | [6 empty] | 66 | 3000 | 352x103x567 mm |  | 220-240V | -40°C to +50°C | 5 years |  |  |  | 70 |  | 3000 | 7950 |  |  |  | L80 > 128000 h |  | 126.19 |  |  | 9 | F | 25 °C | 11.5% | No Built-in accessory | Phased-out | 730/559 | CIE(x=0.43. y=0.403) 5SDCM | Class1. Class2 | IK09 | [11 empty] | dimmable
TBD | SMBT/3/F/E/65/30 | image | datasheet | deeplink | TUNGSRAM - SMBt - 8100lm - 63W - 3000K - 70CRI - TBD[SKU] - side 42-60mm. post 48-76mm and universal 35-76mm | 7.5 kg | side 42-60mm. post 48-76mm and universal 35-76mm |  | 1 | 63 | YES |  |  |  |  | -40°C to +50°C | CE;ENEC |  | CE & ENEC | [6 empty] | 66 | 3000 | 352x103x567 mm |  | 220-240V | -40°C to +50°C | 5 years |  |  |  | 70 |  | 3000 | 8100 |  |  |  | L80 > 128000 h |  | 128.57 |  |  | 9 | E | 25 °C | 11.5% | No Built-in accessory | Phased-out | 730/559 | CIE(x=0.43. y=0.403) 5SDCM | Class1. Class2 | IK09 | [11 empty] | dimmable
TBD | SMBT/3/F/D/65/30 | image | datasheet | deeplink | TUNGSRAM - SMBt - 7890lm - 63W - 3000K - 70CRI - TBD[SKU] - side 42-60mm. post 48-76mm and universal 35-76mm | 7.5 kg | side 42-60mm. post 48-76mm and universal 35-76mm | LED | 1 | 63 | YES |  |  |  |  | -40°C to +50°C | CE;ENEC |  | CE & ENEC | [6 empty] | 66 | 3000 | 352x103x567 mm |  | 220-240V | -40°C to +50°C | 5 years |  |  |  | 70 |  | 3000 | 7890 |  |  |  | L80 > 128000 h |  | 125.24 |  |  | 9 | D | 25 °C | 11.5% | No Built-in accessory | Phased-out | 730/559 | CIE(x=0.43. y=0.403) 5SDCM | Class1. Class2 | IK09 | [11 empty] | dimmable
TBD | SMBT/3/F/C/65/30 | image | datasheet | deeplink | TUNGSRAM - SMBt - 7870lm - 63W - 3000K - 70CRI - TBD[SKU] - side 42-60mm. post 48-76mm and universal 35-76mm | 7.5 kg | side 42-60mm. post 48-76mm and universal 35-76mm | LED | 1 | 63 | YES |  |  |  |  | -40°C to +50°C | CE;ENEC |  | CE & ENEC | [6 empty] | 66 | 3000 | 352x103x567 mm |  | 220-240V | -40°C to +50°C | 5 years |  |  |  | 70 |  | 3000 | 7870 |  |  |  | L80 > 128000 h |  | 124.92 |  |  | 9 | C | 25 °C | 11.5% | No Built-in accessory | Phased-out | 730/559 | CIE(x=0.43. y=0.403) 5SDCM | Class1. Class2 | IK09 | [11 empty] | dimmable
TBD | SMBT/3/F/B/65/30 | image | datasheet | deeplink | TUNGSRAM - SMBt - 8010lm - 63W - 3000K - 70CRI - TBD[SKU] - side 42-60mm. post 48-76mm and universal 35-76mm | 7.5 kg | side 42-60mm. post 48-76mm and universal 35-76mm | LED | 1 | 63 | YES |  |  |  |  | -40°C to +50°C | CE;ENEC |  | CE & ENEC | [6 empty] | 66 | 3000 | 352x103x567 mm |  | 220-240V | -40°C to +50°C | 5 years |  |  |  | 70 |  | 3000 | 8010 |  |  |  | L80 > 128000 h |  | 127.14 |  |  | 9 | B | 25 °C | 11.5% | No Built-in accessory | Phased-out | 730/559 | CIE(x=0.43. y=0.403) 5SDCM | Class1. Class2 | IK09 | [11 empty] | dimmable
TBD | SMBT/3/F/Y5/50/30 | image | datasheet | deeplink | TUNGSRAM - SMBt - 7020lm - 52W - 3000K - 70CRI - TBD[SKU] - side 42-60mm. post 48-76mm and universal 35-76mm | 7.5 kg | side 42-60mm. post 48-76mm and universal 35-76mm | LED | 1 | 52 | YES |  |  |  |  | -40°C to +50°C | CE;ENEC |  | CE & ENEC | [6 empty] | 66 | 3000 | 352x103x567 mm |  | 220-240V | -40°C to +50°C | 5 years |  |  |  | 70 |  | 3000 | 7020 |  |  |  | L80 > 128000 h |  | 135 |  |  | 9 | Y5 | 25 °C | 11.5% | No Built-in accessory | Available | 730/559 | CIE(x=0.43. y=0.403) 5SDCM | Class1. Class2 | IK09 | [11 empty] | dimmable
TBD | SMBT/3/F/P5/50/30 | image | datasheet | deeplink | TUNGSRAM - SMBt - 7030lm - 52W - 3000K - 70CRI - TBD[SKU] - side 42-60mm. post 48-76mm and universal 35-76mm | 7.5 kg | side 42-60mm. post 48-76mm and universal 35-76mm | LED | 1 | 52 | YES |  |  |  |  | -40°C to +50°C | CE;ENEC |  | CE & ENEC | [6 empty] | 66 | 3000 | 352x103x567 mm |  | 220-240V | -40°C to +50°C | 5 years |  |  |  | 70 |  | 3000 | 7030 |  |  |  | L80 > 128000 h |  | 135.19 |  |  | 9 | P5 | 25 °C | 11.5% | No Built-in accessory | Available | 730/559 | CIE(x=0.43. y=0.403) 5SDCM | Class1. Class2 | IK09 | [11 empty] | dimmable
TBD | SMBT/3/F/F5/50/30 | image | datasheet | deeplink | TUNGSRAM - SMBt - 6870lm - 52W - 3000K - 70CRI - TBD[SKU] - side 42-60mm. post 48-76mm and universal 35-76mm | 7.5 kg | side 42-60mm. post 48-76mm and universal 35-76mm | LED | 1 | 52 | YES |  |  |  |  | -40°C to +50°C | CE;ENEC |  | CE & ENEC | [6 empty] | 66 | 3000 | 352x103x567 mm |  | 220-240V | -40°C to +50°C | 5 years |  |  |  | 70 |  | 3000 | 6870 |  |  |  | L80 > 128000 h |  | 132.12 |  |  | 9 | F5 | 25 °C | 11.5% | No Built-in accessory | Available | 730/559 | CIE(x=0.43. y=0.403) 5SDCM | Class1. Class2 | IK09 | [11 empty] | dimmable
TBD | SMBT/3/F/E5/50/30 | image | datasheet | deeplink | TUNGSRAM - SMBt - 7210lm - 52W - 3000K - 70CRI - TBD[SKU] - side 42-60mm. post 48-76mm and universal 35-76mm | 7.5 kg | side 42-60mm. post 48-76mm and universal 35-76mm |  | 1 | 52 | YES |  |  |  |  | -40°C to +50°C | CE;ENEC |  | CE & ENEC | [6 empty] | 66 | 3000 | 352x103x567 mm |  | 220-240V | -40°C to +50°C | 5 years |  |  |  | 70 |  | 3000 | 7210 |  |  |  | L80 > 128000 h |  | 138.65 |  |  | 9 | E5 | 25 °C | 11.5% | No Built-in accessory | Available | 730/559 | CIE(x=0.43. y=0.403) 5SDCM | Class1. Class2 | IK09 | [11 empty] | dimmable
TBD | SMBT/3/F/C5/50/30 | image | datasheet | deeplink | TUNGSRAM - SMBt - 7100lm - 52W - 3000K - 70CRI - TBD[SKU] - side 42-60mm. post 48-76mm and universal 35-76mm | 7.5 kg | side 42-60mm. post 48-76mm and universal 35-76mm | LED | 1 | 52 | YES |  |  |  |  | -40°C to +50°C | CE;ENEC |  | CE & ENEC | [6 empty] | 66 | 3000 | 352x103x567 mm |  | 220-240V | -40°C to +50°C | 5 years |  |  |  | 70 |  | 3000 | 7100 |  |  |  | L80 > 128000 h |  | 136.54 |  |  | 9 | C5 | 25 °C | 11.5% | No Built-in accessory | Available | 730/559 | CIE(x=0.43. y=0.403) 5SDCM | Class1. Class2 | IK09 | [11 empty] | dimmable
TBD | SMBT/3/F/B5/50/30 | image | datasheet | deeplink | TUNGSRAM - SMBt - 7110lm - 52W - 3000K - 70CRI - TBD[SKU] - side 42-60mm. post 48-76mm and universal 35-76mm | 7.5 kg | side 42-60mm. post 48-76mm and universal 35-76mm | LED | 1 | 52 | YES |  |  |  |  | -40°C to +50°C | CE;ENEC |  | CE & ENEC | [6 empty] | 66 | 3000 | 352x103x567 mm |  | 220-240V | -40°C to +50°C | 5 years |  |  |  | 70 |  | 3000 | 7110 |  |  |  | L80 > 128000 h |  | 136.73 |  |  | 9 | B5 | 25 °C | 11.5% | No Built-in accessory | Available | 730/559 | CIE(x=0.43. y=0.403) 5SDCM | Class1. Class2 | IK09 | [11 empty] | dimmable
TBD | SMBT/3/F/E2/50/30 | image | datasheet | deeplink | TUNGSRAM - SMBt - 7180lm - 52W - 3000K - 70CRI - TBD[SKU] - side 42-60mm. post 48-76mm and universal 35-76mm | 7.5 kg | side 42-60mm. post 48-76mm and universal 35-76mm | LED | 1 | 52 | YES |  |  |  |  | -40°C to +50°C | CE;ENEC |  | CE & ENEC | [6 empty] | 66 | 3000 | 352x103x567 mm |  | 220-240V | -40°C to +50°C | 5 years |  |  |  | 70 |  | 3000 | 7180 |  |  |  | L80 > 128000 h |  | 138.08 |  |  | 9 | E2 | 25 °C | 11.5% | No Built-in accessory | Available | 730/559 | CIE(x=0.43. y=0.403) 5SDCM | Class1. Class2 | IK09 | [11 empty] | dimmable
TBD | SMBT/3/F/B2/50/30 | image | datasheet | deeplink | TUNGSRAM - SMBt - 7210lm - 52W - 3000K - 70CRI - TBD[SKU] - side 42-60mm. post 48-76mm and universal 35-76mm | 7.5 kg | side 42-60mm. post 48-76mm and universal 35-76mm |  | 1 | 52 | YES |  |  |  |  | -40°C to +50°C | CE;ENEC |  | CE & ENEC | [6 empty] | 66 | 3000 | 352x103x567 mm |  | 220-240V | -40°C to +50°C | 5 years |  |  |  | 70 |  | 3000 | 7210 |  |  |  | L80 > 128000 h |  | 138.65 |  |  | 9 | B2 | 25 °C | 11.5% | No Built-in accessory | Available | 730/559 | CIE(x=0.43. y=0.403) 5SDCM | Class1. Class2 | IK09 | [11 empty] | dimmable
TBD | SMBT/3/F/U/50/30 | image | datasheet | deeplink | TUNGSRAM - SMBt - 6080lm - 52W - 3000K - 70CRI - TBD[SKU] - side 42-60mm. post 48-76mm and universal 35-76mm | 7.5 kg | side 42-60mm. post 48-76mm and universal 35-76mm | LED | 1 | 52 | YES |  |  |  |  | -40°C to +50°C | CE;ENEC |  | CE & ENEC | [6 empty] | 66 | 3000 | 352x103x567 mm |  | 220-240V | -40°C to +50°C | 5 years |  |  |  | 70 |  | 3000 | 6080 |  |  |  | L80 > 128000 h |  | 116.92 |  |  | 9 | U | 25 °C | 11.5% | No Built-in accessory | Phased-out | 730/559 | CIE(x=0.43. y=0.403) 5SDCM | Class1. Class2 | IK09 | [11 empty] | dimmable
TBD | SMBT/3/F/N/50/30 | image | datasheet | deeplink | TUNGSRAM - SMBt - 6690lm - 52W - 3000K - 70CRI - TBD[SKU] - side 42-60mm. post 48-76mm and universal 35-76mm | 7.5 kg | side 42-60mm. post 48-76mm and universal 35-76mm | LED | 1 | 52 | YES |  |  |  |  | -40°C to +50°C | CE;ENEC |  | CE & ENEC | [6 empty] | 66 | 3000 | 352x103x567 mm |  | 220-240V | -40°C to +50°C | 5 years |  |  |  | 70 |  | 3000 | 6690 |  |  |  | L80 > 128000 h |  | 128.65 |  |  | 9 | N | 25 °C | 11.5% | No Built-in accessory | Phased-out | 730/559 | CIE(x=0.43. y=0.403) 5SDCM | Class1. Class2 | IK09 | [11 empty] | dimmable
TBD | SMBT/3/F/T/50/30 | image | datasheet | deeplink | TUNGSRAM - SMBt - 6710lm - 52W - 3000K - 70CRI - TBD[SKU] - side 42-60mm. post 48-76mm and universal 35-76mm | 7.5 kg | side 42-60mm. post 48-76mm and universal 35-76mm |  | 1 | 52 | YES |  |  |  |  | -40°C to +50°C | CE;ENEC |  | CE & ENEC | [6 empty] | 66 | 3000 | 352x103x567 mm |  | 220-240V | -40°C to +50°C | 5 years |  |  |  | 70 |  | 3000 | 6710 |  |  |  | L80 > 128000 h |  | 129.04 |  |  | 9 | T | 25 °C | 11.5% | No Built-in accessory | Phased-out | 730/559 | CIE(x=0.43. y=0.403) 5SDCM | Class1. Class2 | IK09 | [11 empty] | dimmable
TBD | SMBT/3/F/S/50/30 | image | datasheet | deeplink | TUNGSRAM - SMBt - 6440lm - 52W - 3000K - 70CRI - TBD[SKU] - side 42-60mm. post 48-76mm and universal 35-76mm | 7.5 kg | side 42-60mm. post 48-76mm and universal 35-76mm | LED | 1 | 52 | YES |  |  |  |  | -40°C to +50°C | CE;ENEC |  | CE & ENEC | [6 empty] | 66 | 3000 | 352x103x567 mm |  | 220-240V | -40°C to +50°C | 5 years |  |  |  | 70 |  | 3000 | 6440 |  |  |  | L80 > 128000 h |  | 123.85 |  |  | 9 | S | 25 °C | 11.5% | No Built-in accessory | Phased-out | 730/559 | CIE(x=0.43. y=0.403) 5SDCM | Class1. Class2 | IK09 | [11 empty] | dimmable
TBD | SMBT/3/F/R/50/30 | image | datasheet | deeplink | TUNGSRAM - SMBt - 6510lm - 52W - 3000K - 70CRI - TBD[SKU] - side 42-60mm. post 48-76mm and universal 35-76mm | 7.5 kg | side 42-60mm. post 48-76mm and universal 35-76mm | LED | 1 | 52 | YES |  |  |  |  | -40°C to +50°C | CE;ENEC |  | CE & ENEC | [6 empty] | 66 | 3000 | 352x103x567 mm |  | 220-240V | -40°C to +50°C | 5 years |  |  |  | 70 |  | 3000 | 6510 |  |  |  | L80 > 128000 h |  | 125.19 |  |  | 9 | R | 25 °C | 11.5% | No Built-in accessory | Phased-out | 730/559 | CIE(x=0.43. y=0.403) 5SDCM | Class1. Class2 | IK09 | [11 empty] | dimmable
TBD | SMBT/3/F/P/50/30 | image | datasheet | deeplink | TUNGSRAM - SMBt - 6180lm - 52W - 3000K - 70CRI - TBD[SKU] - side 42-60mm. post 48-76mm and universal 35-76mm | 7.5 kg | side 42-60mm. post 48-76mm and universal 35-76mm | LED | 1 | 52 | YES |  |  |  |  | -40°C to +50°C | CE;ENEC |  | CE & ENEC | [6 empty] | 66 | 3000 | 352x103x567 mm |  | 220-240V | -40°C to +50°C | 5 years |  |  |  | 70 |  | 3000 | 6180 |  |  |  | L80 > 128000 h |  | 118.85 |  |  | 9 | P | 25 °C | 11.5% | No Built-in accessory | Phased-out | 730/559 | CIE(x=0.43. y=0.403) 5SDCM | Class1. Class2 | IK09 | [11 empty] | dimmable
TBD | SMBT/3/F/F/50/30 | image | datasheet | deeplink | TUNGSRAM - SMBt - 6580lm - 52W - 3000K - 70CRI - TBD[SKU] - side 42-60mm. post 48-76mm and universal 35-76mm | 7.5 kg | side 42-60mm. post 48-76mm and universal 35-76mm | LED | 1 | 52 | YES |  |  |  |  | -40°C to +50°C | CE;ENEC |  | CE & ENEC | [6 empty] | 66 | 3000 | 352x103x567 mm |  | 220-240V | -40°C to +50°C | 5 years |  |  |  | 70 |  | 3000 | 6580 |  |  |  | L80 > 128000 h |  | 126.54 |  |  | 9 | F | 25 °C | 11.5% | No Built-in accessory | Phased-out | 730/559 | CIE(x=0.43. y=0.403) 5SDCM | Class1. Class2 | IK09 | [11 empty] | dimmable
TBD | SMBT/3/F/E/50/30 | image | datasheet | deeplink | TUNGSRAM - SMBt - 6710lm - 52W - 3000K - 70CRI - TBD[SKU] - side 42-60mm. post 48-76mm and universal 35-76mm | 7.5 kg | side 42-60mm. post 48-76mm and universal 35-76mm |  | 1 | 52 | YES |  |  |  |  | -40°C to +50°C | CE;ENEC |  | CE & ENEC | [6 empty] | 66 | 3000 | 352x103x567 mm |  | 220-240V | -40°C to +50°C | 5 years |  |  |  | 70 |  | 3000 | 6710 |  |  |  | L80 > 128000 h |  | 129.04 |  |  | 9 | E | 25 °C | 11.5% | No Built-in accessory | Phased-out | 730/559 | CIE(x=0.43. y=0.403) 5SDCM | Class1. Class2 | IK09 | [11 empty] | dimmable
TBD | SMBT/3/F/D/50/30 | image | datasheet | deeplink | TUNGSRAM - SMBt - 6530lm - 52W - 3000K - 70CRI - TBD[SKU] - side 42-60mm. post 48-76mm and universal 35-76mm | 7.5 kg | side 42-60mm. post 48-76mm and universal 35-76mm | LED | 1 | 52 | YES |  |  |  |  | -40°C to +50°C | CE;ENEC |  | CE & ENEC | [6 empty] | 66 | 3000 | 352x103x567 mm |  | 220-240V | -40°C to +50°C | 5 years |  |  |  | 70 |  | 3000 | 6530 |  |  |  | L80 > 128000 h |  | 125.58 |  |  | 9 | D | 25 °C | 11.5% | No Built-in accessory | Phased-out | 730/559 | CIE(x=0.43. y=0.403) 5SDCM | Class1. Class2 | IK09 | [11 empty] | dimmable
TBD | SMBT/3/F/C/50/30 | image | datasheet | deeplink | TUNGSRAM - SMBt - 6520lm - 52W - 3000K - 70CRI - TBD[SKU] - side 42-60mm. post 48-76mm and universal 35-76mm | 7.5 kg | side 42-60mm. post 48-76mm and universal 35-76mm | LED | 1 | 52 | YES |  |  |  |  | -40°C to +50°C | CE;ENEC |  | CE & ENEC | [6 empty] | 66 | 3000 | 352x103x567 mm |  | 220-240V | -40°C to +50°C | 5 years |  |  |  | 70 |  | 3000 | 6520 |  |  |  | L80 > 128000 h |  | 125.38 |  |  | 9 | C | 25 °C | 11.5% | No Built-in accessory | Phased-out | 730/559 | CIE(x=0.43. y=0.403) 5SDCM | Class1. Class2 | IK09 | [11 empty] | dimmable
TBD | SMBT/3/F/B/50/30 | image | datasheet | deeplink | TUNGSRAM - SMBt - 6630lm - 52W - 3000K - 70CRI - TBD[SKU] - side 42-60mm. post 48-76mm and universal 35-76mm | 7.5 kg | side 42-60mm. post 48-76mm and universal 35-76mm | LED | 1 | 52 | YES |  |  |  |  | -40°C to +50°C | CE;ENEC |  | CE & ENEC | [6 empty] | 66 | 3000 | 352x103x567 mm |  | 220-240V | -40°C to +50°C | 5 years |  |  |  | 70 |  | 3000 | 6630 |  |  |  | L80 > 128000 h |  | 127.5 |  |  | 9 | B | 25 °C | 11.5% | No Built-in accessory | Phased-out | 730/559 | CIE(x=0.43. y=0.403) 5SDCM | Class1. Class2 | IK09 | [11 empty] | dimmable
TBD | SMBT/3/F/Y5/160/40 | image | datasheet | deeplink | TUNGSRAM - SMBt - 18270lm - 158W - 4000K - 70CRI - TBD[SKU] - side 42-60mm. post 48-76mm and universal 35-76mm | 7.5 kg | side 42-60mm. post 48-76mm and universal 35-76mm | LED | 1 | 158 | YES |  |  |  |  | -40°C to +50°C | CE;ENEC |  | CE & ENEC | [6 empty] | 66 | 4000 | 352x103x567 mm |  | 220-240V | -40°C to +50°C | 5 years |  |  |  | 70 |  | 4000 | 18270 |  |  |  | L80 > 128000 h |  | 115.63 |  |  | 9 | Y5 | 25 °C | 11.5% | No Built-in accessory | Available | 740/559 | CIE(x= 0.38. y= 0.38) 5SDCM | Class1. Class2 | IK09 | [11 empty] | dimmable
TBD | SMBT/3/F/P5/160/40 | image | datasheet | deeplink | TUNGSRAM - SMBt - 18290lm - 158W - 4000K - 70CRI - TBD[SKU] - side 42-60mm. post 48-76mm and universal 35-76mm | 7.5 kg | side 42-60mm. post 48-76mm and universal 35-76mm | LED | 1 | 158 | YES |  |  |  |  | -40°C to +50°C | CE;ENEC |  | CE & ENEC | [6 empty] | 66 | 4000 | 352x103x567 mm |  | 220-240V | -40°C to +50°C | 5 years |  |  |  | 70 |  | 4000 | 18290 |  |  |  | L80 > 128000 h |  | 115.76 |  |  | 9 | P5 | 25 °C | 11.5% | No Built-in accessory | Available | 740/559 | CIE(x= 0.38. y= 0.38) 5SDCM | Class1. Class2 | IK09 | [11 empty] | dimmable
TBD | SMBT/3/F/F5/160/40 | image | datasheet | deeplink | TUNGSRAM - SMBt - 17870lm - 158W - 4000K - 70CRI - TBD[SKU] - side 42-60mm. post 48-76mm and universal 35-76mm | 7.5 kg | side 42-60mm. post 48-76mm and universal 35-76mm | LED | 1 | 158 | YES |  |  |  |  | -40°C to +50°C | CE;ENEC |  | CE & ENEC | [6 empty] | 66 | 4000 | 352x103x567 mm |  | 220-240V | -40°C to +50°C | 5 years |  |  |  | 70 |  | 4000 | 17870 |  |  |  | L80 > 128000 h |  | 113.1 |  |  | 9 | F5 | 25 °C | 11.5% | No Built-in accessory | Available | 740/559 | CIE(x= 0.38. y= 0.38) 5SDCM | Class1. Class2 | IK09 | [11 empty] | dimmable
TBD | SMBT/3/F/E5/160/40 | image | datasheet | deeplink | TUNGSRAM - SMBt - 18760lm - 158W - 4000K - 70CRI - TBD[SKU] - side 42-60mm. post 48-76mm and universal 35-76mm | 7.5 kg | side 42-60mm. post 48-76mm and universal 35-76mm | LED | 1 | 158 | YES |  |  |  |  | -40°C to +50°C | CE;ENEC |  | CE & ENEC | [6 empty] | 66 | 4000 | 352x103x567 mm |  | 220-240V | -40°C to +50°C | 5 years |  |  |  | 70 |  | 4000 | 18760 |  |  |  | L80 > 128000 h |  | 118.73 |  |  | 9 | E5 | 25 °C | 11.5% | No Built-in accessory | Available | 740/559 | CIE(x= 0.38. y= 0.38) 5SDCM | Class1. Class2 | IK09 | [11 empty] | dimmable
TBD | SMBT/3/F/C5/160/40 | image | datasheet | deeplink | TUNGSRAM - SMBt - 18490lm - 158W - 4000K - 70CRI - TBD[SKU] - side 42-60mm. post 48-76mm and universal 35-76mm | 7.5 kg | side 42-60mm. post 48-76mm and universal 35-76mm | LED | 1 | 158 | YES |  |  |  |  | -40°C to +50°C | CE;ENEC |  | CE & ENEC | [6 empty] | 66 | 4000 | 352x103x567 mm |  | 220-240V | -40°C to +50°C | 5 years |  |  |  | 70 |  | 4000 | 18490 |  |  |  | L80 > 128000 h |  | 117.03 |  |  | 9 | C5 | 25 °C | 11.5% | No Built-in accessory | Available | 740/559 | CIE(x= 0.38. y= 0.38) 5SDCM | Class1. Class2 | IK09 | [11 empty] | dimmable
TBD | SMBT/3/F/B5/160/40 | image | datasheet | deeplink | TUNGSRAM - SMBt - 18510lm - 158W - 4000K - 70CRI - TBD[SKU] - side 42-60mm. post 48-76mm and universal 35-76mm | 7.5 kg | side 42-60mm. post 48-76mm and universal 35-76mm | LED | 1 | 158 | YES |  |  |  |  | -40°C to +50°C | CE;ENEC |  | CE & ENEC | [6 empty] | 66 | 4000 | 352x103x567 mm |  | 220-240V | -40°C to +50°C | 5 years |  |  |  | 70 |  | 4000 | 18510 |  |  |  | L80 > 128000 h |  | 117.15 |  |  | 9 | B5 | 25 °C | 11.5% | No Built-in accessory | Available | 740/559 | CIE(x= 0.38. y= 0.38) 5SDCM | Class1. Class2 | IK09 | [11 empty] | dimmable
TBD | SMBT/3/F/E2/160/40 | image | datasheet | deeplink | TUNGSRAM - SMBt - 18680lm - 158W - 4000K - 70CRI - TBD[SKU] - side 42-60mm. post 48-76mm and universal 35-76mm | 7.5 kg | side 42-60mm. post 48-76mm and universal 35-76mm | LED | 1 | 158 | YES |  |  |  |  | -40°C to +50°C | CE;ENEC |  | CE & ENEC | [6 empty] | 66 | 4000 | 352x103x567 mm |  | 220-240V | -40°C to +50°C | 5 years |  |  |  | 70 |  | 4000 | 18680 |  |  |  | L80 > 128000 h |  | 118.23 |  |  | 9 | E2 | 25 °C | 11.5% | No Built-in accessory | Available | 740/559 | CIE(x= 0.38. y= 0.38) 5SDCM | Class1. Class2 | IK09 | [11 empty] | dimmable
TBD | SMBT/3/F/B2/160/40 | image | datasheet | deeplink | TUNGSRAM - SMBt - 18760lm - 158W - 4000K - 70CRI - TBD[SKU] - side 42-60mm. post 48-76mm and universal 35-76mm | 7.5 kg | side 42-60mm. post 48-76mm and universal 35-76mm | LED | 1 | 158 | YES |  |  |  |  | -40°C to +50°C | CE;ENEC |  | CE & ENEC | [6 empty] | 66 | 4000 | 352x103x567 mm |  | 220-240V | -40°C to +50°C | 5 years |  |  |  | 70 |  | 4000 | 18760 |  |  |  | L80 > 128000 h |  | 118.73 |  |  | 9 | B2 | 25 °C | 11.5% | No Built-in accessory | Available | 740/559 | CIE(x= 0.38. y= 0.38) 5SDCM | Class1. Class2 | IK09 | [11 empty] | dimmable
TBD | SMBT/3/F/U/160/40 | image | datasheet | deeplink | TUNGSRAM - SMBt - 15830lm - 158W - 4000K - 70CRI - TBD[SKU] - side 42-60mm. post 48-76mm and universal 35-76mm | 7.5 kg | side 42-60mm. post 48-76mm and universal 35-76mm | LED | 1 | 158 | YES |  |  |  |  | -40°C to +50°C | CE;ENEC |  | CE & ENEC | [6 empty] | 66 | 4000 | 352x103x567 mm |  | 220-240V | -40°C to +50°C | 5 years |  |  |  | 70 |  | 4000 | 15830 |  |  |  | L80 > 128000 h |  | 100.19 |  |  | 9 | U | 25 °C | 11.5% | No Built-in accessory | Phased-out | 740/559 | CIE(x= 0.38. y= 0.38) 5SDCM | Class1. Class2 | IK09 | [11 empty] | dimmable
TBD | SMBT/3/F/N/160/40 | image | datasheet | deeplink | TUNGSRAM - SMBt - 17420lm - 158W - 4000K - 70CRI - TBD[SKU] - side 42-60mm. post 48-76mm and universal 35-76mm | 7.5 kg | side 42-60mm. post 48-76mm and universal 35-76mm | LED | 1 | 158 | YES |  |  |  |  | -40°C to +50°C | CE;ENEC |  | CE & ENEC | [6 empty] | 66 | 4000 | 352x103x567 mm |  | 220-240V | -40°C to +50°C | 5 years |  |  |  | 70 |  | 4000 | 17420 |  |  |  | L80 > 128000 h |  | 110.25 |  |  | 9 | N | 25 °C | 11.5% | No Built-in accessory | Phased-out | 740/559 | CIE(x= 0.38. y= 0.38) 5SDCM | Class1. Class2 | IK09 | [11 empty] | dimmable
TBD | SMBT/3/F/T/160/40 | image | datasheet | deeplink | TUNGSRAM - SMBt - 17470lm - 158W - 4000K - 70CRI - TBD[SKU] - side 42-60mm. post 48-76mm and universal 35-76mm | 7.5 kg | side 42-60mm. post 48-76mm and universal 35-76mm | LED | 1 | 158 | YES |  |  |  |  | -40°C to +50°C | CE;ENEC |  | CE & ENEC | [6 empty] | 66 | 4000 | 352x103x567 mm |  | 220-240V | -40°C to +50°C | 5 years |  |  |  | 70 |  | 4000 | 17470 |  |  |  | L80 > 128000 h |  | 110.57 |  |  | 9 | T | 25 °C | 11.5% | No Built-in accessory | Phased-out | 740/559 | CIE(x= 0.38. y= 0.38) 5SDCM | Class1. Class2 | IK09 | [11 empty] | dimmable
TBD | SMBT/3/F/S/160/40 | image | datasheet | deeplink | TUNGSRAM - SMBt - 16770lm - 158W - 4000K - 70CRI - TBD[SKU] - side 42-60mm. post 48-76mm and universal 35-76mm | 7.5 kg | side 42-60mm. post 48-76mm and universal 35-76mm | LED | 1 | 158 | YES |  |  |  |  | -40°C to +50°C | CE;ENEC |  | CE & ENEC | [6 empty] | 66 | 4000 | 352x103x567 mm |  | 220-240V | -40°C to +50°C | 5 years |  |  |  | 70 |  | 4000 | 16770 |  |  |  | L80 > 128000 h |  | 106.14 |  |  | 9 | S | 25 °C | 11.5% | No Built-in accessory | Phased-out | 740/559 | CIE(x= 0.38. y= 0.38) 5SDCM | Class1. Class2 | IK09 | [11 empty] | dimmable
TBD | SMBT/3/F/R/160/40 | image | datasheet | deeplink | TUNGSRAM - SMBt - 16950lm - 158W - 4000K - 70CRI - TBD[SKU] - side 42-60mm. post 48-76mm and universal 35-76mm | 7.5 kg | side 42-60mm. post 48-76mm and universal 35-76mm | LED | 1 | 158 | YES |  |  |  |  | -40°C to +50°C | CE;ENEC |  | CE & ENEC | [6 empty] | 66 | 4000 | 352x103x567 mm |  | 220-240V | -40°C to +50°C | 5 years |  |  |  | 70 |  | 4000 | 16950 |  |  |  | L80 > 128000 h |  | 107.28 |  |  | 9 | R | 25 °C | 11.5% | No Built-in accessory | Phased-out | 740/559 | CIE(x= 0.38. y= 0.38) 5SDCM | Class1. Class2 | IK09 | [11 empty] | dimmable
TBD | SMBT/3/F/P/160/40 | image | datasheet | deeplink | TUNGSRAM - SMBt - 16080lm - 158W - 4000K - 70CRI - TBD[SKU] - side 42-60mm. post 48-76mm and universal 35-76mm | 7.5 kg | side 42-60mm. post 48-76mm and universal 35-76mm | LED | 1 | 158 | YES |  |  |  |  | -40°C to +50°C | CE;ENEC |  | CE & ENEC | [6 empty] | 66 | 4000 | 352x103x567 mm |  | 220-240V | -40°C to +50°C | 5 years |  |  |  | 70 |  | 4000 | 16080 |  |  |  | L80 > 128000 h |  | 101.77 |  |  | 9 | P | 25 °C | 11.5% | No Built-in accessory | Phased-out | 740/559 | CIE(x= 0.38. y= 0.38) 5SDCM | Class1. Class2 | IK09 | [11 empty] | dimmable
TBD | SMBT/3/F/F/160/40 | image | datasheet | deeplink | TUNGSRAM - SMBt - 17150lm - 158W - 4000K - 70CRI - TBD[SKU] - side 42-60mm. post 48-76mm and universal 35-76mm | 7.5 kg | side 42-60mm. post 48-76mm and universal 35-76mm | LED | 1 | 158 | YES |  |  |  |  | -40°C to +50°C | CE;ENEC |  | CE & ENEC | [6 empty] | 66 | 4000 | 352x103x567 mm |  | 220-240V | -40°C to +50°C | 5 years |  |  |  | 70 |  | 4000 | 17150 |  |  |  | L80 > 128000 h |  | 108.54 |  |  | 9 | F | 25 °C | 11.5% | No Built-in accessory | Phased-out | 740/559 | CIE(x= 0.38. y= 0.38) 5SDCM | Class1. Class2 | IK09 | [11 empty] | dimmable
TBD | SMBT/3/F/E/160/40 | image | datasheet | deeplink | TUNGSRAM - SMBt - 17470lm - 158W - 4000K - 70CRI - TBD[SKU] - side 42-60mm. post 48-76mm and universal 35-76mm | 7.5 kg | side 42-60mm. post 48-76mm and universal 35-76mm | LED | 1 | 158 | YES |  |  |  |  | -40°C to +50°C | CE;ENEC |  | CE & ENEC | [6 empty] | 66 | 4000 | 352x103x567 mm |  | 220-240V | -40°C to +50°C | 5 years |  |  |  | 70 |  | 4000 | 17470 |  |  |  | L80 > 128000 h |  | 110.57 |  |  | 9 | E | 25 °C | 11.5% | No Built-in accessory | Phased-out | 740/559 | CIE(x= 0.38. y= 0.38) 5SDCM | Class1. Class2 | IK09 | [11 empty] | dimmable
TBD | SMBT/3/F/D/160/40 | image | datasheet | deeplink | TUNGSRAM - SMBt - 17000lm - 158W - 4000K - 70CRI - TBD[SKU] - side 42-60mm. post 48-76mm and universal 35-76mm | 7.5 kg | side 42-60mm. post 48-76mm and universal 35-76mm | LED | 1 | 158 | YES |  |  |  |  | -40°C to +50°C | CE;ENEC |  | CE & ENEC | [6 empty] | 66 | 4000 | 352x103x567 mm |  | 220-240V | -40°C to +50°C | 5 years |  |  |  | 70 |  | 4000 | 17000 |  |  |  | L80 > 128000 h |  | 107.59 |  |  | 9 | D | 25 °C | 11.5% | No Built-in accessory | Phased-out | 740/559 | CIE(x= 0.38. y= 0.38) 5SDCM | Class1. Class2 | IK09 | [11 empty] | dimmable
TBD | SMBT/3/F/C/160/40 | image | datasheet | deeplink | TUNGSRAM - SMBt - 16970lm - 158W - 4000K - 70CRI - TBD[SKU] - side 42-60mm. post 48-76mm and universal 35-76mm | 7.5 kg | side 42-60mm. post 48-76mm and universal 35-76mm | LED | 1 | 158 | YES |  |  |  |  | -40°C to +50°C | CE;ENEC |  | CE & ENEC | [6 empty] | 66 | 4000 | 352x103x567 mm |  | 220-240V | -40°C to +50°C | 5 years |  |  |  | 70 |  | 4000 | 16970 |  |  |  | L80 > 128000 h |  | 107.41 |  |  | 9 | C | 25 °C | 11.5% | No Built-in accessory | Phased-out | 740/559 | CIE(x= 0.38. y= 0.38) 5SDCM | Class1. Class2 | IK09 | [11 empty] | dimmable
TBD | SMBT/3/F/B/160/40 | image | datasheet | deeplink | TUNGSRAM - SMBt - 17260lm - 158W - 4000K - 70CRI - TBD[SKU] - side 42-60mm. post 48-76mm and universal 35-76mm | 7.5 kg | side 42-60mm. post 48-76mm and universal 35-76mm | LED | 1 | 158 | YES |  |  |  |  | -40°C to +50°C | CE;ENEC |  | CE & ENEC | [6 empty] | 66 | 4000 | 352x103x567 mm |  | 220-240V | -40°C to +50°C | 5 years |  |  |  | 70 |  | 4000 | 17260 |  |  |  | L80 > 128000 h |  | 109.24 |  |  | 9 | B | 25 °C | 11.5% | No Built-in accessory | Phased-out | 740/559 | CIE(x= 0.38. y= 0.38) 5SDCM | Class1. Class2 | IK09 | [11 empty] | dimmable
TBD | SMBT/3/F/Y5/140/40 | image | datasheet | deeplink | TUNGSRAM - SMBt - 16910lm - 139W - 4000K - 70CRI - TBD[SKU] - side 42-60mm. post 48-76mm and universal 35-76mm | 7.5 kg | side 42-60mm. post 48-76mm and universal 35-76mm | LED | 1 | 139 | YES |  |  |  |  | -40°C to +50°C | CE;ENEC |  | CE & ENEC | [6 empty] | 66 | 4000 | 352x103x567 mm |  | 220-240V | -40°C to +50°C | 5 years |  |  |  | 70 |  | 4000 | 16910 |  |  |  | L80 > 128000 h |  | 121.65 |  |  | 9 | Y5 | 25 °C | 11.5% | No Built-in accessory | Available | 740/559 | CIE(x= 0.38. y= 0.38) 5SDCM | Class1. Class2 | IK09 | [11 empty] | dimmable
TBD | SMBT/3/F/P5/140/40 | image | datasheet | deeplink | TUNGSRAM - SMBt - 16930lm - 139W - 4000K - 70CRI - TBD[SKU] - side 42-60mm. post 48-76mm and universal 35-76mm | 7.5 kg | side 42-60mm. post 48-76mm and universal 35-76mm | LED | 1 | 139 | YES |  |  |  |  | -40°C to +50°C | CE;ENEC |  | CE & ENEC | [6 empty] | 66 | 4000 | 352x103x567 mm |  | 220-240V | -40°C to +50°C | 5 years |  |  |  | 70 |  | 4000 | 16930 |  |  |  | L80 > 128000 h |  | 121.8 |  |  | 9 | P5 | 25 °C | 11.5% | No Built-in accessory | Available | 740/559 | CIE(x= 0.38. y= 0.38) 5SDCM | Class1. Class2 | IK09 | [11 empty] | dimmable
TBD | SMBT/3/F/F5/140/40 | image | datasheet | deeplink | TUNGSRAM - SMBt - 16540lm - 139W - 4000K - 70CRI - TBD[SKU] - side 42-60mm. post 48-76mm and universal 35-76mm | 7.5 kg | side 42-60mm. post 48-76mm and universal 35-76mm | LED | 1 | 139 | YES |  |  |  |  | -40°C to +50°C | CE;ENEC |  | CE & ENEC | [6 empty] | 66 | 4000 | 352x103x567 mm |  | 220-240V | -40°C to +50°C | 5 years |  |  |  | 70 |  | 4000 | 16540 |  |  |  | L80 > 128000 h |  | 118.99 |  |  | 9 | F5 | 25 °C | 11.5% | No Built-in accessory | Available | 740/559 | CIE(x= 0.38. y= 0.38) 5SDCM | Class1. Class2 | IK09 | [11 empty] | dimmable
TBD | SMBT/3/F/E5/140/40 | image | datasheet | deeplink | TUNGSRAM - SMBt - 17370lm - 139W - 4000K - 70CRI - TBD[SKU] - side 42-60mm. post 48-76mm and universal 35-76mm | 7.5 kg | side 42-60mm. post 48-76mm and universal 35-76mm | LED | 1 | 139 | YES |  |  |  |  | -40°C to +50°C | CE;ENEC |  | CE & ENEC | [6 empty] | 66 | 4000 | 352x103x567 mm |  | 220-240V | -40°C to +50°C | 5 years |  |  |  | 70 |  | 4000 | 17370 |  |  |  | L80 > 128000 h |  | 124.96 |  |  | 9 | E5 | 25 °C | 11.5% | No Built-in accessory | Available | 740/559 | CIE(x= 0.38. y= 0.38) 5SDCM | Class1. Class2 | IK09 | [11 empty] | dimmable
TBD | SMBT/3/F/C5/140/40 | image | datasheet | deeplink | TUNGSRAM - SMBt - 17110lm - 139W - 4000K - 70CRI - TBD[SKU] - side 42-60mm. post 48-76mm and universal 35-76mm | 7.5 kg | side 42-60mm. post 48-76mm and universal 35-76mm | LED | 1 | 139 | YES |  |  |  |  | -40°C to +50°C | CE;ENEC |  | CE & ENEC | [6 empty] | 66 | 4000 | 352x103x567 mm |  | 220-240V | -40°C to +50°C | 5 years |  |  |  | 70 |  | 4000 | 17110 |  |  |  | L80 > 128000 h |  | 123.09 |  |  | 9 | C5 | 25 °C | 11.5% | No Built-in accessory | Available | 740/559 | CIE(x= 0.38. y= 0.38) 5SDCM | Class1. Class2 | IK09 | [11 empty] | dimmable
TBD | SMBT/3/F/B5/140/40 | image | datasheet | deeplink | TUNGSRAM - SMBt - 17140lm - 139W - 4000K - 70CRI - TBD[SKU] - side 42-60mm. post 48-76mm and universal 35-76mm | 7.5 kg | side 42-60mm. post 48-76mm and universal 35-76mm | LED | 1 | 139 | YES |  |  |  |  | -40°C to +50°C | CE;ENEC |  | CE & ENEC | [6 empty] | 66 | 4000 | 352x103x567 mm |  | 220-240V | -40°C to +50°C | 5 years |  |  |  | 70 |  | 4000 | 17140 |  |  |  | L80 > 128000 h |  | 123.31 |  |  | 9 | B5 | 25 °C | 11.5% | No Built-in accessory | Available | 740/559 | CIE(x= 0.38. y= 0.38) 5SDCM | Class1. Class2 | IK09 | [11 empty] | dimmable
TBD | SMBT/3/F/E2/140/40 | image | datasheet | deeplink | TUNGSRAM - SMBt - 17300lm - 139W - 4000K - 70CRI - TBD[SKU] - side 42-60mm. post 48-76mm and universal 35-76mm | 7.5 kg | side 42-60mm. post 48-76mm and universal 35-76mm | LED | 1 | 139 | YES |  |  |  |  | -40°C to +50°C | CE;ENEC |  | CE & ENEC | [6 empty] | 66 | 4000 | 352x103x567 mm |  | 220-240V | -40°C to +50°C | 5 years |  |  |  | 70 |  | 4000 | 17300 |  |  |  | L80 > 128000 h |  | 124.46 |  |  | 9 | E2 | 25 °C | 11.5% | No Built-in accessory | Available | 740/559 | CIE(x= 0.38. y= 0.38) 5SDCM | Class1. Class2 | IK09 | [11 empty] | dimmable
TBD | SMBT/3/F/B2/140/40 | image | datasheet | deeplink | TUNGSRAM - SMBt - 17370lm - 139W - 4000K - 70CRI - TBD[SKU] - side 42-60mm. post 48-76mm and universal 35-76mm | 7.5 kg | side 42-60mm. post 48-76mm and universal 35-76mm | LED | 1 | 139 | YES |  |  |  |  | -40°C to +50°C | CE;ENEC |  | CE & ENEC | [6 empty] | 66 | 4000 | 352x103x567 mm |  | 220-240V | -40°C to +50°C | 5 years |  |  |  | 70 |  | 4000 | 17370 |  |  |  | L80 > 128000 h |  | 124.96 |  |  | 9 | B2 | 25 °C | 11.5% | No Built-in accessory | Available | 740/559 | CIE(x= 0.38. y= 0.38) 5SDCM | Class1. Class2 | IK09 | [11 empty] | dimmable
TBD | SMBT/3/F/U/140/40 | image | datasheet | deeplink | TUNGSRAM - SMBt - 14660lm - 139W - 4000K - 70CRI - TBD[SKU] - side 42-60mm. post 48-76mm and universal 35-76mm | 7.5 kg | side 42-60mm. post 48-76mm and universal 35-76mm | LED | 1 | 139 | YES |  |  |  |  | -40°C to +50°C | CE;ENEC |  | CE & ENEC | [6 empty] | 66 | 4000 | 352x103x567 mm |  | 220-240V | -40°C to +50°C | 5 years |  |  |  | 70 |  | 4000 | 14660 |  |  |  | L80 > 128000 h |  | 105.47 |  |  | 9 | U | 25 °C | 11.5% | No Built-in accessory | Phased-out | 740/559 | CIE(x= 0.38. y= 0.38) 5SDCM | Class1. Class2 | IK09 | [11 empty] | dimmable
TBD | SMBT/3/F/N/140/40 | image | datasheet | deeplink | TUNGSRAM - SMBt - 16120lm - 139W - 4000K - 70CRI - TBD[SKU] - side 42-60mm. post 48-76mm and universal 35-76mm | 7.5 kg | side 42-60mm. post 48-76mm and universal 35-76mm | LED | 1 | 139 | YES |  |  |  |  | -40°C to +50°C | CE;ENEC |  | CE & ENEC | [6 empty] | 66 | 4000 | 352x103x567 mm |  | 220-240V | -40°C to +50°C | 5 years |  |  |  | 70 |  | 4000 | 16120 |  |  |  | L80 > 128000 h |  | 115.97 |  |  | 9 | N | 25 °C | 11.5% | No Built-in accessory | Phased-out | 740/559 | CIE(x= 0.38. y= 0.38) 5SDCM | Class1. Class2 | IK09 | [11 empty] | dimmable
TBD | SMBT/3/F/T/140/40 | image | datasheet | deeplink | TUNGSRAM - SMBt - 16180lm - 139W - 4000K - 70CRI - TBD[SKU] - side 42-60mm. post 48-76mm and universal 35-76mm | 7.5 kg | side 42-60mm. post 48-76mm and universal 35-76mm | LED | 1 | 139 | YES |  |  |  |  | -40°C to +50°C | CE;ENEC |  | CE & ENEC | [6 empty] | 66 | 4000 | 352x103x567 mm |  | 220-240V | -40°C to +50°C | 5 years |  |  |  | 70 |  | 4000 | 16180 |  |  |  | L80 > 128000 h |  | 116.4 |  |  | 9 | T | 25 °C | 11.5% | No Built-in accessory | Phased-out | 740/559 | CIE(x= 0.38. y= 0.38) 5SDCM | Class1. Class2 | IK09 | [11 empty] | dimmable
TBD | SMBT/3/F/S/140/40 | image | datasheet | deeplink | TUNGSRAM - SMBt - 15530lm - 139W - 4000K - 70CRI - TBD[SKU] - side 42-60mm. post 48-76mm and universal 35-76mm | 7.5 kg | side 42-60mm. post 48-76mm and universal 35-76mm | LED | 1 | 139 | YES |  |  |  |  | -40°C to +50°C | CE;ENEC |  | CE & ENEC | [6 empty] | 66 | 4000 | 352x103x567 mm |  | 220-240V | -40°C to +50°C | 5 years |  |  |  | 70 |  | 4000 | 15530 |  |  |  | L80 > 128000 h |  | 111.73 |  |  | 9 | S | 25 °C | 11.5% | No Built-in accessory | Phased-out | 740/559 | CIE(x= 0.38. y= 0.38) 5SDCM | Class1. Class2 | IK09 | [11 empty] | dimmable
TBD | SMBT/3/F/R/140/40 | image | datasheet | deeplink | TUNGSRAM - SMBt - 15690lm - 139W - 4000K - 70CRI - TBD[SKU] - side 42-60mm. post 48-76mm and universal 35-76mm | 7.5 kg | side 42-60mm. post 48-76mm and universal 35-76mm | LED | 1 | 139 | YES |  |  |  |  | -40°C to +50°C | CE;ENEC |  | CE & ENEC | [6 empty] | 66 | 4000 | 352x103x567 mm |  | 220-240V | -40°C to +50°C | 5 years |  |  |  | 70 |  | 4000 | 15690 |  |  |  | L80 > 128000 h |  | 112.88 |  |  | 9 | R | 25 °C | 11.5% | No Built-in accessory | Phased-out | 740/559 | CIE(x= 0.38. y= 0.38) 5SDCM | Class1. Class2 | IK09 | [11 empty] | dimmable
TBD | SMBT/3/F/P/140/40 | image | datasheet | deeplink | TUNGSRAM - SMBt - 14890lm - 139W - 4000K - 70CRI - TBD[SKU] - side 42-60mm. post 48-76mm and universal 35-76mm | 7.5 kg | side 42-60mm. post 48-76mm and universal 35-76mm | LED | 1 | 139 | YES |  |  |  |  | -40°C to +50°C | CE;ENEC |  | CE & ENEC | [6 empty] | 66 | 4000 | 352x103x567 mm |  | 220-240V | -40°C to +50°C | 5 years |  |  |  | 70 |  | 4000 | 14890 |  |  |  | L80 > 128000 h |  | 107.12 |  |  | 9 | P | 25 °C | 11.5% | No Built-in accessory | Phased-out | 740/559 | CIE(x= 0.38. y= 0.38) 5SDCM | Class1. Class2 | IK09 | [11 empty] | dimmable
TBD | SMBT/3/F/F/140/40 | image | datasheet | deeplink | TUNGSRAM - SMBt - 15880lm - 139W - 4000K - 70CRI - TBD[SKU] - side 42-60mm. post 48-76mm and universal 35-76mm | 7.5 kg | side 42-60mm. post 48-76mm and universal 35-76mm | LED | 1 | 139 | YES |  |  |  |  | -40°C to +50°C | CE;ENEC |  | CE & ENEC | [6 empty] | 66 | 4000 | 352x103x567 mm |  | 220-240V | -40°C to +50°C | 5 years |  |  |  | 70 |  | 4000 | 15880 |  |  |  | L80 > 128000 h |  | 114.24 |  |  | 9 | F | 25 °C | 11.5% | No Built-in accessory | Phased-out | 740/559 | CIE(x= 0.38. y= 0.38) 5SDCM | Class1. Class2 | IK09 | [11 empty] | dimmable
TBD | SMBT/3/F/E/140/40 | image | datasheet | deeplink | TUNGSRAM - SMBt - 16180lm - 139W - 4000K - 70CRI - TBD[SKU] - side 42-60mm. post 48-76mm and universal 35-76mm | 7.5 kg | side 42-60mm. post 48-76mm and universal 35-76mm | LED | 1 | 139 | YES |  |  |  |  | -40°C to +50°C | CE;ENEC |  | CE & ENEC | [6 empty] | 66 | 4000 | 352x103x567 mm |  | 220-240V | -40°C to +50°C | 5 years |  |  |  | 70 |  | 4000 | 16180 |  |  |  | L80 > 128000 h |  | 116.4 |  |  | 9 | E | 25 °C | 11.5% | No Built-in accessory | Phased-out | 740/559 | CIE(x= 0.38. y= 0.38) 5SDCM | Class1. Class2 | IK09 | [11 empty] | dimmable
TBD | SMBT/3/F/D/140/40 | image | datasheet | deeplink | TUNGSRAM - SMBt - 15740lm - 139W - 4000K - 70CRI - TBD[SKU] - side 42-60mm. post 48-76mm and universal 35-76mm | 7.5 kg | side 42-60mm. post 48-76mm and universal 35-76mm | LED | 1 | 139 | YES |  |  |  |  | -40°C to +50°C | CE;ENEC |  | CE & ENEC | [6 empty] | 66 | 4000 | 352x103x567 mm |  | 220-240V | -40°C to +50°C | 5 years |  |  |  | 70 |  | 4000 | 15740 |  |  |  | L80 > 128000 h |  | 113.24 |  |  | 9 | D | 25 °C | 11.5% | No Built-in accessory | Phased-out | 740/559 | CIE(x= 0.38. y= 0.38) 5SDCM | Class1. Class2 | IK09 | [11 empty] | dimmable
TBD | SMBT/3/F/C/140/40 | image | datasheet | deeplink | TUNGSRAM - SMBt - 15710lm - 139W - 4000K - 70CRI - TBD[SKU] - side 42-60mm. post 48-76mm and universal 35-76mm | 7.5 kg | side 42-60mm. post 48-76mm and universal 35-76mm | LED | 1 | 139 | YES |  |  |  |  | -40°C to +50°C | CE;ENEC |  | CE & ENEC | [6 empty] | 66 | 4000 | 352x103x567 mm |  | 220-240V | -40°C to +50°C | 5 years |  |  |  | 70 |  | 4000 | 15710 |  |  |  | L80 > 128000 h |  | 113.02 |  |  | 9 | C | 25 °C | 11.5% | No Built-in accessory | Phased-out | 740/559 | CIE(x= 0.38. y= 0.38) 5SDCM | Class1. Class2 | IK09 | [11 empty] | dimmable
TBD | SMBT/3/F/B/140/40 | image | datasheet | deeplink | TUNGSRAM - SMBt - 15980lm - 139W - 4000K - 70CRI - TBD[SKU] - side 42-60mm. post 48-76mm and universal 35-76mm | 7.5 kg | side 42-60mm. post 48-76mm and universal 35-76mm | LED | 1 | 139 | YES |  |  |  |  | -40°C to +50°C | CE;ENEC |  | CE & ENEC | [6 empty] | 66 | 4000 | 352x103x567 mm |  | 220-240V | -40°C to +50°C | 5 years |  |  |  | 70 |  | 4000 | 15980 |  |  |  | L80 > 128000 h |  | 114.96 |  |  | 9 | B | 25 °C | 11.5% | No Built-in accessory | Phased-out | 740/559 | CIE(x= 0.38. y= 0.38) 5SDCM | Class1. Class2 | IK09 | [11 empty] | dimmable
TBD | SMBT/3/F/Y5/120/40 | image | datasheet | deeplink | TUNGSRAM - SMBt - 15220lm - 120W - 4000K - 70CRI - TBD[SKU] - side 42-60mm. post 48-76mm and universal 35-76mm | 7.5 kg | side 42-60mm. post 48-76mm and universal 35-76mm | LED | 1 | 120 | YES |  |  |  |  | -40°C to +50°C | CE;ENEC |  | CE & ENEC | [6 empty] | 66 | 4000 | 352x103x567 mm |  | 220-240V | -40°C to +50°C | 5 years |  |  |  | 70 |  | 4000 | 15220 |  |  |  | L80 > 128000 h |  | 126.83 |  |  | 9 | Y5 | 25 °C | 11.5% | No Built-in accessory | Available | 740/559 | CIE(x= 0.38. y= 0.38) 5SDCM | Class1. Class2 | IK09 | [11 empty] | dimmable
TBD | SMBT/3/F/P5/120/40 | image | datasheet | deeplink | TUNGSRAM - SMBt - 15240lm - 120W - 4000K - 70CRI - TBD[SKU] - side 42-60mm. post 48-76mm and universal 35-76mm | 7.5 kg | side 42-60mm. post 48-76mm and universal 35-76mm | LED | 1 | 120 | YES |  |  |  |  | -40°C to +50°C | CE;ENEC |  | CE & ENEC | [6 empty] | 66 | 4000 | 352x103x567 mm |  | 220-240V | -40°C to +50°C | 5 years |  |  |  | 70 |  | 4000 | 15240 |  |  |  | L80 > 128000 h |  | 127 |  |  | 9 | P5 | 25 °C | 11.5% | No Built-in accessory | Available | 740/559 | CIE(x= 0.38. y= 0.38) 5SDCM | Class1. Class2 | IK09 | [11 empty] | dimmable
TBD | SMBT/3/F/F5/120/40 | image | datasheet | deeplink | TUNGSRAM - SMBt - 14890lm - 120W - 4000K - 70CRI - TBD[SKU] - side 42-60mm. post 48-76mm and universal 35-76mm | 7.5 kg | side 42-60mm. post 48-76mm and universal 35-76mm | LED | 1 | 120 | YES |  |  |  |  | -40°C to +50°C | CE;ENEC |  | CE & ENEC | [6 empty] | 66 | 4000 | 352x103x567 mm |  | 220-240V | -40°C to +50°C | 5 years |  |  |  | 70 |  | 4000 | 14890 |  |  |  | L80 > 128000 h |  | 124.08 |  |  | 9 | F5 | 25 °C | 11.5% | No Built-in accessory | Available | 740/559 | CIE(x= 0.38. y= 0.38) 5SDCM | Class1. Class2 | IK09 | [11 empty] | dimmable
TBD | SMBT/3/F/E5/120/40 | image | datasheet | deeplink | TUNGSRAM - SMBt - 15630lm - 120W - 4000K - 70CRI - TBD[SKU] - side 42-60mm. post 48-76mm and universal 35-76mm | 7.5 kg | side 42-60mm. post 48-76mm and universal 35-76mm | LED | 1 | 120 | YES |  |  |  |  | -40°C to +50°C | CE;ENEC |  | CE & ENEC | [6 empty] | 66 | 4000 | 352x103x567 mm |  | 220-240V | -40°C to +50°C | 5 years |  |  |  | 70 |  | 4000 | 15630 |  |  |  | L80 > 128000 h |  | 130.25 |  |  | 9 | E5 | 25 °C | 11.5% | No Built-in accessory | Available | 740/559 | CIE(x= 0.38. y= 0.38) 5SDCM | Class1. Class2 | IK09 | [11 empty] | dimmable
TBD | SMBT/3/F/C5/120/40 | image | datasheet | deeplink | TUNGSRAM - SMBt - 15400lm - 120W - 4000K - 70CRI - TBD[SKU] - side 42-60mm. post 48-76mm and universal 35-76mm | 7.5 kg | side 42-60mm. post 48-76mm and universal 35-76mm | LED | 1 | 120 | YES |  |  |  |  | -40°C to +50°C | CE;ENEC |  | CE & ENEC | [6 empty] | 66 | 4000 | 352x103x567 mm |  | 220-240V | -40°C to +50°C | 5 years |  |  |  | 70 |  | 4000 | 15400 |  |  |  | L80 > 128000 h |  | 128.33 |  |  | 9 | C5 | 25 °C | 11.5% | No Built-in accessory | Available | 740/559 | CIE(x= 0.38. y= 0.38) 5SDCM | Class1. Class2 | IK09 | [11 empty] | dimmable
TBD | SMBT/3/F/B5/120/40 | image | datasheet | deeplink | TUNGSRAM - SMBt - 15420lm - 120W - 4000K - 70CRI - TBD[SKU] - side 42-60mm. post 48-76mm and universal 35-76mm | 7.5 kg | side 42-60mm. post 48-76mm and universal 35-76mm | LED | 1 | 120 | YES |  |  |  |  | -40°C to +50°C | CE;ENEC |  | CE & ENEC | [6 empty] | 66 | 4000 | 352x103x567 mm |  | 220-240V | -40°C to +50°C | 5 years |  |  |  | 70 |  | 4000 | 15420 |  |  |  | L80 > 128000 h |  | 128.5 |  |  | 9 | B5 | 25 °C | 11.5% | No Built-in accessory | Available | 740/559 | CIE(x= 0.38. y= 0.38) 5SDCM | Class1. Class2 | IK09 | [11 empty] | dimmable
TBD | SMBT/3/F/E2/120/40 | image | datasheet | deeplink | TUNGSRAM - SMBt - 15560lm - 120W - 4000K - 70CRI - TBD[SKU] - side 42-60mm. post 48-76mm and universal 35-76mm | 7.5 kg | side 42-60mm. post 48-76mm and universal 35-76mm | LED | 1 | 120 | YES |  |  |  |  | -40°C to +50°C | CE;ENEC |  | CE & ENEC | [6 empty] | 66 | 4000 | 352x103x567 mm |  | 220-240V | -40°C to +50°C | 5 years |  |  |  | 70 |  | 4000 | 15560 |  |  |  | L80 > 128000 h |  | 129.67 |  |  | 9 | E2 | 25 °C | 11.5% | No Built-in accessory | Available | 740/559 | CIE(x= 0.38. y= 0.38) 5SDCM | Class1. Class2 | IK09 | [11 empty] | dimmable
TBD | SMBT/3/F/B2/120/40 | image | datasheet | deeplink | TUNGSRAM - SMBt - 15630lm - 120W - 4000K - 70CRI - TBD[SKU] - side 42-60mm. post 48-76mm and universal 35-76mm | 7.5 kg | side 42-60mm. post 48-76mm and universal 35-76mm | LED | 1 | 120 | YES |  |  |  |  | -40°C to +50°C | CE;ENEC |  | CE & ENEC | [6 empty] | 66 | 4000 | 352x103x567 mm |  | 220-240V | -40°C to +50°C | 5 years |  |  |  | 70 |  | 4000 | 15630 |  |  |  | L80 > 128000 h |  | 130.25 |  |  | 9 | B2 | 25 °C | 11.5% | No Built-in accessory | Available | 740/559 | CIE(x= 0.38. y= 0.38) 5SDCM | Class1. Class2 | IK09 | [11 empty] | dimmable
TBD | SMBT/3/F/U/120/40 | image | datasheet | deeplink | TUNGSRAM - SMBt - 13190lm - 120W - 4000K - 70CRI - TBD[SKU] - side 42-60mm. post 48-76mm and universal 35-76mm | 7.5 kg | side 42-60mm. post 48-76mm and universal 35-76mm | LED | 1 | 120 | YES |  |  |  |  | -40°C to +50°C | CE;ENEC |  | CE & ENEC | [6 empty] | 66 | 4000 | 352x103x567 mm |  | 220-240V | -40°C to +50°C | 5 years |  |  |  | 70 |  | 4000 | 13190 |  |  |  | L80 > 128000 h |  | 109.92 |  |  | 9 | U | 25 °C | 11.5% | No Built-in accessory | Phased-out | 740/559 | CIE(x= 0.38. y= 0.38) 5SDCM | Class1. Class2 | IK09 | [11 empty] | dimmable
TBD | SMBT/3/F/N/120/40 | image | datasheet | deeplink | TUNGSRAM - SMBt - 14510lm - 120W - 4000K - 70CRI - TBD[SKU] - side 42-60mm. post 48-76mm and universal 35-76mm | 7.5 kg | side 42-60mm. post 48-76mm and universal 35-76mm | LED | 1 | 120 | YES |  |  |  |  | -40°C to +50°C | CE;ENEC |  | CE & ENEC | [6 empty] | 66 | 4000 | 352x103x567 mm |  | 220-240V | -40°C to +50°C | 5 years |  |  |  | 70 |  | 4000 | 14510 |  |  |  | L80 > 128000 h |  | 120.92 |  |  | 9 | N | 25 °C | 11.5% | No Built-in accessory | Phased-out | 740/559 | CIE(x= 0.38. y= 0.38) 5SDCM | Class1. Class2 | IK09 | [11 empty] | dimmable
TBD | SMBT/3/F/T/120/40 | image | datasheet | deeplink | TUNGSRAM - SMBt - 14560lm - 120W - 4000K - 70CRI - TBD[SKU] - side 42-60mm. post 48-76mm and universal 35-76mm | 7.5 kg | side 42-60mm. post 48-76mm and universal 35-76mm | LED | 1 | 120 | YES |  |  |  |  | -40°C to +50°C | CE;ENEC |  | CE & ENEC | [6 empty] | 66 | 4000 | 352x103x567 mm |  | 220-240V | -40°C to +50°C | 5 years |  |  |  | 70 |  | 4000 | 14560 |  |  |  | L80 > 128000 h |  | 121.33 |  |  | 9 | T | 25 °C | 11.5% | No Built-in accessory | Phased-out | 740/559 | CIE(x= 0.38. y= 0.38) 5SDCM | Class1. Class2 | IK09 | [11 empty] | dimmable
TBD | SMBT/3/F/S/120/40 | image | datasheet | deeplink | TUNGSRAM - SMBt - 13970lm - 120W - 4000K - 70CRI - TBD[SKU] - side 42-60mm. post 48-76mm and universal 35-76mm | 7.5 kg | side 42-60mm. post 48-76mm and universal 35-76mm | LED | 1 | 120 | YES |  |  |  |  | -40°C to +50°C | CE;ENEC |  | CE & ENEC | [6 empty] | 66 | 4000 | 352x103x567 mm |  | 220-240V | -40°C to +50°C | 5 years |  |  |  | 70 |  | 4000 | 13970 |  |  |  | L80 > 128000 h |  | 116.42 |  |  | 9 | S | 25 °C | 11.5% | No Built-in accessory | Phased-out | 740/559 | CIE(x= 0.38. y= 0.38) 5SDCM | Class1. Class2 | IK09 | [11 empty] | dimmable
TBD | SMBT/3/F/R/120/40 | image | datasheet | deeplink | TUNGSRAM - SMBt - 14120lm - 120W - 4000K - 70CRI - TBD[SKU] - side 42-60mm. post 48-76mm and universal 35-76mm | 7.5 kg | side 42-60mm. post 48-76mm and universal 35-76mm | LED | 1 | 120 | YES |  |  |  |  | -40°C to +50°C | CE;ENEC |  | CE & ENEC | [6 empty] | 66 | 4000 | 352x103x567 mm |  | 220-240V | -40°C to +50°C | 5 years |  |  |  | 70 |  | 4000 | 14120 |  |  |  | L80 > 128000 h |  | 117.67 |  |  | 9 | R | 25 °C | 11.5% | No Built-in accessory | Phased-out | 740/559 | CIE(x= 0.38. y= 0.38) 5SDCM | Class1. Class2 | IK09 | [11 empty] | dimmable
TBD | SMBT/3/F/P/120/40 | image | datasheet | deeplink | TUNGSRAM - SMBt - 13400lm - 120W - 4000K - 70CRI - TBD[SKU] - side 42-60mm. post 48-76mm and universal 35-76mm | 7.5 kg | side 42-60mm. post 48-76mm and universal 35-76mm | LED | 1 | 120 | YES |  |  |  |  | -40°C to +50°C | CE;ENEC |  | CE & ENEC | [6 empty] | 66 | 4000 | 352x103x567 mm |  | 220-240V | -40°C to +50°C | 5 years |  |  |  | 70 |  | 4000 | 13400 |  |  |  | L80 > 128000 h |  | 111.67 |  |  | 9 | P | 25 °C | 11.5% | No Built-in accessory | Phased-out | 740/559 | CIE(x= 0.38. y= 0.38) 5SDCM | Class1. Class2 | IK09 | [11 empty] | dimmable
TBD | SMBT/3/F/F/120/40 | image | datasheet | deeplink | TUNGSRAM - SMBt - 14290lm - 120W - 4000K - 70CRI - TBD[SKU] - side 42-60mm. post 48-76mm and universal 35-76mm | 7.5 kg | side 42-60mm. post 48-76mm and universal 35-76mm | LED | 1 | 120 | YES |  |  |  |  | -40°C to +50°C | CE;ENEC |  | CE & ENEC | [6 empty] | 66 | 4000 | 352x103x567 mm |  | 220-240V | -40°C to +50°C | 5 years |  |  |  | 70 |  | 4000 | 14290 |  |  |  | L80 > 128000 h |  | 119.08 |  |  | 9 | F | 25 °C | 11.5% | No Built-in accessory | Phased-out | 740/559 | CIE(x= 0.38. y= 0.38) 5SDCM | Class1. Class2 | IK09 | [11 empty] | dimmable
TBD | SMBT/3/F/E/120/40 | image | datasheet | deeplink | TUNGSRAM - SMBt - 14560lm - 120W - 4000K - 70CRI - TBD[SKU] - side 42-60mm. post 48-76mm and universal 35-76mm | 7.5 kg | side 42-60mm. post 48-76mm and universal 35-76mm | LED | 1 | 120 | YES |  |  |  |  | -40°C to +50°C | CE;ENEC |  | CE & ENEC | [6 empty] | 66 | 4000 | 352x103x567 mm |  | 220-240V | -40°C to +50°C | 5 years |  |  |  | 70 |  | 4000 | 14560 |  |  |  | L80 > 128000 h |  | 121.33 |  |  | 9 | E | 25 °C | 11.5% | No Built-in accessory | Phased-out | 740/559 | CIE(x= 0.38. y= 0.38) 5SDCM | Class1. Class2 | IK09 | [11 empty] | dimmable
TBD | SMBT/3/F/D/120/40 | image | datasheet | deeplink | TUNGSRAM - SMBt - 14160lm - 120W - 4000K - 70CRI - TBD[SKU] - side 42-60mm. post 48-76mm and universal 35-76mm | 7.5 kg | side 42-60mm. post 48-76mm and universal 35-76mm | LED | 1 | 120 | YES |  |  |  |  | -40°C to +50°C | CE;ENEC |  | CE & ENEC | [6 empty] | 66 | 4000 | 352x103x567 mm |  | 220-240V | -40°C to +50°C | 5 years |  |  |  | 70 |  | 4000 | 14160 |  |  |  | L80 > 128000 h |  | 118 |  |  | 9 | D | 25 °C | 11.5% | No Built-in accessory | Phased-out | 740/559 | CIE(x= 0.38. y= 0.38) 5SDCM | Class1. Class2 | IK09 | [11 empty] | dimmable
TBD | SMBT/3/F/C/120/40 | image | datasheet | deeplink | TUNGSRAM - SMBt - 14130lm - 120W - 4000K - 70CRI - TBD[SKU] - side 42-60mm. post 48-76mm and universal 35-76mm | 7.5 kg | side 42-60mm. post 48-76mm and universal 35-76mm | LED | 1 | 120 | YES |  |  |  |  | -40°C to +50°C | CE;ENEC |  | CE & ENEC | [6 empty] | 66 | 4000 | 352x103x567 mm |  | 220-240V | -40°C to +50°C | 5 years |  |  |  | 70 |  | 4000 | 14130 |  |  |  | L80 > 128000 h |  | 117.75 |  |  | 9 | C | 25 °C | 11.5% | No Built-in accessory | Phased-out | 740/559 | CIE(x= 0.38. y= 0.38) 5SDCM | Class1. Class2 | IK09 | [11 empty] | dimmable
TBD | SMBT/3/F/B/120/40 | image | datasheet | deeplink | TUNGSRAM - SMBt - 14380lm - 120W - 4000K - 70CRI - TBD[SKU] - side 42-60mm. post 48-76mm and universal 35-76mm | 7.5 kg | side 42-60mm. post 48-76mm and universal 35-76mm | LED | 1 | 120 | YES |  |  |  |  | -40°C to +50°C | CE;ENEC |  | CE & ENEC | [6 empty] | 66 | 4000 | 352x103x567 mm |  | 220-240V | -40°C to +50°C | 5 years |  |  |  | 70 |  | 4000 | 14380 |  |  |  | L80 > 128000 h |  | 119.83 |  |  | 9 | B | 25 °C | 11.5% | No Built-in accessory | Phased-out | 740/559 | CIE(x= 0.38. y= 0.38) 5SDCM | Class1. Class2 | IK09 | [11 empty] | dimmable
TBD | SMBT/3/F/Y5/105/40 | image | datasheet | deeplink | TUNGSRAM - SMBt - 13930lm - 107W - 4000K - 70CRI - TBD[SKU] - side 42-60mm. post 48-76mm and universal 35-76mm | 7.5 kg | side 42-60mm. post 48-76mm and universal 35-76mm | LED | 1 | 107 | YES |  |  |  |  | -40°C to +50°C | CE;ENEC |  | CE & ENEC | [6 empty] | 66 | 4000 | 352x103x567 mm |  | 220-240V | -40°C to +50°C | 5 years |  |  |  | 70 |  | 4000 | 13930 |  |  |  | L80 > 128000 h |  | 130.19 |  |  | 9 | Y5 | 25 °C | 11.5% | No Built-in accessory | Available | 740/559 | CIE(x= 0.38. y= 0.38) 5SDCM | Class1. Class2 | IK09 | [11 empty] | dimmable
TBD | SMBT/3/F/P5/105/40 | image | datasheet | deeplink | TUNGSRAM - SMBt - 13950lm - 107W - 4000K - 70CRI - TBD[SKU] - side 42-60mm. post 48-76mm and universal 35-76mm | 7.5 kg | side 42-60mm. post 48-76mm and universal 35-76mm | LED | 1 | 107 | YES |  |  |  |  | -40°C to +50°C | CE;ENEC |  | CE & ENEC | [6 empty] | 66 | 4000 | 352x103x567 mm |  | 220-240V | -40°C to +50°C | 5 years |  |  |  | 70 |  | 4000 | 13950 |  |  |  | L80 > 128000 h |  | 130.37 |  |  | 9 | P5 | 25 °C | 11.5% | No Built-in accessory | Available | 740/559 | CIE(x= 0.38. y= 0.38) 5SDCM | Class1. Class2 | IK09 | [11 empty] | dimmable
TBD | SMBT/3/F/F5/105/40 | image | datasheet | deeplink | TUNGSRAM - SMBt - 13620lm - 107W - 4000K - 70CRI - TBD[SKU] - side 42-60mm. post 48-76mm and universal 35-76mm | 7.5 kg | side 42-60mm. post 48-76mm and universal 35-76mm | LED | 1 | 107 | YES |  |  |  |  | -40°C to +50°C | CE;ENEC |  | CE & ENEC | [6 empty] | 66 | 4000 | 352x103x567 mm |  | 220-240V | -40°C to +50°C | 5 years |  |  |  | 70 |  | 4000 | 13620 |  |  |  | L80 > 128000 h |  | 127.29 |  |  | 9 | F5 | 25 °C | 11.5% | No Built-in accessory | Available | 740/559 | CIE(x= 0.38. y= 0.38) 5SDCM | Class1. Class2 | IK09 | [11 empty] | dimmable
TBD | SMBT/3/F/E5/105/40 | image | datasheet | deeplink | TUNGSRAM - SMBt - 14300lm - 107W - 4000K - 70CRI - TBD[SKU] - side 42-60mm. post 48-76mm and universal 35-76mm | 7.5 kg | side 42-60mm. post 48-76mm and universal 35-76mm |  | 1 | 107 | YES |  |  |  |  | -40°C to +50°C | CE;ENEC |  | CE & ENEC | [6 empty] | 66 | 4000 | 352x103x567 mm |  | 220-240V | -40°C to +50°C | 5 years |  |  |  | 70 |  | 4000 | 14300 |  |  |  | L80 > 128000 h |  | 133.64 |  |  | 9 | E5 | 25 °C | 11.5% | No Built-in accessory | Available | 740/559 | CIE(x= 0.38. y= 0.38) 5SDCM | Class1. Class2 | IK09 | [11 empty] | dimmable
TBD | SMBT/3/F/C5/105/40 | image | datasheet | deeplink | TUNGSRAM - SMBt - 14090lm - 107W - 4000K - 70CRI - TBD[SKU] - side 42-60mm. post 48-76mm and universal 35-76mm | 7.5 kg | side 42-60mm. post 48-76mm and universal 35-76mm | LED | 1 | 107 | YES |  |  |  |  | -40°C to +50°C | CE;ENEC |  | CE & ENEC | [6 empty] | 66 | 4000 | 352x103x567 mm |  | 220-240V | -40°C to +50°C | 5 years |  |  |  | 70 |  | 4000 | 14090 |  |  |  | L80 > 128000 h |  | 131.68 |  |  | 9 | C5 | 25 °C | 11.5% | No Built-in accessory | Available | 740/559 | CIE(x= 0.38. y= 0.38) 5SDCM | Class1. Class2 | IK09 | [11 empty] | dimmable
TBD | SMBT/3/F/B5/105/40 | image | datasheet | deeplink | TUNGSRAM - SMBt - 14110lm - 107W - 4000K - 70CRI - TBD[SKU] - side 42-60mm. post 48-76mm and universal 35-76mm | 7.5 kg | side 42-60mm. post 48-76mm and universal 35-76mm | LED | 1 | 107 | YES |  |  |  |  | -40°C to +50°C | CE;ENEC |  | CE & ENEC | [6 empty] | 66 | 4000 | 352x103x567 mm |  | 220-240V | -40°C to +50°C | 5 years |  |  |  | 70 |  | 4000 | 14110 |  |  |  | L80 > 128000 h |  | 131.87 |  |  | 9 | B5 | 25 °C | 11.5% | No Built-in accessory | Available | 740/559 | CIE(x= 0.38. y= 0.38) 5SDCM | Class1. Class2 | IK09 | [11 empty] | dimmable
TBD | SMBT/3/F/E2/105/40 | image | datasheet | deeplink | TUNGSRAM - SMBt - 14240lm - 107W - 4000K - 70CRI - TBD[SKU] - side 42-60mm. post 48-76mm and universal 35-76mm | 7.5 kg | side 42-60mm. post 48-76mm and universal 35-76mm | LED | 1 | 107 | YES |  |  |  |  | -40°C to +50°C | CE;ENEC |  | CE & ENEC | [6 empty] | 66 | 4000 | 352x103x567 mm |  | 220-240V | -40°C to +50°C | 5 years |  |  |  | 70 |  | 4000 | 14240 |  |  |  | L80 > 128000 h |  | 133.08 |  |  | 9 | E2 | 25 °C | 11.5% | No Built-in accessory | Available | 740/559 | CIE(x= 0.38. y= 0.38) 5SDCM | Class1. Class2 | IK09 | [11 empty] | dimmable
TBD | SMBT/3/F/B2/105/40 | image | datasheet | deeplink | TUNGSRAM - SMBt - 14300lm - 107W - 4000K - 70CRI - TBD[SKU] - side 42-60mm. post 48-76mm and universal 35-76mm | 7.5 kg | side 42-60mm. post 48-76mm and universal 35-76mm |  | 1 | 107 | YES |  |  |  |  | -40°C to +50°C | CE;ENEC |  | CE & ENEC | [6 empty] | 66 | 4000 | 352x103x567 mm |  | 220-240V | -40°C to +50°C | 5 years |  |  |  | 70 |  | 4000 | 14300 |  |  |  | L80 > 128000 h |  | 133.64 |  |  | 9 | B2 | 25 °C | 11.5% | No Built-in accessory | Available | 740/559 | CIE(x= 0.38. y= 0.38) 5SDCM | Class1. Class2 | IK09 | [11 empty] | dimmable
TBD | SMBT/3/F/U/105/40 | image | datasheet | deeplink | TUNGSRAM - SMBt - 12070lm - 107W - 4000K - 70CRI - TBD[SKU] - side 42-60mm. post 48-76mm and universal 35-76mm | 7.5 kg | side 42-60mm. post 48-76mm and universal 35-76mm | LED | 1 | 107 | YES |  |  |  |  | -40°C to +50°C | CE;ENEC |  | CE & ENEC | [6 empty] | 66 | 4000 | 352x103x567 mm |  | 220-240V | -40°C to +50°C | 5 years |  |  |  | 70 |  | 4000 | 12070 |  |  |  | L80 > 128000 h |  | 112.8 |  |  | 9 | U | 25 °C | 11.5% | No Built-in accessory | Phased-out | 740/559 | CIE(x= 0.38. y= 0.38) 5SDCM | Class1. Class2 | IK09 | [11 empty] | dimmable
TBD | SMBT/3/F/N/105/40 | image | datasheet | deeplink | TUNGSRAM - SMBt - 13280lm - 107W - 4000K - 70CRI - TBD[SKU] - side 42-60mm. post 48-76mm and universal 35-76mm | 7.5 kg | side 42-60mm. post 48-76mm and universal 35-76mm | LED | 1 | 107 | YES |  |  |  |  | -40°C to +50°C | CE;ENEC |  | CE & ENEC | [6 empty] | 66 | 4000 | 352x103x567 mm |  | 220-240V | -40°C to +50°C | 5 years |  |  |  | 70 |  | 4000 | 13280 |  |  |  | L80 > 128000 h |  | 124.11 |  |  | 9 | N | 25 °C | 11.5% | No Built-in accessory | Phased-out | 740/559 | CIE(x= 0.38. y= 0.38) 5SDCM | Class1. Class2 | IK09 | [11 empty] | dimmable
TBD | SMBT/3/F/T/105/40 | image | datasheet | deeplink | TUNGSRAM - SMBt - 13320lm - 107W - 4000K - 70CRI - TBD[SKU] - side 42-60mm. post 48-76mm and universal 35-76mm | 7.5 kg | side 42-60mm. post 48-76mm and universal 35-76mm |  | 1 | 107 | YES |  |  |  |  | -40°C to +50°C | CE;ENEC |  | CE & ENEC | [6 empty] | 66 | 4000 | 352x103x567 mm |  | 220-240V | -40°C to +50°C | 5 years |  |  |  | 70 |  | 4000 | 13320 |  |  |  | L80 > 128000 h |  | 124.49 |  |  | 9 | T | 25 °C | 11.5% | No Built-in accessory | Phased-out | 740/559 | CIE(x= 0.38. y= 0.38) 5SDCM | Class1. Class2 | IK09 | [11 empty] | dimmable
TBD | SMBT/3/F/S/105/40 | image | datasheet | deeplink | TUNGSRAM - SMBt - 12780lm - 107W - 4000K - 70CRI - TBD[SKU] - side 42-60mm. post 48-76mm and universal 35-76mm | 7.5 kg | side 42-60mm. post 48-76mm and universal 35-76mm | LED | 1 | 107 | YES |  |  |  |  | -40°C to +50°C | CE;ENEC |  | CE & ENEC | [6 empty] | 66 | 4000 | 352x103x567 mm |  | 220-240V | -40°C to +50°C | 5 years |  |  |  | 70 |  | 4000 | 12780 |  |  |  | L80 > 128000 h |  | 119.44 |  |  | 9 | S | 25 °C | 11.5% | No Built-in accessory | Phased-out | 740/559 | CIE(x= 0.38. y= 0.38) 5SDCM | Class1. Class2 | IK09 | [11 empty] | dimmable
TBD | SMBT/3/F/R/105/40 | image | datasheet | deeplink | TUNGSRAM - SMBt - 12920lm - 107W - 4000K - 70CRI - TBD[SKU] - side 42-60mm. post 48-76mm and universal 35-76mm | 7.5 kg | side 42-60mm. post 48-76mm and universal 35-76mm | LED | 1 | 107 | YES |  |  |  |  | -40°C to +50°C | CE;ENEC |  | CE & ENEC | [6 empty] | 66 | 4000 | 352x103x567 mm |  | 220-240V | -40°C to +50°C | 5 years |  |  |  | 70 |  | 4000 | 12920 |  |  |  | L80 > 128000 h |  | 120.75 |  |  | 9 | R | 25 °C | 11.5% | No Built-in accessory | Phased-out | 740/559 | CIE(x= 0.38. y= 0.38) 5SDCM | Class1. Class2 | IK09 | [11 empty] | dimmable
TBD | SMBT/3/F/P/105/40 | image | datasheet | deeplink | TUNGSRAM - SMBt - 12260lm - 107W - 4000K - 70CRI - TBD[SKU] - side 42-60mm. post 48-76mm and universal 35-76mm | 7.5 kg | side 42-60mm. post 48-76mm and universal 35-76mm | LED | 1 | 107 | YES |  |  |  |  | -40°C to +50°C | CE;ENEC |  | CE & ENEC | [6 empty] | 66 | 4000 | 352x103x567 mm |  | 220-240V | -40°C to +50°C | 5 years |  |  |  | 70 |  | 4000 | 12260 |  |  |  | L80 > 128000 h |  | 114.58 |  |  | 9 | P | 25 °C | 11.5% | No Built-in accessory | Phased-out | 740/559 | CIE(x= 0.38. y= 0.38) 5SDCM | Class1. Class2 | IK09 | [11 empty] | dimmable
TBD | SMBT/3/F/F/105/40 | image | datasheet | deeplink | TUNGSRAM - SMBt - 13080lm - 107W - 4000K - 70CRI - TBD[SKU] - side 42-60mm. post 48-76mm and universal 35-76mm | 7.5 kg | side 42-60mm. post 48-76mm and universal 35-76mm | LED | 1 | 107 | YES |  |  |  |  | -40°C to +50°C | CE;ENEC |  | CE & ENEC | [6 empty] | 66 | 4000 | 352x103x567 mm |  | 220-240V | -40°C to +50°C | 5 years |  |  |  | 70 |  | 4000 | 13080 |  |  |  | L80 > 128000 h |  | 122.24 |  |  | 9 | F | 25 °C | 11.5% | No Built-in accessory | Phased-out | 740/559 | CIE(x= 0.38. y= 0.38) 5SDCM | Class1. Class2 | IK09 | [11 empty] | dimmable
TBD | SMBT/3/F/E/105/40 | image | datasheet | deeplink | TUNGSRAM - SMBt - 13320lm - 107W - 4000K - 70CRI - TBD[SKU] - side 42-60mm. post 48-76mm and universal 35-76mm | 7.5 kg | side 42-60mm. post 48-76mm and universal 35-76mm |  | 1 | 107 | YES |  |  |  |  | -40°C to +50°C | CE;ENEC |  | CE & ENEC | [6 empty] | 66 | 4000 | 352x103x567 mm |  | 220-240V | -40°C to +50°C | 5 years |  |  |  | 70 |  | 4000 | 13320 |  |  |  | L80 > 128000 h |  | 124.49 |  |  | 9 | E | 25 °C | 11.5% | No Built-in accessory | Phased-out | 740/559 | CIE(x= 0.38. y= 0.38) 5SDCM | Class1. Class2 | IK09 | [11 empty] | dimmable
TBD | SMBT/3/F/D/105/40 | image | datasheet | deeplink | TUNGSRAM - SMBt - 12960lm - 107W - 4000K - 70CRI - TBD[SKU] - side 42-60mm. post 48-76mm and universal 35-76mm | 7.5 kg | side 42-60mm. post 48-76mm and universal 35-76mm | LED | 1 | 107 | YES |  |  |  |  | -40°C to +50°C | CE;ENEC |  | CE & ENEC | [6 empty] | 66 | 4000 | 352x103x567 mm |  | 220-240V | -40°C to +50°C | 5 years |  |  |  | 70 |  | 4000 | 12960 |  |  |  | L80 > 128000 h |  | 121.12 |  |  | 9 | D | 25 °C | 11.5% | No Built-in accessory | Phased-out | 740/559 | CIE(x= 0.38. y= 0.38) 5SDCM | Class1. Class2 | IK09 | [11 empty] | dimmable
TBD | SMBT/3/F/C/105/40 | image | datasheet | deeplink | TUNGSRAM - SMBt - 12930lm - 107W - 4000K - 70CRI - TBD[SKU] - side 42-60mm. post 48-76mm and universal 35-76mm | 7.5 kg | side 42-60mm. post 48-76mm and universal 35-76mm | LED | 1 | 107 | YES |  |  |  |  | -40°C to +50°C | CE;ENEC |  | CE & ENEC | [6 empty] | 66 | 4000 | 352x103x567 mm |  | 220-240V | -40°C to +50°C | 5 years |  |  |  | 70 |  | 4000 | 12930 |  |  |  | L80 > 128000 h |  | 120.84 |  |  | 9 | C | 25 °C | 11.5% | No Built-in accessory | Phased-out | 740/559 | CIE(x= 0.38. y= 0.38) 5SDCM | Class1. Class2 | IK09 | [11 empty] | dimmable
TBD | SMBT/3/F/B/105/40 | image | datasheet | deeplink | TUNGSRAM - SMBt - 13160lm - 107W - 4000K - 70CRI - TBD[SKU] - side 42-60mm. post 48-76mm and universal 35-76mm | 7.5 kg | side 42-60mm. post 48-76mm and universal 35-76mm | LED | 1 | 107 | YES |  |  |  |  | -40°C to +50°C | CE;ENEC |  | CE & ENEC | [6 empty] | 66 | 4000 | 352x103x567 mm |  | 220-240V | -40°C to +50°C | 5 years |  |  |  | 70 |  | 4000 | 13160 |  |  |  | L80 > 128000 h |  | 122.99 |  |  | 9 | B | 25 °C | 11.5% | No Built-in accessory | Phased-out | 740/559 | CIE(x= 0.38. y= 0.38) 5SDCM | Class1. Class2 | IK09 | [11 empty] | dimmable
TBD | SMBT/3/F/Y5/95/40 | image | datasheet | deeplink | TUNGSRAM - SMBt - 12420lm - 93W - 4000K - 70CRI - TBD[SKU] - side 42-60mm. post 48-76mm and universal 35-76mm | 7.5 kg | side 42-60mm. post 48-76mm and universal 35-76mm | LED | 1 | 93 | YES |  |  |  |  | -40°C to +50°C | CE;ENEC |  | CE & ENEC | [6 empty] | 66 | 4000 | 352x103x567 mm |  | 220-240V | -40°C to +50°C | 5 years |  |  |  | 70 |  | 4000 | 12420 |  |  |  | L80 > 128000 h |  | 133.55 |  |  | 9 | Y5 | 25 °C | 11.5% | No Built-in accessory | Available | 740/559 | CIE(x= 0.38. y= 0.38) 5SDCM | Class1. Class2 | IK09 | [11 empty] | dimmable
TBD | SMBT/3/F/P5/95/40 | image | datasheet | deeplink | TUNGSRAM - SMBt - 12440lm - 93W - 4000K - 70CRI - TBD[SKU] - side 42-60mm. post 48-76mm and universal 35-76mm | 7.5 kg | side 42-60mm. post 48-76mm and universal 35-76mm | LED | 1 | 93 | YES |  |  |  |  | -40°C to +50°C | CE;ENEC |  | CE & ENEC | [6 empty] | 66 | 4000 | 352x103x567 mm |  | 220-240V | -40°C to +50°C | 5 years |  |  |  | 70 |  | 4000 | 12440 |  |  |  | L80 > 128000 h |  | 133.76 |  |  | 9 | P5 | 25 °C | 11.5% | No Built-in accessory | Available | 740/559 | CIE(x= 0.38. y= 0.38) 5SDCM | Class1. Class2 | IK09 | [11 empty] | dimmable
TBD | SMBT/3/F/F5/95/40 | image | datasheet | deeplink | TUNGSRAM - SMBt - 12150lm - 93W - 4000K - 70CRI - TBD[SKU] - side 42-60mm. post 48-76mm and universal 35-76mm | 7.5 kg | side 42-60mm. post 48-76mm and universal 35-76mm | LED | 1 | 93 | YES |  |  |  |  | -40°C to +50°C | CE;ENEC |  | CE & ENEC | [6 empty] | 66 | 4000 | 352x103x567 mm |  | 220-240V | -40°C to +50°C | 5 years |  |  |  | 70 |  | 4000 | 12150 |  |  |  | L80 > 128000 h |  | 130.65 |  |  | 9 | F5 | 25 °C | 11.5% | No Built-in accessory | Available | 740/559 | CIE(x= 0.38. y= 0.38) 5SDCM | Class1. Class2 | IK09 | [11 empty] | dimmable
TBD | SMBT/3/F/E5/95/40 | image | datasheet | deeplink | TUNGSRAM - SMBt - 12760lm - 93W - 4000K - 70CRI - TBD[SKU] - side 42-60mm. post 48-76mm and universal 35-76mm | 7.5 kg | side 42-60mm. post 48-76mm and universal 35-76mm |  | 1 | 93 | YES |  |  |  |  | -40°C to +50°C | CE;ENEC |  | CE & ENEC | [6 empty] | 66 | 4000 | 352x103x567 mm |  | 220-240V | -40°C to +50°C | 5 years |  |  |  | 70 |  | 4000 | 12760 |  |  |  | L80 > 128000 h |  | 137.2 |  |  | 9 | E5 | 25 °C | 11.5% | No Built-in accessory | Available | 740/559 | CIE(x= 0.38. y= 0.38) 5SDCM | Class1. Class2 | IK09 | [11 empty] | dimmable
TBD | SMBT/3/F/C5/95/40 | image | datasheet | deeplink | TUNGSRAM - SMBt - 12570lm - 93W - 4000K - 70CRI - TBD[SKU] - side 42-60mm. post 48-76mm and universal 35-76mm | 7.5 kg | side 42-60mm. post 48-76mm and universal 35-76mm | LED | 1 | 93 | YES |  |  |  |  | -40°C to +50°C | CE;ENEC |  | CE & ENEC | [6 empty] | 66 | 4000 | 352x103x567 mm |  | 220-240V | -40°C to +50°C | 5 years |  |  |  | 70 |  | 4000 | 12570 |  |  |  | L80 > 128000 h |  | 135.16 |  |  | 9 | C5 | 25 °C | 11.5% | No Built-in accessory | Available | 740/559 | CIE(x= 0.38. y= 0.38) 5SDCM | Class1. Class2 | IK09 | [11 empty] | dimmable
TBD | SMBT/3/F/B5/95/40 | image | datasheet | deeplink | TUNGSRAM - SMBt - 12590lm - 93W - 4000K - 70CRI - TBD[SKU] - side 42-60mm. post 48-76mm and universal 35-76mm | 7.5 kg | side 42-60mm. post 48-76mm and universal 35-76mm | LED | 1 | 93 | YES |  |  |  |  | -40°C to +50°C | CE;ENEC |  | CE & ENEC | [6 empty] | 66 | 4000 | 352x103x567 mm |  | 220-240V | -40°C to +50°C | 5 years |  |  |  | 70 |  | 4000 | 12590 |  |  |  | L80 > 128000 h |  | 135.38 |  |  | 9 | B5 | 25 °C | 11.5% | No Built-in accessory | Available | 740/559 | CIE(x= 0.38. y= 0.38) 5SDCM | Class1. Class2 | IK09 | [11 empty] | dimmable
TBD | SMBT/3/F/E2/95/40 | image | datasheet | deeplink | TUNGSRAM - SMBt - 12710lm - 93W - 4000K - 70CRI - TBD[SKU] - side 42-60mm. post 48-76mm and universal 35-76mm | 7.5 kg | side 42-60mm. post 48-76mm and universal 35-76mm | LED | 1 | 93 | YES |  |  |  |  | -40°C to +50°C | CE;ENEC |  | CE & ENEC | [6 empty] | 66 | 4000 | 352x103x567 mm |  | 220-240V | -40°C to +50°C | 5 years |  |  |  | 70 |  | 4000 | 12710 |  |  |  | L80 > 128000 h |  | 136.67 |  |  | 9 | E2 | 25 °C | 11.5% | No Built-in accessory | Available | 740/559 | CIE(x= 0.38. y= 0.38) 5SDCM | Class1. Class2 | IK09 | [11 empty] | dimmable
TBD | SMBT/3/F/B2/95/40 | image | datasheet | deeplink | TUNGSRAM - SMBt - 12760lm - 93W - 4000K - 70CRI - TBD[SKU] - side 42-60mm. post 48-76mm and universal 35-76mm | 7.5 kg | side 42-60mm. post 48-76mm and universal 35-76mm |  | 1 | 93 | YES |  |  |  |  | -40°C to +50°C | CE;ENEC |  | CE & ENEC | [6 empty] | 66 | 4000 | 352x103x567 mm |  | 220-240V | -40°C to +50°C | 5 years |  |  |  | 70 |  | 4000 | 12760 |  |  |  | L80 > 128000 h |  | 137.2 |  |  | 9 | B2 | 25 °C | 11.5% | No Built-in accessory | Available | 740/559 | CIE(x= 0.38. y= 0.38) 5SDCM | Class1. Class2 | IK09 | [11 empty] | dimmable
TBD | SMBT/3/F/U/95/40 | image | datasheet | deeplink | TUNGSRAM - SMBt - 10770lm - 93W - 4000K - 70CRI - TBD[SKU] - side 42-60mm. post 48-76mm and universal 35-76mm | 7.5 kg | side 42-60mm. post 48-76mm and universal 35-76mm | LED | 1 | 93 | YES |  |  |  |  | -40°C to +50°C | CE;ENEC |  | CE & ENEC | [6 empty] | 66 | 4000 | 352x103x567 mm |  | 220-240V | -40°C to +50°C | 5 years |  |  |  | 70 |  | 4000 | 10770 |  |  |  | L80 > 128000 h |  | 115.81 |  |  | 9 | U | 25 °C | 11.5% | No Built-in accessory | Phased-out | 740/559 | CIE(x= 0.38. y= 0.38) 5SDCM | Class1. Class2 | IK09 | [11 empty] | dimmable
TBD | SMBT/3/F/N/95/40 | image | datasheet | deeplink | TUNGSRAM - SMBt - 11840lm - 93W - 4000K - 70CRI - TBD[SKU] - side 42-60mm. post 48-76mm and universal 35-76mm | 7.5 kg | side 42-60mm. post 48-76mm and universal 35-76mm | LED | 1 | 93 | YES |  |  |  |  | -40°C to +50°C | CE;ENEC |  | CE & ENEC | [6 empty] | 66 | 4000 | 352x103x567 mm |  | 220-240V | -40°C to +50°C | 5 years |  |  |  | 70 |  | 4000 | 11840 |  |  |  | L80 > 128000 h |  | 127.31 |  |  | 9 | N | 25 °C | 11.5% | No Built-in accessory | Phased-out | 740/559 | CIE(x= 0.38. y= 0.38) 5SDCM | Class1. Class2 | IK09 | [11 empty] | dimmable
TBD | SMBT/3/F/T/95/40 | image | datasheet | deeplink | TUNGSRAM - SMBt - 11880lm - 93W - 4000K - 70CRI - TBD[SKU] - side 42-60mm. post 48-76mm and universal 35-76mm | 7.5 kg | side 42-60mm. post 48-76mm and universal 35-76mm |  | 1 | 93 | YES |  |  |  |  | -40°C to +50°C | CE;ENEC |  | CE & ENEC | [6 empty] | 66 | 4000 | 352x103x567 mm |  | 220-240V | -40°C to +50°C | 5 years |  |  |  | 70 |  | 4000 | 11880 |  |  |  | L80 > 128000 h |  | 127.74 |  |  | 9 | T | 25 °C | 11.5% | No Built-in accessory | Phased-out | 740/559 | CIE(x= 0.38. y= 0.38) 5SDCM | Class1. Class2 | IK09 | [11 empty] | dimmable
TBD | SMBT/3/F/S/95/40 | image | datasheet | deeplink | TUNGSRAM - SMBt - 11400lm - 93W - 4000K - 70CRI - TBD[SKU] - side 42-60mm. post 48-76mm and universal 35-76mm | 7.5 kg | side 42-60mm. post 48-76mm and universal 35-76mm | LED | 1 | 93 | YES |  |  |  |  | -40°C to +50°C | CE;ENEC |  | CE & ENEC | [6 empty] | 66 | 4000 | 352x103x567 mm |  | 220-240V | -40°C to +50°C | 5 years |  |  |  | 70 |  | 4000 | 11400 |  |  |  | L80 > 128000 h |  | 122.58 |  |  | 9 | S | 25 °C | 11.5% | No Built-in accessory | Phased-out | 740/559 | CIE(x= 0.38. y= 0.38) 5SDCM | Class1. Class2 | IK09 | [11 empty] | dimmable
TBD | SMBT/3/F/R/95/40 | image | datasheet | deeplink | TUNGSRAM - SMBt - 11530lm - 93W - 4000K - 70CRI - TBD[SKU] - side 42-60mm. post 48-76mm and universal 35-76mm | 7.5 kg | side 42-60mm. post 48-76mm and universal 35-76mm | LED | 1 | 93 | YES |  |  |  |  | -40°C to +50°C | CE;ENEC |  | CE & ENEC | [6 empty] | 66 | 4000 | 352x103x567 mm |  | 220-240V | -40°C to +50°C | 5 years |  |  |  | 70 |  | 4000 | 11530 |  |  |  | L80 > 128000 h |  | 123.98 |  |  | 9 | R | 25 °C | 11.5% | No Built-in accessory | Phased-out | 740/559 | CIE(x= 0.38. y= 0.38) 5SDCM | Class1. Class2 | IK09 | [11 empty] | dimmable
TBD | SMBT/3/F/P/95/40 | image | datasheet | deeplink | TUNGSRAM - SMBt - 10940lm - 93W - 4000K - 70CRI - TBD[SKU] - side 42-60mm. post 48-76mm and universal 35-76mm | 7.5 kg | side 42-60mm. post 48-76mm and universal 35-76mm | LED | 1 | 93 | YES |  |  |  |  | -40°C to +50°C | CE;ENEC |  | CE & ENEC | [6 empty] | 66 | 4000 | 352x103x567 mm |  | 220-240V | -40°C to +50°C | 5 years |  |  |  | 70 |  | 4000 | 10940 |  |  |  | L80 > 128000 h |  | 117.63 |  |  | 9 | P | 25 °C | 11.5% | No Built-in accessory | Phased-out | 740/559 | CIE(x= 0.38. y= 0.38) 5SDCM | Class1. Class2 | IK09 | [11 empty] | dimmable
TBD | SMBT/3/F/F/95/40 | image | datasheet | deeplink | TUNGSRAM - SMBt - 11670lm - 93W - 4000K - 70CRI - TBD[SKU] - side 42-60mm. post 48-76mm and universal 35-76mm | 7.5 kg | side 42-60mm. post 48-76mm and universal 35-76mm | LED | 1 | 93 | YES |  |  |  |  | -40°C to +50°C | CE;ENEC |  | CE & ENEC | [6 empty] | 66 | 4000 | 352x103x567 mm |  | 220-240V | -40°C to +50°C | 5 years |  |  |  | 70 |  | 4000 | 11670 |  |  |  | L80 > 128000 h |  | 125.48 |  |  | 9 | F | 25 °C | 11.5% | No Built-in accessory | Phased-out | 740/559 | CIE(x= 0.38. y= 0.38) 5SDCM | Class1. Class2 | IK09 | [11 empty] | dimmable
TBD | SMBT/3/F/E/95/40 | image | datasheet | deeplink | TUNGSRAM - SMBt - 11880lm - 93W - 4000K - 70CRI - TBD[SKU] - side 42-60mm. post 48-76mm and universal 35-76mm | 7.5 kg | side 42-60mm. post 48-76mm and universal 35-76mm |  | 1 | 93 | YES |  |  |  |  | -40°C to +50°C | CE;ENEC |  | CE & ENEC | [6 empty] | 66 | 4000 | 352x103x567 mm |  | 220-240V | -40°C to +50°C | 5 years |  |  |  | 70 |  | 4000 | 11880 |  |  |  | L80 > 128000 h |  | 127.74 |  |  | 9 | E | 25 °C | 11.5% | No Built-in accessory | Phased-out | 740/559 | CIE(x= 0.38. y= 0.38) 5SDCM | Class1. Class2 | IK09 | [11 empty] | dimmable
TBD | SMBT/3/F/D/95/40 | image | datasheet | deeplink | TUNGSRAM - SMBt - 11560lm - 93W - 4000K - 70CRI - TBD[SKU] - side 42-60mm. post 48-76mm and universal 35-76mm | 7.5 kg | side 42-60mm. post 48-76mm and universal 35-76mm | LED | 1 | 93 | YES |  |  |  |  | -40°C to +50°C | CE;ENEC |  | CE & ENEC | [6 empty] | 66 | 4000 | 352x103x567 mm |  | 220-240V | -40°C to +50°C | 5 years |  |  |  | 70 |  | 4000 | 11560 |  |  |  | L80 > 128000 h |  | 124.3 |  |  | 9 | D | 25 °C | 11.5% | No Built-in accessory | Phased-out | 740/559 | CIE(x= 0.38. y= 0.38) 5SDCM | Class1. Class2 | IK09 | [11 empty] | dimmable
TBD | SMBT/3/F/C/95/40 | image | datasheet | deeplink | TUNGSRAM - SMBt - 11540lm - 93W - 4000K - 70CRI - TBD[SKU] - side 42-60mm. post 48-76mm and universal 35-76mm | 7.5 kg | side 42-60mm. post 48-76mm and universal 35-76mm | LED | 1 | 93 | YES |  |  |  |  | -40°C to +50°C | CE;ENEC |  | CE & ENEC | [6 empty] | 66 | 4000 | 352x103x567 mm |  | 220-240V | -40°C to +50°C | 5 years |  |  |  | 70 |  | 4000 | 11540 |  |  |  | L80 > 128000 h |  | 124.09 |  |  | 9 | C | 25 °C | 11.5% | No Built-in accessory | Phased-out | 740/559 | CIE(x= 0.38. y= 0.38) 5SDCM | Class1. Class2 | IK09 | [11 empty] | dimmable
TBD | SMBT/3/F/B/95/40 | image | datasheet | deeplink | TUNGSRAM - SMBt - 11740lm - 93W - 4000K - 70CRI - TBD[SKU] - side 42-60mm. post 48-76mm and universal 35-76mm | 7.5 kg | side 42-60mm. post 48-76mm and universal 35-76mm | LED | 1 | 93 | YES |  |  |  |  | -40°C to +50°C | CE;ENEC |  | CE & ENEC | [6 empty] | 66 | 4000 | 352x103x567 mm |  | 220-240V | -40°C to +50°C | 5 years |  |  |  | 70 |  | 4000 | 11740 |  |  |  | L80 > 128000 h |  | 126.24 |  |  | 9 | B | 25 °C | 11.5% | No Built-in accessory | Phased-out | 740/559 | CIE(x= 0.38. y= 0.38) 5SDCM | Class1. Class2 | IK09 | [11 empty] | dimmable
TBD | SMBT/3/F/Y5/80/40 | image | datasheet | deeplink | TUNGSRAM - SMBt - 10680lm - 78W - 4000K - 70CRI - TBD[SKU] - side 42-60mm. post 48-76mm and universal 35-76mm | 7.5 kg | side 42-60mm. post 48-76mm and universal 35-76mm | LED | 1 | 78 | YES |  |  |  |  | -40°C to +50°C | CE;ENEC |  | CE & ENEC | [6 empty] | 66 | 4000 | 352x103x567 mm |  | 220-240V | -40°C to +50°C | 5 years |  |  |  | 70 |  | 4000 | 10680 |  |  |  | L80 > 128000 h |  | 136.92 |  |  | 9 | Y5 | 25 °C | 11.5% | No Built-in accessory | Available | 740/559 | CIE(x= 0.38. y= 0.38) 5SDCM | Class1. Class2 | IK09 | [11 empty] | dimmable
TBD | SMBT/3/F/P5/80/40 | image | datasheet | deeplink | TUNGSRAM - SMBt - 10690lm - 78W - 4000K - 70CRI - TBD[SKU] - side 42-60mm. post 48-76mm and universal 35-76mm | 7.5 kg | side 42-60mm. post 48-76mm and universal 35-76mm | LED | 1 | 78 | YES |  |  |  |  | -40°C to +50°C | CE;ENEC |  | CE & ENEC | [6 empty] | 66 | 4000 | 352x103x567 mm |  | 220-240V | -40°C to +50°C | 5 years |  |  |  | 70 |  | 4000 | 10690 |  |  |  | L80 > 128000 h |  | 137.05 |  |  | 9 | P5 | 25 °C | 11.5% | No Built-in accessory | Available | 740/559 | CIE(x= 0.38. y= 0.38) 5SDCM | Class1. Class2 | IK09 | [11 empty] | dimmable
TBD | SMBT/3/F/F5/80/40 | image | datasheet | deeplink | TUNGSRAM - SMBt - 10440lm - 78W - 4000K - 70CRI - TBD[SKU] - side 42-60mm. post 48-76mm and universal 35-76mm | 7.5 kg | side 42-60mm. post 48-76mm and universal 35-76mm | LED | 1 | 78 | YES |  |  |  |  | -40°C to +50°C | CE;ENEC |  | CE & ENEC | [6 empty] | 66 | 4000 | 352x103x567 mm |  | 220-240V | -40°C to +50°C | 5 years |  |  |  | 70 |  | 4000 | 10440 |  |  |  | L80 > 128000 h |  | 133.85 |  |  | 9 | F5 | 25 °C | 11.5% | No Built-in accessory | Available | 740/559 | CIE(x= 0.38. y= 0.38) 5SDCM | Class1. Class2 | IK09 | [11 empty] | dimmable
TBD | SMBT/3/F/E5/80/40 | image | datasheet | deeplink | TUNGSRAM - SMBt - 10960lm - 78W - 4000K - 70CRI - TBD[SKU] - side 42-60mm. post 48-76mm and universal 35-76mm | 7.5 kg | side 42-60mm. post 48-76mm and universal 35-76mm |  | 1 | 78 | YES |  |  |  |  | -40°C to +50°C | CE;ENEC |  | CE & ENEC | [6 empty] | 66 | 4000 | 352x103x567 mm |  | 220-240V | -40°C to +50°C | 5 years |  |  |  | 70 |  | 4000 | 10960 |  |  |  | L80 > 128000 h |  | 140.51 |  |  | 9 | E5 | 25 °C | 11.5% | No Built-in accessory | Available | 740/559 | CIE(x= 0.38. y= 0.38) 5SDCM | Class1. Class2 | IK09 | [11 empty] | dimmable
TBD | SMBT/3/F/C5/80/40 | image | datasheet | deeplink | TUNGSRAM - SMBt - 10800lm - 78W - 4000K - 70CRI - TBD[SKU] - side 42-60mm. post 48-76mm and universal 35-76mm | 7.5 kg | side 42-60mm. post 48-76mm and universal 35-76mm | LED | 1 | 78 | YES |  |  |  |  | -40°C to +50°C | CE;ENEC |  | CE & ENEC | [6 empty] | 66 | 4000 | 352x103x567 mm |  | 220-240V | -40°C to +50°C | 5 years |  |  |  | 70 |  | 4000 | 10800 |  |  |  | L80 > 128000 h |  | 138.46 |  |  | 9 | C5 | 25 °C | 11.5% | No Built-in accessory | Available | 740/559 | CIE(x= 0.38. y= 0.38) 5SDCM | Class1. Class2 | IK09 | [11 empty] | dimmable
TBD | SMBT/3/F/B5/80/40 | image | datasheet | deeplink | TUNGSRAM - SMBt - 10820lm - 78W - 4000K - 70CRI - TBD[SKU] - side 42-60mm. post 48-76mm and universal 35-76mm | 7.5 kg | side 42-60mm. post 48-76mm and universal 35-76mm | LED | 1 | 78 | YES |  |  |  |  | -40°C to +50°C | CE;ENEC |  | CE & ENEC | [6 empty] | 66 | 4000 | 352x103x567 mm |  | 220-240V | -40°C to +50°C | 5 years |  |  |  | 70 |  | 4000 | 10820 |  |  |  | L80 > 128000 h |  | 138.72 |  |  | 9 | B5 | 25 °C | 11.5% | No Built-in accessory | Available | 740/559 | CIE(x= 0.38. y= 0.38) 5SDCM | Class1. Class2 | IK09 | [11 empty] | dimmable
TBD | SMBT/3/F/E2/80/40 | image | datasheet | deeplink | TUNGSRAM - SMBt - 10920lm - 78W - 4000K - 70CRI - TBD[SKU] - side 42-60mm. post 48-76mm and universal 35-76mm | 7.5 kg | side 42-60mm. post 48-76mm and universal 35-76mm | LED | 1 | 78 | YES |  |  |  |  | -40°C to +50°C | CE;ENEC |  | CE & ENEC | [6 empty] | 66 | 4000 | 352x103x567 mm |  | 220-240V | -40°C to +50°C | 5 years |  |  |  | 70 |  | 4000 | 10920 |  |  |  | L80 > 128000 h |  | 140 |  |  | 9 | E2 | 25 °C | 11.5% | No Built-in accessory | Available | 740/559 | CIE(x= 0.38. y= 0.38) 5SDCM | Class1. Class2 | IK09 | [11 empty] | dimmable
TBD | SMBT/3/F/B2/80/40 | image | datasheet | deeplink | TUNGSRAM - SMBt - 10960lm - 78W - 4000K - 70CRI - TBD[SKU] - side 42-60mm. post 48-76mm and universal 35-76mm | 7.5 kg | side 42-60mm. post 48-76mm and universal 35-76mm |  | 1 | 78 | YES |  |  |  |  | -40°C to +50°C | CE;ENEC |  | CE & ENEC | [6 empty] | 66 | 4000 | 352x103x567 mm |  | 220-240V | -40°C to +50°C | 5 years |  |  |  | 70 |  | 4000 | 10960 |  |  |  | L80 > 128000 h |  | 140.51 |  |  | 9 | B2 | 25 °C | 11.5% | No Built-in accessory | Available | 740/559 | CIE(x= 0.38. y= 0.38) 5SDCM | Class1. Class2 | IK09 | [11 empty] | dimmable
TBD | SMBT/3/F/U/80/40 | image | datasheet | deeplink | TUNGSRAM - SMBt - 9250lm - 78W - 4000K - 70CRI - TBD[SKU] - side 42-60mm. post 48-76mm and universal 35-76mm | 7.5 kg | side 42-60mm. post 48-76mm and universal 35-76mm | LED | 1 | 78 | YES |  |  |  |  | -40°C to +50°C | CE;ENEC |  | CE & ENEC | [6 empty] | 66 | 4000 | 352x103x567 mm |  | 220-240V | -40°C to +50°C | 5 years |  |  |  | 70 |  | 4000 | 9250 |  |  |  | L80 > 128000 h |  | 118.59 |  |  | 9 | U | 25 °C | 11.5% | No Built-in accessory | Phased-out | 740/559 | CIE(x= 0.38. y= 0.38) 5SDCM | Class1. Class2 | IK09 | [11 empty] | dimmable
TBD | SMBT/3/F/N/80/40 | image | datasheet | deeplink | TUNGSRAM - SMBt - 10180lm - 78W - 4000K - 70CRI - TBD[SKU] - side 42-60mm. post 48-76mm and universal 35-76mm | 7.5 kg | side 42-60mm. post 48-76mm and universal 35-76mm | LED | 1 | 78 | YES |  |  |  |  | -40°C to +50°C | CE;ENEC |  | CE & ENEC | [6 empty] | 66 | 4000 | 352x103x567 mm |  | 220-240V | -40°C to +50°C | 5 years |  |  |  | 70 |  | 4000 | 10180 |  |  |  | L80 > 128000 h |  | 130.51 |  |  | 9 | N | 25 °C | 11.5% | No Built-in accessory | Phased-out | 740/559 | CIE(x= 0.38. y= 0.38) 5SDCM | Class1. Class2 | IK09 | [11 empty] | dimmable
TBD | SMBT/3/F/T/80/40 | image | datasheet | deeplink | TUNGSRAM - SMBt - 10210lm - 78W - 4000K - 70CRI - TBD[SKU] - side 42-60mm. post 48-76mm and universal 35-76mm | 7.5 kg | side 42-60mm. post 48-76mm and universal 35-76mm |  | 1 | 78 | YES |  |  |  |  | -40°C to +50°C | CE;ENEC |  | CE & ENEC | [6 empty] | 66 | 4000 | 352x103x567 mm |  | 220-240V | -40°C to +50°C | 5 years |  |  |  | 70 |  | 4000 | 10210 |  |  |  | L80 > 128000 h |  | 130.9 |  |  | 9 | T | 25 °C | 11.5% | No Built-in accessory | Phased-out | 740/559 | CIE(x= 0.38. y= 0.38) 5SDCM | Class1. Class2 | IK09 | [11 empty] | dimmable
TBD | SMBT/3/F/S/80/40 | image | datasheet | deeplink | TUNGSRAM - SMBt - 9800lm - 78W - 4000K - 70CRI - TBD[SKU] - side 42-60mm. post 48-76mm and universal 35-76mm | 7.5 kg | side 42-60mm. post 48-76mm and universal 35-76mm | LED | 1 | 78 | YES |  |  |  |  | -40°C to +50°C | CE;ENEC |  | CE & ENEC | [6 empty] | 66 | 4000 | 352x103x567 mm |  | 220-240V | -40°C to +50°C | 5 years |  |  |  | 70 |  | 4000 | 9800 |  |  |  | L80 > 128000 h |  | 125.64 |  |  | 9 | S | 25 °C | 11.5% | No Built-in accessory | Phased-out | 740/559 | CIE(x= 0.38. y= 0.38) 5SDCM | Class1. Class2 | IK09 | [11 empty] | dimmable
TBD | SMBT/3/F/R/80/40 | image | datasheet | deeplink | TUNGSRAM - SMBt - 9910lm - 78W - 4000K - 70CRI - TBD[SKU] - side 42-60mm. post 48-76mm and universal 35-76mm | 7.5 kg | side 42-60mm. post 48-76mm and universal 35-76mm | LED | 1 | 78 | YES |  |  |  |  | -40°C to +50°C | CE;ENEC |  | CE & ENEC | [6 empty] | 66 | 4000 | 352x103x567 mm |  | 220-240V | -40°C to +50°C | 5 years |  |  |  | 70 |  | 4000 | 9910 |  |  |  | L80 > 128000 h |  | 127.05 |  |  | 9 | R | 25 °C | 11.5% | No Built-in accessory | Phased-out | 740/559 | CIE(x= 0.38. y= 0.38) 5SDCM | Class1. Class2 | IK09 | [11 empty] | dimmable
TBD | SMBT/3/F/P/80/40 | image | datasheet | deeplink | TUNGSRAM - SMBt - 9400lm - 78W - 4000K - 70CRI - TBD[SKU] - side 42-60mm. post 48-76mm and universal 35-76mm | 7.5 kg | side 42-60mm. post 48-76mm and universal 35-76mm | LED | 1 | 78 | YES |  |  |  |  | -40°C to +50°C | CE;ENEC |  | CE & ENEC | [6 empty] | 66 | 4000 | 352x103x567 mm |  | 220-240V | -40°C to +50°C | 5 years |  |  |  | 70 |  | 4000 | 9400 |  |  |  | L80 > 128000 h |  | 120.51 |  |  | 9 | P | 25 °C | 11.5% | No Built-in accessory | Phased-out | 740/559 | CIE(x= 0.38. y= 0.38) 5SDCM | Class1. Class2 | IK09 | [11 empty] | dimmable
TBD | SMBT/3/F/F/80/40 | image | datasheet | deeplink | TUNGSRAM - SMBt - 10030lm - 78W - 4000K - 70CRI - TBD[SKU] - side 42-60mm. post 48-76mm and universal 35-76mm | 7.5 kg | side 42-60mm. post 48-76mm and universal 35-76mm | LED | 1 | 78 | YES |  |  |  |  | -40°C to +50°C | CE;ENEC |  | CE & ENEC | [6 empty] | 66 | 4000 | 352x103x567 mm |  | 220-240V | -40°C to +50°C | 5 years |  |  |  | 70 |  | 4000 | 10030 |  |  |  | L80 > 128000 h |  | 128.59 |  |  | 9 | F | 25 °C | 11.5% | No Built-in accessory | Phased-out | 740/559 | CIE(x= 0.38. y= 0.38) 5SDCM | Class1. Class2 | IK09 | [11 empty] | dimmable
TBD | SMBT/3/F/E/80/40 | image | datasheet | deeplink | TUNGSRAM - SMBt - 10210lm - 78W - 4000K - 70CRI - TBD[SKU] - side 42-60mm. post 48-76mm and universal 35-76mm | 7.5 kg | side 42-60mm. post 48-76mm and universal 35-76mm |  | 1 | 78 | YES |  |  |  |  | -40°C to +50°C | CE;ENEC |  | CE & ENEC | [6 empty] | 66 | 4000 | 352x103x567 mm |  | 220-240V | -40°C to +50°C | 5 years |  |  |  | 70 |  | 4000 | 10210 |  |  |  | L80 > 128000 h |  | 130.9 |  |  | 9 | E | 25 °C | 11.5% | No Built-in accessory | Phased-out | 740/559 | CIE(x= 0.38. y= 0.38) 5SDCM | Class1. Class2 | IK09 | [11 empty] | dimmable
TBD | SMBT/3/F/D/80/40 | image | datasheet | deeplink | TUNGSRAM - SMBt - 9930lm - 78W - 4000K - 70CRI - TBD[SKU] - side 42-60mm. post 48-76mm and universal 35-76mm | 7.5 kg | side 42-60mm. post 48-76mm and universal 35-76mm | LED | 1 | 78 | YES |  |  |  |  | -40°C to +50°C | CE;ENEC |  | CE & ENEC | [6 empty] | 66 | 4000 | 352x103x567 mm |  | 220-240V | -40°C to +50°C | 5 years |  |  |  | 70 |  | 4000 | 9930 |  |  |  | L80 > 128000 h |  | 127.31 |  |  | 9 | D | 25 °C | 11.5% | No Built-in accessory | Phased-out | 740/559 | CIE(x= 0.38. y= 0.38) 5SDCM | Class1. Class2 | IK09 | [11 empty] | dimmable
TBD | SMBT/3/F/C/80/40 | image | datasheet | deeplink | TUNGSRAM - SMBt - 9920lm - 78W - 4000K - 70CRI - TBD[SKU] - side 42-60mm. post 48-76mm and universal 35-76mm | 7.5 kg | side 42-60mm. post 48-76mm and universal 35-76mm | LED | 1 | 78 | YES |  |  |  |  | -40°C to +50°C | CE;ENEC |  | CE & ENEC | [6 empty] | 66 | 4000 | 352x103x567 mm |  | 220-240V | -40°C to +50°C | 5 years |  |  |  | 70 |  | 4000 | 9920 |  |  |  | L80 > 128000 h |  | 127.18 |  |  | 9 | C | 25 °C | 11.5% | No Built-in accessory | Phased-out | 740/559 | CIE(x= 0.38. y= 0.38) 5SDCM | Class1. Class2 | IK09 | [11 empty] | dimmable
TBD | SMBT/3/F/B/80/40 | image | datasheet | deeplink | TUNGSRAM - SMBt - 10090lm - 78W - 4000K - 70CRI - TBD[SKU] - side 42-60mm. post 48-76mm and universal 35-76mm | 7.5 kg | side 42-60mm. post 48-76mm and universal 35-76mm | LED | 1 | 78 | YES |  |  |  |  | -40°C to +50°C | CE;ENEC |  | CE & ENEC | [6 empty] | 66 | 4000 | 352x103x567 mm |  | 220-240V | -40°C to +50°C | 5 years |  |  |  | 70 |  | 4000 | 10090 |  |  |  | L80 > 128000 h |  | 129.36 |  |  | 9 | B | 25 °C | 11.5% | No Built-in accessory | Phased-out | 740/559 | CIE(x= 0.38. y= 0.38) 5SDCM | Class1. Class2 | IK09 | [11 empty] | dimmable
TBD | SMBT/3/F/Y5/65/40 | image | datasheet | deeplink | TUNGSRAM - SMBt - 8970lm - 63W - 4000K - 70CRI - TBD[SKU] - side 42-60mm. post 48-76mm and universal 35-76mm | 7.5 kg | side 42-60mm. post 48-76mm and universal 35-76mm | LED | 1 | 63 | YES |  |  |  |  | -40°C to +50°C | CE;ENEC |  | CE & ENEC | [6 empty] | 66 | 4000 | 352x103x567 mm |  | 220-240V | -40°C to +50°C | 5 years |  |  |  | 70 |  | 4000 | 8970 |  |  |  | L80 > 128000 h |  | 142.38 |  |  | 9 | Y5 | 25 °C | 11.5% | No Built-in accessory | Available | 740/559 | CIE(x= 0.38. y= 0.38) 5SDCM | Class1. Class2 | IK09 | [11 empty] | dimmable
TBD | SMBT/3/F/P5/65/40 | image | datasheet | deeplink | TUNGSRAM - SMBt - 8980lm - 63W - 4000K - 70CRI - TBD[SKU] - side 42-60mm. post 48-76mm and universal 35-76mm | 7.5 kg | side 42-60mm. post 48-76mm and universal 35-76mm | LED | 1 | 63 | YES |  |  |  |  | -40°C to +50°C | CE;ENEC |  | CE & ENEC | [6 empty] | 66 | 4000 | 352x103x567 mm |  | 220-240V | -40°C to +50°C | 5 years |  |  |  | 70 |  | 4000 | 8980 |  |  |  | L80 > 128000 h |  | 142.54 |  |  | 9 | P5 | 25 °C | 11.5% | No Built-in accessory | Available | 740/559 | CIE(x= 0.38. y= 0.38) 5SDCM | Class1. Class2 | IK09 | [11 empty] | dimmable
TBD | SMBT/3/F/F5/65/40 | image | datasheet | deeplink | TUNGSRAM - SMBt - 8780lm - 63W - 4000K - 70CRI - TBD[SKU] - side 42-60mm. post 48-76mm and universal 35-76mm | 7.5 kg | side 42-60mm. post 48-76mm and universal 35-76mm | LED | 1 | 63 | YES |  |  |  |  | -40°C to +50°C | CE;ENEC |  | CE & ENEC | [6 empty] | 66 | 4000 | 352x103x567 mm |  | 220-240V | -40°C to +50°C | 5 years |  |  |  | 70 |  | 4000 | 8780 |  |  |  | L80 > 128000 h |  | 139.37 |  |  | 9 | F5 | 25 °C | 11.5% | No Built-in accessory | Available | 740/559 | CIE(x= 0.38. y= 0.38) 5SDCM | Class1. Class2 | IK09 | [11 empty] | dimmable
TBD | SMBT/3/F/E5/65/40 | image | datasheet | deeplink | TUNGSRAM - SMBt - 9210lm - 63W - 4000K - 70CRI - TBD[SKU] - side 42-60mm. post 48-76mm and universal 35-76mm | 7.5 kg | side 42-60mm. post 48-76mm and universal 35-76mm |  | 1 | 63 | YES |  |  |  |  | -40°C to +50°C | CE;ENEC |  | CE & ENEC | [6 empty] | 66 | 4000 | 352x103x567 mm |  | 220-240V | -40°C to +50°C | 5 years |  |  |  | 70 |  | 4000 | 9210 |  |  |  | L80 > 128000 h |  | 146.19 |  |  | 9 | E5 | 25 °C | 11.5% | No Built-in accessory | Available | 740/559 | CIE(x= 0.38. y= 0.38) 5SDCM | Class1. Class2 | IK09 | [11 empty] | dimmable
TBD | SMBT/3/F/C5/65/40 | image | datasheet | deeplink | TUNGSRAM - SMBt - 9080lm - 63W - 4000K - 70CRI - TBD[SKU] - side 42-60mm. post 48-76mm and universal 35-76mm | 7.5 kg | side 42-60mm. post 48-76mm and universal 35-76mm | LED | 1 | 63 | YES |  |  |  |  | -40°C to +50°C | CE;ENEC |  | CE & ENEC | [6 empty] | 66 | 4000 | 352x103x567 mm |  | 220-240V | -40°C to +50°C | 5 years |  |  |  | 70 |  | 4000 | 9080 |  |  |  | L80 > 128000 h |  | 144.13 |  |  | 9 | C5 | 25 °C | 11.5% | No Built-in accessory | Available | 740/559 | CIE(x= 0.38. y= 0.38) 5SDCM | Class1. Class2 | IK09 | [11 empty] | dimmable
TBD | SMBT/3/F/B5/65/40 | image | datasheet | deeplink | TUNGSRAM - SMBt - 9090lm - 63W - 4000K - 70CRI - TBD[SKU] - side 42-60mm. post 48-76mm and universal 35-76mm | 7.5 kg | side 42-60mm. post 48-76mm and universal 35-76mm | LED | 1 | 63 | YES |  |  |  |  | -40°C to +50°C | CE;ENEC |  | CE & ENEC | [6 empty] | 66 | 4000 | 352x103x567 mm |  | 220-240V | -40°C to +50°C | 5 years |  |  |  | 70 |  | 4000 | 9090 |  |  |  | L80 > 128000 h |  | 144.29 |  |  | 9 | B5 | 25 °C | 11.5% | No Built-in accessory | Available | 740/559 | CIE(x= 0.38. y= 0.38) 5SDCM | Class1. Class2 | IK09 | [11 empty] | dimmable
TBD | SMBT/3/F/E2/65/40 | image | datasheet | deeplink | TUNGSRAM - SMBt - 9180lm - 63W - 4000K - 70CRI - TBD[SKU] - side 42-60mm. post 48-76mm and universal 35-76mm | 7.5 kg | side 42-60mm. post 48-76mm and universal 35-76mm | LED | 1 | 63 | YES |  |  |  |  | -40°C to +50°C | CE;ENEC |  | CE & ENEC | [6 empty] | 66 | 4000 | 352x103x567 mm |  | 220-240V | -40°C to +50°C | 5 years |  |  |  | 70 |  | 4000 | 9180 |  |  |  | L80 > 128000 h |  | 145.71 |  |  | 9 | E2 | 25 °C | 11.5% | No Built-in accessory | Available | 740/559 | CIE(x= 0.38. y= 0.38) 5SDCM | Class1. Class2 | IK09 | [11 empty] | dimmable
TBD | SMBT/3/F/B2/65/40 | image | datasheet | deeplink | TUNGSRAM - SMBt - 9210lm - 63W - 4000K - 70CRI - TBD[SKU] - side 42-60mm. post 48-76mm and universal 35-76mm | 7.5 kg | side 42-60mm. post 48-76mm and universal 35-76mm |  | 1 | 63 | YES |  |  |  |  | -40°C to +50°C | CE;ENEC |  | CE & ENEC | [6 empty] | 66 | 4000 | 352x103x567 mm |  | 220-240V | -40°C to +50°C | 5 years |  |  |  | 70 |  | 4000 | 9210 |  |  |  | L80 > 128000 h |  | 146.19 |  |  | 9 | B2 | 25 °C | 11.5% | No Built-in accessory | Available | 740/559 | CIE(x= 0.38. y= 0.38) 5SDCM | Class1. Class2 | IK09 | [11 empty] | dimmable
TBD | SMBT/3/F/U/65/40 | image | datasheet | deeplink | TUNGSRAM - SMBt - 7780lm - 63W - 4000K - 70CRI - TBD[SKU] - side 42-60mm. post 48-76mm and universal 35-76mm | 7.5 kg | side 42-60mm. post 48-76mm and universal 35-76mm | LED | 1 | 63 | YES |  |  |  |  | -40°C to +50°C | CE;ENEC |  | CE & ENEC | [6 empty] | 66 | 4000 | 352x103x567 mm |  | 220-240V | -40°C to +50°C | 5 years |  |  |  | 70 |  | 4000 | 7780 |  |  |  | L80 > 128000 h |  | 123.49 |  |  | 9 | U | 25 °C | 11.5% | No Built-in accessory | Phased-out | 740/559 | CIE(x= 0.38. y= 0.38) 5SDCM | Class1. Class2 | IK09 | [11 empty] | dimmable
TBD | SMBT/3/F/N/65/40 | image | datasheet | deeplink | TUNGSRAM - SMBt - 8550lm - 63W - 4000K - 70CRI - TBD[SKU] - side 42-60mm. post 48-76mm and universal 35-76mm | 7.5 kg | side 42-60mm. post 48-76mm and universal 35-76mm | LED | 1 | 63 | YES |  |  |  |  | -40°C to +50°C | CE;ENEC |  | CE & ENEC | [6 empty] | 66 | 4000 | 352x103x567 mm |  | 220-240V | -40°C to +50°C | 5 years |  |  |  | 70 |  | 4000 | 8550 |  |  |  | L80 > 128000 h |  | 135.71 |  |  | 9 | N | 25 °C | 11.5% | No Built-in accessory | Phased-out | 740/559 | CIE(x= 0.38. y= 0.38) 5SDCM | Class1. Class2 | IK09 | [11 empty] | dimmable
TBD | SMBT/3/F/T/65/40 | image | datasheet | deeplink | TUNGSRAM - SMBt - 8580lm - 63W - 4000K - 70CRI - TBD[SKU] - side 42-60mm. post 48-76mm and universal 35-76mm | 7.5 kg | side 42-60mm. post 48-76mm and universal 35-76mm |  | 1 | 63 | YES |  |  |  |  | -40°C to +50°C | CE;ENEC |  | CE & ENEC | [6 empty] | 66 | 4000 | 352x103x567 mm |  | 220-240V | -40°C to +50°C | 5 years |  |  |  | 70 |  | 4000 | 8580 |  |  |  | L80 > 128000 h |  | 136.19 |  |  | 9 | T | 25 °C | 11.5% | No Built-in accessory | Phased-out | 740/559 | CIE(x= 0.38. y= 0.38) 5SDCM | Class1. Class2 | IK09 | [11 empty] | dimmable
TBD | SMBT/3/F/S/65/40 | image | datasheet | deeplink | TUNGSRAM - SMBt - 8240lm - 63W - 4000K - 70CRI - TBD[SKU] - side 42-60mm. post 48-76mm and universal 35-76mm | 7.5 kg | side 42-60mm. post 48-76mm and universal 35-76mm | LED | 1 | 63 | YES |  |  |  |  | -40°C to +50°C | CE;ENEC |  | CE & ENEC | [6 empty] | 66 | 4000 | 352x103x567 mm |  | 220-240V | -40°C to +50°C | 5 years |  |  |  | 70 |  | 4000 | 8240 |  |  |  | L80 > 128000 h |  | 130.79 |  |  | 9 | S | 25 °C | 11.5% | No Built-in accessory | Phased-out | 740/559 | CIE(x= 0.38. y= 0.38) 5SDCM | Class1. Class2 | IK09 | [11 empty] | dimmable
TBD | SMBT/3/F/R/65/40 | image | datasheet | deeplink | TUNGSRAM - SMBt - 8320lm - 63W - 4000K - 70CRI - TBD[SKU] - side 42-60mm. post 48-76mm and universal 35-76mm | 7.5 kg | side 42-60mm. post 48-76mm and universal 35-76mm | LED | 1 | 63 | YES |  |  |  |  | -40°C to +50°C | CE;ENEC |  | CE & ENEC | [6 empty] | 66 | 4000 | 352x103x567 mm |  | 220-240V | -40°C to +50°C | 5 years |  |  |  | 70 |  | 4000 | 8320 |  |  |  | L80 > 128000 h |  | 132.06 |  |  | 9 | R | 25 °C | 11.5% | No Built-in accessory | Phased-out | 740/559 | CIE(x= 0.38. y= 0.38) 5SDCM | Class1. Class2 | IK09 | [11 empty] | dimmable
TBD | SMBT/3/F/P/65/40 | image | datasheet | deeplink | TUNGSRAM - SMBt - 7900lm - 63W - 4000K - 70CRI - TBD[SKU] - side 42-60mm. post 48-76mm and universal 35-76mm | 7.5 kg | side 42-60mm. post 48-76mm and universal 35-76mm | LED | 1 | 63 | YES |  |  |  |  | -40°C to +50°C | CE;ENEC |  | CE & ENEC | [6 empty] | 66 | 4000 | 352x103x567 mm |  | 220-240V | -40°C to +50°C | 5 years |  |  |  | 70 |  | 4000 | 7900 |  |  |  | L80 > 128000 h |  | 125.4 |  |  | 9 | P | 25 °C | 11.5% | No Built-in accessory | Phased-out | 740/559 | CIE(x= 0.38. y= 0.38) 5SDCM | Class1. Class2 | IK09 | [11 empty] | dimmable
TBD | SMBT/3/F/F/65/40 | image | datasheet | deeplink | TUNGSRAM - SMBt - 8420lm - 63W - 4000K - 70CRI - TBD[SKU] - side 42-60mm. post 48-76mm and universal 35-76mm | 7.5 kg | side 42-60mm. post 48-76mm and universal 35-76mm | LED | 1 | 63 | YES |  |  |  |  | -40°C to +50°C | CE;ENEC |  | CE & ENEC | [6 empty] | 66 | 4000 | 352x103x567 mm |  | 220-240V | -40°C to +50°C | 5 years |  |  |  | 70 |  | 4000 | 8420 |  |  |  | L80 > 128000 h |  | 133.65 |  |  | 9 | F | 25 °C | 11.5% | No Built-in accessory | Phased-out | 740/559 | CIE(x= 0.38. y= 0.38) 5SDCM | Class1. Class2 | IK09 | [11 empty] | dimmable
TBD | SMBT/3/F/E/65/40 | image | datasheet | deeplink | TUNGSRAM - SMBt - 8580lm - 63W - 4000K - 70CRI - TBD[SKU] - side 42-60mm. post 48-76mm and universal 35-76mm | 7.5 kg | side 42-60mm. post 48-76mm and universal 35-76mm |  | 1 | 63 | YES |  |  |  |  | -40°C to +50°C | CE;ENEC |  | CE & ENEC | [6 empty] | 66 | 4000 | 352x103x567 mm |  | 220-240V | -40°C to +50°C | 5 years |  |  |  | 70 |  | 4000 | 8580 |  |  |  | L80 > 128000 h |  | 136.19 |  |  | 9 | E | 25 °C | 11.5% | No Built-in accessory | Phased-out | 740/559 | CIE(x= 0.38. y= 0.38) 5SDCM | Class1. Class2 | IK09 | [11 empty] | dimmable
TBD | SMBT/3/F/D/65/40 | image | datasheet | deeplink | TUNGSRAM - SMBt - 8350lm - 63W - 4000K - 70CRI - TBD[SKU] - side 42-60mm. post 48-76mm and universal 35-76mm | 7.5 kg | side 42-60mm. post 48-76mm and universal 35-76mm | LED | 1 | 63 | YES |  |  |  |  | -40°C to +50°C | CE;ENEC |  | CE & ENEC | [6 empty] | 66 | 4000 | 352x103x567 mm |  | 220-240V | -40°C to +50°C | 5 years |  |  |  | 70 |  | 4000 | 8350 |  |  |  | L80 > 128000 h |  | 132.54 |  |  | 9 | D | 25 °C | 11.5% | No Built-in accessory | Phased-out | 740/559 | CIE(x= 0.38. y= 0.38) 5SDCM | Class1. Class2 | IK09 | [11 empty] | dimmable
TBD | SMBT/3/F/C/65/40 | image | datasheet | deeplink | TUNGSRAM - SMBt - 8330lm - 63W - 4000K - 70CRI - TBD[SKU] - side 42-60mm. post 48-76mm and universal 35-76mm | 7.5 kg | side 42-60mm. post 48-76mm and universal 35-76mm | LED | 1 | 63 | YES |  |  |  |  | -40°C to +50°C | CE;ENEC |  | CE & ENEC | [6 empty] | 66 | 4000 | 352x103x567 mm |  | 220-240V | -40°C to +50°C | 5 years |  |  |  | 70 |  | 4000 | 8330 |  |  |  | L80 > 128000 h |  | 132.22 |  |  | 9 | C | 25 °C | 11.5% | No Built-in accessory | Phased-out | 740/559 | CIE(x= 0.38. y= 0.38) 5SDCM | Class1. Class2 | IK09 | [11 empty] | dimmable
TBD | SMBT/3/F/B/65/40 | image | datasheet | deeplink | TUNGSRAM - SMBt - 8480lm - 63W - 4000K - 70CRI - TBD[SKU] - side 42-60mm. post 48-76mm and universal 35-76mm | 7.5 kg | side 42-60mm. post 48-76mm and universal 35-76mm | LED | 1 | 63 | YES |  |  |  |  | -40°C to +50°C | CE;ENEC |  | CE & ENEC | [6 empty] | 66 | 4000 | 352x103x567 mm |  | 220-240V | -40°C to +50°C | 5 years |  |  |  | 70 |  | 4000 | 8480 |  |  |  | L80 > 128000 h |  | 134.6 |  |  | 9 | B | 25 °C | 11.5% | No Built-in accessory | Phased-out | 740/559 | CIE(x= 0.38. y= 0.38) 5SDCM | Class1. Class2 | IK09 | [11 empty] | dimmable
TBD | SMBT/3/F/Y5/50/40 | image | datasheet | deeplink | TUNGSRAM - SMBt - 7430lm - 52W - 4000K - 70CRI - TBD[SKU] - side 42-60mm. post 48-76mm and universal 35-76mm | 7.5 kg | side 42-60mm. post 48-76mm and universal 35-76mm | LED | 1 | 52 | YES |  |  |  |  | -40°C to +50°C | CE;ENEC |  | CE & ENEC | [6 empty] | 66 | 4000 | 352x103x567 mm |  | 220-240V | -40°C to +50°C | 5 years |  |  |  | 70 |  | 4000 | 7430 |  |  |  | L80 > 128000 h |  | 142.88 |  |  | 9 | Y5 | 25 °C | 11.5% | No Built-in accessory | Available | 740/559 | CIE(x= 0.38. y= 0.38) 5SDCM | Class1. Class2 | IK09 | [11 empty] | dimmable
TBD | SMBT/3/F/P5/50/40 | image | datasheet | deeplink | TUNGSRAM - SMBt - 7440lm - 52W - 4000K - 70CRI - TBD[SKU] - side 42-60mm. post 48-76mm and universal 35-76mm | 7.5 kg | side 42-60mm. post 48-76mm and universal 35-76mm | LED | 1 | 52 | YES |  |  |  |  | -40°C to +50°C | CE;ENEC |  | CE & ENEC | [6 empty] | 66 | 4000 | 352x103x567 mm |  | 220-240V | -40°C to +50°C | 5 years |  |  |  | 70 |  | 4000 | 7440 |  |  |  | L80 > 128000 h |  | 143.08 |  |  | 9 | P5 | 25 °C | 11.5% | No Built-in accessory | Available | 740/559 | CIE(x= 0.38. y= 0.38) 5SDCM | Class1. Class2 | IK09 | [11 empty] | dimmable
TBD | SMBT/3/F/F5/50/40 | image | datasheet | deeplink | TUNGSRAM - SMBt - 7270lm - 52W - 4000K - 70CRI - TBD[SKU] - side 42-60mm. post 48-76mm and universal 35-76mm | 7.5 kg | side 42-60mm. post 48-76mm and universal 35-76mm | LED | 1 | 52 | YES |  |  |  |  | -40°C to +50°C | CE;ENEC |  | CE & ENEC | [6 empty] | 66 | 4000 | 352x103x567 mm |  | 220-240V | -40°C to +50°C | 5 years |  |  |  | 70 |  | 4000 | 7270 |  |  |  | L80 > 128000 h |  | 139.81 |  |  | 9 | F5 | 25 °C | 11.5% | No Built-in accessory | Phased-out | 740/559 | CIE(x= 0.38. y= 0.38) 5SDCM | Class1. Class2 | IK09 | [11 empty] | dimmable
TBD | SMBT/3/F/E5/50/40 | image | datasheet | deeplink | TUNGSRAM - SMBt - 7630lm - 52W - 4000K - 70CRI - TBD[SKU] - side 42-60mm. post 48-76mm and universal 35-76mm | 7.5 kg | side 42-60mm. post 48-76mm and universal 35-76mm |  | 1 | 52 | YES |  |  |  |  | -40°C to +50°C | CE;ENEC |  | CE & ENEC | [6 empty] | 66 | 4000 | 352x103x567 mm |  | 220-240V | -40°C to +50°C | 5 years |  |  |  | 70 |  | 4000 | 7630 |  |  |  | L80 > 128000 h |  | 146.73 |  |  | 9 | E5 | 25 °C | 11.5% | No Built-in accessory | Available | 740/559 | CIE(x= 0.38. y= 0.38) 5SDCM | Class1. Class2 | IK09 | [11 empty] | dimmable
TBD | SMBT/3/F/C5/50/40 | image | datasheet | deeplink | TUNGSRAM - SMBt - 7520lm - 52W - 4000K - 70CRI - TBD[SKU] - side 42-60mm. post 48-76mm and universal 35-76mm | 7.5 kg | side 42-60mm. post 48-76mm and universal 35-76mm | LED | 1 | 52 | YES |  |  |  |  | -40°C to +50°C | CE;ENEC |  | CE & ENEC | [6 empty] | 66 | 4000 | 352x103x567 mm |  | 220-240V | -40°C to +50°C | 5 years |  |  |  | 70 |  | 4000 | 7520 |  |  |  | L80 > 128000 h |  | 144.62 |  |  | 9 | C5 | 25 °C | 11.5% | No Built-in accessory | Available | 740/559 | CIE(x= 0.38. y= 0.38) 5SDCM | Class1. Class2 | IK09 | [11 empty] | dimmable
TBD | SMBT/3/F/B5/50/40 | image | datasheet | deeplink | TUNGSRAM - SMBt - 7530lm - 52W - 4000K - 70CRI - TBD[SKU] - side 42-60mm. post 48-76mm and universal 35-76mm | 7.5 kg | side 42-60mm. post 48-76mm and universal 35-76mm | LED | 1 | 52 | YES |  |  |  |  | -40°C to +50°C | CE;ENEC |  | CE & ENEC | [6 empty] | 66 | 4000 | 352x103x567 mm |  | 220-240V | -40°C to +50°C | 5 years |  |  |  | 70 |  | 4000 | 7530 |  |  |  | L80 > 128000 h |  | 144.81 |  |  | 9 | B5 | 25 °C | 11.5% | No Built-in accessory | Available | 740/559 | CIE(x= 0.38. y= 0.38) 5SDCM | Class1. Class2 | IK09 | [11 empty] | dimmable
TBD | SMBT/3/F/E2/50/40 | image | datasheet | deeplink | TUNGSRAM - SMBt - 7600lm - 52W - 4000K - 70CRI - TBD[SKU] - side 42-60mm. post 48-76mm and universal 35-76mm | 7.5 kg | side 42-60mm. post 48-76mm and universal 35-76mm | LED | 1 | 52 | YES |  |  |  |  | -40°C to +50°C | CE;ENEC |  | CE & ENEC | [6 empty] | 66 | 4000 | 352x103x567 mm |  | 220-240V | -40°C to +50°C | 5 years |  |  |  | 70 |  | 4000 | 7600 |  |  |  | L80 > 128000 h |  | 146.15 |  |  | 9 | E2 | 25 °C | 11.5% | No Built-in accessory | Available | 740/559 | CIE(x= 0.38. y= 0.38) 5SDCM | Class1. Class2 | IK09 | [11 empty] | dimmable
TBD | SMBT/3/F/B2/50/40 | image | datasheet | deeplink | TUNGSRAM - SMBt - 7630lm - 52W - 4000K - 70CRI - TBD[SKU] - side 42-60mm. post 48-76mm and universal 35-76mm | 7.5 kg | side 42-60mm. post 48-76mm and universal 35-76mm |  | 1 | 52 | YES |  |  |  |  | -40°C to +50°C | CE;ENEC |  | CE & ENEC | [6 empty] | 66 | 4000 | 352x103x567 mm |  | 220-240V | -40°C to +50°C | 5 years |  |  |  | 70 |  | 4000 | 7630 |  |  |  | L80 > 128000 h |  | 146.73 |  |  | 9 | B2 | 25 °C | 11.5% | No Built-in accessory | Available | 740/559 | CIE(x= 0.38. y= 0.38) 5SDCM | Class1. Class2 | IK09 | [11 empty] | dimmable
TBD | SMBT/3/F/U/50/40 | image | datasheet | deeplink | TUNGSRAM - SMBt - 6440lm - 52W - 4000K - 70CRI - TBD[SKU] - side 42-60mm. post 48-76mm and universal 35-76mm | 7.5 kg | side 42-60mm. post 48-76mm and universal 35-76mm | LED | 1 | 52 | YES |  |  |  |  | -40°C to +50°C | CE;ENEC |  | CE & ENEC | [6 empty] | 66 | 4000 | 352x103x567 mm |  | 220-240V | -40°C to +50°C | 5 years |  |  |  | 70 |  | 4000 | 6440 |  |  |  | L80 > 128000 h |  | 123.85 |  |  | 9 | U | 25 °C | 11.5% | No Built-in accessory | Phased-out | 740/559 | CIE(x= 0.38. y= 0.38) 5SDCM | Class1. Class2 | IK09 | [11 empty] | dimmable
TBD | SMBT/3/F/N/50/40 | image | datasheet | deeplink | TUNGSRAM - SMBt - 7080lm - 52W - 4000K - 70CRI - TBD[SKU] - side 42-60mm. post 48-76mm and universal 35-76mm | 7.5 kg | side 42-60mm. post 48-76mm and universal 35-76mm | LED | 1 | 52 | YES |  |  |  |  | -40°C to +50°C | CE;ENEC |  | CE & ENEC | [6 empty] | 66 | 4000 | 352x103x567 mm |  | 220-240V | -40°C to +50°C | 5 years |  |  |  | 70 |  | 4000 | 7080 |  |  |  | L80 > 128000 h |  | 136.15 |  |  | 9 | N | 25 °C | 11.5% | No Built-in accessory | Phased-out | 740/559 | CIE(x= 0.38. y= 0.38) 5SDCM | Class1. Class2 | IK09 | [11 empty] | dimmable
TBD | SMBT/3/F/T/50/40 | image | datasheet | deeplink | TUNGSRAM - SMBt - 7100lm - 52W - 4000K - 70CRI - TBD[SKU] - side 42-60mm. post 48-76mm and universal 35-76mm | 7.5 kg | side 42-60mm. post 48-76mm and universal 35-76mm |  | 1 | 52 | YES |  |  |  |  | -40°C to +50°C | CE;ENEC |  | CE & ENEC | [6 empty] | 66 | 4000 | 352x103x567 mm |  | 220-240V | -40°C to +50°C | 5 years |  |  |  | 70 |  | 4000 | 7100 |  |  |  | L80 > 128000 h |  | 136.54 |  |  | 9 | T | 25 °C | 11.5% | No Built-in accessory | Phased-out | 740/559 | CIE(x= 0.38. y= 0.38) 5SDCM | Class1. Class2 | IK09 | [11 empty] | dimmable
TBD | SMBT/3/F/S/50/40 | image | datasheet | deeplink | TUNGSRAM - SMBt - 6820lm - 52W - 4000K - 70CRI - TBD[SKU] - side 42-60mm. post 48-76mm and universal 35-76mm | 7.5 kg | side 42-60mm. post 48-76mm and universal 35-76mm | LED | 1 | 52 | YES |  |  |  |  | -40°C to +50°C | CE;ENEC |  | CE & ENEC | [6 empty] | 66 | 4000 | 352x103x567 mm |  | 220-240V | -40°C to +50°C | 5 years |  |  |  | 70 |  | 4000 | 6820 |  |  |  | L80 > 128000 h |  | 131.15 |  |  | 9 | S | 25 °C | 11.5% | No Built-in accessory | Phased-out | 740/559 | CIE(x= 0.38. y= 0.38) 5SDCM | Class1. Class2 | IK09 | [11 empty] | dimmable
TBD | SMBT/3/F/R/50/40 | image | datasheet | deeplink | TUNGSRAM - SMBt - 6890lm - 52W - 4000K - 70CRI - TBD[SKU] - side 42-60mm. post 48-76mm and universal 35-76mm | 7.5 kg | side 42-60mm. post 48-76mm and universal 35-76mm | LED | 1 | 52 | YES |  |  |  |  | -40°C to +50°C | CE;ENEC |  | CE & ENEC | [6 empty] | 66 | 4000 | 352x103x567 mm |  | 220-240V | -40°C to +50°C | 5 years |  |  |  | 70 |  | 4000 | 6890 |  |  |  | L80 > 128000 h |  | 132.5 |  |  | 9 | R | 25 °C | 11.5% | No Built-in accessory | Phased-out | 740/559 | CIE(x= 0.38. y= 0.38) 5SDCM | Class1. Class2 | IK09 | [11 empty] | dimmable
TBD | SMBT/3/F/P/50/40 | image | datasheet | deeplink | TUNGSRAM - SMBt - 6540lm - 52W - 4000K - 70CRI - TBD[SKU] - side 42-60mm. post 48-76mm and universal 35-76mm | 7.5 kg | side 42-60mm. post 48-76mm and universal 35-76mm | LED | 1 | 52 | YES |  |  |  |  | -40°C to +50°C | CE;ENEC |  | CE & ENEC | [6 empty] | 66 | 4000 | 352x103x567 mm |  | 220-240V | -40°C to +50°C | 5 years |  |  |  | 70 |  | 4000 | 6540 |  |  |  | L80 > 128000 h |  | 125.77 |  |  | 9 | P | 25 °C | 11.5% | No Built-in accessory | Phased-out | 740/559 | CIE(x= 0.38. y= 0.38) 5SDCM | Class1. Class2 | IK09 | [11 empty] | dimmable
TBD | SMBT/3/F/F/50/40 | image | datasheet | deeplink | TUNGSRAM - SMBt - 6970lm - 52W - 4000K - 70CRI - TBD[SKU] - side 42-60mm. post 48-76mm and universal 35-76mm | 7.5 kg | side 42-60mm. post 48-76mm and universal 35-76mm | LED | 1 | 52 | YES |  |  |  |  | -40°C to +50°C | CE;ENEC |  | CE & ENEC | [6 empty] | 66 | 4000 | 352x103x567 mm |  | 220-240V | -40°C to +50°C | 5 years |  |  |  | 70 |  | 4000 | 6970 |  |  |  | L80 > 128000 h |  | 134.04 |  |  | 9 | F | 25 °C | 11.5% | No Built-in accessory | Phased-out | 740/559 | CIE(x= 0.38. y= 0.38) 5SDCM | Class1. Class2 | IK09 | [11 empty] | dimmable
TBD | SMBT/3/F/E/50/40 | image | datasheet | deeplink | TUNGSRAM - SMBt - 7100lm - 52W - 4000K - 70CRI - TBD[SKU] - side 42-60mm. post 48-76mm and universal 35-76mm | 7.5 kg | side 42-60mm. post 48-76mm and universal 35-76mm |  | 1 | 52 | YES |  |  |  |  | -40°C to +50°C | CE;ENEC |  | CE & ENEC | [6 empty] | 66 | 4000 | 352x103x567 mm |  | 220-240V | -40°C to +50°C | 5 years |  |  |  | 70 |  | 4000 | 7100 |  |  |  | L80 > 128000 h |  | 136.54 |  |  | 9 | E | 25 °C | 11.5% | No Built-in accessory | Phased-out | 740/559 | CIE(x= 0.38. y= 0.38) 5SDCM | Class1. Class2 | IK09 | [11 empty] | dimmable
TBD | SMBT/3/F/D/50/40 | image | datasheet | deeplink | TUNGSRAM - SMBt - 6910lm - 52W - 4000K - 70CRI - TBD[SKU] - side 42-60mm. post 48-76mm and universal 35-76mm | 7.5 kg | side 42-60mm. post 48-76mm and universal 35-76mm | LED | 1 | 52 | YES |  |  |  |  | -40°C to +50°C | CE;ENEC |  | CE & ENEC | [6 empty] | 66 | 4000 | 352x103x567 mm |  | 220-240V | -40°C to +50°C | 5 years |  |  |  | 70 |  | 4000 | 6910 |  |  |  | L80 > 128000 h |  | 132.88 |  |  | 9 | D | 25 °C | 11.5% | No Built-in accessory | Phased-out | 740/559 | CIE(x= 0.38. y= 0.38) 5SDCM | Class1. Class2 | IK09 | [11 empty] | dimmable
TBD | SMBT/3/F/C/50/40 | image | datasheet | deeplink | TUNGSRAM - SMBt - 6900lm - 52W - 4000K - 70CRI - TBD[SKU] - side 42-60mm. post 48-76mm and universal 35-76mm | 7.5 kg | side 42-60mm. post 48-76mm and universal 35-76mm | LED | 1 | 52 | YES |  |  |  |  | -40°C to +50°C | CE;ENEC |  | CE & ENEC | [6 empty] | 66 | 4000 | 352x103x567 mm |  | 220-240V | -40°C to +50°C | 5 years |  |  |  | 70 |  | 4000 | 6900 |  |  |  | L80 > 128000 h |  | 132.69 |  |  | 9 | C | 25 °C | 11.5% | No Built-in accessory | Phased-out | 740/559 | CIE(x= 0.38. y= 0.38) 5SDCM | Class1. Class2 | IK09 | [11 empty] | dimmable
TBD | SMBT/3/F/B/50/40 | image | datasheet | deeplink | TUNGSRAM - SMBt - 7020lm - 52W - 4000K - 70CRI - TBD[SKU] - side 42-60mm. post 48-76mm and universal 35-76mm | 7.5 kg | side 42-60mm. post 48-76mm and universal 35-76mm | LED | 1 | 52 | YES |  |  |  |  | -40°C to +50°C | CE;ENEC |  | CE & ENEC | [6 empty] | 66 | 4000 | 352x103x567 mm |  | 220-240V | -40°C to +50°C | 5 years |  |  |  | 70 |  | 4000 | 7020 |  |  |  | L80 > 128000 h |  | 135 |  |  | 9 | B | 25 °C | 11.5% | No Built-in accessory | Phased-out | 740/559 | CIE(x= 0.38. y= 0.38) 5SDCM | Class1. Class2 | IK09 | [11 empty] | dimmable
93088930 | LSS10-24-57-60-IP65 TU | image | datasheet | deeplink | TUNGSRAM - LED Soft Strip - 600lm - 10W - 5700K - 70CRI - 93088930[SKU] - Surface mount | 0.242 | Surface mount |  | 1 | 10 | [5 empty] | 0-40 |  | 800 | CE |  | 10 | 50 | White |  | 25000 | 65 | 5700 | 5000mm x 14mm x 6mm | 300 | 24VDC | 25°C | 3 years | A+ | 120 |  | 70 | 10 × 5m rolls per box | 5700 | 600 | 25000 |  |  |  |  | 80 | 50 | 50 | [5 empty] | Phased-out | [15 empty] | none
93088927 | LSS10-24-27-60-IP65 TU | image | datasheet | deeplink | TUNGSRAM - LED Soft Strip - 700lm - 10W - 2700K - 80CRI - 93088927[SKU] - Surface mount | 0.242 | Surface mount |  | 1 | 10 | [5 empty] | 0-40 |  | 700 | CE |  | 10 | 50 | White |  | 25000 | 65 | 2700 | 5000mm x 14mm x 6mm | 300 | 24VDC | 25°C | 3 years | A | 120 |  | 80 | 10 × 5m rolls per box | 2700 | 700 | 25000 |  |  |  |  | 67 | 50 | 50 | [5 empty] | Phased-out | [15 empty] | none
93088754 | LSS10-24-27-60 TU | image | datasheet | deeplink | TUNGSRAM - LED Soft Strip - 750lm - 10W - 2700K - 80CRI - 93088754[SKU] - Surface mount | 0.18 | Surface mount |  | 1 | 10 | [5 empty] | 0-40 |  | 750 | CE |  | 10 | 50 | White |  | 25000 | 20 | 2700 | 5000mm x 11mm x 3mm | 300 | 24VDC | 25°C | 3 years | A | 120 |  | 80 | 10 × 5m rolls per box | 2700 | 750 | 25000 |  |  |  |  | 75 | 24 | 50 | [5 empty] | Phased-out | [15 empty] | none
93088926 | LSS10-24-57-60 TU | image | datasheet | deeplink | TUNGSRAM - LED Soft Strip - 900lm - 10W - 5700K - 70CRI - 93088926[SKU] - Surface mount | 0.18 | Surface mount |  | 1 | 10 | [5 empty] | 0-40 |  | 900 | CE |  | 10 | 50 | White |  | 25000 | 20 | 5700 | 5000mm x 11mm x 3mm | 300 | 24VDC | 25°C | 3 years | A+ | 120 |  | 70 | 10 × 5m rolls per box | 5700 | 900 | 25000 |  |  |  |  | 90 | 24 | 50 | [5 empty] | Phased-out | [15 empty] | none
93088755 | LSS10-24-40-60 TU | image | datasheet | deeplink | TUNGSRAM - LED Soft Strip - 850lm - 10W - 4000K - 75CRI - 93088755[SKU] - Surface mount | 0.18 | Surface mount |  | 1 | 10 | [5 empty] | 0-40 |  | 850 | CE |  | 10 | 50 | White |  | 25000 | 20 | 4000 | 5000mm x 11mm x 3mm | 300 | 24VDC | 25°C | 3 years | A+ | 120 |  | 75 | 10 × 5m rolls per box | 4000 | 850 | 25000 |  |  |  |  | 85 | 24 | 50 | [5 empty] | Phased-out | [15 empty] | none
93088929 | LSS04-24-57-60-IP65 TU | image | datasheet | deeplink | TUNGSRAM - LED Soft Strip - 700lm - 4.8W - 5700K - 70CRI - 93088929[SKU] - Surface mount | 0.242 | Surface mount |  | 1 | 4.8 | [5 empty] | 0-40 |  | 400 | CE |  | 4.8 | 24 | White |  | 25000 | 65 | 5700 | 5000mm x 14mm x 6mm | 300 | 24VDC | 25°C | 3 years | A+ | 120 |  | 70 | 10 × 5m rolls per box | 5700 | 400 | 25000 |  |  |  |  | 83 | 50 | 24 | [5 empty] | Phased-out | [15 empty] | none
93088928 | LSS04-24-27-60-IP65 TU | image | datasheet | deeplink | TUNGSRAM - LED Soft Strip - 320lm - 4.8W - 2700K - 80CRI - 93088928[SKU] - Surface mount | 0.242 | Surface mount |  | 1 | 4.8 | [5 empty] | 0-40 |  | 320 | CE |  | 4.8 | 24 | White |  | 25000 | 65 | 2700 | 5000mm x 14mm x 6mm | 300 | 24VDC | 25°C | 3 years | A+ | 120 |  | 80 | 10 × 5m rolls per box | 2700 | 320 | 25000 |  |  |  |  | 70 | 50 | 24 | [5 empty] | Phased-out | [15 empty] | none
93088753 | LSS04-24-57-60 TU | image | datasheet | deeplink | TUNGSRAM - LED Soft Strip - 470lm - 4.8W - 5700K - 70CRI - 93088753[SKU] - Surface mount | 0.18 | Surface mount |  | 1 | 4.8 | [5 empty] | 0-40 |  | 470 | CE |  | 4.8 | 24 | White |  | 25000 | 20 | 5700 | 5000mm x 11mm x 3mm | 300 | 24VDC | 25°C | 3 years | A+ | 120 |  | 70 | 10 × 5m rolls per box | 5700 | 470 | 25000 |  |  |  |  | 98 | 24 | 24 | [5 empty] | Phased-out | [15 empty] | none
93088752 | LSS04-24-40-60 TU | image | datasheet | deeplink | TUNGSRAM - LED Soft Strip - 470lm - 4.8W - 4000K - 75CRI - 93088752[SKU] - Surface mount | 0.18 | Surface mount |  | 1 | 4.8 | [5 empty] | 0-40 |  | 470 | CE |  | 4.8 | 24 | White |  | 25000 | 20 | 4000 | 5000mm x 11mm x 3mm | 300 | 24VDC | 25°C | 3 years | A+ | 120 |  | 75 | 10 × 5m rolls per box | 4000 | 470 | 25000 |  |  |  |  | 98 | 24 | 24 | [5 empty] | Phased-out | [15 empty] | none
93088751 | LSS04-24-27-60 TU | image | datasheet | deeplink | TUNGSRAM - LED Soft Strip - 370lm - 4.8W - 2700K - 80CRI - 93088751[SKU] - Surface mount | 0.18 | Surface mount |  | 1 | 4.8 | [5 empty] | 0-40 |  | 370 | CE |  | 4.8 | 24 | White |  | 25000 | 20 | 2700 | 5000mm x 11mm x 3mm | 300 | 24VDC | 25°C | 3 years | A+ | 120 |  | 80 | 10 × 5m rolls per box | 2700 | 370 | 25000 |  |  |  |  | 77 | 24 | 24 | [5 empty] | Phased-out | [15 empty] | none
TBD | SMBT/1/F/U/105/40 | image | datasheet | deeplink | TUNGSRAM - SMBt - 11300lm - 105W - 4000K - 70CRI - TBD[SKU] - side 42-60mm. post 48-76mm and universal 35-76mm | 7.5 kg | side 42-60mm. post 48-76mm and universal 35-76mm | LED | 1 | 105 | YES |  |  |  |  | -30°C to +35°C | CE;ENEC |  | CE & ENEC | [6 empty] | 66 | 4000 | 352x103x566mm |  | 220-240V | -30°C to +35°C | 5 years | A++ |  |  | >70 |  | 4000 | 11300 |  |  |  | L80 > 102000 h |  | 107.62 |  |  | 9 | U | 25 °C | 11.5% | No Built-in accessory | Phased-out | 740/559 | CIE(x=0.38. y=0.38) 5SDCM | Class1. Class2 | IK09 | [11 empty] | dimmable
TBD | SMBT/1/F/T/105/40 | image | datasheet | deeplink | TUNGSRAM - SMBt - 11830lm - 105W - 4000K - 70CRI - TBD[SKU] - side 42-60mm. post 48-76mm and universal 35-76mm | 7.5 kg | side 42-60mm. post 48-76mm and universal 35-76mm | LED | 1 | 105 | YES |  |  |  |  | -30°C to +35°C | CE;ENEC |  | CE & ENEC | [6 empty] | 66 | 4000 | 352x103x566mm |  | 220-240V | -30°C to +35°C | 5 years | A++ |  |  | >70 |  | 4000 | 11830 |  |  |  | L80 > 102000 h |  | 112.67 |  |  | 9 | T | 25 °C | 11.5% | No Built-in accessory | Phased-out | 740/559 | CIE(x=0.38. y=0.38) 5SDCM | Class1. Class2 | IK09 | [11 empty] | dimmable
TBD | SMBT/1/F/S/105/40 | image | datasheet | deeplink | TUNGSRAM - SMBt - 11560lm - 105W - 4000K - 70CRI - TBD[SKU] - side 42-60mm. post 48-76mm and universal 35-76mm | 7.5 kg | side 42-60mm. post 48-76mm and universal 35-76mm | LED | 1 | 105 | YES |  |  |  |  | -30°C to +35°C | CE;ENEC |  | CE & ENEC | [6 empty] | 66 | 4000 | 352x103x566mm |  | 220-240V | -30°C to +35°C | 5 years | A++ |  |  | >70 |  | 4000 | 11560 |  |  |  | L80 > 102000 h |  | 110.1 |  |  | 9 | S | 25 °C | 11.5% | No Built-in accessory | Phased-out | 740/559 | CIE(x=0.38. y=0.38) 5SDCM | Class1. Class2 | IK09 | [11 empty] | dimmable
TBD | SMBT/1/F/R/105/40 | image | datasheet | deeplink | TUNGSRAM - SMBt - 11690lm - 105W - 4000K - 70CRI - TBD[SKU] - side 42-60mm. post 48-76mm and universal 35-76mm | 7.5 kg | side 42-60mm. post 48-76mm and universal 35-76mm | LED | 1 | 105 | YES |  |  |  |  | -30°C to +35°C | CE;ENEC |  | CE & ENEC | [6 empty] | 66 | 4000 | 352x103x566mm |  | 220-240V | -30°C to +35°C | 5 years | A++ |  |  | >70 |  | 4000 | 11690 |  |  |  | L80 > 102000 h |  | 111.33 |  |  | 9 | R | 25 °C | 11.5% | No Built-in accessory | Phased-out | 740/559 | CIE(x=0.38. y=0.38) 5SDCM | Class1. Class2 | IK09 | [11 empty] | dimmable
TBD | SMBT/1/F/P/105/40 | image | datasheet | deeplink | TUNGSRAM - SMBt - 11590lm - 105W - 4000K - 70CRI - TBD[SKU] - side 42-60mm. post 48-76mm and universal 35-76mm | 7.5 kg | side 42-60mm. post 48-76mm and universal 35-76mm | LED | 1 | 105 | YES |  |  |  |  | -30°C to +35°C | CE;ENEC |  | CE & ENEC | [6 empty] | 66 | 4000 | 352x103x566mm |  | 220-240V | -30°C to +35°C | 5 years | A++ |  |  | >70 |  | 4000 | 11590 |  |  |  | L80 > 102000 h |  | 110.38 |  |  | 9 | P | 25 °C | 11.5% | No Built-in accessory | Phased-out | 740/559 | CIE(x=0.38. y=0.38) 5SDCM | Class1. Class2 | IK09 | [11 empty] | dimmable
TBD | SMBT/1/F/N/105/40 | image | datasheet | deeplink | TUNGSRAM - SMBt - 11700lm - 105W - 4000K - 70CRI - TBD[SKU] - side 42-60mm. post 48-76mm and universal 35-76mm | 7.5 kg | side 42-60mm. post 48-76mm and universal 35-76mm |  | 1 | 105 | YES |  |  |  |  | -30°C to +35°C | CE;ENEC |  | CE & ENEC | [6 empty] | 66 | 4000 | 352x103x566mm |  | 220-240V | -30°C to +35°C | 5 years | A++ |  |  | >70 |  | 4000 | 11700 |  |  |  | L80 > 102000 h |  | 111.43 |  |  | 9 | N | 25 °C | 11.5% | No Built-in accessory | Phased-out | 740/559 | CIE(x=0.38. y=0.38) 5SDCM | Class1. Class2 | IK09 | [11 empty] | dimmable
TBD | SMBT/1/F/F/105/40 | image | datasheet | deeplink | TUNGSRAM - SMBt - 11620lm - 105W - 4000K - 70CRI - TBD[SKU] - side 42-60mm. post 48-76mm and universal 35-76mm | 7.5 kg | side 42-60mm. post 48-76mm and universal 35-76mm | LED | 1 | 105 | YES |  |  |  |  | -30°C to +35°C | CE;ENEC |  | CE & ENEC | [6 empty] | 66 | 4000 | 352x103x566mm |  | 220-240V | -30°C to +35°C | 5 years | A++ |  |  | >70 |  | 4000 | 11620 |  |  |  | L80 > 102000 h |  | 110.67 |  |  | 9 | F | 25 °C | 11.5% | No Built-in accessory | Phased-out | 740/559 | CIE(x=0.38. y=0.38) 5SDCM | Class1. Class2 | IK09 | [11 empty] | dimmable
TBD | SMBT/1/F/E/105/40 | image | datasheet | deeplink | TUNGSRAM - SMBt - 11990lm - 105W - 4000K - 70CRI - TBD[SKU] - side 42-60mm. post 48-76mm and universal 35-76mm | 7.5 kg | side 42-60mm. post 48-76mm and universal 35-76mm | LED | 1 | 105 | YES |  |  |  |  | -30°C to +35°C | CE;ENEC |  | CE & ENEC | [6 empty] | 66 | 4000 | 352x103x566mm |  | 220-240V | -30°C to +35°C | 5 years | A++ |  |  | >70 |  | 4000 | 11990 |  |  |  | L80 > 102000 h |  | 114.19 |  |  | 9 | E | 25 °C | 11.5% | No Built-in accessory | Phased-out | 740/559 | CIE(x=0.38. y=0.38) 5SDCM | Class1. Class2 | IK09 | [11 empty] | dimmable
TBD | SMBT/1/F/D/105/40 | image | datasheet | deeplink | TUNGSRAM - SMBt - 11780lm - 105W - 4000K - 70CRI - TBD[SKU] - side 42-60mm. post 48-76mm and universal 35-76mm | 7.5 kg | side 42-60mm. post 48-76mm and universal 35-76mm | LED | 1 | 105 | YES |  |  |  |  | -30°C to +35°C | CE;ENEC |  | CE & ENEC | [6 empty] | 66 | 4000 | 352x103x566mm |  | 220-240V | -30°C to +35°C | 5 years | A++ |  |  | >70 |  | 4000 | 11780 |  |  |  | L80 > 102000 h |  | 112.19 |  |  | 9 | D | 25 °C | 11.5% | No Built-in accessory | Phased-out | 740/559 | CIE(x=0.38. y=0.38) 5SDCM | Class1. Class2 | IK09 | [11 empty] | dimmable
TBD | SMBT/1/F/C/105/40 | image | datasheet | deeplink | TUNGSRAM - SMBt - 11510lm - 105W - 4000K - 70CRI - TBD[SKU] - side 42-60mm. post 48-76mm and universal 35-76mm | 7.5 kg | side 42-60mm. post 48-76mm and universal 35-76mm | LED | 1 | 105 | YES |  |  |  |  | -30°C to +35°C | CE;ENEC |  | CE & ENEC | [6 empty] | 66 | 4000 | 352x103x566mm |  | 220-240V | -30°C to +35°C | 5 years | A++ |  |  | >70 |  | 4000 | 11510 |  |  |  | L80 > 102000 h |  | 109.62 |  |  | 9 | C | 25 °C | 11.5% | No Built-in accessory | Phased-out | 740/559 | CIE(x=0.38. y=0.38) 5SDCM | Class1. Class2 | IK09 | [11 empty] | dimmable
TBD | SMBT/1/F/B/105/40 | image | datasheet | deeplink | TUNGSRAM - SMBt - 11700lm - 105W - 4000K - 70CRI - TBD[SKU] - side 42-60mm. post 48-76mm and universal 35-76mm | 7.5 kg | side 42-60mm. post 48-76mm and universal 35-76mm |  | 1 | 105 | YES |  |  |  |  | -30°C to +35°C | CE;ENEC |  | CE & ENEC | [6 empty] | 66 | 4000 | 352x103x566mm |  | 220-240V | -30°C to +35°C | 5 years | A++ |  |  | >70 |  | 4000 | 11700 |  |  |  | L80 > 102000 h |  | 111.43 |  |  | 9 | B | 25 °C | 11.5% | No Built-in accessory | Phased-out | 740/559 | CIE(x=0.38. y=0.38) 5SDCM | Class1. Class2 | IK09 | [11 empty] | dimmable
TBD | SMBT/1/F/U/90/40 | image | datasheet | deeplink | TUNGSRAM - SMBt - 9930lm - 90W - 4000K - 70CRI - TBD[SKU] - side 42-60mm. post 48-76mm and universal 35-76mm | 7.5 kg | side 42-60mm. post 48-76mm and universal 35-76mm | LED | 1 | 90 | YES |  |  |  |  | -30°C to +35°C | CE;ENEC |  | CE & ENEC | [6 empty] | 66 | 4000 | 352x103x566mm |  | 220-240V | -30°C to +35°C | 5 years | A++ |  |  | >70 |  | 4000 | 9930 |  |  |  | L80 > 102000 h |  | 110.33 |  |  | 9 | U | 25 °C | 11.5% | No Built-in accessory | Phased-out | 740/559 | CIE(x=0.38. y=0.38) 5SDCM | Class1. Class2 | IK09 | [11 empty] | dimmable
TBD | SMBT/1/F/T/90/40 | image | datasheet | deeplink | TUNGSRAM - SMBt - 10400lm - 90W - 4000K - 70CRI - TBD[SKU] - side 42-60mm. post 48-76mm and universal 35-76mm | 7.5 kg | side 42-60mm. post 48-76mm and universal 35-76mm | LED | 1 | 90 | YES |  |  |  |  | -30°C to +35°C | CE;ENEC |  | CE & ENEC | [6 empty] | 66 | 4000 | 352x103x566mm |  | 220-240V | -30°C to +35°C | 5 years | A++ |  |  | >70 |  | 4000 | 10400 |  |  |  | L80 > 102000 h |  | 115.56 |  |  | 9 | T | 25 °C | 11.5% | No Built-in accessory | Phased-out | 740/559 | CIE(x=0.38. y=0.38) 5SDCM | Class1. Class2 | IK09 | [11 empty] | dimmable
TBD | SMBT/1/F/S/90/40 | image | datasheet | deeplink | TUNGSRAM - SMBt - 10160lm - 90W - 4000K - 70CRI - TBD[SKU] - side 42-60mm. post 48-76mm and universal 35-76mm | 7.5 kg | side 42-60mm. post 48-76mm and universal 35-76mm | LED | 1 | 90 | YES |  |  |  |  | -30°C to +35°C | CE;ENEC |  | CE & ENEC | [6 empty] | 66 | 4000 | 352x103x566mm |  | 220-240V | -30°C to +35°C | 5 years | A++ |  |  | >70 |  | 4000 | 10160 |  |  |  | L80 > 102000 h |  | 112.89 |  |  | 9 | S | 25 °C | 11.5% | No Built-in accessory | Phased-out | 740/559 | CIE(x=0.38. y=0.38) 5SDCM | Class1. Class2 | IK09 | [11 empty] | dimmable
TBD | SMBT/1/F/R/90/40 | image | datasheet | deeplink | TUNGSRAM - SMBt - 10270lm - 90W - 4000K - 70CRI - TBD[SKU] - side 42-60mm. post 48-76mm and universal 35-76mm | 7.5 kg | side 42-60mm. post 48-76mm and universal 35-76mm | LED | 1 | 90 | YES |  |  |  |  | -30°C to +35°C | CE;ENEC |  | CE & ENEC | [6 empty] | 66 | 4000 | 352x103x566mm |  | 220-240V | -30°C to +35°C | 5 years | A++ |  |  | >70 |  | 4000 | 10270 |  |  |  | L80 > 102000 h |  | 114.11 |  |  | 9 | R | 25 °C | 11.5% | No Built-in accessory | Phased-out | 740/559 | CIE(x=0.38. y=0.38) 5SDCM | Class1. Class2 | IK09 | [11 empty] | dimmable
TBD | SMBT/1/F/P/90/40 | image | datasheet | deeplink | TUNGSRAM - SMBt - 10180lm - 90W - 4000K - 70CRI - TBD[SKU] - side 42-60mm. post 48-76mm and universal 35-76mm | 7.5 kg | side 42-60mm. post 48-76mm and universal 35-76mm | LED | 1 | 90 | YES |  |  |  |  | -30°C to +35°C | CE;ENEC |  | CE & ENEC | [6 empty] | 66 | 4000 | 352x103x566mm |  | 220-240V | -30°C to +35°C | 5 years | A++ |  |  | >70 |  | 4000 | 10180 |  |  |  | L80 > 102000 h |  | 113.11 |  |  | 9 | P | 25 °C | 11.5% | No Built-in accessory | Phased-out | 740/559 | CIE(x=0.38. y=0.38) 5SDCM | Class1. Class2 | IK09 | [11 empty] | dimmable
TBD | SMBT/1/F/N/90/40 | image | datasheet | deeplink | TUNGSRAM - SMBt - 10280lm - 90W - 4000K - 70CRI - TBD[SKU] - side 42-60mm. post 48-76mm and universal 35-76mm | 7.5 kg | side 42-60mm. post 48-76mm and universal 35-76mm |  | 1 | 90 | YES |  |  |  |  | -30°C to +35°C | CE;ENEC |  | CE & ENEC | [6 empty] | 66 | 4000 | 352x103x566mm |  | 220-240V | -30°C to +35°C | 5 years | A++ |  |  | >70 |  | 4000 | 10280 |  |  |  | L80 > 102000 h |  | 114.22 |  |  | 9 | N | 25 °C | 11.5% | No Built-in accessory | Phased-out | 740/559 | CIE(x=0.38. y=0.38) 5SDCM | Class1. Class2 | IK09 | [11 empty] | dimmable
TBD | SMBT/1/F/F/90/40 | image | datasheet | deeplink | TUNGSRAM - SMBt - 10210lm - 90W - 4000K - 70CRI - TBD[SKU] - side 42-60mm. post 48-76mm and universal 35-76mm | 7.5 kg | side 42-60mm. post 48-76mm and universal 35-76mm | LED | 1 | 90 | YES |  |  |  |  | -30°C to +35°C | CE;ENEC |  | CE & ENEC | [6 empty] | 66 | 4000 | 352x103x566mm |  | 220-240V | -30°C to +35°C | 5 years | A++ |  |  | >70 |  | 4000 | 10210 |  |  |  | L80 > 102000 h |  | 113.44 |  |  | 9 | F | 25 °C | 11.5% | No Built-in accessory | Phased-out | 740/559 | CIE(x=0.38. y=0.38) 5SDCM | Class1. Class2 | IK09 | [11 empty] | dimmable
TBD | SMBT/1/F/E/90/40 | image | datasheet | deeplink | TUNGSRAM - SMBt - 10530lm - 90W - 4000K - 70CRI - TBD[SKU] - side 42-60mm. post 48-76mm and universal 35-76mm | 7.5 kg | side 42-60mm. post 48-76mm and universal 35-76mm | LED | 1 | 90 | YES |  |  |  |  | -30°C to +35°C | CE;ENEC |  | CE & ENEC | [6 empty] | 66 | 4000 | 352x103x566mm |  | 220-240V | -30°C to +35°C | 5 years | A++ |  |  | >70 |  | 4000 | 10530 |  |  |  | L80 > 102000 h |  | 117 |  |  | 9 | E | 25 °C | 11.5% | No Built-in accessory | Phased-out | 740/559 | CIE(x=0.38. y=0.38) 5SDCM | Class1. Class2 | IK09 | [11 empty] | dimmable
TBD | SMBT/1/F/D/90/40 | image | datasheet | deeplink | TUNGSRAM - SMBt - 10350lm - 90W - 4000K - 70CRI - TBD[SKU] - side 42-60mm. post 48-76mm and universal 35-76mm | 7.5 kg | side 42-60mm. post 48-76mm and universal 35-76mm |  | 1 | 90 | YES |  |  |  |  | -30°C to +35°C | CE;ENEC |  | CE & ENEC | [6 empty] | 66 | 4000 | 352x103x566mm |  | 220-240V | -30°C to +35°C | 5 years | A++ |  |  | >70 |  | 4000 | 10350 |  |  |  | L80 > 102000 h |  | 115 |  |  | 9 | D | 25 °C | 11.5% | No Built-in accessory | Phased-out | 740/559 | CIE(x=0.38. y=0.38) 5SDCM | Class1. Class2 | IK09 | [11 empty] | dimmable
TBD | SMBT/1/F/C/90/40 | image | datasheet | deeplink | TUNGSRAM - SMBt - 10110lm - 90W - 4000K - 70CRI - TBD[SKU] - side 42-60mm. post 48-76mm and universal 35-76mm | 7.5 kg | side 42-60mm. post 48-76mm and universal 35-76mm | LED | 1 | 90 | YES |  |  |  |  | -30°C to +35°C | CE;ENEC |  | CE & ENEC | [6 empty] | 66 | 4000 | 352x103x566mm |  | 220-240V | -30°C to +35°C | 5 years | A++ |  |  | >70 |  | 4000 | 10110 |  |  |  | L80 > 102000 h |  | 112.33 |  |  | 9 | C | 25 °C | 11.5% | No Built-in accessory | Phased-out | 740/559 | CIE(x=0.38. y=0.38) 5SDCM | Class1. Class2 | IK09 | [11 empty] | dimmable
TBD | SMBT/1/F/B/90/40 | image | datasheet | deeplink | TUNGSRAM - SMBt - 10280lm - 90W - 4000K - 70CRI - TBD[SKU] - side 42-60mm. post 48-76mm and universal 35-76mm | 7.5 kg | side 42-60mm. post 48-76mm and universal 35-76mm |  | 1 | 90 | YES |  |  |  |  | -30°C to +35°C | CE;ENEC |  | CE & ENEC | [6 empty] | 66 | 4000 | 352x103x566mm |  | 220-240V | -30°C to +35°C | 5 years | A++ |  |  | >70 |  | 4000 | 10280 |  |  |  | L80 > 102000 h |  | 114.22 |  |  | 9 | B | 25 °C | 11.5% | No Built-in accessory | Phased-out | 740/559 | CIE(x=0.38. y=0.38) 5SDCM | Class1. Class2 | IK09 | [11 empty] | dimmable
TBD | SMBT/1/F/U/74/40 | image | datasheet | deeplink | TUNGSRAM - SMBt - 8460lm - 74W - 4000K - 70CRI - TBD[SKU] - side 42-60mm. post 48-76mm and universal 35-76mm | 7.5 kg | side 42-60mm. post 48-76mm and universal 35-76mm | LED | 1 | 74 | YES |  |  |  |  | -30°C to +35°C | CE;ENEC |  | CE & ENEC | [6 empty] | 66 | 4000 | 352x103x566mm |  | 220-240V | -30°C to +35°C | 5 years | A++ |  |  | >70 |  | 4000 | 8460 |  |  |  | L80 > 102000 h |  | 114.32 |  |  | 9 | U | 25 °C | 11.5% | No Built-in accessory | Phased-out | 740/559 | CIE(x=0.38. y=0.38) 5SDCM | Class1. Class2 | IK09 | [11 empty] | dimmable
TBD | SMBT/1/F/T/74/40 | image | datasheet | deeplink | TUNGSRAM - SMBt - 8860lm - 74W - 4000K - 70CRI - TBD[SKU] - side 42-60mm. post 48-76mm and universal 35-76mm | 7.5 kg | side 42-60mm. post 48-76mm and universal 35-76mm | LED | 1 | 74 | YES |  |  |  |  | -30°C to +35°C | CE;ENEC |  | CE & ENEC | [6 empty] | 66 | 4000 | 352x103x566mm |  | 220-240V | -30°C to +35°C | 5 years | A++ |  |  | >70 |  | 4000 | 8860 |  |  |  | L80 > 102000 h |  | 119.73 |  |  | 9 | T | 25 °C | 11.5% | No Built-in accessory | Phased-out | 740/559 | CIE(x=0.38. y=0.38) 5SDCM | Class1. Class2 | IK09 | [11 empty] | dimmable
TBD | SMBT/1/F/S/74/40 | image | datasheet | deeplink | TUNGSRAM - SMBt - 8650lm - 74W - 4000K - 70CRI - TBD[SKU] - side 42-60mm. post 48-76mm and universal 35-76mm | 7.5 kg | side 42-60mm. post 48-76mm and universal 35-76mm | LED | 1 | 74 | YES |  |  |  |  | -30°C to +35°C | CE;ENEC |  | CE & ENEC | [6 empty] | 66 | 4000 | 352x103x566mm |  | 220-240V | -30°C to +35°C | 5 years | A++ |  |  | >70 |  | 4000 | 8650 |  |  |  | L80 > 102000 h |  | 116.89 |  |  | 9 | S | 25 °C | 11.5% | No Built-in accessory | Phased-out | 740/559 | CIE(x=0.38. y=0.38) 5SDCM | Class1. Class2 | IK09 | [11 empty] | dimmable
TBD | SMBT/1/F/R/74/40 | image | datasheet | deeplink | TUNGSRAM - SMBt - 8750lm - 74W - 4000K - 70CRI - TBD[SKU] - side 42-60mm. post 48-76mm and universal 35-76mm | 7.5 kg | side 42-60mm. post 48-76mm and universal 35-76mm | LED | 1 | 74 | YES |  |  |  |  | -30°C to +35°C | CE;ENEC |  | CE & ENEC | [6 empty] | 66 | 4000 | 352x103x566mm |  | 220-240V | -30°C to +35°C | 5 years | A++ |  |  | >70 |  | 4000 | 8750 |  |  |  | L80 > 102000 h |  | 118.24 |  |  | 9 | R | 25 °C | 11.5% | No Built-in accessory | Phased-out | 740/559 | CIE(x=0.38. y=0.38) 5SDCM | Class1. Class2 | IK09 | [11 empty] | dimmable
TBD | SMBT/1/F/P/74/40 | image | datasheet | deeplink | TUNGSRAM - SMBt - 8680lm - 74W - 4000K - 70CRI - TBD[SKU] - side 42-60mm. post 48-76mm and universal 35-76mm | 7.5 kg | side 42-60mm. post 48-76mm and universal 35-76mm | LED | 1 | 74 | YES |  |  |  |  | -30°C to +35°C | CE;ENEC |  | CE & ENEC | [6 empty] | 66 | 4000 | 352x103x566mm |  | 220-240V | -30°C to +35°C | 5 years | A++ |  |  | >70 |  | 4000 | 8680 |  |  |  | L80 > 102000 h |  | 117.3 |  |  | 9 | P | 25 °C | 11.5% | No Built-in accessory | Phased-out | 740/559 | CIE(x=0.38. y=0.38) 5SDCM | Class1. Class2 | IK09 | [11 empty] | dimmable
TBD | SMBT/1/F/N/74/40 | image | datasheet | deeplink | TUNGSRAM - SMBt - 8760lm - 74W - 4000K - 70CRI - TBD[SKU] - side 42-60mm. post 48-76mm and universal 35-76mm | 7.5 kg | side 42-60mm. post 48-76mm and universal 35-76mm |  | 1 | 74 | YES |  |  |  |  | -30°C to +35°C | CE;ENEC |  | CE & ENEC | [6 empty] | 66 | 4000 | 352x103x566mm |  | 220-240V | -30°C to +35°C | 5 years | A++ |  |  | >70 |  | 4000 | 8760 |  |  |  | L80 > 102000 h |  | 118.38 |  |  | 9 | N | 25 °C | 11.5% | No Built-in accessory | Phased-out | 740/559 | CIE(x=0.38. y=0.38) 5SDCM | Class1. Class2 | IK09 | [11 empty] | dimmable
TBD | SMBT/1/F/F/74/40 | image | datasheet | deeplink | TUNGSRAM - SMBt - 8700lm - 74W - 4000K - 70CRI - TBD[SKU] - side 42-60mm. post 48-76mm and universal 35-76mm | 7.5 kg | side 42-60mm. post 48-76mm and universal 35-76mm | LED | 1 | 74 | YES |  |  |  |  | -30°C to +35°C | CE;ENEC |  | CE & ENEC | [6 empty] | 66 | 4000 | 352x103x566mm |  | 220-240V | -30°C to +35°C | 5 years | A++ |  |  | >70 |  | 4000 | 8700 |  |  |  | L80 > 102000 h |  | 117.57 |  |  | 9 | F | 25 °C | 11.5% | No Built-in accessory | Phased-out | 740/559 | CIE(x=0.38. y=0.38) 5SDCM | Class1. Class2 | IK09 | [11 empty] | dimmable
TBD | SMBT/1/F/E/74/40 | image | datasheet | deeplink | TUNGSRAM - SMBt - 8970lm - 74W - 4000K - 70CRI - TBD[SKU] - side 42-60mm. post 48-76mm and universal 35-76mm | 7.5 kg | side 42-60mm. post 48-76mm and universal 35-76mm | LED | 1 | 74 | YES |  |  |  |  | -30°C to +35°C | CE;ENEC |  | CE & ENEC | [6 empty] | 66 | 4000 | 352x103x566mm |  | 220-240V | -30°C to +35°C | 5 years | A++ |  |  | >70 |  | 4000 | 8970 |  |  |  | L80 > 102000 h |  | 121.22 |  |  | 9 | E | 25 °C | 11.5% | No Built-in accessory | Phased-out | 740/559 | CIE(x=0.38. y=0.38) 5SDCM | Class1. Class2 | IK09 | [11 empty] | dimmable
TBD | SMBT/1/F/D/74/40 | image | datasheet | deeplink | TUNGSRAM - SMBt - 8820lm - 74W - 4000K - 70CRI - TBD[SKU] - side 42-60mm. post 48-76mm and universal 35-76mm | 7.5 kg | side 42-60mm. post 48-76mm and universal 35-76mm | LED | 1 | 74 | YES |  |  |  |  | -30°C to +35°C | CE;ENEC |  | CE & ENEC | [6 empty] | 66 | 4000 | 352x103x566mm |  | 220-240V | -30°C to +35°C | 5 years | A++ |  |  | >70 |  | 4000 | 8820 |  |  |  | L80 > 102000 h |  | 119.19 |  |  | 9 | D | 25 °C | 11.5% | No Built-in accessory | Phased-out | 740/559 | CIE(x=0.38. y=0.38) 5SDCM | Class1. Class2 | IK09 | [11 empty] | dimmable
TBD | SMBT/1/F/C/74/40 | image | datasheet | deeplink | TUNGSRAM - SMBt - 8620lm - 74W - 4000K - 70CRI - TBD[SKU] - side 42-60mm. post 48-76mm and universal 35-76mm | 7.5 kg | side 42-60mm. post 48-76mm and universal 35-76mm | LED | 1 | 74 | YES |  |  |  |  | -30°C to +35°C | CE;ENEC |  | CE & ENEC | [6 empty] | 66 | 4000 | 352x103x566mm |  | 220-240V | -30°C to +35°C | 5 years | A++ |  |  | >70 |  | 4000 | 8620 |  |  |  | L80 > 102000 h |  | 116.49 |  |  | 9 | C | 25 °C | 11.5% | No Built-in accessory | Phased-out | 740/559 | CIE(x=0.38. y=0.38) 5SDCM | Class1. Class2 | IK09 | [11 empty] | dimmable
TBD | SMBT/1/F/B/74/40 | image | datasheet | deeplink | TUNGSRAM - SMBt - 8760lm - 74W - 4000K - 70CRI - TBD[SKU] - side 42-60mm. post 48-76mm and universal 35-76mm | 7.5 kg | side 42-60mm. post 48-76mm and universal 35-76mm |  | 1 | 74 | YES |  |  |  |  | -30°C to +35°C | CE;ENEC |  | CE & ENEC | [6 empty] | 66 | 4000 | 352x103x566mm |  | 220-240V | -30°C to +35°C | 5 years | A++ |  |  | >70 |  | 4000 | 8760 |  |  |  | L80 > 102000 h |  | 118.38 |  |  | 9 | B | 25 °C | 11.5% | No Built-in accessory | Phased-out | 740/559 | CIE(x=0.38. y=0.38) 5SDCM | Class1. Class2 | IK09 | [11 empty] | dimmable
TBD | SMBT/1/F/U/60/40 | image | datasheet | deeplink | TUNGSRAM - SMBt - 7030lm - 60W - 4000K - 70CRI - TBD[SKU] - side 42-60mm. post 48-76mm and universal 35-76mm | 7.5 kg | side 42-60mm. post 48-76mm and universal 35-76mm | LED | 1 | 60 | YES |  |  |  |  | -30°C to +35°C | CE;ENEC |  | CE & ENEC | [6 empty] | 66 | 4000 | 352x103x566mm |  | 220-240V | -30°C to +35°C | 5 years | A++ |  |  | >70 |  | 4000 | 7030 |  |  |  | L80 > 102000 h |  | 117.17 |  |  | 9 | U | 25 °C | 11.5% | No Built-in accessory | Phased-out | 740/559 | CIE(x=0.38. y=0.38) 5SDCM | Class1. Class2 | IK09 | [11 empty] | dimmable
TBD | SMBT/1/F/T/60/40 | image | datasheet | deeplink | TUNGSRAM - SMBt - 7360lm - 60W - 4000K - 70CRI - TBD[SKU] - side 42-60mm. post 48-76mm and universal 35-76mm | 7.5 kg | side 42-60mm. post 48-76mm and universal 35-76mm | LED | 1 | 60 | YES |  |  |  |  | -30°C to +35°C | CE;ENEC |  | CE & ENEC | [6 empty] | 66 | 4000 | 352x103x566mm |  | 220-240V | -30°C to +35°C | 5 years | A++ |  |  | >70 |  | 4000 | 7360 |  |  |  | L80 > 102000 h |  | 122.67 |  |  | 9 | T | 25 °C | 11.5% | No Built-in accessory | Phased-out | 740/559 | CIE(x=0.38. y=0.38) 5SDCM | Class1. Class2 | IK09 | [11 empty] | dimmable
TBD | SMBT/1/F/S/60/40 | image | datasheet | deeplink | TUNGSRAM - SMBt - 7190lm - 60W - 4000K - 70CRI - TBD[SKU] - side 42-60mm. post 48-76mm and universal 35-76mm | 7.5 kg | side 42-60mm. post 48-76mm and universal 35-76mm | LED | 1 | 60 | YES |  |  |  |  | -30°C to +35°C | CE;ENEC |  | CE & ENEC | [6 empty] | 66 | 4000 | 352x103x566mm |  | 220-240V | -30°C to +35°C | 5 years | A++ |  |  | >70 |  | 4000 | 7190 |  |  |  | L80 > 102000 h |  | 119.83 |  |  | 9 | S | 25 °C | 11.5% | No Built-in accessory | Phased-out | 740/559 | CIE(x=0.38. y=0.38) 5SDCM | Class1. Class2 | IK09 | [11 empty] | dimmable
TBD | SMBT/1/F/R/60/40 | image | datasheet | deeplink | TUNGSRAM - SMBt - 7270lm - 60W - 4000K - 70CRI - TBD[SKU] - side 42-60mm. post 48-76mm and universal 35-76mm | 7.5 kg | side 42-60mm. post 48-76mm and universal 35-76mm | LED | 1 | 60 | YES |  |  |  |  | -30°C to +35°C | CE;ENEC |  | CE & ENEC | [6 empty] | 66 | 4000 | 352x103x566mm |  | 220-240V | -30°C to +35°C | 5 years | A++ |  |  | >70 |  | 4000 | 7270 |  |  |  | L80 > 102000 h |  | 121.17 |  |  | 9 | R | 25 °C | 11.5% | No Built-in accessory | Phased-out | 740/559 | CIE(x=0.38. y=0.38) 5SDCM | Class1. Class2 | IK09 | [11 empty] | dimmable
TBD | SMBT/1/F/P/60/40 | image | datasheet | deeplink | TUNGSRAM - SMBt - 7210lm - 60W - 4000K - 70CRI - TBD[SKU] - side 42-60mm. post 48-76mm and universal 35-76mm | 7.5 kg | side 42-60mm. post 48-76mm and universal 35-76mm | LED | 1 | 60 | YES |  |  |  |  | -30°C to +35°C | CE;ENEC |  | CE & ENEC | [6 empty] | 66 | 4000 | 352x103x566mm |  | 220-240V | -30°C to +35°C | 5 years | A++ |  |  | >70 |  | 4000 | 7210 |  |  |  | L80 > 102000 h |  | 120.17 |  |  | 9 | P | 25 °C | 11.5% | No Built-in accessory | Phased-out | 740/559 | CIE(x=0.38. y=0.38) 5SDCM | Class1. Class2 | IK09 | [11 empty] | dimmable
TBD | SMBT/1/F/N/60/40 | image | datasheet | deeplink | TUNGSRAM - SMBt - 7280lm - 60W - 4000K - 70CRI - TBD[SKU] - side 42-60mm. post 48-76mm and universal 35-76mm | 7.5 kg | side 42-60mm. post 48-76mm and universal 35-76mm |  | 1 | 60 | YES |  |  |  |  | -30°C to +35°C | CE;ENEC |  | CE & ENEC | [6 empty] | 66 | 4000 | 352x103x566mm |  | 220-240V | -30°C to +35°C | 5 years | A++ |  |  | >70 |  | 4000 | 7280 |  |  |  | L80 > 102000 h |  | 121.33 |  |  | 9 | N | 25 °C | 11.5% | No Built-in accessory | Phased-out | 740/559 | CIE(x=0.38. y=0.38) 5SDCM | Class1. Class2 | IK09 | [11 empty] | dimmable
TBD | SMBT/1/F/F/60/40 | image | datasheet | deeplink | TUNGSRAM - SMBt - 7230lm - 60W - 4000K - 70CRI - TBD[SKU] - side 42-60mm. post 48-76mm and universal 35-76mm | 7.5 kg | side 42-60mm. post 48-76mm and universal 35-76mm | LED | 1 | 60 | YES |  |  |  |  | -30°C to +35°C | CE;ENEC |  | CE & ENEC | [6 empty] | 66 | 4000 | 352x103x566mm |  | 220-240V | -30°C to +35°C | 5 years | A++ |  |  | >70 |  | 4000 | 7230 |  |  |  | L80 > 102000 h |  | 120.5 |  |  | 9 | F | 25 °C | 11.5% | No Built-in accessory | Phased-out | 740/559 | CIE(x=0.38. y=0.38) 5SDCM | Class1. Class2 | IK09 | [11 empty] | dimmable
TBD | SMBT/1/F/E/60/40 | image | datasheet | deeplink | TUNGSRAM - SMBt - 7460lm - 60W - 4000K - 70CRI - TBD[SKU] - side 42-60mm. post 48-76mm and universal 35-76mm | 7.5 kg | side 42-60mm. post 48-76mm and universal 35-76mm | LED | 1 | 60 | YES |  |  |  |  | -30°C to +35°C | CE;ENEC |  | CE & ENEC | [6 empty] | 66 | 4000 | 352x103x566mm |  | 220-240V | -30°C to +35°C | 5 years | A++ |  |  | >70 |  | 4000 | 7460 |  |  |  | L80 > 102000 h |  | 124.33 |  |  | 9 | E | 25 °C | 11.5% | No Built-in accessory | Phased-out | 740/559 | CIE(x=0.38. y=0.38) 5SDCM | Class1. Class2 | IK09 | [11 empty] | dimmable
TBD | SMBT/1/F/D/60/40 | image | datasheet | deeplink | TUNGSRAM - SMBt - 7330lm - 60W - 4000K - 70CRI - TBD[SKU] - side 42-60mm. post 48-76mm and universal 35-76mm | 7.5 kg | side 42-60mm. post 48-76mm and universal 35-76mm | LED | 1 | 60 | YES |  |  |  |  | -30°C to +35°C | CE;ENEC |  | CE & ENEC | [6 empty] | 66 | 4000 | 352x103x566mm |  | 220-240V | -30°C to +35°C | 5 years | A++ |  |  | >70 |  | 4000 | 7330 |  |  |  | L80 > 102000 h |  | 122.17 |  |  | 9 | D | 25 °C | 11.5% | No Built-in accessory | Phased-out | 740/559 | CIE(x=0.38. y=0.38) 5SDCM | Class1. Class2 | IK09 | [11 empty] | dimmable
TBD | SMBT/1/F/C/60/40 | image | datasheet | deeplink | TUNGSRAM - SMBt - 7160lm - 60W - 4000K - 70CRI - TBD[SKU] - side 42-60mm. post 48-76mm and universal 35-76mm | 7.5 kg | side 42-60mm. post 48-76mm and universal 35-76mm | LED | 1 | 60 | YES |  |  |  |  | -30°C to +35°C | CE;ENEC |  | CE & ENEC | [6 empty] | 66 | 4000 | 352x103x566mm |  | 220-240V | -30°C to +35°C | 5 years | A++ |  |  | >70 |  | 4000 | 7160 |  |  |  | L80 > 102000 h |  | 119.33 |  |  | 9 | C | 25 °C | 11.5% | No Built-in accessory | Phased-out | 740/559 | CIE(x=0.38. y=0.38) 5SDCM | Class1. Class2 | IK09 | [11 empty] | dimmable
TBD | SMBT/1/F/B/60/40 | image | datasheet | deeplink | TUNGSRAM - SMBt - 7280lm - 60W - 4000K - 70CRI - TBD[SKU] - side 42-60mm. post 48-76mm and universal 35-76mm | 7.5 kg | side 42-60mm. post 48-76mm and universal 35-76mm |  | 1 | 60 | YES |  |  |  |  | -30°C to +35°C | CE;ENEC |  | CE & ENEC | [6 empty] | 66 | 4000 | 352x103x566mm |  | 220-240V | -30°C to +35°C | 5 years | A++ |  |  | >70 |  | 4000 | 7280 |  |  |  | L80 > 102000 h |  | 121.33 |  |  | 9 | B | 25 °C | 11.5% | No Built-in accessory | Phased-out | 740/559 | CIE(x=0.38. y=0.38) 5SDCM | Class1. Class2 | IK09 | [11 empty] | dimmable
TBD | SMBT/1/F/U/105/30 | image | datasheet | deeplink | TUNGSRAM - SMBt - 11000lm - 105W - 3000K - 70CRI - TBD[SKU] - side 42-60mm. post 48-76mm and universal 35-76mm | 7.5 kg | side 42-60mm. post 48-76mm and universal 35-76mm | LED | 1 | 105 | YES |  |  |  |  | -30°C to +35°C | CE;ENEC |  | CE & ENEC | [6 empty] | 66 | 3000 | 352x103x566mm |  | 220-240V | -30°C to +35°C | 5 years | A++ |  |  | >70 |  | 3000 | 11000 |  |  |  | L80 > 102000 h |  | 104.76 |  |  | 9 | U | 25 °C | 11.5% | No Built-in accessory | Phased-out | 730/559 | CIE(x=0.43. y=0.403) 5SDCM | Class1. Class2 | IK09 | [11 empty] | dimmable
TBD | SMBT/1/F/T/105/30 | image | datasheet | deeplink | TUNGSRAM - SMBt - 11520lm - 105W - 3000K - 70CRI - TBD[SKU] - side 42-60mm. post 48-76mm and universal 35-76mm | 7.5 kg | side 42-60mm. post 48-76mm and universal 35-76mm | LED | 1 | 105 | YES |  |  |  |  | -30°C to +35°C | CE;ENEC |  | CE & ENEC | [6 empty] | 66 | 3000 | 352x103x566mm |  | 220-240V | -30°C to +35°C | 5 years | A++ |  |  | >70 |  | 3000 | 11520 |  |  |  | L80 > 102000 h |  | 109.71 |  |  | 9 | T | 25 °C | 11.5% | No Built-in accessory | Phased-out | 730/559 | CIE(x=0.43. y=0.403) 5SDCM | Class1. Class2 | IK09 | [11 empty] | dimmable
TBD | SMBT/1/F/S/105/30 | image | datasheet | deeplink | TUNGSRAM - SMBt - 11250lm - 105W - 3000K - 70CRI - TBD[SKU] - side 42-60mm. post 48-76mm and universal 35-76mm | 7.5 kg | side 42-60mm. post 48-76mm and universal 35-76mm | LED | 1 | 105 | YES |  |  |  |  | -30°C to +35°C | CE;ENEC |  | CE & ENEC | [6 empty] | 66 | 3000 | 352x103x566mm |  | 220-240V | -30°C to +35°C | 5 years | A++ |  |  | >70 |  | 3000 | 11250 |  |  |  | L80 > 102000 h |  | 107.14 |  |  | 9 | S | 25 °C | 11.5% | No Built-in accessory | Phased-out | 730/559 | CIE(x=0.43. y=0.403) 5SDCM | Class1. Class2 | IK09 | [11 empty] | dimmable
TBD | SMBT/1/F/R/105/30 | image | datasheet | deeplink | TUNGSRAM - SMBt - 11380lm - 105W - 3000K - 70CRI - TBD[SKU] - side 42-60mm. post 48-76mm and universal 35-76mm | 7.5 kg | side 42-60mm. post 48-76mm and universal 35-76mm | LED | 1 | 105 | YES |  |  |  |  | -30°C to +35°C | CE;ENEC |  | CE & ENEC | [6 empty] | 66 | 3000 | 352x103x566mm |  | 220-240V | -30°C to +35°C | 5 years | A++ |  |  | >70 |  | 3000 | 11380 |  |  |  | L80 > 102000 h |  | 108.38 |  |  | 9 | R | 25 °C | 11.5% | No Built-in accessory | Phased-out | 730/559 | CIE(x=0.43. y=0.403) 5SDCM | Class1. Class2 | IK09 | [11 empty] | dimmable
TBD | SMBT/1/F/P/105/30 | image | datasheet | deeplink | TUNGSRAM - SMBt - 11280lm - 105W - 3000K - 70CRI - TBD[SKU] - side 42-60mm. post 48-76mm and universal 35-76mm | 7.5 kg | side 42-60mm. post 48-76mm and universal 35-76mm | LED | 1 | 105 | YES |  |  |  |  | -30°C to +35°C | CE;ENEC |  | CE & ENEC | [6 empty] | 66 | 3000 | 352x103x566mm |  | 220-240V | -30°C to +35°C | 5 years | A++ |  |  | >70 |  | 3000 | 11280 |  |  |  | L80 > 102000 h |  | 107.43 |  |  | 9 | P | 25 °C | 11.5% | No Built-in accessory | Phased-out | 730/559 | CIE(x=0.43. y=0.403) 5SDCM | Class1. Class2 | IK09 | [11 empty] | dimmable
TBD | SMBT/1/F/N/105/30 | image | datasheet | deeplink | TUNGSRAM - SMBt - 11390lm - 105W - 3000K - 70CRI - TBD[SKU] - side 42-60mm. post 48-76mm and universal 35-76mm | 7.5 kg | side 42-60mm. post 48-76mm and universal 35-76mm |  | 1 | 105 | YES |  |  |  |  | -30°C to +35°C | CE;ENEC |  | CE & ENEC | [6 empty] | 66 | 3000 | 352x103x566mm |  | 220-240V | -30°C to +35°C | 5 years | A++ |  |  | >70 |  | 3000 | 11390 |  |  |  | L80 > 102000 h |  | 108.48 |  |  | 9 | N | 25 °C | 11.5% | No Built-in accessory | Phased-out | 730/559 | CIE(x=0.43. y=0.403) 5SDCM | Class1. Class2 | IK09 | [11 empty] | dimmable
TBD | SMBT/1/F/F/105/30 | image | datasheet | deeplink | TUNGSRAM - SMBt - 11310lm - 105W - 3000K - 70CRI - TBD[SKU] - side 42-60mm. post 48-76mm and universal 35-76mm | 7.5 kg | side 42-60mm. post 48-76mm and universal 35-76mm | LED | 1 | 105 | YES |  |  |  |  | -30°C to +35°C | CE;ENEC |  | CE & ENEC | [6 empty] | 66 | 3000 | 352x103x566mm |  | 220-240V | -30°C to +35°C | 5 years | A++ |  |  | >70 |  | 3000 | 11310 |  |  |  | L80 > 102000 h |  | 107.71 |  |  | 9 | F | 25 °C | 11.5% | No Built-in accessory | Phased-out | 730/559 | CIE(x=0.43. y=0.403) 5SDCM | Class1. Class2 | IK09 | [11 empty] | dimmable
TBD | SMBT/1/F/E/105/30 | image | datasheet | deeplink | TUNGSRAM - SMBt - 11670lm - 105W - 3000K - 70CRI - TBD[SKU] - side 42-60mm. post 48-76mm and universal 35-76mm | 7.5 kg | side 42-60mm. post 48-76mm and universal 35-76mm | LED | 1 | 105 | YES |  |  |  |  | -30°C to +35°C | CE;ENEC |  | CE & ENEC | [6 empty] | 66 | 3000 | 352x103x566mm |  | 220-240V | -30°C to +35°C | 5 years | A++ |  |  | >70 |  | 3000 | 11670 |  |  |  | L80 > 102000 h |  | 111.14 |  |  | 9 | E | 25 °C | 11.5% | No Built-in accessory | Phased-out | 730/559 | CIE(x=0.43. y=0.403) 5SDCM | Class1. Class2 | IK09 | [11 empty] | dimmable
TBD | SMBT/1/F/D/105/30 | image | datasheet | deeplink | TUNGSRAM - SMBt - 11470lm - 105W - 3000K - 70CRI - TBD[SKU] - side 42-60mm. post 48-76mm and universal 35-76mm | 7.5 kg | side 42-60mm. post 48-76mm and universal 35-76mm | LED | 1 | 105 | YES |  |  |  |  | -30°C to +35°C | CE;ENEC |  | CE & ENEC | [6 empty] | 66 | 3000 | 352x103x566mm |  | 220-240V | -30°C to +35°C | 5 years | A++ |  |  | >70 |  | 3000 | 11470 |  |  |  | L80 > 102000 h |  | 109.24 |  |  | 9 | D | 25 °C | 11.5% | No Built-in accessory | Phased-out | 730/559 | CIE(x=0.43. y=0.403) 5SDCM | Class1. Class2 | IK09 | [11 empty] | dimmable
TBD | SMBT/1/F/C/105/30 | image | datasheet | deeplink | TUNGSRAM - SMBt - 11210lm - 105W - 3000K - 70CRI - TBD[SKU] - side 42-60mm. post 48-76mm and universal 35-76mm | 7.5 kg | side 42-60mm. post 48-76mm and universal 35-76mm | LED | 1 | 105 | YES |  |  |  |  | -30°C to +35°C | CE;ENEC |  | CE & ENEC | [6 empty] | 66 | 3000 | 352x103x566mm |  | 220-240V | -30°C to +35°C | 5 years | A++ |  |  | >70 |  | 3000 | 11210 |  |  |  | L80 > 102000 h |  | 106.76 |  |  | 9 | C | 25 °C | 11.5% | No Built-in accessory | Phased-out | 730/559 | CIE(x=0.43. y=0.403) 5SDCM | Class1. Class2 | IK09 | [11 empty] | dimmable
TBD | SMBT/1/F/B/105/30 | image | datasheet | deeplink | TUNGSRAM - SMBt - 11390lm - 105W - 3000K - 70CRI - TBD[SKU] - side 42-60mm. post 48-76mm and universal 35-76mm | 7.5 kg | side 42-60mm. post 48-76mm and universal 35-76mm |  | 1 | 105 | YES |  |  |  |  | -30°C to +35°C | CE;ENEC |  | CE & ENEC | [6 empty] | 66 | 3000 | 352x103x566mm |  | 220-240V | -30°C to +35°C | 5 years | A++ |  |  | >70 |  | 3000 | 11390 |  |  |  | L80 > 102000 h |  | 108.48 |  |  | 9 | B | 25 °C | 11.5% | No Built-in accessory | Phased-out | 730/559 | CIE(x=0.43. y=0.403) 5SDCM | Class1. Class2 | IK09 | [11 empty] | dimmable
TBD | SMBT/1/F/U/90/30 | image | datasheet | deeplink | TUNGSRAM - SMBt - 9670lm - 90W - 3000K - 70CRI - TBD[SKU] - side 42-60mm. post 48-76mm and universal 35-76mm | 7.5 kg | side 42-60mm. post 48-76mm and universal 35-76mm | LED | 1 | 90 | YES |  |  |  |  | -30°C to +35°C | CE;ENEC |  | CE & ENEC | [6 empty] | 66 | 3000 | 352x103x566mm |  | 220-240V | -30°C to +35°C | 5 years | A++ |  |  | >70 |  | 3000 | 9670 |  |  |  | L80 > 102000 h |  | 107.44 |  |  | 9 | U | 25 °C | 11.5% | No Built-in accessory | Phased-out | 730/559 | CIE(x=0.43. y=0.403) 5SDCM | Class1. Class2 | IK09 | [11 empty] | dimmable
TBD | SMBT/1/F/T/90/30 | image | datasheet | deeplink | TUNGSRAM - SMBt - 10120lm - 90W - 3000K - 70CRI - TBD[SKU] - side 42-60mm. post 48-76mm and universal 35-76mm | 7.5 kg | side 42-60mm. post 48-76mm and universal 35-76mm | LED | 1 | 90 | YES |  |  |  |  | -30°C to +35°C | CE;ENEC |  | CE & ENEC | [6 empty] | 66 | 3000 | 352x103x566mm |  | 220-240V | -30°C to +35°C | 5 years | A++ |  |  | >70 |  | 3000 | 10120 |  |  |  | L80 > 102000 h |  | 112.44 |  |  | 9 | T | 25 °C | 11.5% | No Built-in accessory | Phased-out | 730/559 | CIE(x=0.43. y=0.403) 5SDCM | Class1. Class2 | IK09 | [11 empty] | dimmable
TBD | SMBT/1/F/S/90/30 | image | datasheet | deeplink | TUNGSRAM - SMBt - 9890lm - 90W - 3000K - 70CRI - TBD[SKU] - side 42-60mm. post 48-76mm and universal 35-76mm | 7.5 kg | side 42-60mm. post 48-76mm and universal 35-76mm | LED | 1 | 90 | YES |  |  |  |  | -30°C to +35°C | CE;ENEC |  | CE & ENEC | [6 empty] | 66 | 3000 | 352x103x566mm |  | 220-240V | -30°C to +35°C | 5 years | A++ |  |  | >70 |  | 3000 | 9890 |  |  |  | L80 > 102000 h |  | 109.89 |  |  | 9 | S | 25 °C | 11.5% | No Built-in accessory | Phased-out | 730/559 | CIE(x=0.43. y=0.403) 5SDCM | Class1. Class2 | IK09 | [11 empty] | dimmable
TBD | SMBT/1/F/R/90/30 | image | datasheet | deeplink | TUNGSRAM - SMBt - 10000lm - 90W - 3000K - 70CRI - TBD[SKU] - side 42-60mm. post 48-76mm and universal 35-76mm | 7.5 kg | side 42-60mm. post 48-76mm and universal 35-76mm | LED | 1 | 90 | YES |  |  |  |  | -30°C to +35°C | CE;ENEC |  | CE & ENEC | [6 empty] | 66 | 3000 | 352x103x566mm |  | 220-240V | -30°C to +35°C | 5 years | A++ |  |  | >70 |  | 3000 | 10000 |  |  |  | L80 > 102000 h |  | 111.11 |  |  | 9 | R | 25 °C | 11.5% | No Built-in accessory | Phased-out | 730/559 | CIE(x=0.43. y=0.403) 5SDCM | Class1. Class2 | IK09 | [11 empty] | dimmable
TBD | SMBT/1/F/P/90/30 | image | datasheet | deeplink | TUNGSRAM - SMBt - 9910lm - 90W - 3000K - 70CRI - TBD[SKU] - side 42-60mm. post 48-76mm and universal 35-76mm | 7.5 kg | side 42-60mm. post 48-76mm and universal 35-76mm | LED | 1 | 90 | YES |  |  |  |  | -30°C to +35°C | CE;ENEC |  | CE & ENEC | [6 empty] | 66 | 3000 | 352x103x566mm |  | 220-240V | -30°C to +35°C | 5 years | A++ |  |  | >70 |  | 3000 | 9910 |  |  |  | L80 > 102000 h |  | 110.11 |  |  | 9 | P | 25 °C | 11.5% | No Built-in accessory | Phased-out | 730/559 | CIE(x=0.43. y=0.403) 5SDCM | Class1. Class2 | IK09 | [11 empty] | dimmable
TBD | SMBT/1/F/N/90/30 | image | datasheet | deeplink | TUNGSRAM - SMBt - 10010lm - 90W - 3000K - 70CRI - TBD[SKU] - side 42-60mm. post 48-76mm and universal 35-76mm | 7.5 kg | side 42-60mm. post 48-76mm and universal 35-76mm |  | 1 | 90 | YES |  |  |  |  | -30°C to +35°C | CE;ENEC |  | CE & ENEC | [6 empty] | 66 | 3000 | 352x103x566mm |  | 220-240V | -30°C to +35°C | 5 years | A++ |  |  | >70 |  | 3000 | 10010 |  |  |  | L80 > 102000 h |  | 111.22 |  |  | 9 | N | 25 °C | 11.5% | No Built-in accessory | Phased-out | 730/559 | CIE(x=0.43. y=0.403) 5SDCM | Class1. Class2 | IK09 | [11 empty] | dimmable
TBD | SMBT/1/F/F/90/30 | image | datasheet | deeplink | TUNGSRAM - SMBt - 9940lm - 90W - 3000K - 70CRI - TBD[SKU] - side 42-60mm. post 48-76mm and universal 35-76mm | 7.5 kg | side 42-60mm. post 48-76mm and universal 35-76mm | LED | 1 | 90 | YES |  |  |  |  | -30°C to +35°C | CE;ENEC |  | CE & ENEC | [6 empty] | 66 | 3000 | 352x103x566mm |  | 220-240V | -30°C to +35°C | 5 years | A++ |  |  | >70 |  | 3000 | 9940 |  |  |  | L80 > 102000 h |  | 110.44 |  |  | 9 | F | 25 °C | 11.5% | No Built-in accessory | Phased-out | 730/559 | CIE(x=0.43. y=0.403) 5SDCM | Class1. Class2 | IK09 | [11 empty] | dimmable
TBD | SMBT/1/F/E/90/30 | image | datasheet | deeplink | TUNGSRAM - SMBt - 10250lm - 90W - 3000K - 70CRI - TBD[SKU] - side 42-60mm. post 48-76mm and universal 35-76mm | 7.5 kg | side 42-60mm. post 48-76mm and universal 35-76mm | LED | 1 | 90 | YES |  |  |  |  | -30°C to +35°C | CE;ENEC |  | CE & ENEC | [6 empty] | 66 | 3000 | 352x103x566mm |  | 220-240V | -30°C to +35°C | 5 years | A++ |  |  | >70 |  | 3000 | 10250 |  |  |  | L80 > 102000 h |  | 113.89 |  |  | 9 | E | 25 °C | 11.5% | No Built-in accessory | Phased-out | 730/559 | CIE(x=0.43. y=0.403) 5SDCM | Class1. Class2 | IK09 | [11 empty] | dimmable
TBD | SMBT/1/F/D/90/30 | image | datasheet | deeplink | TUNGSRAM - SMBt - 10080lm - 90W - 3000K - 70CRI - TBD[SKU] - side 42-60mm. post 48-76mm and universal 35-76mm | 7.5 kg | side 42-60mm. post 48-76mm and universal 35-76mm |  | 1 | 90 | YES |  |  |  |  | -30°C to +35°C | CE;ENEC |  | CE & ENEC | [6 empty] | 66 | 3000 | 352x103x566mm |  | 220-240V | -30°C to +35°C | 5 years | A++ |  |  | >70 |  | 3000 | 10080 |  |  |  | L80 > 102000 h |  | 112 |  |  | 9 | D | 25 °C | 11.5% | No Built-in accessory | Phased-out | 730/559 | CIE(x=0.43. y=0.403) 5SDCM | Class1. Class2 | IK09 | [11 empty] | dimmable
TBD | SMBT/1/F/C/90/30 | image | datasheet | deeplink | TUNGSRAM - SMBt - 9840lm - 90W - 3000K - 70CRI - TBD[SKU] - side 42-60mm. post 48-76mm and universal 35-76mm | 7.5 kg | side 42-60mm. post 48-76mm and universal 35-76mm | LED | 1 | 90 | YES |  |  |  |  | -30°C to +35°C | CE;ENEC |  | CE & ENEC | [6 empty] | 66 | 3000 | 352x103x566mm |  | 220-240V | -30°C to +35°C | 5 years | A++ |  |  | >70 |  | 3000 | 9840 |  |  |  | L80 > 102000 h |  | 109.33 |  |  | 9 | C | 25 °C | 11.5% | No Built-in accessory | Phased-out | 730/559 | CIE(x=0.43. y=0.403) 5SDCM | Class1. Class2 | IK09 | [11 empty] | dimmable
TBD | SMBT/1/F/B/90/30 | image | datasheet | deeplink | TUNGSRAM - SMBt - 10010lm - 90W - 3000K - 70CRI - TBD[SKU] - side 42-60mm. post 48-76mm and universal 35-76mm | 7.5 kg | side 42-60mm. post 48-76mm and universal 35-76mm |  | 1 | 90 | YES |  |  |  |  | -30°C to +35°C | CE;ENEC |  | CE & ENEC | [6 empty] | 66 | 3000 | 352x103x566mm |  | 220-240V | -30°C to +35°C | 5 years | A++ |  |  | >70 |  | 3000 | 10010 |  |  |  | L80 > 102000 h |  | 111.22 |  |  | 9 | B | 25 °C | 11.5% | No Built-in accessory | Phased-out | 730/559 | CIE(x=0.43. y=0.403) 5SDCM | Class1. Class2 | IK09 | [11 empty] | dimmable
TBD | SMBT/1/F/U/74/30 | image | datasheet | deeplink | TUNGSRAM - SMBt - 8240lm - 74W - 3000K - 70CRI - TBD[SKU] - side 42-60mm. post 48-76mm and universal 35-76mm | 7.5 kg | side 42-60mm. post 48-76mm and universal 35-76mm | LED | 1 | 74 | YES |  |  |  |  | -30°C to +35°C | CE;ENEC |  | CE & ENEC | [6 empty] | 66 | 3000 | 352x103x566mm |  | 220-240V | -30°C to +35°C | 5 years | A++ |  |  | >70 |  | 3000 | 8240 |  |  |  | L80 > 102000 h |  | 111.35 |  |  | 9 | U | 25 °C | 11.5% | No Built-in accessory | Phased-out | 730/559 | CIE(x=0.43. y=0.403) 5SDCM | Class1. Class2 | IK09 | [11 empty] | dimmable
TBD | SMBT/1/F/T/74/30 | image | datasheet | deeplink | TUNGSRAM - SMBt - 8620lm - 74W - 3000K - 70CRI - TBD[SKU] - side 42-60mm. post 48-76mm and universal 35-76mm | 7.5 kg | side 42-60mm. post 48-76mm and universal 35-76mm | LED | 1 | 74 | YES |  |  |  |  | -30°C to +35°C | CE;ENEC |  | CE & ENEC | [6 empty] | 66 | 3000 | 352x103x566mm |  | 220-240V | -30°C to +35°C | 5 years | A++ |  |  | >70 |  | 3000 | 8620 |  |  |  | L80 > 102000 h |  | 116.49 |  |  | 9 | T | 25 °C | 11.5% | No Built-in accessory | Phased-out | 730/559 | CIE(x=0.43. y=0.403) 5SDCM | Class1. Class2 | IK09 | [11 empty] | dimmable
TBD | SMBT/1/F/S/74/30 | image | datasheet | deeplink | TUNGSRAM - SMBt - 8420lm - 74W - 3000K - 70CRI - TBD[SKU] - side 42-60mm. post 48-76mm and universal 35-76mm | 7.5 kg | side 42-60mm. post 48-76mm and universal 35-76mm | LED | 1 | 74 | YES |  |  |  |  | -30°C to +35°C | CE;ENEC |  | CE & ENEC | [6 empty] | 66 | 3000 | 352x103x566mm |  | 220-240V | -30°C to +35°C | 5 years | A++ |  |  | >70 |  | 3000 | 8420 |  |  |  | L80 > 102000 h |  | 113.78 |  |  | 9 | S | 25 °C | 11.5% | No Built-in accessory | Phased-out | 730/559 | CIE(x=0.43. y=0.403) 5SDCM | Class1. Class2 | IK09 | [11 empty] | dimmable
TBD | SMBT/1/F/R/74/30 | image | datasheet | deeplink | TUNGSRAM - SMBt - 8520lm - 74W - 3000K - 70CRI - TBD[SKU] - side 42-60mm. post 48-76mm and universal 35-76mm | 7.5 kg | side 42-60mm. post 48-76mm and universal 35-76mm | LED | 1 | 74 | YES |  |  |  |  | -30°C to +35°C | CE;ENEC |  | CE & ENEC | [6 empty] | 66 | 3000 | 352x103x566mm |  | 220-240V | -30°C to +35°C | 5 years | A++ |  |  | >70 |  | 3000 | 8520 |  |  |  | L80 > 102000 h |  | 115.14 |  |  | 9 | R | 25 °C | 11.5% | No Built-in accessory | Phased-out | 730/559 | CIE(x=0.43. y=0.403) 5SDCM | Class1. Class2 | IK09 | [11 empty] | dimmable
TBD | SMBT/1/F/P/74/30 | image | datasheet | deeplink | TUNGSRAM - SMBt - 8450lm - 74W - 3000K - 70CRI - TBD[SKU] - side 42-60mm. post 48-76mm and universal 35-76mm | 7.5 kg | side 42-60mm. post 48-76mm and universal 35-76mm | LED | 1 | 74 | YES |  |  |  |  | -30°C to +35°C | CE;ENEC |  | CE & ENEC | [6 empty] | 66 | 3000 | 352x103x566mm |  | 220-240V | -30°C to +35°C | 5 years | A++ |  |  | >70 |  | 3000 | 8450 |  |  |  | L80 > 102000 h |  | 114.19 |  |  | 9 | P | 25 °C | 11.5% | No Built-in accessory | Phased-out | 730/559 | CIE(x=0.43. y=0.403) 5SDCM | Class1. Class2 | IK09 | [11 empty] | dimmable
TBD | SMBT/1/F/N/74/30 | image | datasheet | deeplink | TUNGSRAM - SMBt - 8530lm - 74W - 3000K - 70CRI - TBD[SKU] - side 42-60mm. post 48-76mm and universal 35-76mm | 7.5 kg | side 42-60mm. post 48-76mm and universal 35-76mm |  | 1 | 74 | YES |  |  |  |  | -30°C to +35°C | CE;ENEC |  | CE & ENEC | [6 empty] | 66 | 3000 | 352x103x566mm |  | 220-240V | -30°C to +35°C | 5 years | A++ |  |  | >70 |  | 3000 | 8530 |  |  |  | L80 > 102000 h |  | 115.27 |  |  | 9 | N | 25 °C | 11.5% | No Built-in accessory | Phased-out | 730/559 | CIE(x=0.43. y=0.403) 5SDCM | Class1. Class2 | IK09 | [11 empty] | dimmable
TBD | SMBT/1/F/F/74/30 | image | datasheet | deeplink | TUNGSRAM - SMBt - 8470lm - 74W - 3000K - 70CRI - TBD[SKU] - side 42-60mm. post 48-76mm and universal 35-76mm | 7.5 kg | side 42-60mm. post 48-76mm and universal 35-76mm | LED | 1 | 74 | YES |  |  |  |  | -30°C to +35°C | CE;ENEC |  | CE & ENEC | [6 empty] | 66 | 3000 | 352x103x566mm |  | 220-240V | -30°C to +35°C | 5 years | A++ |  |  | >70 |  | 3000 | 8470 |  |  |  | L80 > 102000 h |  | 114.46 |  |  | 9 | F | 25 °C | 11.5% | No Built-in accessory | Phased-out | 730/559 | CIE(x=0.43. y=0.403) 5SDCM | Class1. Class2 | IK09 | [11 empty] | dimmable
TBD | SMBT/1/F/E/74/30 | image | datasheet | deeplink | TUNGSRAM - SMBt - 8730lm - 74W - 3000K - 70CRI - TBD[SKU] - side 42-60mm. post 48-76mm and universal 35-76mm | 7.5 kg | side 42-60mm. post 48-76mm and universal 35-76mm | LED | 1 | 74 | YES |  |  |  |  | -30°C to +35°C | CE;ENEC |  | CE & ENEC | [6 empty] | 66 | 3000 | 352x103x566mm |  | 220-240V | -30°C to +35°C | 5 years | A++ |  |  | >70 |  | 3000 | 8730 |  |  |  | L80 > 102000 h |  | 117.97 |  |  | 9 | E | 25 °C | 11.5% | No Built-in accessory | Phased-out | 730/559 | CIE(x=0.43. y=0.403) 5SDCM | Class1. Class2 | IK09 | [11 empty] | dimmable
TBD | SMBT/1/F/D/74/30 | image | datasheet | deeplink | TUNGSRAM - SMBt - 8590lm - 74W - 3000K - 70CRI - TBD[SKU] - side 42-60mm. post 48-76mm and universal 35-76mm | 7.5 kg | side 42-60mm. post 48-76mm and universal 35-76mm | LED | 1 | 74 | YES |  |  |  |  | -30°C to +35°C | CE;ENEC |  | CE & ENEC | [6 empty] | 66 | 3000 | 352x103x566mm |  | 220-240V | -30°C to +35°C | 5 years | A++ |  |  | >70 |  | 3000 | 8590 |  |  |  | L80 > 102000 h |  | 116.08 |  |  | 9 | D | 25 °C | 11.5% | No Built-in accessory | Phased-out | 730/559 | CIE(x=0.43. y=0.403) 5SDCM | Class1. Class2 | IK09 | [11 empty] | dimmable
TBD | SMBT/1/F/C/74/30 | image | datasheet | deeplink | TUNGSRAM - SMBt - 8390lm - 74W - 3000K - 70CRI - TBD[SKU] - side 42-60mm. post 48-76mm and universal 35-76mm | 7.5 kg | side 42-60mm. post 48-76mm and universal 35-76mm | LED | 1 | 74 | YES |  |  |  |  | -30°C to +35°C | CE;ENEC |  | CE & ENEC | [6 empty] | 66 | 3000 | 352x103x566mm |  | 220-240V | -30°C to +35°C | 5 years | A++ |  |  | >70 |  | 3000 | 8390 |  |  |  | L80 > 102000 h |  | 113.38 |  |  | 9 | C | 25 °C | 11.5% | No Built-in accessory | Phased-out | 730/559 | CIE(x=0.43. y=0.403) 5SDCM | Class1. Class2 | IK09 | [11 empty] | dimmable
TBD | SMBT/1/F/B/74/30 | image | datasheet | deeplink | TUNGSRAM - SMBt - 8530lm - 74W - 3000K - 70CRI - TBD[SKU] - side 42-60mm. post 48-76mm and universal 35-76mm | 7.5 kg | side 42-60mm. post 48-76mm and universal 35-76mm |  | 1 | 74 | YES |  |  |  |  | -30°C to +35°C | CE;ENEC |  | CE & ENEC | [6 empty] | 66 | 3000 | 352x103x566mm |  | 220-240V | -30°C to +35°C | 5 years | A++ |  |  | >70 |  | 3000 | 8530 |  |  |  | L80 > 102000 h |  | 115.27 |  |  | 9 | B | 25 °C | 11.5% | No Built-in accessory | Phased-out | 730/559 | CIE(x=0.43. y=0.403) 5SDCM | Class1. Class2 | IK09 | [11 empty] | dimmable
TBD | SMBT/1/F/U/60/30 | image | datasheet | deeplink | TUNGSRAM - SMBt - 6840lm - 60W - 3000K - 70CRI - TBD[SKU] - side 42-60mm. post 48-76mm and universal 35-76mm | 7.5 kg | side 42-60mm. post 48-76mm and universal 35-76mm | LED | 1 | 60 | YES |  |  |  |  | -30°C to +35°C | CE;ENEC |  | CE & ENEC | [6 empty] | 66 | 3000 | 352x103x566mm |  | 220-240V | -30°C to +35°C | 5 years | A++ |  |  | >70 |  | 3000 | 6840 |  |  |  | L80 > 102000 h |  | 114 |  |  | 9 | U | 25 °C | 11.5% | No Built-in accessory | Phased-out | 730/559 | CIE(x=0.43. y=0.403) 5SDCM | Class1. Class2 | IK09 | [11 empty] | dimmable
TBD | SMBT/1/F/T/60/30 | image | datasheet | deeplink | TUNGSRAM - SMBt - 7160lm - 60W - 3000K - 70CRI - TBD[SKU] - side 42-60mm. post 48-76mm and universal 35-76mm | 7.5 kg | side 42-60mm. post 48-76mm and universal 35-76mm | LED | 1 | 60 | YES |  |  |  |  | -30°C to +35°C | CE;ENEC |  | CE & ENEC | [6 empty] | 66 | 3000 | 352x103x566mm |  | 220-240V | -30°C to +35°C | 5 years | A++ |  |  | >70 |  | 3000 | 7160 |  |  |  | L80 > 102000 h |  | 119.33 |  |  | 9 | T | 25 °C | 11.5% | No Built-in accessory | Phased-out | 730/559 | CIE(x=0.43. y=0.403) 5SDCM | Class1. Class2 | IK09 | [11 empty] | dimmable
TBD | SMBT/1/F/S/60/30 | image | datasheet | deeplink | TUNGSRAM - SMBt - 7000lm - 60W - 3000K - 70CRI - TBD[SKU] - side 42-60mm. post 48-76mm and universal 35-76mm | 7.5 kg | side 42-60mm. post 48-76mm and universal 35-76mm | LED | 1 | 60 | YES |  |  |  |  | -30°C to +35°C | CE;ENEC |  | CE & ENEC | [6 empty] | 66 | 3000 | 352x103x566mm |  | 220-240V | -30°C to +35°C | 5 years | A++ |  |  | >70 |  | 3000 | 7000 |  |  |  | L80 > 102000 h |  | 116.67 |  |  | 9 | S | 25 °C | 11.5% | No Built-in accessory | Phased-out | 730/559 | CIE(x=0.43. y=0.403) 5SDCM | Class1. Class2 | IK09 | [11 empty] | dimmable
TBD | SMBT/1/F/R/60/30 | image | datasheet | deeplink | TUNGSRAM - SMBt - 7080lm - 60W - 3000K - 70CRI - TBD[SKU] - side 42-60mm. post 48-76mm and universal 35-76mm | 7.5 kg | side 42-60mm. post 48-76mm and universal 35-76mm | LED | 1 | 60 | YES |  |  |  |  | -30°C to +35°C | CE;ENEC |  | CE & ENEC | [6 empty] | 66 | 3000 | 352x103x566mm |  | 220-240V | -30°C to +35°C | 5 years | A++ |  |  | >70 |  | 3000 | 7080 |  |  |  | L80 > 102000 h |  | 118 |  |  | 9 | R | 25 °C | 11.5% | No Built-in accessory | Phased-out | 730/559 | CIE(x=0.43. y=0.403) 5SDCM | Class1. Class2 | IK09 | [11 empty] | dimmable
TBD | SMBT/1/F/P/60/30 | image | datasheet | deeplink | TUNGSRAM - SMBt - 7020lm - 60W - 3000K - 70CRI - TBD[SKU] - side 42-60mm. post 48-76mm and universal 35-76mm | 7.5 kg | side 42-60mm. post 48-76mm and universal 35-76mm | LED | 1 | 60 | YES |  |  |  |  | -30°C to +35°C | CE;ENEC |  | CE & ENEC | [6 empty] | 66 | 3000 | 352x103x566mm |  | 220-240V | -30°C to +35°C | 5 years | A++ |  |  | >70 |  | 3000 | 7020 |  |  |  | L80 > 102000 h |  | 117 |  |  | 9 | P | 25 °C | 11.5% | No Built-in accessory | Phased-out | 730/559 | CIE(x=0.43. y=0.403) 5SDCM | Class1. Class2 | IK09 | [11 empty] | dimmable
TBD | SMBT/1/F/N/60/30 | image | datasheet | deeplink | TUNGSRAM - SMBt - 7090lm - 60W - 3000K - 70CRI - TBD[SKU] - side 42-60mm. post 48-76mm and universal 35-76mm | 7.5 kg | side 42-60mm. post 48-76mm and universal 35-76mm |  | 1 | 60 | YES |  |  |  |  | -30°C to +35°C | CE;ENEC |  | CE & ENEC | [6 empty] | 66 | 3000 | 352x103x566mm |  | 220-240V | -30°C to +35°C | 5 years | A++ |  |  | >70 |  | 3000 | 7090 |  |  |  | L80 > 102000 h |  | 118.17 |  |  | 9 | N | 25 °C | 11.5% | No Built-in accessory | Phased-out | 730/559 | CIE(x=0.43. y=0.403) 5SDCM | Class1. Class2 | IK09 | [11 empty] | dimmable
TBD | SMBT/1/F/F/60/30 | image | datasheet | deeplink | TUNGSRAM - SMBt - 7040lm - 60W - 3000K - 70CRI - TBD[SKU] - side 42-60mm. post 48-76mm and universal 35-76mm | 7.5 kg | side 42-60mm. post 48-76mm and universal 35-76mm | LED | 1 | 60 | YES |  |  |  |  | -30°C to +35°C | CE;ENEC |  | CE & ENEC | [6 empty] | 66 | 3000 | 352x103x566mm |  | 220-240V | -30°C to +35°C | 5 years | A++ |  |  | >70 |  | 3000 | 7040 |  |  |  | L80 > 102000 h |  | 117.33 |  |  | 9 | F | 25 °C | 11.5% | No Built-in accessory | Phased-out | 730/559 | CIE(x=0.43. y=0.403) 5SDCM | Class1. Class2 | IK09 | [11 empty] | dimmable
TBD | SMBT/1/F/E/60/30 | image | datasheet | deeplink | TUNGSRAM - SMBt - 7260lm - 60W - 3000K - 70CRI - TBD[SKU] - side 42-60mm. post 48-76mm and universal 35-76mm | 7.5 kg | side 42-60mm. post 48-76mm and universal 35-76mm | LED | 1 | 60 | YES |  |  |  |  | -30°C to +35°C | CE;ENEC |  | CE & ENEC | [6 empty] | 66 | 3000 | 352x103x566mm |  | 220-240V | -30°C to +35°C | 5 years | A++ |  |  | >70 |  | 3000 | 7260 |  |  |  | L80 > 102000 h |  | 121 |  |  | 9 | E | 25 °C | 11.5% | No Built-in accessory | Phased-out | 730/559 | CIE(x=0.43. y=0.403) 5SDCM | Class1. Class2 | IK09 | [11 empty] | dimmable
TBD | SMBT/1/F/D/60/30 | image | datasheet | deeplink | TUNGSRAM - SMBt - 7130lm - 60W - 3000K - 70CRI - TBD[SKU] - side 42-60mm. post 48-76mm and universal 35-76mm | 7.5 kg | side 42-60mm. post 48-76mm and universal 35-76mm | LED | 1 | 60 | YES |  |  |  |  | -30°C to +35°C | CE;ENEC |  | CE & ENEC | [6 empty] | 66 | 3000 | 352x103x566mm |  | 220-240V | -30°C to +35°C | 5 years | A++ |  |  | >70 |  | 3000 | 7130 |  |  |  | L80 > 102000 h |  | 118.83 |  |  | 9 | D | 25 °C | 11.5% | No Built-in accessory | Phased-out | 730/559 | CIE(x=0.43. y=0.403) 5SDCM | Class1. Class2 | IK09 | [11 empty] | dimmable
TBD | SMBT/1/F/C/60/30 | image | datasheet | deeplink | TUNGSRAM - SMBt - 6970lm - 60W - 3000K - 70CRI - TBD[SKU] - side 42-60mm. post 48-76mm and universal 35-76mm | 7.5 kg | side 42-60mm. post 48-76mm and universal 35-76mm | LED | 1 | 60 | YES |  |  |  |  | -30°C to +35°C | CE;ENEC |  | CE & ENEC | [6 empty] | 66 | 3000 | 352x103x566mm |  | 220-240V | -30°C to +35°C | 5 years | A++ |  |  | >70 |  | 3000 | 6970 |  |  |  | L80 > 102000 h |  | 116.17 |  |  | 9 | C | 25 °C | 11.5% | No Built-in accessory | Phased-out | 730/559 | CIE(x=0.43. y=0.403) 5SDCM | Class1. Class2 | IK09 | [11 empty] | dimmable
TBD | SMBT/1/F/B/60/30 | image | datasheet | deeplink | TUNGSRAM - SMBt - 7090lm - 60W - 3000K - 70CRI - TBD[SKU] - side 42-60mm. post 48-76mm and universal 35-76mm | 7.5 kg | side 42-60mm. post 48-76mm and universal 35-76mm |  | 1 | 60 | YES |  |  |  |  | -30°C to +35°C | CE;ENEC |  | CE & ENEC | [6 empty] | 66 | 3000 | 352x103x566mm |  | 220-240V | -30°C to +35°C | 5 years | A++ |  |  | >70 |  | 3000 | 7090 |  |  |  | L80 > 102000 h |  | 118.17 |  |  | 9 | B | 25 °C | 11.5% | No Built-in accessory | Phased-out | 730/559 | CIE(x=0.43. y=0.403) 5SDCM | Class1. Class2 | IK09 | [11 empty] | dimmable
TBD | SMBT/1/F/U/48/40 | image | datasheet | deeplink | TUNGSRAM - SMBt - 5670lm - 48W - 4000K - 70CRI - TBD[SKU] - side 42-60mm. post 48-76mm and universal 35-76mm | 7.5 kg | side 42-60mm. post 48-76mm and universal 35-76mm | LED | 1 | 48 | YES |  |  |  |  | -30°C to +35°C | CE;ENEC |  | CE & ENEC | [6 empty] | 66 | 4000 | 352x103x566mm |  | 220-240V | -30°C to +35°C | 5 years | A++ |  |  | >70 |  | 4000 | 5670 |  |  |  | L80 > 102000 h |  | 118.12 |  |  | 9 | U | 25 °C | 11.5% | No Built-in accessory | Phased-out | 740/559 | CIE(x=0.38. y=0.38) 5SDCM | Class1. Class2 | IK09 | [11 empty] | dimmable
TBD | SMBT/1/F/T/48/40 | image | datasheet | deeplink | TUNGSRAM - SMBt - 5930lm - 48W - 4000K - 70CRI - TBD[SKU] - side 42-60mm. post 48-76mm and universal 35-76mm | 7.5 kg | side 42-60mm. post 48-76mm and universal 35-76mm | LED | 1 | 48 | YES |  |  |  |  | -30°C to +35°C | CE;ENEC |  | CE & ENEC | [6 empty] | 66 | 4000 | 352x103x566mm |  | 220-240V | -30°C to +35°C | 5 years | A++ |  |  | >70 |  | 4000 | 5930 |  |  |  | L80 > 102000 h |  | 123.54 |  |  | 9 | T | 25 °C | 11.5% | No Built-in accessory | Phased-out | 740/559 | CIE(x=0.38. y=0.38) 5SDCM | Class1. Class2 | IK09 | [11 empty] | dimmable
TBD | SMBT/1/F/S/48/40 | image | datasheet | deeplink | TUNGSRAM - SMBt - 5800lm - 48W - 4000K - 70CRI - TBD[SKU] - side 42-60mm. post 48-76mm and universal 35-76mm | 7.5 kg | side 42-60mm. post 48-76mm and universal 35-76mm | LED | 1 | 48 | YES |  |  |  |  | -30°C to +35°C | CE;ENEC |  | CE & ENEC | [6 empty] | 66 | 4000 | 352x103x566mm |  | 220-240V | -30°C to +35°C | 5 years | A++ |  |  | >70 |  | 4000 | 5800 |  |  |  | L80 > 102000 h |  | 120.83 |  |  | 9 | S | 25 °C | 11.5% | No Built-in accessory | Phased-out | 740/559 | CIE(x=0.38. y=0.38) 5SDCM | Class1. Class2 | IK09 | [11 empty] | dimmable
TBD | SMBT/1/F/R/48/40 | image | datasheet | deeplink | TUNGSRAM - SMBt - 5860lm - 48W - 4000K - 70CRI - TBD[SKU] - side 42-60mm. post 48-76mm and universal 35-76mm | 7.5 kg | side 42-60mm. post 48-76mm and universal 35-76mm | LED | 1 | 48 | YES |  |  |  |  | -30°C to +35°C | CE;ENEC |  | CE & ENEC | [6 empty] | 66 | 4000 | 352x103x566mm |  | 220-240V | -30°C to +35°C | 5 years | A++ |  |  | >70 |  | 4000 | 5860 |  |  |  | L80 > 102000 h |  | 122.08 |  |  | 9 | R | 25 °C | 11.5% | No Built-in accessory | Phased-out | 740/559 | CIE(x=0.38. y=0.38) 5SDCM | Class1. Class2 | IK09 | [11 empty] | dimmable
TBD | SMBT/1/F/P/48/40 | image | datasheet | deeplink | TUNGSRAM - SMBt - 5810lm - 48W - 4000K - 70CRI - TBD[SKU] - side 42-60mm. post 48-76mm and universal 35-76mm | 7.5 kg | side 42-60mm. post 48-76mm and universal 35-76mm | LED | 1 | 48 | YES |  |  |  |  | -30°C to +35°C | CE;ENEC |  | CE & ENEC | [6 empty] | 66 | 4000 | 352x103x566mm |  | 220-240V | -30°C to +35°C | 5 years | A++ |  |  | >70 |  | 4000 | 5810 |  |  |  | L80 > 102000 h |  | 121.04 |  |  | 9 | P | 25 °C | 11.5% | No Built-in accessory | Phased-out | 740/559 | CIE(x=0.38. y=0.38) 5SDCM | Class1. Class2 | IK09 | [11 empty] | dimmable
TBD | SMBT/1/F/N/48/40 | image | datasheet | deeplink | TUNGSRAM - SMBt - 5870lm - 48W - 4000K - 70CRI - TBD[SKU] - side 42-60mm. post 48-76mm and universal 35-76mm | 7.5 kg | side 42-60mm. post 48-76mm and universal 35-76mm |  | 1 | 48 | YES |  |  |  |  | -30°C to +35°C | CE;ENEC |  | CE & ENEC | [6 empty] | 66 | 4000 | 352x103x566mm |  | 220-240V | -30°C to +35°C | 5 years | A++ |  |  | >70 |  | 4000 | 5870 |  |  |  | L80 > 102000 h |  | 122.29 |  |  | 9 | N | 25 °C | 11.5% | No Built-in accessory | Phased-out | 740/559 | CIE(x=0.38. y=0.38) 5SDCM | Class1. Class2 | IK09 | [11 empty] | dimmable
TBD | SMBT/1/F/F/48/40 | image | datasheet | deeplink | TUNGSRAM - SMBt - 5830lm - 48W - 4000K - 70CRI - TBD[SKU] - side 42-60mm. post 48-76mm and universal 35-76mm | 7.5 kg | side 42-60mm. post 48-76mm and universal 35-76mm | LED | 1 | 48 | YES |  |  |  |  | -30°C to +35°C | CE;ENEC |  | CE & ENEC | [6 empty] | 66 | 4000 | 352x103x566mm |  | 220-240V | -30°C to +35°C | 5 years | A++ |  |  | >70 |  | 4000 | 5830 |  |  |  | L80 > 102000 h |  | 121.46 |  |  | 9 | F | 25 °C | 11.5% | No Built-in accessory | Phased-out | 740/559 | CIE(x=0.38. y=0.38) 5SDCM | Class1. Class2 | IK09 | [11 empty] | dimmable
TBD | SMBT/1/F/E/48/40 | image | datasheet | deeplink | TUNGSRAM - SMBt - 6010lm - 48W - 4000K - 70CRI - TBD[SKU] - side 42-60mm. post 48-76mm and universal 35-76mm | 7.5 kg | side 42-60mm. post 48-76mm and universal 35-76mm | LED | 1 | 48 | YES |  |  |  |  | -30°C to +35°C | CE;ENEC |  | CE & ENEC | [6 empty] | 66 | 4000 | 352x103x566mm |  | 220-240V | -30°C to +35°C | 5 years | A++ |  |  | >70 |  | 4000 | 6010 |  |  |  | L80 > 102000 h |  | 125.21 |  |  | 9 | E | 25 °C | 11.5% | No Built-in accessory | Phased-out | 740/559 | CIE(x=0.38. y=0.38) 5SDCM | Class1. Class2 | IK09 | [11 empty] | dimmable
TBD | SMBT/1/F/D/48/40 | image | datasheet | deeplink | TUNGSRAM - SMBt - 5910lm - 48W - 4000K - 70CRI - TBD[SKU] - side 42-60mm. post 48-76mm and universal 35-76mm | 7.5 kg | side 42-60mm. post 48-76mm and universal 35-76mm | LED | 1 | 48 | YES |  |  |  |  | -30°C to +35°C | CE;ENEC |  | CE & ENEC | [6 empty] | 66 | 4000 | 352x103x566mm |  | 220-240V | -30°C to +35°C | 5 years | A++ |  |  | >70 |  | 4000 | 5910 |  |  |  | L80 > 102000 h |  | 123.12 |  |  | 9 | D | 25 °C | 11.5% | No Built-in accessory | Phased-out | 740/559 | CIE(x=0.38. y=0.38) 5SDCM | Class1. Class2 | IK09 | [11 empty] | dimmable
TBD | SMBT/1/F/C/48/40 | image | datasheet | deeplink | TUNGSRAM - SMBt - 5770lm - 48W - 4000K - 70CRI - TBD[SKU] - side 42-60mm. post 48-76mm and universal 35-76mm | 7.5 kg | side 42-60mm. post 48-76mm and universal 35-76mm |  | 1 | 48 | YES |  |  |  |  | -30°C to +35°C | CE;ENEC |  | CE & ENEC | [6 empty] | 66 | 4000 | 352x103x566mm |  | 220-240V | -30°C to +35°C | 5 years | A++ |  |  | >70 |  | 4000 | 5770 |  |  |  | L80 > 102000 h |  | 120.21 |  |  | 9 | C | 25 °C | 11.5% | No Built-in accessory | Phased-out | 740/559 | CIE(x=0.38. y=0.38) 5SDCM | Class1. Class2 | IK09 | [11 empty] | dimmable
TBD | SMBT/1/F/B/48/40 | image | datasheet | deeplink | TUNGSRAM - SMBt - 5870lm - 48W - 4000K - 70CRI - TBD[SKU] - side 42-60mm. post 48-76mm and universal 35-76mm | 7.5 kg | side 42-60mm. post 48-76mm and universal 35-76mm |  | 1 | 48 | YES |  |  |  |  | -30°C to +35°C | CE;ENEC |  | CE & ENEC | [6 empty] | 66 | 4000 | 352x103x566mm |  | 220-240V | -30°C to +35°C | 5 years | A++ |  |  | >70 |  | 4000 | 5870 |  |  |  | L80 > 102000 h |  | 122.29 |  |  | 9 | B | 25 °C | 11.5% | No Built-in accessory | Phased-out | 740/559 | CIE(x=0.38. y=0.38) 5SDCM | Class1. Class2 | IK09 | [11 empty] | dimmable
TBD | SMBT/1/F/U/38/40 | image | datasheet | deeplink | TUNGSRAM - SMBt - 4710lm - 38W - 4000K - 70CRI - TBD[SKU] - side 42-60mm. post 48-76mm and universal 35-76mm | 7.5 kg | side 42-60mm. post 48-76mm and universal 35-76mm | LED | 1 | 38 | YES |  |  |  |  | -30°C to +35°C | CE;ENEC |  | CE & ENEC | [6 empty] | 66 | 4000 | 352x103x566mm |  | 220-240V | -30°C to +35°C | 5 years | A++ |  |  | >70 |  | 4000 | 4710 |  |  |  | L80 > 102000 h |  | 123.95 |  |  | 9 | U | 25 °C | 11.5% | No Built-in accessory | Phased-out | 740/559 | CIE(x=0.38. y=0.38) 5SDCM | Class1. Class2 | IK09 | [11 empty] | dimmable
TBD | SMBT/1/F/T/38/40 | image | datasheet | deeplink | TUNGSRAM - SMBt - 4930lm - 38W - 4000K - 70CRI - TBD[SKU] - side 42-60mm. post 48-76mm and universal 35-76mm | 7.5 kg | side 42-60mm. post 48-76mm and universal 35-76mm | LED | 1 | 38 | YES |  |  |  |  | -30°C to +35°C | CE;ENEC |  | CE & ENEC | [6 empty] | 66 | 4000 | 352x103x566mm |  | 220-240V | -30°C to +35°C | 5 years | A++ |  |  | >70 |  | 4000 | 4930 |  |  |  | L80 > 102000 h |  | 129.74 |  |  | 9 | T | 25 °C | 11.5% | No Built-in accessory | Phased-out | 740/559 | CIE(x=0.38. y=0.38) 5SDCM | Class1. Class2 | IK09 | [11 empty] | dimmable
TBD | SMBT/1/F/S/38/40 | image | datasheet | deeplink | TUNGSRAM - SMBt - 4820lm - 38W - 4000K - 70CRI - TBD[SKU] - side 42-60mm. post 48-76mm and universal 35-76mm | 7.5 kg | side 42-60mm. post 48-76mm and universal 35-76mm | LED | 1 | 38 | YES |  |  |  |  | -30°C to +35°C | CE;ENEC |  | CE & ENEC | [6 empty] | 66 | 4000 | 352x103x566mm |  | 220-240V | -30°C to +35°C | 5 years | A++ |  |  | >70 |  | 4000 | 4820 |  |  |  | L80 > 102000 h |  | 126.84 |  |  | 9 | S | 25 °C | 11.5% | No Built-in accessory | Phased-out | 740/559 | CIE(x=0.38. y=0.38) 5SDCM | Class1. Class2 | IK09 | [11 empty] | dimmable
TBD | SMBT/1/F/R/38/40 | image | datasheet | deeplink | TUNGSRAM - SMBt - 4870lm - 38W - 4000K - 70CRI - TBD[SKU] - side 42-60mm. post 48-76mm and universal 35-76mm | 7.5 kg | side 42-60mm. post 48-76mm and universal 35-76mm | LED | 1 | 38 | YES |  |  |  |  | -30°C to +35°C | CE;ENEC |  | CE & ENEC | [6 empty] | 66 | 4000 | 352x103x566mm |  | 220-240V | -30°C to +35°C | 5 years | A++ |  |  | >70 |  | 4000 | 4870 |  |  |  | L80 > 102000 h |  | 128.16 |  |  | 9 | R | 25 °C | 11.5% | No Built-in accessory | Phased-out | 740/559 | CIE(x=0.38. y=0.38) 5SDCM | Class1. Class2 | IK09 | [11 empty] | dimmable
TBD | SMBT/1/F/P/38/40 | image | datasheet | deeplink | TUNGSRAM - SMBt - 4830lm - 38W - 4000K - 70CRI - TBD[SKU] - side 42-60mm. post 48-76mm and universal 35-76mm | 7.5 kg | side 42-60mm. post 48-76mm and universal 35-76mm | LED | 1 | 38 | YES |  |  |  |  | -30°C to +35°C | CE;ENEC |  | CE & ENEC | [6 empty] | 66 | 4000 | 352x103x566mm |  | 220-240V | -30°C to +35°C | 5 years | A++ |  |  | >70 |  | 4000 | 4830 |  |  |  | L80 > 102000 h |  | 127.11 |  |  | 9 | P | 25 °C | 11.5% | No Built-in accessory | Phased-out | 740/559 | CIE(x=0.38. y=0.38) 5SDCM | Class1. Class2 | IK09 | [11 empty] | dimmable
TBD | SMBT/1/F/N/38/40 | image | datasheet | deeplink | TUNGSRAM - SMBt - 4880lm - 38W - 4000K - 70CRI - TBD[SKU] - side 42-60mm. post 48-76mm and universal 35-76mm | 7.5 kg | side 42-60mm. post 48-76mm and universal 35-76mm |  | 1 | 38 | YES |  |  |  |  | -30°C to +35°C | CE;ENEC |  | CE & ENEC | [6 empty] | 66 | 4000 | 352x103x566mm |  | 220-240V | -30°C to +35°C | 5 years | A++ |  |  | >70 |  | 4000 | 4880 |  |  |  | L80 > 102000 h |  | 128.42 |  |  | 9 | N | 25 °C | 11.5% | No Built-in accessory | Phased-out | 740/559 | CIE(x=0.38. y=0.38) 5SDCM | Class1. Class2 | IK09 | [11 empty] | dimmable
TBD | SMBT/1/F/F/38/40 | image | datasheet | deeplink | TUNGSRAM - SMBt - 4840lm - 38W - 4000K - 70CRI - TBD[SKU] - side 42-60mm. post 48-76mm and universal 35-76mm | 7.5 kg | side 42-60mm. post 48-76mm and universal 35-76mm | LED | 1 | 38 | YES |  |  |  |  | -30°C to +35°C | CE;ENEC |  | CE & ENEC | [6 empty] | 66 | 4000 | 352x103x566mm |  | 220-240V | -30°C to +35°C | 5 years | A++ |  |  | >70 |  | 4000 | 4840 |  |  |  | L80 > 102000 h |  | 127.37 |  |  | 9 | F | 25 °C | 11.5% | No Built-in accessory | Phased-out | 740/559 | CIE(x=0.38. y=0.38) 5SDCM | Class1. Class2 | IK09 | [11 empty] | dimmable
TBD | SMBT/1/F/E/38/40 | image | datasheet | deeplink | TUNGSRAM - SMBt - 5000lm - 38W - 4000K - 70CRI - TBD[SKU] - side 42-60mm. post 48-76mm and universal 35-76mm | 7.5 kg | side 42-60mm. post 48-76mm and universal 35-76mm | LED | 1 | 38 | YES |  |  |  |  | -30°C to +35°C | CE;ENEC |  | CE & ENEC | [6 empty] | 66 | 4000 | 352x103x566mm |  | 220-240V | -30°C to +35°C | 5 years | A++ |  |  | >70 |  | 4000 | 5000 |  |  |  | L80 > 102000 h |  | 131.58 |  |  | 9 | E | 25 °C | 11.5% | No Built-in accessory | Phased-out | 740/559 | CIE(x=0.38. y=0.38) 5SDCM | Class1. Class2 | IK09 | [11 empty] | dimmable
TBD | SMBT/1/F/D/38/40 | image | datasheet | deeplink | TUNGSRAM - SMBt - 4910lm - 38W - 4000K - 70CRI - TBD[SKU] - side 42-60mm. post 48-76mm and universal 35-76mm | 7.5 kg | side 42-60mm. post 48-76mm and universal 35-76mm | LED | 1 | 38 | YES |  |  |  |  | -30°C to +35°C | CE;ENEC |  | CE & ENEC | [6 empty] | 66 | 4000 | 352x103x566mm |  | 220-240V | -30°C to +35°C | 5 years | A++ |  |  | >70 |  | 4000 | 4910 |  |  |  | L80 > 102000 h |  | 129.21 |  |  | 9 | D | 25 °C | 11.5% | No Built-in accessory | Phased-out | 740/559 | CIE(x=0.38. y=0.38) 5SDCM | Class1. Class2 | IK09 | [11 empty] | dimmable
TBD | SMBT/1/F/C/38/40 | image | datasheet | deeplink | TUNGSRAM - SMBt - 4800lm - 38W - 4000K - 70CRI - TBD[SKU] - side 42-60mm. post 48-76mm and universal 35-76mm | 7.5 kg | side 42-60mm. post 48-76mm and universal 35-76mm | LED | 1 | 38 | YES |  |  |  |  | -30°C to +35°C | CE;ENEC |  | CE & ENEC | [6 empty] | 66 | 4000 | 352x103x566mm |  | 220-240V | -30°C to +35°C | 5 years | A++ |  |  | >70 |  | 4000 | 4800 |  |  |  | L80 > 102000 h |  | 126.32 |  |  | 9 | C | 25 °C | 11.5% | No Built-in accessory | Phased-out | 740/559 | CIE(x=0.38. y=0.38) 5SDCM | Class1. Class2 | IK09 | [11 empty] | dimmable
TBD | SMBT/1/F/B/38/40 | image | datasheet | deeplink | TUNGSRAM - SMBt - 4880lm - 38W - 4000K - 70CRI - TBD[SKU] - side 42-60mm. post 48-76mm and universal 35-76mm | 7.5 kg | side 42-60mm. post 48-76mm and universal 35-76mm |  | 1 | 38 | YES |  |  |  |  | -30°C to +35°C | CE;ENEC |  | CE & ENEC | [6 empty] | 66 | 4000 | 352x103x566mm |  | 220-240V | -30°C to +35°C | 5 years | A++ |  |  | >70 |  | 4000 | 4880 |  |  |  | L80 > 102000 h |  | 128.42 |  |  | 9 | B | 25 °C | 11.5% | No Built-in accessory | Phased-out | 740/559 | CIE(x=0.38. y=0.38) 5SDCM | Class1. Class2 | IK09 | [11 empty] | dimmable
TBD | SMBT/1/F/U/34/40 | image | datasheet | deeplink | TUNGSRAM - SMBt - 4210lm - 34W - 4000K - 70CRI - TBD[SKU] - side 42-60mm. post 48-76mm and universal 35-76mm | 7.5 kg | side 42-60mm. post 48-76mm and universal 35-76mm | LED | 1 | 34 | YES |  |  |  |  | -30°C to +35°C | CE;ENEC |  | CE & ENEC | [6 empty] | 66 | 4000 | 352x103x566mm |  | 220-240V | -30°C to +35°C | 5 years | A++ |  |  | >70 |  | 4000 | 4210 |  |  |  | L80 > 102000 h |  | 123.82 |  |  | 9 | U | 25 °C | 11.5% | No Built-in accessory | Phased-out | 740/559 | CIE(x=0.38. y=0.38) 5SDCM | Class1. Class2 | IK09 | [11 empty] | dimmable
TBD | SMBT/1/F/T/34/40 | image | datasheet | deeplink | TUNGSRAM - SMBt - 4410lm - 34W - 4000K - 70CRI - TBD[SKU] - side 42-60mm. post 48-76mm and universal 35-76mm | 7.5 kg | side 42-60mm. post 48-76mm and universal 35-76mm | LED | 1 | 34 | YES |  |  |  |  | -30°C to +35°C | CE;ENEC |  | CE & ENEC | [6 empty] | 66 | 4000 | 352x103x566mm |  | 220-240V | -30°C to +35°C | 5 years | A++ |  |  | >70 |  | 4000 | 4410 |  |  |  | L80 > 102000 h |  | 129.71 |  |  | 9 | T | 25 °C | 11.5% | No Built-in accessory | Phased-out | 740/559 | CIE(x=0.38. y=0.38) 5SDCM | Class1. Class2 | IK09 | [11 empty] | dimmable
TBD | SMBT/1/F/S/34/40 | image | datasheet | deeplink | TUNGSRAM - SMBt - 4300lm - 34W - 4000K - 70CRI - TBD[SKU] - side 42-60mm. post 48-76mm and universal 35-76mm | 7.5 kg | side 42-60mm. post 48-76mm and universal 35-76mm | LED | 1 | 34 | YES |  |  |  |  | -30°C to +35°C | CE;ENEC |  | CE & ENEC | [6 empty] | 66 | 4000 | 352x103x566mm |  | 220-240V | -30°C to +35°C | 5 years | A++ |  |  | >70 |  | 4000 | 4300 |  |  |  | L80 > 102000 h |  | 126.47 |  |  | 9 | S | 25 °C | 11.5% | No Built-in accessory | Phased-out | 740/559 | CIE(x=0.38. y=0.38) 5SDCM | Class1. Class2 | IK09 | [11 empty] | dimmable
TBD | SMBT/1/F/R/34/40 | image | datasheet | deeplink | TUNGSRAM - SMBt - 4350lm - 34W - 4000K - 70CRI - TBD[SKU] - side 42-60mm. post 48-76mm and universal 35-76mm | 7.5 kg | side 42-60mm. post 48-76mm and universal 35-76mm | LED | 1 | 34 | YES |  |  |  |  | -30°C to +35°C | CE;ENEC |  | CE & ENEC | [6 empty] | 66 | 4000 | 352x103x566mm |  | 220-240V | -30°C to +35°C | 5 years | A++ |  |  | >70 |  | 4000 | 4350 |  |  |  | L80 > 102000 h |  | 127.94 |  |  | 9 | R | 25 °C | 11.5% | No Built-in accessory | Phased-out | 740/559 | CIE(x=0.38. y=0.38) 5SDCM | Class1. Class2 | IK09 | [11 empty] | dimmable
TBD | SMBT/1/F/P/34/40 | image | datasheet | deeplink | TUNGSRAM - SMBt - 4320lm - 34W - 4000K - 70CRI - TBD[SKU] - side 42-60mm. post 48-76mm and universal 35-76mm | 7.5 kg | side 42-60mm. post 48-76mm and universal 35-76mm | LED | 1 | 34 | YES |  |  |  |  | -30°C to +35°C | CE;ENEC |  | CE & ENEC | [6 empty] | 66 | 4000 | 352x103x566mm |  | 220-240V | -30°C to +35°C | 5 years | A++ |  |  | >70 |  | 4000 | 4320 |  |  |  | L80 > 102000 h |  | 127.06 |  |  | 9 | P | 25 °C | 11.5% | No Built-in accessory | Phased-out | 740/559 | CIE(x=0.38. y=0.38) 5SDCM | Class1. Class2 | IK09 | [11 empty] | dimmable
TBD | SMBT/1/F/N/34/40 | image | datasheet | deeplink | TUNGSRAM - SMBt - 4360lm - 34W - 4000K - 70CRI - TBD[SKU] - side 42-60mm. post 48-76mm and universal 35-76mm | 7.5 kg | side 42-60mm. post 48-76mm and universal 35-76mm |  | 1 | 34 | YES |  |  |  |  | -30°C to +35°C | CE;ENEC |  | CE & ENEC | [6 empty] | 66 | 4000 | 352x103x566mm |  | 220-240V | -30°C to +35°C | 5 years | A++ |  |  | >70 |  | 4000 | 4360 |  |  |  | L80 > 102000 h |  | 128.24 |  |  | 9 | N | 25 °C | 11.5% | No Built-in accessory | Phased-out | 740/559 | CIE(x=0.38. y=0.38) 5SDCM | Class1. Class2 | IK09 | [11 empty] | dimmable
TBD | SMBT/1/F/F/34/40 | image | datasheet | deeplink | TUNGSRAM - SMBt - 4330lm - 34W - 4000K - 70CRI - TBD[SKU] - side 42-60mm. post 48-76mm and universal 35-76mm | 7.5 kg | side 42-60mm. post 48-76mm and universal 35-76mm | LED | 1 | 34 | YES |  |  |  |  | -30°C to +35°C | CE;ENEC |  | CE & ENEC | [6 empty] | 66 | 4000 | 352x103x566mm |  | 220-240V | -30°C to +35°C | 5 years | A++ |  |  | >70 |  | 4000 | 4330 |  |  |  | L80 > 102000 h |  | 127.35 |  |  | 9 | F | 25 °C | 11.5% | No Built-in accessory | Phased-out | 740/559 | CIE(x=0.38. y=0.38) 5SDCM | Class1. Class2 | IK09 | [11 empty] | dimmable
TBD | SMBT/1/F/E/34/40 | image | datasheet | deeplink | TUNGSRAM - SMBt - 4460lm - 34W - 4000K - 70CRI - TBD[SKU] - side 42-60mm. post 48-76mm and universal 35-76mm | 7.5 kg | side 42-60mm. post 48-76mm and universal 35-76mm | LED | 1 | 34 | YES |  |  |  |  | -30°C to +35°C | CE;ENEC |  | CE & ENEC | [6 empty] | 66 | 4000 | 352x103x566mm |  | 220-240V | -30°C to +35°C | 5 years | A++ |  |  | >70 |  | 4000 | 4460 |  |  |  | L80 > 102000 h |  | 131.18 |  |  | 9 | E | 25 °C | 11.5% | No Built-in accessory | Phased-out | 740/559 | CIE(x=0.38. y=0.38) 5SDCM | Class1. Class2 | IK09 | [11 empty] | dimmable
TBD | SMBT/1/F/D/34/40 | image | datasheet | deeplink | TUNGSRAM - SMBt - 4390lm - 34W - 4000K - 70CRI - TBD[SKU] - side 42-60mm. post 48-76mm and universal 35-76mm | 7.5 kg | side 42-60mm. post 48-76mm and universal 35-76mm | LED | 1 | 34 | YES |  |  |  |  | -30°C to +35°C | CE;ENEC |  | CE & ENEC | [6 empty] | 66 | 4000 | 352x103x566mm |  | 220-240V | -30°C to +35°C | 5 years | A++ |  |  | >70 |  | 4000 | 4390 |  |  |  | L80 > 102000 h |  | 129.12 |  |  | 9 | D | 25 °C | 11.5% | No Built-in accessory | Phased-out | 740/559 | CIE(x=0.38. y=0.38) 5SDCM | Class1. Class2 | IK09 | [11 empty] | dimmable
TBD | SMBT/1/F/C/34/40 | image | datasheet | deeplink | TUNGSRAM - SMBt - 4290lm - 34W - 4000K - 70CRI - TBD[SKU] - side 42-60mm. post 48-76mm and universal 35-76mm | 7.5 kg | side 42-60mm. post 48-76mm and universal 35-76mm | LED | 1 | 34 | YES |  |  |  |  | -30°C to +35°C | CE;ENEC |  | CE & ENEC | [6 empty] | 66 | 4000 | 352x103x566mm |  | 220-240V | -30°C to +35°C | 5 years | A++ |  |  | >70 |  | 4000 | 4290 |  |  |  | L80 > 102000 h |  | 126.18 |  |  | 9 | C | 25 °C | 11.5% | No Built-in accessory | Phased-out | 740/559 | CIE(x=0.38. y=0.38) 5SDCM | Class1. Class2 | IK09 | [11 empty] | dimmable
TBD | SMBT/1/F/B/34/40 | image | datasheet | deeplink | TUNGSRAM - SMBt - 4360lm - 34W - 4000K - 70CRI - TBD[SKU] - side 42-60mm. post 48-76mm and universal 35-76mm | 7.5 kg | side 42-60mm. post 48-76mm and universal 35-76mm |  | 1 | 34 | YES |  |  |  |  | -30°C to +35°C | CE;ENEC |  | CE & ENEC | [6 empty] | 66 | 4000 | 352x103x566mm |  | 220-240V | -30°C to +35°C | 5 years | A++ |  |  | >70 |  | 4000 | 4360 |  |  |  | L80 > 102000 h |  | 128.24 |  |  | 9 | B | 25 °C | 11.5% | No Built-in accessory | Phased-out | 740/559 | CIE(x=0.38. y=0.38) 5SDCM | Class1. Class2 | IK09 | [11 empty] | dimmable
TBD | SMBT/1/F/U/29/40 | image | datasheet | deeplink | TUNGSRAM - SMBt - 3530lm - 29W - 4000K - 70CRI - TBD[SKU] - side 42-60mm. post 48-76mm and universal 35-76mm | 7.5 kg | side 42-60mm. post 48-76mm and universal 35-76mm | LED | 1 | 29 | YES |  |  |  |  | -30°C to +35°C | CE;ENEC |  | CE & ENEC | [6 empty] | 66 | 4000 | 352x103x566mm |  | 220-240V | -30°C to +35°C | 5 years | A++ |  |  | >70 |  | 4000 | 3530 |  |  |  | L80 > 102000 h |  | 121.72 |  |  | 9 | U | 25 °C | 11.5% | No Built-in accessory | Phased-out | 740/559 | CIE(x=0.38. y=0.38) 5SDCM | Class1. Class2 | IK09 | [11 empty] | dimmable
TBD | SMBT/1/F/T/29/40 | image | datasheet | deeplink | TUNGSRAM - SMBt - 3700lm - 29W - 4000K - 70CRI - TBD[SKU] - side 42-60mm. post 48-76mm and universal 35-76mm | 7.5 kg | side 42-60mm. post 48-76mm and universal 35-76mm | LED | 1 | 29 | YES |  |  |  |  | -30°C to +35°C | CE;ENEC |  | CE & ENEC | [6 empty] | 66 | 4000 | 352x103x566mm |  | 220-240V | -30°C to +35°C | 5 years | A++ |  |  | >70 |  | 4000 | 3700 |  |  |  | L80 > 102000 h |  | 127.59 |  |  | 9 | T | 25 °C | 11.5% | No Built-in accessory | Phased-out | 740/559 | CIE(x=0.38. y=0.38) 5SDCM | Class1. Class2 | IK09 | [11 empty] | dimmable
TBD | SMBT/1/F/S/29/40 | image | datasheet | deeplink | TUNGSRAM - SMBt - 3610lm - 29W - 4000K - 70CRI - TBD[SKU] - side 42-60mm. post 48-76mm and universal 35-76mm | 7.5 kg | side 42-60mm. post 48-76mm and universal 35-76mm | LED | 1 | 29 | YES |  |  |  |  | -30°C to +35°C | CE;ENEC |  | CE & ENEC | [6 empty] | 66 | 4000 | 352x103x566mm |  | 220-240V | -30°C to +35°C | 5 years | A++ |  |  | >70 |  | 4000 | 3610 |  |  |  | L80 > 102000 h |  | 124.48 |  |  | 9 | S | 25 °C | 11.5% | No Built-in accessory | Phased-out | 740/559 | CIE(x=0.38. y=0.38) 5SDCM | Class1. Class2 | IK09 | [11 empty] | dimmable
TBD | SMBT/1/F/R/29/40 | image | datasheet | deeplink | TUNGSRAM - SMBt - 3650lm - 29W - 4000K - 70CRI - TBD[SKU] - side 42-60mm. post 48-76mm and universal 35-76mm | 7.5 kg | side 42-60mm. post 48-76mm and universal 35-76mm | LED | 1 | 29 | YES |  |  |  |  | -30°C to +35°C | CE;ENEC |  | CE & ENEC | [6 empty] | 66 | 4000 | 352x103x566mm |  | 220-240V | -30°C to +35°C | 5 years | A++ |  |  | >70 |  | 4000 | 3650 |  |  |  | L80 > 102000 h |  | 125.86 |  |  | 9 | R | 25 °C | 11.5% | No Built-in accessory | Phased-out | 740/559 | CIE(x=0.38. y=0.38) 5SDCM | Class1. Class2 | IK09 | [11 empty] | dimmable
TBD | SMBT/1/F/P/29/40 | image | datasheet | deeplink | TUNGSRAM - SMBt - 3620lm - 29W - 4000K - 70CRI - TBD[SKU] - side 42-60mm. post 48-76mm and universal 35-76mm | 7.5 kg | side 42-60mm. post 48-76mm and universal 35-76mm | LED | 1 | 29 | YES |  |  |  |  | -30°C to +35°C | CE;ENEC |  | CE & ENEC | [6 empty] | 66 | 4000 | 352x103x566mm |  | 220-240V | -30°C to +35°C | 5 years | A++ |  |  | >70 |  | 4000 | 3620 |  |  |  | L80 > 102000 h |  | 124.83 |  |  | 9 | P | 25 °C | 11.5% | No Built-in accessory | Phased-out | 740/559 | CIE(x=0.38. y=0.38) 5SDCM | Class1. Class2 | IK09 | [11 empty] | dimmable
TBD | SMBT/1/F/N/29/40 | image | datasheet | deeplink | TUNGSRAM - SMBt - 3660lm - 29W - 4000K - 70CRI - TBD[SKU] - side 42-60mm. post 48-76mm and universal 35-76mm | 7.5 kg | side 42-60mm. post 48-76mm and universal 35-76mm |  | 1 | 29 | YES |  |  |  |  | -30°C to +35°C | CE;ENEC |  | CE & ENEC | [6 empty] | 66 | 4000 | 352x103x566mm |  | 220-240V | -30°C to +35°C | 5 years | A++ |  |  | >70 |  | 4000 | 3660 |  |  |  | L80 > 102000 h |  | 126.21 |  |  | 9 | N | 25 °C | 11.5% | No Built-in accessory | Phased-out | 740/559 | CIE(x=0.38. y=0.38) 5SDCM | Class1. Class2 | IK09 | [11 empty] | dimmable
TBD | SMBT/1/F/F/29/40 | image | datasheet | deeplink | TUNGSRAM - SMBt - 3630lm - 29W - 4000K - 70CRI - TBD[SKU] - side 42-60mm. post 48-76mm and universal 35-76mm | 7.5 kg | side 42-60mm. post 48-76mm and universal 35-76mm | LED | 1 | 29 | YES |  |  |  |  | -30°C to +35°C | CE;ENEC |  | CE & ENEC | [6 empty] | 66 | 4000 | 352x103x566mm |  | 220-240V | -30°C to +35°C | 5 years | A++ |  |  | >70 |  | 4000 | 3630 |  |  |  | L80 > 102000 h |  | 125.17 |  |  | 9 | F | 25 °C | 11.5% | No Built-in accessory | Phased-out | 740/559 | CIE(x=0.38. y=0.38) 5SDCM | Class1. Class2 | IK09 | [11 empty] | dimmable
TBD | SMBT/1/F/E/29/40 | image | datasheet | deeplink | TUNGSRAM - SMBt - 3750lm - 29W - 4000K - 70CRI - TBD[SKU] - side 42-60mm. post 48-76mm and universal 35-76mm | 7.5 kg | side 42-60mm. post 48-76mm and universal 35-76mm | LED | 1 | 29 | YES |  |  |  |  | -30°C to +35°C | CE;ENEC |  | CE & ENEC | [6 empty] | 66 | 4000 | 352x103x566mm |  | 220-240V | -30°C to +35°C | 5 years | A++ |  |  | >70 |  | 4000 | 3750 |  |  |  | L80 > 102000 h |  | 129.31 |  |  | 9 | E | 25 °C | 11.5% | No Built-in accessory | Phased-out | 740/559 | CIE(x=0.38. y=0.38) 5SDCM | Class1. Class2 | IK09 | [11 empty] | dimmable
TBD | SMBT/1/F/D/29/40 | image | datasheet | deeplink | TUNGSRAM - SMBt - 3680lm - 29W - 4000K - 70CRI - TBD[SKU] - side 42-60mm. post 48-76mm and universal 35-76mm | 7.5 kg | side 42-60mm. post 48-76mm and universal 35-76mm | LED | 1 | 29 | YES |  |  |  |  | -30°C to +35°C | CE;ENEC |  | CE & ENEC | [6 empty] | 66 | 4000 | 352x103x566mm |  | 220-240V | -30°C to +35°C | 5 years | A++ |  |  | >70 |  | 4000 | 3680 |  |  |  | L80 > 102000 h |  | 126.9 |  |  | 9 | D | 25 °C | 11.5% | No Built-in accessory | Phased-out | 740/559 | CIE(x=0.38. y=0.38) 5SDCM | Class1. Class2 | IK09 | [11 empty] | dimmable
TBD | SMBT/1/F/C/29/40 | image | datasheet | deeplink | TUNGSRAM - SMBt - 3600lm - 29W - 4000K - 70CRI - TBD[SKU] - side 42-60mm. post 48-76mm and universal 35-76mm | 7.5 kg | side 42-60mm. post 48-76mm and universal 35-76mm | LED | 1 | 29 | YES |  |  |  |  | -30°C to +35°C | CE;ENEC |  | CE & ENEC | [6 empty] | 66 | 4000 | 352x103x566mm |  | 220-240V | -30°C to +35°C | 5 years | A++ |  |  | >70 |  | 4000 | 3600 |  |  |  | L80 > 102000 h |  | 124.14 |  |  | 9 | C | 25 °C | 11.5% | No Built-in accessory | Phased-out | 740/559 | CIE(x=0.38. y=0.38) 5SDCM | Class1. Class2 | IK09 | [11 empty] | dimmable
TBD | SMBT/1/F/B/29/40 | image | datasheet | deeplink | TUNGSRAM - SMBt - 3660lm - 29W - 4000K - 70CRI - TBD[SKU] - side 42-60mm. post 48-76mm and universal 35-76mm | 7.5 kg | side 42-60mm. post 48-76mm and universal 35-76mm |  | 1 | 29 | YES |  |  |  |  | -30°C to +35°C | CE;ENEC |  | CE & ENEC | [6 empty] | 66 | 4000 | 352x103x566mm |  | 220-240V | -30°C to +35°C | 5 years | A++ |  |  | >70 |  | 4000 | 3660 |  |  |  | L80 > 102000 h |  | 126.21 |  |  | 9 | B | 25 °C | 11.5% | No Built-in accessory | Phased-out | 740/559 | CIE(x=0.38. y=0.38) 5SDCM | Class1. Class2 | IK09 | [11 empty] | dimmable
TBD | SMBT/1/F/U/25/40 | image | datasheet | deeplink | TUNGSRAM - SMBt - 2960lm - 25W - 4000K - 70CRI - TBD[SKU] - side 42-60mm. post 48-76mm and universal 35-76mm | 7.5 kg | side 42-60mm. post 48-76mm and universal 35-76mm | LED | 1 | 25 | YES |  |  |  |  | -30°C to +35°C | CE;ENEC |  | CE & ENEC | [6 empty] | 66 | 4000 | 352x103x566mm |  | 220-240V | -30°C to +35°C | 5 years | A++ |  |  | >70 |  | 4000 | 2960 |  |  |  | L80 > 102000 h |  | 118.4 |  |  | 9 | U | 25 °C | 11.5% | No Built-in accessory | Phased-out | 740/559 | CIE(x=0.38. y=0.38) 5SDCM | Class1. Class2 | IK09 | [11 empty] | dimmable
TBD | SMBT/1/F/T/25/40 | image | datasheet | deeplink | TUNGSRAM - SMBt - 3100lm - 25W - 4000K - 70CRI - TBD[SKU] - side 42-60mm. post 48-76mm and universal 35-76mm | 7.5 kg | side 42-60mm. post 48-76mm and universal 35-76mm | LED | 1 | 25 | YES |  |  |  |  | -30°C to +35°C | CE;ENEC |  | CE & ENEC | [6 empty] | 66 | 4000 | 352x103x566mm |  | 220-240V | -30°C to +35°C | 5 years | A++ |  |  | >70 |  | 4000 | 3100 |  |  |  | L80 > 102000 h |  | 124 |  |  | 9 | T | 25 °C | 11.5% | No Built-in accessory | Phased-out | 740/559 | CIE(x=0.38. y=0.38) 5SDCM | Class1. Class2 | IK09 | [11 empty] | dimmable
TBD | SMBT/1/F/S/25/40 | image | datasheet | deeplink | TUNGSRAM - SMBt - 3030lm - 25W - 4000K - 70CRI - TBD[SKU] - side 42-60mm. post 48-76mm and universal 35-76mm | 7.5 kg | side 42-60mm. post 48-76mm and universal 35-76mm | LED | 1 | 25 | YES |  |  |  |  | -30°C to +35°C | CE;ENEC |  | CE & ENEC | [6 empty] | 66 | 4000 | 352x103x566mm |  | 220-240V | -30°C to +35°C | 5 years | A++ |  |  | >70 |  | 4000 | 3030 |  |  |  | L80 > 102000 h |  | 121.2 |  |  | 9 | S | 25 °C | 11.5% | No Built-in accessory | Phased-out | 740/559 | CIE(x=0.38. y=0.38) 5SDCM | Class1. Class2 | IK09 | [11 empty] | dimmable
TBD | SMBT/1/F/R/25/40 | image | datasheet | deeplink | TUNGSRAM - SMBt - 3060lm - 25W - 4000K - 70CRI - TBD[SKU] - side 42-60mm. post 48-76mm and universal 35-76mm | 7.5 kg | side 42-60mm. post 48-76mm and universal 35-76mm | LED | 1 | 25 | YES |  |  |  |  | -30°C to +35°C | CE;ENEC |  | CE & ENEC | [6 empty] | 66 | 4000 | 352x103x566mm |  | 220-240V | -30°C to +35°C | 5 years | A++ |  |  | >70 |  | 4000 | 3060 |  |  |  | L80 > 102000 h |  | 122.4 |  |  | 9 | R | 25 °C | 11.5% | No Built-in accessory | Phased-out | 740/559 | CIE(x=0.38. y=0.38) 5SDCM | Class1. Class2 | IK09 | [11 empty] | dimmable
TBD | SMBT/1/F/P/25/40 | image | datasheet | deeplink | TUNGSRAM - SMBt - 3040lm - 25W - 4000K - 70CRI - TBD[SKU] - side 42-60mm. post 48-76mm and universal 35-76mm | 7.5 kg | side 42-60mm. post 48-76mm and universal 35-76mm |  | 1 | 25 | YES |  |  |  |  | -30°C to +35°C | CE;ENEC |  | CE & ENEC | [6 empty] | 66 | 4000 | 352x103x566mm |  | 220-240V | -30°C to +35°C | 5 years | A++ |  |  | >70 |  | 4000 | 3040 |  |  |  | L80 > 102000 h |  | 121.6 |  |  | 9 | P | 25 °C | 11.5% | No Built-in accessory | Phased-out | 740/559 | CIE(x=0.38. y=0.38) 5SDCM | Class1. Class2 | IK09 | [11 empty] | dimmable
TBD | SMBT/1/F/N/25/40 | image | datasheet | deeplink | TUNGSRAM - SMBt - 3070lm - 25W - 4000K - 70CRI - TBD[SKU] - side 42-60mm. post 48-76mm and universal 35-76mm | 7.5 kg | side 42-60mm. post 48-76mm and universal 35-76mm |  | 1 | 25 | YES |  |  |  |  | -30°C to +35°C | CE;ENEC |  | CE & ENEC | [6 empty] | 66 | 4000 | 352x103x566mm |  | 220-240V | -30°C to +35°C | 5 years | A++ |  |  | >70 |  | 4000 | 3070 |  |  |  | L80 > 102000 h |  | 122.8 |  |  | 9 | N | 25 °C | 11.5% | No Built-in accessory | Phased-out | 740/559 | CIE(x=0.38. y=0.38) 5SDCM | Class1. Class2 | IK09 | [11 empty] | dimmable
TBD | SMBT/1/F/F/25/40 | image | datasheet | deeplink | TUNGSRAM - SMBt - 3040lm - 25W - 4000K - 70CRI - TBD[SKU] - side 42-60mm. post 48-76mm and universal 35-76mm | 7.5 kg | side 42-60mm. post 48-76mm and universal 35-76mm |  | 1 | 25 | YES |  |  |  |  | -30°C to +35°C | CE;ENEC |  | CE & ENEC | [6 empty] | 66 | 4000 | 352x103x566mm |  | 220-240V | -30°C to +35°C | 5 years | A++ |  |  | >70 |  | 4000 | 3040 |  |  |  | L80 > 102000 h |  | 121.6 |  |  | 9 | F | 25 °C | 11.5% | No Built-in accessory | Phased-out | 740/559 | CIE(x=0.38. y=0.38) 5SDCM | Class1. Class2 | IK09 | [11 empty] | dimmable
TBD | SMBT/1/F/E/25/40 | image | datasheet | deeplink | TUNGSRAM - SMBt - 3140lm - 25W - 4000K - 70CRI - TBD[SKU] - side 42-60mm. post 48-76mm and universal 35-76mm | 7.5 kg | side 42-60mm. post 48-76mm and universal 35-76mm | LED | 1 | 25 | YES |  |  |  |  | -30°C to +35°C | CE;ENEC |  | CE & ENEC | [6 empty] | 66 | 4000 | 352x103x566mm |  | 220-240V | -30°C to +35°C | 5 years | A++ |  |  | >70 |  | 4000 | 3140 |  |  |  | L80 > 102000 h |  | 125.6 |  |  | 9 | E | 25 °C | 11.5% | No Built-in accessory | Phased-out | 740/559 | CIE(x=0.38. y=0.38) 5SDCM | Class1. Class2 | IK09 | [11 empty] | dimmable
TBD | SMBT/1/F/D/25/40 | image | datasheet | deeplink | TUNGSRAM - SMBt - 3090lm - 25W - 4000K - 70CRI - TBD[SKU] - side 42-60mm. post 48-76mm and universal 35-76mm | 7.5 kg | side 42-60mm. post 48-76mm and universal 35-76mm | LED | 1 | 25 | YES |  |  |  |  | -30°C to +35°C | CE;ENEC |  | CE & ENEC | [6 empty] | 66 | 4000 | 352x103x566mm |  | 220-240V | -30°C to +35°C | 5 years | A++ |  |  | >70 |  | 4000 | 3090 |  |  |  | L80 > 102000 h |  | 123.6 |  |  | 9 | D | 25 °C | 11.5% | No Built-in accessory | Phased-out | 740/559 | CIE(x=0.38. y=0.38) 5SDCM | Class1. Class2 | IK09 | [11 empty] | dimmable
TBD | SMBT/1/F/C/25/40 | image | datasheet | deeplink | TUNGSRAM - SMBt - 3020lm - 25W - 4000K - 70CRI - TBD[SKU] - side 42-60mm. post 48-76mm and universal 35-76mm | 7.5 kg | side 42-60mm. post 48-76mm and universal 35-76mm | LED | 1 | 25 | YES |  |  |  |  | -30°C to +35°C | CE;ENEC |  | CE & ENEC | [6 empty] | 66 | 4000 | 352x103x566mm |  | 220-240V | -30°C to +35°C | 5 years | A++ |  |  | >70 |  | 4000 | 3020 |  |  |  | L80 > 102000 h |  | 120.8 |  |  | 9 | C | 25 °C | 11.5% | No Built-in accessory | Phased-out | 740/559 | CIE(x=0.38. y=0.38) 5SDCM | Class1. Class2 | IK09 | [11 empty] | dimmable
TBD | SMBT/1/F/B/25/40 | image | datasheet | deeplink | TUNGSRAM - SMBt - 3070lm - 25W - 4000K - 70CRI - TBD[SKU] - side 42-60mm. post 48-76mm and universal 35-76mm | 7.5 kg | side 42-60mm. post 48-76mm and universal 35-76mm |  | 1 | 25 | YES |  |  |  |  | -30°C to +35°C | CE;ENEC |  | CE & ENEC | [6 empty] | 66 | 4000 | 352x103x566mm |  | 220-240V | -30°C to +35°C | 5 years | A++ |  |  | >70 |  | 4000 | 3070 |  |  |  | L80 > 102000 h |  | 122.8 |  |  | 9 | B | 25 °C | 11.5% | No Built-in accessory | Phased-out | 740/559 | CIE(x=0.38. y=0.38) 5SDCM | Class1. Class2 | IK09 | [11 empty] | dimmable
TBD | SMBT/1/F/U/19/40 | image | datasheet | deeplink | TUNGSRAM - SMBt - 2220lm - 19W - 4000K - 70CRI - TBD[SKU] - side 42-60mm. post 48-76mm and universal 35-76mm | 7.5 kg | side 42-60mm. post 48-76mm and universal 35-76mm |  | 1 | 19 | YES |  |  |  |  | -30°C to +35°C | CE;ENEC |  | CE & ENEC | [6 empty] | 66 | 4000 | 352x103x566mm |  | 220-240V | -30°C to +35°C | 5 years | A++ |  |  | >70 |  | 4000 | 2220 |  |  |  | L80 > 102000 h |  | 116.84 |  |  | 9 | U | 25 °C | 11.5% | No Built-in accessory | Phased-out | 740/559 | CIE(x=0.38. y=0.38) 5SDCM | Class1. Class2 | IK09 | [11 empty] | dimmable
TBD | SMBT/1/F/T/19/40 | image | datasheet | deeplink | TUNGSRAM - SMBt - 2320lm - 19W - 4000K - 70CRI - TBD[SKU] - side 42-60mm. post 48-76mm and universal 35-76mm | 7.5 kg | side 42-60mm. post 48-76mm and universal 35-76mm |  | 1 | 19 | YES |  |  |  |  | -30°C to +35°C | CE;ENEC |  | CE & ENEC | [6 empty] | 66 | 4000 | 352x103x566mm |  | 220-240V | -30°C to +35°C | 5 years | A++ |  |  | >70 |  | 4000 | 2320 |  |  |  | L80 > 102000 h |  | 122.11 |  |  | 9 | T | 25 °C | 11.5% | No Built-in accessory | Phased-out | 740/559 | CIE(x=0.38. y=0.38) 5SDCM | Class1. Class2 | IK09 | [11 empty] | dimmable
TBD | SMBT/1/F/S/19/40 | image | datasheet | deeplink | TUNGSRAM - SMBt - 2270lm - 19W - 4000K - 70CRI - TBD[SKU] - side 42-60mm. post 48-76mm and universal 35-76mm | 7.5 kg | side 42-60mm. post 48-76mm and universal 35-76mm |  | 1 | 19 | YES |  |  |  |  | -30°C to +35°C | CE;ENEC |  | CE & ENEC | [6 empty] | 66 | 4000 | 352x103x566mm |  | 220-240V | -30°C to +35°C | 5 years | A++ |  |  | >70 |  | 4000 | 2270 |  |  |  | L80 > 102000 h |  | 119.47 |  |  | 9 | S | 25 °C | 11.5% | No Built-in accessory | Phased-out | 740/559 | CIE(x=0.38. y=0.38) 5SDCM | Class1. Class2 | IK09 | [11 empty] | dimmable
TBD | SMBT/1/F/R/19/40 | image | datasheet | deeplink | TUNGSRAM - SMBt - 2290lm - 19W - 4000K - 70CRI - TBD[SKU] - side 42-60mm. post 48-76mm and universal 35-76mm | 7.5 kg | side 42-60mm. post 48-76mm and universal 35-76mm |  | 1 | 19 | YES |  |  |  |  | -30°C to +35°C | CE;ENEC |  | CE & ENEC | [6 empty] | 66 | 4000 | 352x103x566mm |  | 220-240V | -30°C to +35°C | 5 years | A++ |  |  | >70 |  | 4000 | 2290 |  |  |  | L80 > 102000 h |  | 120.53 |  |  | 9 | R | 25 °C | 11.5% | No Built-in accessory | Phased-out | 740/559 | CIE(x=0.38. y=0.38) 5SDCM | Class1. Class2 | IK09 | [11 empty] | dimmable
TBD | SMBT/1/F/P/19/40 | image | datasheet | deeplink | TUNGSRAM - SMBt - 2270lm - 19W - 4000K - 70CRI - TBD[SKU] - side 42-60mm. post 48-76mm and universal 35-76mm | 7.5 kg | side 42-60mm. post 48-76mm and universal 35-76mm |  | 1 | 19 | YES |  |  |  |  | -30°C to +35°C | CE;ENEC |  | CE & ENEC | [6 empty] | 66 | 4000 | 352x103x566mm |  | 220-240V | -30°C to +35°C | 5 years | A++ |  |  | >70 |  | 4000 | 2270 |  |  |  | L80 > 102000 h |  | 119.47 |  |  | 9 | P | 25 °C | 11.5% | No Built-in accessory | Phased-out | 740/559 | CIE(x=0.38. y=0.38) 5SDCM | Class1. Class2 | IK09 | [11 empty] | dimmable
TBD | SMBT/1/F/N/19/40 | image | datasheet | deeplink | TUNGSRAM - SMBt - 2300lm - 19W - 4000K - 70CRI - TBD[SKU] - side 42-60mm. post 48-76mm and universal 35-76mm | 7.5 kg | side 42-60mm. post 48-76mm and universal 35-76mm |  | 1 | 19 | YES |  |  |  |  | -30°C to +35°C | CE;ENEC |  | CE & ENEC | [6 empty] | 66 | 4000 | 352x103x566mm |  | 220-240V | -30°C to +35°C | 5 years | A++ |  |  | >70 |  | 4000 | 2300 |  |  |  | L80 > 102000 h |  | 121.05 |  |  | 9 | N | 25 °C | 11.5% | No Built-in accessory | Phased-out | 740/559 | CIE(x=0.38. y=0.38) 5SDCM | Class1. Class2 | IK09 | [11 empty] | dimmable
TBD | SMBT/1/F/F/19/40 | image | datasheet | deeplink | TUNGSRAM - SMBt - 2280lm - 19W - 4000K - 70CRI - TBD[SKU] - side 42-60mm. post 48-76mm and universal 35-76mm | 7.5 kg | side 42-60mm. post 48-76mm and universal 35-76mm |  | 1 | 19 | YES |  |  |  |  | -30°C to +35°C | CE;ENEC |  | CE & ENEC | [6 empty] | 66 | 4000 | 352x103x566mm |  | 220-240V | -30°C to +35°C | 5 years | A++ |  |  | >70 |  | 4000 | 2280 |  |  |  | L80 > 102000 h |  | 120 |  |  | 9 | F | 25 °C | 11.5% | No Built-in accessory | Phased-out | 740/559 | CIE(x=0.38. y=0.38) 5SDCM | Class1. Class2 | IK09 | [11 empty] | dimmable
TBD | SMBT/1/F/E/19/40 | image | datasheet | deeplink | TUNGSRAM - SMBt - 2350lm - 19W - 4000K - 70CRI - TBD[SKU] - side 42-60mm. post 48-76mm and universal 35-76mm | 7.5 kg | side 42-60mm. post 48-76mm and universal 35-76mm | LED | 1 | 19 | YES |  |  |  |  | -30°C to +35°C | CE;ENEC |  | CE & ENEC | [6 empty] | 66 | 4000 | 352x103x566mm |  | 220-240V | -30°C to +35°C | 5 years | A++ |  |  | >70 |  | 4000 | 2350 |  |  |  | L80 > 102000 h |  | 123.68 |  |  | 9 | E | 25 °C | 11.5% | No Built-in accessory | Phased-out | 740/559 | CIE(x=0.38. y=0.38) 5SDCM | Class1. Class2 | IK09 | [11 empty] | dimmable
TBD | SMBT/1/F/D/19/40 | image | datasheet | deeplink | TUNGSRAM - SMBt - 2310lm - 19W - 4000K - 70CRI - TBD[SKU] - side 42-60mm. post 48-76mm and universal 35-76mm | 7.5 kg | side 42-60mm. post 48-76mm and universal 35-76mm |  | 1 | 19 | YES |  |  |  |  | -30°C to +35°C | CE;ENEC |  | CE & ENEC | [6 empty] | 66 | 4000 | 352x103x566mm |  | 220-240V | -30°C to +35°C | 5 years | A++ |  |  | >70 |  | 4000 | 2310 |  |  |  | L80 > 102000 h |  | 121.58 |  |  | 9 | D | 25 °C | 11.5% | No Built-in accessory | Phased-out | 740/559 | CIE(x=0.38. y=0.38) 5SDCM | Class1. Class2 | IK09 | [11 empty] | dimmable
TBD | SMBT/1/F/C/19/40 | image | datasheet | deeplink | TUNGSRAM - SMBt - 2260lm - 19W - 4000K - 70CRI - TBD[SKU] - side 42-60mm. post 48-76mm and universal 35-76mm | 7.5 kg | side 42-60mm. post 48-76mm and universal 35-76mm |  | 1 | 19 | YES |  |  |  |  | -30°C to +35°C | CE;ENEC |  | CE & ENEC | [6 empty] | 66 | 4000 | 352x103x566mm |  | 220-240V | -30°C to +35°C | 5 years | A++ |  |  | >70 |  | 4000 | 2260 |  |  |  | L80 > 102000 h |  | 118.95 |  |  | 9 | C | 25 °C | 11.5% | No Built-in accessory | Phased-out | 740/559 | CIE(x=0.38. y=0.38) 5SDCM | Class1. Class2 | IK09 | [11 empty] | dimmable
TBD | SMBT/1/F/B/19/40 | image | datasheet | deeplink | TUNGSRAM - SMBt - 2300lm - 19W - 4000K - 70CRI - TBD[SKU] - side 42-60mm. post 48-76mm and universal 35-76mm | 7.5 kg | side 42-60mm. post 48-76mm and universal 35-76mm |  | 1 | 19 | YES |  |  |  |  | -30°C to +35°C | CE;ENEC |  | CE & ENEC | [6 empty] | 66 | 4000 | 352x103x566mm |  | 220-240V | -30°C to +35°C | 5 years | A++ |  |  | >70 |  | 4000 | 2300 |  |  |  | L80 > 102000 h |  | 121.05 |  |  | 9 | B | 25 °C | 11.5% | No Built-in accessory | Phased-out | 740/559 | CIE(x=0.38. y=0.38) 5SDCM | Class1. Class2 | IK09 | [11 empty] | dimmable
TBD | SMBT/1/F/U/16/40 | image | datasheet | deeplink | TUNGSRAM - SMBt - 1830lm - 16W - 4000K - 70CRI - TBD[SKU] - side 42-60mm. post 48-76mm and universal 35-76mm | 7.5 kg | side 42-60mm. post 48-76mm and universal 35-76mm | LED | 1 | 16 | YES |  |  |  |  | -30°C to +35°C | CE;ENEC |  | CE & ENEC | [6 empty] | 66 | 4000 | 352x103x566mm |  | 220-240V | -30°C to +35°C | 5 years | A++ |  |  | >70 |  | 4000 | 1830 |  |  |  | L80 > 102000 h |  | 114.38 |  |  | 9 | U | 25 °C | 11.5% | No Built-in accessory | Phased-out | 740/559 | CIE(x=0.38. y=0.38) 5SDCM | Class1. Class2 | IK09 | [11 empty] | dimmable
TBD | SMBT/1/F/T/16/40 | image | datasheet | deeplink | TUNGSRAM - SMBt - 1920lm - 16W - 4000K - 70CRI - TBD[SKU] - side 42-60mm. post 48-76mm and universal 35-76mm | 7.5 kg | side 42-60mm. post 48-76mm and universal 35-76mm | LED | 1 | 16 | YES |  |  |  |  | -30°C to +35°C | CE;ENEC |  | CE & ENEC | [6 empty] | 66 | 4000 | 352x103x566mm |  | 220-240V | -30°C to +35°C | 5 years | A++ |  |  | >70 |  | 4000 | 1920 |  |  |  | L80 > 102000 h |  | 120 |  |  | 9 | T | 25 °C | 11.5% | No Built-in accessory | Phased-out | 740/559 | CIE(x=0.38. y=0.38) 5SDCM | Class1. Class2 | IK09 | [11 empty] | dimmable
TBD | SMBT/1/F/S/16/40 | image | datasheet | deeplink | TUNGSRAM - SMBt - 1870lm - 16W - 4000K - 70CRI - TBD[SKU] - side 42-60mm. post 48-76mm and universal 35-76mm | 7.5 kg | side 42-60mm. post 48-76mm and universal 35-76mm |  | 1 | 16 | YES |  |  |  |  | -30°C to +35°C | CE;ENEC |  | CE & ENEC | [6 empty] | 66 | 4000 | 352x103x566mm |  | 220-240V | -30°C to +35°C | 5 years | A++ |  |  | >70 |  | 4000 | 1870 |  |  |  | L80 > 102000 h |  | 116.88 |  |  | 9 | S | 25 °C | 11.5% | No Built-in accessory | Phased-out | 740/559 | CIE(x=0.38. y=0.38) 5SDCM | Class1. Class2 | IK09 | [11 empty] | dimmable
TBD | SMBT/1/F/R/16/40 | image | datasheet | deeplink | TUNGSRAM - SMBt - 1890lm - 16W - 4000K - 70CRI - TBD[SKU] - side 42-60mm. post 48-76mm and universal 35-76mm | 7.5 kg | side 42-60mm. post 48-76mm and universal 35-76mm | LED | 1 | 16 | YES |  |  |  |  | -30°C to +35°C | CE;ENEC |  | CE & ENEC | [6 empty] | 66 | 4000 | 352x103x566mm |  | 220-240V | -30°C to +35°C | 5 years | A++ |  |  | >70 |  | 4000 | 1890 |  |  |  | L80 > 102000 h |  | 118.12 |  |  | 9 | R | 25 °C | 11.5% | No Built-in accessory | Phased-out | 740/559 | CIE(x=0.38. y=0.38) 5SDCM | Class1. Class2 | IK09 | [11 empty] | dimmable
TBD | SMBT/1/F/P/16/40 | image | datasheet | deeplink | TUNGSRAM - SMBt - 1880lm - 16W - 4000K - 70CRI - TBD[SKU] - side 42-60mm. post 48-76mm and universal 35-76mm | 7.5 kg | side 42-60mm. post 48-76mm and universal 35-76mm |  | 1 | 16 | YES |  |  |  |  | -30°C to +35°C | CE;ENEC |  | CE & ENEC | [6 empty] | 66 | 4000 | 352x103x566mm |  | 220-240V | -30°C to +35°C | 5 years | A++ |  |  | >70 |  | 4000 | 1880 |  |  |  | L80 > 102000 h |  | 117.5 |  |  | 9 | P | 25 °C | 11.5% | No Built-in accessory | Phased-out | 740/559 | CIE(x=0.38. y=0.38) 5SDCM | Class1. Class2 | IK09 | [11 empty] | dimmable
TBD | SMBT/1/F/N/16/40 | image | datasheet | deeplink | TUNGSRAM - SMBt - 1900lm - 16W - 4000K - 70CRI - TBD[SKU] - side 42-60mm. post 48-76mm and universal 35-76mm | 7.5 kg | side 42-60mm. post 48-76mm and universal 35-76mm |  | 1 | 16 | YES |  |  |  |  | -30°C to +35°C | CE;ENEC |  | CE & ENEC | [6 empty] | 66 | 4000 | 352x103x566mm |  | 220-240V | -30°C to +35°C | 5 years | A++ |  |  | >70 |  | 4000 | 1900 |  |  |  | L80 > 102000 h |  | 118.75 |  |  | 9 | N | 25 °C | 11.5% | No Built-in accessory | Phased-out | 740/559 | CIE(x=0.38. y=0.38) 5SDCM | Class1. Class2 | IK09 | [11 empty] | dimmable
TBD | SMBT/1/F/F/16/40 | image | datasheet | deeplink | TUNGSRAM - SMBt - 1880lm - 16W - 4000K - 70CRI - TBD[SKU] - side 42-60mm. post 48-76mm and universal 35-76mm | 7.5 kg | side 42-60mm. post 48-76mm and universal 35-76mm |  | 1 | 16 | YES |  |  |  |  | -30°C to +35°C | CE;ENEC |  | CE & ENEC | [6 empty] | 66 | 4000 | 352x103x566mm |  | 220-240V | -30°C to +35°C | 5 years | A++ |  |  | >70 |  | 4000 | 1880 |  |  |  | L80 > 102000 h |  | 117.5 |  |  | 9 | F | 25 °C | 11.5% | No Built-in accessory | Phased-out | 740/559 | CIE(x=0.38. y=0.38) 5SDCM | Class1. Class2 | IK09 | [11 empty] | dimmable
TBD | SMBT/1/F/E/16/40 | image | datasheet | deeplink | TUNGSRAM - SMBt - 1940lm - 16W - 4000K - 70CRI - TBD[SKU] - side 42-60mm. post 48-76mm and universal 35-76mm | 7.5 kg | side 42-60mm. post 48-76mm and universal 35-76mm | LED | 1 | 16 | YES |  |  |  |  | -30°C to +35°C | CE;ENEC |  | CE & ENEC | [6 empty] | 66 | 4000 | 352x103x566mm |  | 220-240V | -30°C to +35°C | 5 years | A++ |  |  | >70 |  | 4000 | 1940 |  |  |  | L80 > 102000 h |  | 121.25 |  |  | 9 | E | 25 °C | 11.5% | No Built-in accessory | Phased-out | 740/559 | CIE(x=0.38. y=0.38) 5SDCM | Class1. Class2 | IK09 | [11 empty] | dimmable
TBD | SMBT/1/F/D/16/40 | image | datasheet | deeplink | TUNGSRAM - SMBt - 1910lm - 16W - 4000K - 70CRI - TBD[SKU] - side 42-60mm. post 48-76mm and universal 35-76mm | 7.5 kg | side 42-60mm. post 48-76mm and universal 35-76mm | LED | 1 | 16 | YES |  |  |  |  | -30°C to +35°C | CE;ENEC |  | CE & ENEC | [6 empty] | 66 | 4000 | 352x103x566mm |  | 220-240V | -30°C to +35°C | 5 years | A++ |  |  | >70 |  | 4000 | 1910 |  |  |  | L80 > 102000 h |  | 119.38 |  |  | 9 | D | 25 °C | 11.5% | No Built-in accessory | Phased-out | 740/559 | CIE(x=0.38. y=0.38) 5SDCM | Class1. Class2 | IK09 | [11 empty] | dimmable
TBD | SMBT/1/F/C/16/40 | image | datasheet | deeplink | TUNGSRAM - SMBt - 1870lm - 16W - 4000K - 70CRI - TBD[SKU] - side 42-60mm. post 48-76mm and universal 35-76mm | 7.5 kg | side 42-60mm. post 48-76mm and universal 35-76mm |  | 1 | 16 | YES |  |  |  |  | -30°C to +35°C | CE;ENEC |  | CE & ENEC | [6 empty] | 66 | 4000 | 352x103x566mm |  | 220-240V | -30°C to +35°C | 5 years | A++ |  |  | >70 |  | 4000 | 1870 |  |  |  | L80 > 102000 h |  | 116.88 |  |  | 9 | C | 25 °C | 11.5% | No Built-in accessory | Phased-out | 740/559 | CIE(x=0.38. y=0.38) 5SDCM | Class1. Class2 | IK09 | [11 empty] | dimmable
TBD | SMBT/1/F/B/16/40 | image | datasheet | deeplink | TUNGSRAM - SMBt - 1900lm - 16W - 4000K - 70CRI - TBD[SKU] - side 42-60mm. post 48-76mm and universal 35-76mm | 7.5 kg | side 42-60mm. post 48-76mm and universal 35-76mm |  | 1 | 16 | YES |  |  |  |  | -30°C to +35°C | CE;ENEC |  | CE & ENEC | [6 empty] | 66 | 4000 | 352x103x566mm |  | 220-240V | -30°C to +35°C | 5 years | A++ |  |  | >70 |  | 4000 | 1900 |  |  |  | L80 > 102000 h |  | 118.75 |  |  | 9 | B | 25 °C | 11.5% | No Built-in accessory | Phased-out | 740/559 | CIE(x=0.38. y=0.38) 5SDCM | Class1. Class2 | IK09 | [11 empty] | dimmable
TBD | SMBT/1/F/U/48/30 | image | datasheet | deeplink | TUNGSRAM - SMBt - 5520lm - 48W - 3000K - 70CRI - TBD[SKU] - side 42-60mm. post 48-76mm and universal 35-76mm | 7.5 kg | side 42-60mm. post 48-76mm and universal 35-76mm | LED | 1 | 48 | YES |  |  |  |  | -30°C to +35°C | CE;ENEC |  | CE & ENEC | [6 empty] | 66 | 3000 | 352x103x566mm |  | 220-240V | -30°C to +35°C | 5 years | A++ |  |  | >70 |  | 3000 | 5520 |  |  |  | L80 > 102000 h |  | 115 |  |  | 9 | U | 25 °C | 11.5% | No Built-in accessory | Phased-out | 730/559 | CIE(x=0.43. y=0.403) 5SDCM | Class1. Class2 | IK09 | [11 empty] | dimmable
TBD | SMBT/1/F/T/48/30 | image | datasheet | deeplink | TUNGSRAM - SMBt - 5770lm - 48W - 3000K - 70CRI - TBD[SKU] - side 42-60mm. post 48-76mm and universal 35-76mm | 7.5 kg | side 42-60mm. post 48-76mm and universal 35-76mm | LED | 1 | 48 | YES |  |  |  |  | -30°C to +35°C | CE;ENEC |  | CE & ENEC | [6 empty] | 66 | 3000 | 352x103x566mm |  | 220-240V | -30°C to +35°C | 5 years | A++ |  |  | >70 |  | 3000 | 5770 |  |  |  | L80 > 102000 h |  | 120.21 |  |  | 9 | T | 25 °C | 11.5% | No Built-in accessory | Phased-out | 730/559 | CIE(x=0.43. y=0.403) 5SDCM | Class1. Class2 | IK09 | [11 empty] | dimmable
TBD | SMBT/1/F/S/48/30 | image | datasheet | deeplink | TUNGSRAM - SMBt - 5640lm - 48W - 3000K - 70CRI - TBD[SKU] - side 42-60mm. post 48-76mm and universal 35-76mm | 7.5 kg | side 42-60mm. post 48-76mm and universal 35-76mm | LED | 1 | 48 | YES |  |  |  |  | -30°C to +35°C | CE;ENEC |  | CE & ENEC | [6 empty] | 66 | 3000 | 352x103x566mm |  | 220-240V | -30°C to +35°C | 5 years | A++ |  |  | >70 |  | 3000 | 5640 |  |  |  | L80 > 102000 h |  | 117.5 |  |  | 9 | S | 25 °C | 11.5% | No Built-in accessory | Phased-out | 730/559 | CIE(x=0.43. y=0.403) 5SDCM | Class1. Class2 | IK09 | [11 empty] | dimmable
TBD | SMBT/1/F/R/48/30 | image | datasheet | deeplink | TUNGSRAM - SMBt - 5700lm - 48W - 3000K - 70CRI - TBD[SKU] - side 42-60mm. post 48-76mm and universal 35-76mm | 7.5 kg | side 42-60mm. post 48-76mm and universal 35-76mm | LED | 1 | 48 | YES |  |  |  |  | -30°C to +35°C | CE;ENEC |  | CE & ENEC | [6 empty] | 66 | 3000 | 352x103x566mm |  | 220-240V | -30°C to +35°C | 5 years | A++ |  |  | >70 |  | 3000 | 5700 |  |  |  | L80 > 102000 h |  | 118.75 |  |  | 9 | R | 25 °C | 11.5% | No Built-in accessory | Phased-out | 730/559 | CIE(x=0.43. y=0.403) 5SDCM | Class1. Class2 | IK09 | [11 empty] | dimmable
TBD | SMBT/1/F/P/48/30 | image | datasheet | deeplink | TUNGSRAM - SMBt - 5650lm - 48W - 3000K - 70CRI - TBD[SKU] - side 42-60mm. post 48-76mm and universal 35-76mm | 7.5 kg | side 42-60mm. post 48-76mm and universal 35-76mm | LED | 1 | 48 | YES |  |  |  |  | -30°C to +35°C | CE;ENEC |  | CE & ENEC | [6 empty] | 66 | 3000 | 352x103x566mm |  | 220-240V | -30°C to +35°C | 5 years | A++ |  |  | >70 |  | 3000 | 5650 |  |  |  | L80 > 102000 h |  | 117.71 |  |  | 9 | P | 25 °C | 11.5% | No Built-in accessory | Phased-out | 730/559 | CIE(x=0.43. y=0.403) 5SDCM | Class1. Class2 | IK09 | [11 empty] | dimmable
TBD | SMBT/1/F/N/48/30 | image | datasheet | deeplink | TUNGSRAM - SMBt - 5710lm - 48W - 3000K - 70CRI - TBD[SKU] - side 42-60mm. post 48-76mm and universal 35-76mm | 7.5 kg | side 42-60mm. post 48-76mm and universal 35-76mm |  | 1 | 48 | YES |  |  |  |  | -30°C to +35°C | CE;ENEC |  | CE & ENEC | [6 empty] | 66 | 3000 | 352x103x566mm |  | 220-240V | -30°C to +35°C | 5 years | A++ |  |  | >70 |  | 3000 | 5710 |  |  |  | L80 > 102000 h |  | 118.96 |  |  | 9 | N | 25 °C | 11.5% | No Built-in accessory | Phased-out | 730/559 | CIE(x=0.43. y=0.403) 5SDCM | Class1. Class2 | IK09 | [11 empty] | dimmable
TBD | SMBT/1/F/F/48/30 | image | datasheet | deeplink | TUNGSRAM - SMBt - 5670lm - 48W - 3000K - 70CRI - TBD[SKU] - side 42-60mm. post 48-76mm and universal 35-76mm | 7.5 kg | side 42-60mm. post 48-76mm and universal 35-76mm | LED | 1 | 48 | YES |  |  |  |  | -30°C to +35°C | CE;ENEC |  | CE & ENEC | [6 empty] | 66 | 3000 | 352x103x566mm |  | 220-240V | -30°C to +35°C | 5 years | A++ |  |  | >70 |  | 3000 | 5670 |  |  |  | L80 > 102000 h |  | 118.12 |  |  | 9 | F | 25 °C | 11.5% | No Built-in accessory | Phased-out | 730/559 | CIE(x=0.43. y=0.403) 5SDCM | Class1. Class2 | IK09 | [11 empty] | dimmable
TBD | SMBT/1/F/E/48/30 | image | datasheet | deeplink | TUNGSRAM - SMBt - 5850lm - 48W - 3000K - 70CRI - TBD[SKU] - side 42-60mm. post 48-76mm and universal 35-76mm | 7.5 kg | side 42-60mm. post 48-76mm and universal 35-76mm | LED | 1 | 48 | YES |  |  |  |  | -30°C to +35°C | CE;ENEC |  | CE & ENEC | [6 empty] | 66 | 3000 | 352x103x566mm |  | 220-240V | -30°C to +35°C | 5 years | A++ |  |  | >70 |  | 3000 | 5850 |  |  |  | L80 > 102000 h |  | 121.88 |  |  | 9 | E | 25 °C | 11.5% | No Built-in accessory | Phased-out | 730/559 | CIE(x=0.43. y=0.403) 5SDCM | Class1. Class2 | IK09 | [11 empty] | dimmable
TBD | SMBT/1/F/D/48/30 | image | datasheet | deeplink | TUNGSRAM - SMBt - 5750lm - 48W - 3000K - 70CRI - TBD[SKU] - side 42-60mm. post 48-76mm and universal 35-76mm | 7.5 kg | side 42-60mm. post 48-76mm and universal 35-76mm | LED | 1 | 48 | YES |  |  |  |  | -30°C to +35°C | CE;ENEC |  | CE & ENEC | [6 empty] | 66 | 3000 | 352x103x566mm |  | 220-240V | -30°C to +35°C | 5 years | A++ |  |  | >70 |  | 3000 | 5750 |  |  |  | L80 > 102000 h |  | 119.79 |  |  | 9 | D | 25 °C | 11.5% | No Built-in accessory | Phased-out | 730/559 | CIE(x=0.43. y=0.403) 5SDCM | Class1. Class2 | IK09 | [11 empty] | dimmable
TBD | SMBT/1/F/C/48/30 | image | datasheet | deeplink | TUNGSRAM - SMBt - 5610lm - 48W - 3000K - 70CRI - TBD[SKU] - side 42-60mm. post 48-76mm and universal 35-76mm | 7.5 kg | side 42-60mm. post 48-76mm and universal 35-76mm | LED | 1 | 48 | YES |  |  |  |  | -30°C to +35°C | CE;ENEC |  | CE & ENEC | [6 empty] | 66 | 3000 | 352x103x566mm |  | 220-240V | -30°C to +35°C | 5 years | A++ |  |  | >70 |  | 3000 | 5610 |  |  |  | L80 > 102000 h |  | 116.88 |  |  | 9 | C | 25 °C | 11.5% | No Built-in accessory | Phased-out | 730/559 | CIE(x=0.43. y=0.403) 5SDCM | Class1. Class2 | IK09 | [11 empty] | dimmable
TBD | SMBT/1/F/B/48/30 | image | datasheet | deeplink | TUNGSRAM - SMBt - 5710lm - 48W - 3000K - 70CRI - TBD[SKU] - side 42-60mm. post 48-76mm and universal 35-76mm | 7.5 kg | side 42-60mm. post 48-76mm and universal 35-76mm |  | 1 | 48 | YES |  |  |  |  | -30°C to +35°C | CE;ENEC |  | CE & ENEC | [6 empty] | 66 | 3000 | 352x103x566mm |  | 220-240V | -30°C to +35°C | 5 years | A++ |  |  | >70 |  | 3000 | 5710 |  |  |  | L80 > 102000 h |  | 118.96 |  |  | 9 | B | 25 °C | 11.5% | No Built-in accessory | Phased-out | 730/559 | CIE(x=0.43. y=0.403) 5SDCM | Class1. Class2 | IK09 | [11 empty] | dimmable
TBD | SMBT/1/F/U/38/30 | image | datasheet | deeplink | TUNGSRAM - SMBt - 4580lm - 38W - 3000K - 70CRI - TBD[SKU] - side 42-60mm. post 48-76mm and universal 35-76mm | 7.5 kg | side 42-60mm. post 48-76mm and universal 35-76mm | LED | 1 | 38 | YES |  |  |  |  | -30°C to +35°C | CE;ENEC |  | CE & ENEC | [6 empty] | 66 | 3000 | 352x103x566mm |  | 220-240V | -30°C to +35°C | 5 years | A++ |  |  | >70 |  | 3000 | 4580 |  |  |  | L80 > 102000 h |  | 120.53 |  |  | 9 | U | 25 °C | 11.5% | No Built-in accessory | Phased-out | 730/559 | CIE(x=0.43. y=0.403) 5SDCM | Class1. Class2 | IK09 | [11 empty] | dimmable
TBD | SMBT/1/F/T/38/30 | image | datasheet | deeplink | TUNGSRAM - SMBt - 4800lm - 38W - 3000K - 70CRI - TBD[SKU] - side 42-60mm. post 48-76mm and universal 35-76mm | 7.5 kg | side 42-60mm. post 48-76mm and universal 35-76mm | LED | 1 | 38 | YES |  |  |  |  | -30°C to +35°C | CE;ENEC |  | CE & ENEC | [6 empty] | 66 | 3000 | 352x103x566mm |  | 220-240V | -30°C to +35°C | 5 years | A++ |  |  | >70 |  | 3000 | 4800 |  |  |  | L80 > 102000 h |  | 126.32 |  |  | 9 | T | 25 °C | 11.5% | No Built-in accessory | Phased-out | 730/559 | CIE(x=0.43. y=0.403) 5SDCM | Class1. Class2 | IK09 | [11 empty] | dimmable
TBD | SMBT/1/F/S/38/30 | image | datasheet | deeplink | TUNGSRAM - SMBt - 4690lm - 38W - 3000K - 70CRI - TBD[SKU] - side 42-60mm. post 48-76mm and universal 35-76mm | 7.5 kg | side 42-60mm. post 48-76mm and universal 35-76mm | LED | 1 | 38 | YES |  |  |  |  | -30°C to +35°C | CE;ENEC |  | CE & ENEC | [6 empty] | 66 | 3000 | 352x103x566mm |  | 220-240V | -30°C to +35°C | 5 years | A++ |  |  | >70 |  | 3000 | 4690 |  |  |  | L80 > 102000 h |  | 123.42 |  |  | 9 | S | 25 °C | 11.5% | No Built-in accessory | Phased-out | 730/559 | CIE(x=0.43. y=0.403) 5SDCM | Class1. Class2 | IK09 | [11 empty] | dimmable
TBD | SMBT/1/F/R/38/30 | image | datasheet | deeplink | TUNGSRAM - SMBt - 4740lm - 38W - 3000K - 70CRI - TBD[SKU] - side 42-60mm. post 48-76mm and universal 35-76mm | 7.5 kg | side 42-60mm. post 48-76mm and universal 35-76mm | LED | 1 | 38 | YES |  |  |  |  | -30°C to +35°C | CE;ENEC |  | CE & ENEC | [6 empty] | 66 | 3000 | 352x103x566mm |  | 220-240V | -30°C to +35°C | 5 years | A++ |  |  | >70 |  | 3000 | 4740 |  |  |  | L80 > 102000 h |  | 124.74 |  |  | 9 | R | 25 °C | 11.5% | No Built-in accessory | Phased-out | 730/559 | CIE(x=0.43. y=0.403) 5SDCM | Class1. Class2 | IK09 | [11 empty] | dimmable
TBD | SMBT/1/F/P/38/30 | image | datasheet | deeplink | TUNGSRAM - SMBt - 4700lm - 38W - 3000K - 70CRI - TBD[SKU] - side 42-60mm. post 48-76mm and universal 35-76mm | 7.5 kg | side 42-60mm. post 48-76mm and universal 35-76mm | LED | 1 | 38 | YES |  |  |  |  | -30°C to +35°C | CE;ENEC |  | CE & ENEC | [6 empty] | 66 | 3000 | 352x103x566mm |  | 220-240V | -30°C to +35°C | 5 years | A++ |  |  | >70 |  | 3000 | 4700 |  |  |  | L80 > 102000 h |  | 123.68 |  |  | 9 | P | 25 °C | 11.5% | No Built-in accessory | Phased-out | 730/559 | CIE(x=0.43. y=0.403) 5SDCM | Class1. Class2 | IK09 | [11 empty] | dimmable
TBD | SMBT/1/F/N/38/30 | image | datasheet | deeplink | TUNGSRAM - SMBt - 4750lm - 38W - 3000K - 70CRI - TBD[SKU] - side 42-60mm. post 48-76mm and universal 35-76mm | 7.5 kg | side 42-60mm. post 48-76mm and universal 35-76mm |  | 1 | 38 | YES |  |  |  |  | -30°C to +35°C | CE;ENEC |  | CE & ENEC | [6 empty] | 66 | 3000 | 352x103x566mm |  | 220-240V | -30°C to +35°C | 5 years | A++ |  |  | >70 |  | 3000 | 4750 |  |  |  | L80 > 102000 h |  | 125 |  |  | 9 | N | 25 °C | 11.5% | No Built-in accessory | Phased-out | 730/559 | CIE(x=0.43. y=0.403) 5SDCM | Class1. Class2 | IK09 | [11 empty] | dimmable
TBD | SMBT/1/F/F/38/30 | image | datasheet | deeplink | TUNGSRAM - SMBt - 4710lm - 38W - 3000K - 70CRI - TBD[SKU] - side 42-60mm. post 48-76mm and universal 35-76mm | 7.5 kg | side 42-60mm. post 48-76mm and universal 35-76mm | LED | 1 | 38 | YES |  |  |  |  | -30°C to +35°C | CE;ENEC |  | CE & ENEC | [6 empty] | 66 | 3000 | 352x103x566mm |  | 220-240V | -30°C to +35°C | 5 years | A++ |  |  | >70 |  | 3000 | 4710 |  |  |  | L80 > 102000 h |  | 123.95 |  |  | 9 | F | 25 °C | 11.5% | No Built-in accessory | Phased-out | 730/559 | CIE(x=0.43. y=0.403) 5SDCM | Class1. Class2 | IK09 | [11 empty] | dimmable
TBD | SMBT/1/F/E/38/30 | image | datasheet | deeplink | TUNGSRAM - SMBt - 4870lm - 38W - 3000K - 70CRI - TBD[SKU] - side 42-60mm. post 48-76mm and universal 35-76mm | 7.5 kg | side 42-60mm. post 48-76mm and universal 35-76mm | LED | 1 | 38 | YES |  |  |  |  | -30°C to +35°C | CE;ENEC |  | CE & ENEC | [6 empty] | 66 | 3000 | 352x103x566mm |  | 220-240V | -30°C to +35°C | 5 years | A++ |  |  | >70 |  | 3000 | 4870 |  |  |  | L80 > 102000 h |  | 128.16 |  |  | 9 | E | 25 °C | 11.5% | No Built-in accessory | Phased-out | 730/559 | CIE(x=0.43. y=0.403) 5SDCM | Class1. Class2 | IK09 | [11 empty] | dimmable
TBD | SMBT/1/F/D/38/30 | image | datasheet | deeplink | TUNGSRAM - SMBt - 4780lm - 38W - 3000K - 70CRI - TBD[SKU] - side 42-60mm. post 48-76mm and universal 35-76mm | 7.5 kg | side 42-60mm. post 48-76mm and universal 35-76mm | LED | 1 | 38 | YES |  |  |  |  | -30°C to +35°C | CE;ENEC |  | CE & ENEC | [6 empty] | 66 | 3000 | 352x103x566mm |  | 220-240V | -30°C to +35°C | 5 years | A++ |  |  | >70 |  | 3000 | 4780 |  |  |  | L80 > 102000 h |  | 125.79 |  |  | 9 | D | 25 °C | 11.5% | No Built-in accessory | Phased-out | 730/559 | CIE(x=0.43. y=0.403) 5SDCM | Class1. Class2 | IK09 | [11 empty] | dimmable
TBD | SMBT/1/F/C/38/30 | image | datasheet | deeplink | TUNGSRAM - SMBt - 4670lm - 38W - 3000K - 70CRI - TBD[SKU] - side 42-60mm. post 48-76mm and universal 35-76mm | 7.5 kg | side 42-60mm. post 48-76mm and universal 35-76mm | LED | 1 | 38 | YES |  |  |  |  | -30°C to +35°C | CE;ENEC |  | CE & ENEC | [6 empty] | 66 | 3000 | 352x103x566mm |  | 220-240V | -30°C to +35°C | 5 years | A++ |  |  | >70 |  | 3000 | 4670 |  |  |  | L80 > 102000 h |  | 122.89 |  |  | 9 | C | 25 °C | 11.5% | No Built-in accessory | Phased-out | 730/559 | CIE(x=0.43. y=0.403) 5SDCM | Class1. Class2 | IK09 | [11 empty] | dimmable
TBD | SMBT/1/F/B/38/30 | image | datasheet | deeplink | TUNGSRAM - SMBt - 4750lm - 38W - 3000K - 70CRI - TBD[SKU] - side 42-60mm. post 48-76mm and universal 35-76mm | 7.5 kg | side 42-60mm. post 48-76mm and universal 35-76mm |  | 1 | 38 | YES |  |  |  |  | -30°C to +35°C | CE;ENEC |  | CE & ENEC | [6 empty] | 66 | 3000 | 352x103x566mm |  | 220-240V | -30°C to +35°C | 5 years | A++ |  |  | >70 |  | 3000 | 4750 |  |  |  | L80 > 102000 h |  | 125 |  |  | 9 | B | 25 °C | 11.5% | No Built-in accessory | Phased-out | 730/559 | CIE(x=0.43. y=0.403) 5SDCM | Class1. Class2 | IK09 | [11 empty] | dimmable
TBD | SMBT/1/F/U/34/30 | image | datasheet | deeplink | TUNGSRAM - SMBt - 4100lm - 34W - 3000K - 70CRI - TBD[SKU] - side 42-60mm. post 48-76mm and universal 35-76mm | 7.5 kg | side 42-60mm. post 48-76mm and universal 35-76mm | LED | 1 | 34 | YES |  |  |  |  | -30°C to +35°C | CE;ENEC |  | CE & ENEC | [6 empty] | 66 | 3000 | 352x103x566mm |  | 220-240V | -30°C to +35°C | 5 years | A++ |  |  | >70 |  | 3000 | 4100 |  |  |  | L80 > 102000 h |  | 120.59 |  |  | 9 | U | 25 °C | 11.5% | No Built-in accessory | Phased-out | 730/559 | CIE(x=0.43. y=0.403) 5SDCM | Class1. Class2 | IK09 | [11 empty] | dimmable
TBD | SMBT/1/F/T/34/30 | image | datasheet | deeplink | TUNGSRAM - SMBt - 4290lm - 34W - 3000K - 70CRI - TBD[SKU] - side 42-60mm. post 48-76mm and universal 35-76mm | 7.5 kg | side 42-60mm. post 48-76mm and universal 35-76mm | LED | 1 | 34 | YES |  |  |  |  | -30°C to +35°C | CE;ENEC |  | CE & ENEC | [6 empty] | 66 | 3000 | 352x103x566mm |  | 220-240V | -30°C to +35°C | 5 years | A++ |  |  | >70 |  | 3000 | 4290 |  |  |  | L80 > 102000 h |  | 126.18 |  |  | 9 | T | 25 °C | 11.5% | No Built-in accessory | Phased-out | 730/559 | CIE(x=0.43. y=0.403) 5SDCM | Class1. Class2 | IK09 | [11 empty] | dimmable
TBD | SMBT/1/F/S/34/30 | image | datasheet | deeplink | TUNGSRAM - SMBt - 4180lm - 34W - 3000K - 70CRI - TBD[SKU] - side 42-60mm. post 48-76mm and universal 35-76mm | 7.5 kg | side 42-60mm. post 48-76mm and universal 35-76mm | LED | 1 | 34 | YES |  |  |  |  | -30°C to +35°C | CE;ENEC |  | CE & ENEC | [6 empty] | 66 | 3000 | 352x103x566mm |  | 220-240V | -30°C to +35°C | 5 years | A++ |  |  | >70 |  | 3000 | 4180 |  |  |  | L80 > 102000 h |  | 122.94 |  |  | 9 | S | 25 °C | 11.5% | No Built-in accessory | Phased-out | 730/559 | CIE(x=0.43. y=0.403) 5SDCM | Class1. Class2 | IK09 | [11 empty] | dimmable
TBD | SMBT/1/F/R/34/30 | image | datasheet | deeplink | TUNGSRAM - SMBt - 4230lm - 34W - 3000K - 70CRI - TBD[SKU] - side 42-60mm. post 48-76mm and universal 35-76mm | 7.5 kg | side 42-60mm. post 48-76mm and universal 35-76mm | LED | 1 | 34 | YES |  |  |  |  | -30°C to +35°C | CE;ENEC |  | CE & ENEC | [6 empty] | 66 | 3000 | 352x103x566mm |  | 220-240V | -30°C to +35°C | 5 years | A++ |  |  | >70 |  | 3000 | 4230 |  |  |  | L80 > 102000 h |  | 124.41 |  |  | 9 | R | 25 °C | 11.5% | No Built-in accessory | Phased-out | 730/559 | CIE(x=0.43. y=0.403) 5SDCM | Class1. Class2 | IK09 | [11 empty] | dimmable
TBD | SMBT/1/F/P/34/30 | image | datasheet | deeplink | TUNGSRAM - SMBt - 4200lm - 34W - 3000K - 70CRI - TBD[SKU] - side 42-60mm. post 48-76mm and universal 35-76mm | 7.5 kg | side 42-60mm. post 48-76mm and universal 35-76mm | LED | 1 | 34 | YES |  |  |  |  | -30°C to +35°C | CE;ENEC |  | CE & ENEC | [6 empty] | 66 | 3000 | 352x103x566mm |  | 220-240V | -30°C to +35°C | 5 years | A++ |  |  | >70 |  | 3000 | 4200 |  |  |  | L80 > 102000 h |  | 123.53 |  |  | 9 | P | 25 °C | 11.5% | No Built-in accessory | Phased-out | 730/559 | CIE(x=0.43. y=0.403) 5SDCM | Class1. Class2 | IK09 | [11 empty] | dimmable
TBD | SMBT/1/F/N/34/30 | image | datasheet | deeplink | TUNGSRAM - SMBt - 4240lm - 34W - 3000K - 70CRI - TBD[SKU] - side 42-60mm. post 48-76mm and universal 35-76mm | 7.5 kg | side 42-60mm. post 48-76mm and universal 35-76mm |  | 1 | 34 | YES |  |  |  |  | -30°C to +35°C | CE;ENEC |  | CE & ENEC | [6 empty] | 66 | 3000 | 352x103x566mm |  | 220-240V | -30°C to +35°C | 5 years | A++ |  |  | >70 |  | 3000 | 4240 |  |  |  | L80 > 102000 h |  | 124.71 |  |  | 9 | N | 25 °C | 11.5% | No Built-in accessory | Phased-out | 730/559 | CIE(x=0.43. y=0.403) 5SDCM | Class1. Class2 | IK09 | [11 empty] | dimmable
TBD | SMBT/1/F/F/34/30 | image | datasheet | deeplink | TUNGSRAM - SMBt - 4210lm - 34W - 3000K - 70CRI - TBD[SKU] - side 42-60mm. post 48-76mm and universal 35-76mm | 7.5 kg | side 42-60mm. post 48-76mm and universal 35-76mm | LED | 1 | 34 | YES |  |  |  |  | -30°C to +35°C | CE;ENEC |  | CE & ENEC | [6 empty] | 66 | 3000 | 352x103x566mm |  | 220-240V | -30°C to +35°C | 5 years | A++ |  |  | >70 |  | 3000 | 4210 |  |  |  | L80 > 102000 h |  | 123.82 |  |  | 9 | F | 25 °C | 11.5% | No Built-in accessory | Phased-out | 730/559 | CIE(x=0.43. y=0.403) 5SDCM | Class1. Class2 | IK09 | [11 empty] | dimmable
TBD | SMBT/1/F/E/34/30 | image | datasheet | deeplink | TUNGSRAM - SMBt - 4340lm - 34W - 3000K - 70CRI - TBD[SKU] - side 42-60mm. post 48-76mm and universal 35-76mm | 7.5 kg | side 42-60mm. post 48-76mm and universal 35-76mm | LED | 1 | 34 | YES |  |  |  |  | -30°C to +35°C | CE;ENEC |  | CE & ENEC | [6 empty] | 66 | 3000 | 352x103x566mm |  | 220-240V | -30°C to +35°C | 5 years | A++ |  |  | >70 |  | 3000 | 4340 |  |  |  | L80 > 102000 h |  | 127.65 |  |  | 9 | E | 25 °C | 11.5% | No Built-in accessory | Phased-out | 730/559 | CIE(x=0.43. y=0.403) 5SDCM | Class1. Class2 | IK09 | [11 empty] | dimmable
TBD | SMBT/1/F/D/34/30 | image | datasheet | deeplink | TUNGSRAM - SMBt - 4270lm - 34W - 3000K - 70CRI - TBD[SKU] - side 42-60mm. post 48-76mm and universal 35-76mm | 7.5 kg | side 42-60mm. post 48-76mm and universal 35-76mm | LED | 1 | 34 | YES |  |  |  |  | -30°C to +35°C | CE;ENEC |  | CE & ENEC | [6 empty] | 66 | 3000 | 352x103x566mm |  | 220-240V | -30°C to +35°C | 5 years | A++ |  |  | >70 |  | 3000 | 4270 |  |  |  | L80 > 102000 h |  | 125.59 |  |  | 9 | D | 25 °C | 11.5% | No Built-in accessory | Phased-out | 730/559 | CIE(x=0.43. y=0.403) 5SDCM | Class1. Class2 | IK09 | [11 empty] | dimmable
TBD | SMBT/1/F/C/34/30 | image | datasheet | deeplink | TUNGSRAM - SMBt - 4170lm - 34W - 3000K - 70CRI - TBD[SKU] - side 42-60mm. post 48-76mm and universal 35-76mm | 7.5 kg | side 42-60mm. post 48-76mm and universal 35-76mm | LED | 1 | 34 | YES |  |  |  |  | -30°C to +35°C | CE;ENEC |  | CE & ENEC | [6 empty] | 66 | 3000 | 352x103x566mm |  | 220-240V | -30°C to +35°C | 5 years | A++ |  |  | >70 |  | 3000 | 4170 |  |  |  | L80 > 102000 h |  | 122.65 |  |  | 9 | C | 25 °C | 11.5% | No Built-in accessory | Phased-out | 730/559 | CIE(x=0.43. y=0.403) 5SDCM | Class1. Class2 | IK09 | [11 empty] | dimmable
TBD | SMBT/1/F/B/34/30 | image | datasheet | deeplink | TUNGSRAM - SMBt - 4240lm - 34W - 3000K - 70CRI - TBD[SKU] - side 42-60mm. post 48-76mm and universal 35-76mm | 7.5 kg | side 42-60mm. post 48-76mm and universal 35-76mm |  | 1 | 34 | YES |  |  |  |  | -30°C to +35°C | CE;ENEC |  | CE & ENEC | [6 empty] | 66 | 3000 | 352x103x566mm |  | 220-240V | -30°C to +35°C | 5 years | A++ |  |  | >70 |  | 3000 | 4240 |  |  |  | L80 > 102000 h |  | 124.71 |  |  | 9 | B | 25 °C | 11.5% | No Built-in accessory | Phased-out | 730/559 | CIE(x=0.43. y=0.403) 5SDCM | Class1. Class2 | IK09 | [11 empty] | dimmable
TBD | SMBT/1/F/U/29/30 | image | datasheet | deeplink | TUNGSRAM - SMBt - 3430lm - 29W - 3000K - 70CRI - TBD[SKU] - side 42-60mm. post 48-76mm and universal 35-76mm | 7.5 kg | side 42-60mm. post 48-76mm and universal 35-76mm | LED | 1 | 29 | YES |  |  |  |  | -30°C to +35°C | CE;ENEC |  | CE & ENEC | [6 empty] | 66 | 3000 | 352x103x566mm |  | 220-240V | -30°C to +35°C | 5 years | A++ |  |  | >70 |  | 3000 | 3430 |  |  |  | L80 > 102000 h |  | 118.28 |  |  | 9 | U | 25 °C | 11.5% | No Built-in accessory | Phased-out | 730/559 | CIE(x=0.43. y=0.403) 5SDCM | Class1. Class2 | IK09 | [11 empty] | dimmable
TBD | SMBT/1/F/T/29/30 | image | datasheet | deeplink | TUNGSRAM - SMBt - 3600lm - 29W - 3000K - 70CRI - TBD[SKU] - side 42-60mm. post 48-76mm and universal 35-76mm | 7.5 kg | side 42-60mm. post 48-76mm and universal 35-76mm | LED | 1 | 29 | YES |  |  |  |  | -30°C to +35°C | CE;ENEC |  | CE & ENEC | [6 empty] | 66 | 3000 | 352x103x566mm |  | 220-240V | -30°C to +35°C | 5 years | A++ |  |  | >70 |  | 3000 | 3600 |  |  |  | L80 > 102000 h |  | 124.14 |  |  | 9 | T | 25 °C | 11.5% | No Built-in accessory | Phased-out | 730/559 | CIE(x=0.43. y=0.403) 5SDCM | Class1. Class2 | IK09 | [11 empty] | dimmable
TBD | SMBT/1/F/S/29/30 | image | datasheet | deeplink | TUNGSRAM - SMBt - 3510lm - 29W - 3000K - 70CRI - TBD[SKU] - side 42-60mm. post 48-76mm and universal 35-76mm | 7.5 kg | side 42-60mm. post 48-76mm and universal 35-76mm | LED | 1 | 29 | YES |  |  |  |  | -30°C to +35°C | CE;ENEC |  | CE & ENEC | [6 empty] | 66 | 3000 | 352x103x566mm |  | 220-240V | -30°C to +35°C | 5 years | A++ |  |  | >70 |  | 3000 | 3510 |  |  |  | L80 > 102000 h |  | 121.03 |  |  | 9 | S | 25 °C | 11.5% | No Built-in accessory | Phased-out | 730/559 | CIE(x=0.43. y=0.403) 5SDCM | Class1. Class2 | IK09 | [11 empty] | dimmable
TBD | SMBT/1/F/R/29/30 | image | datasheet | deeplink | TUNGSRAM - SMBt - 3550lm - 29W - 3000K - 70CRI - TBD[SKU] - side 42-60mm. post 48-76mm and universal 35-76mm | 7.5 kg | side 42-60mm. post 48-76mm and universal 35-76mm | LED | 1 | 29 | YES |  |  |  |  | -30°C to +35°C | CE;ENEC |  | CE & ENEC | [6 empty] | 66 | 3000 | 352x103x566mm |  | 220-240V | -30°C to +35°C | 5 years | A++ |  |  | >70 |  | 3000 | 3550 |  |  |  | L80 > 102000 h |  | 122.41 |  |  | 9 | R | 25 °C | 11.5% | No Built-in accessory | Phased-out | 730/559 | CIE(x=0.43. y=0.403) 5SDCM | Class1. Class2 | IK09 | [11 empty] | dimmable
TBD | SMBT/1/F/P/29/30 | image | datasheet | deeplink | TUNGSRAM - SMBt - 3520lm - 29W - 3000K - 70CRI - TBD[SKU] - side 42-60mm. post 48-76mm and universal 35-76mm | 7.5 kg | side 42-60mm. post 48-76mm and universal 35-76mm | LED | 1 | 29 | YES |  |  |  |  | -30°C to +35°C | CE;ENEC |  | CE & ENEC | [6 empty] | 66 | 3000 | 352x103x566mm |  | 220-240V | -30°C to +35°C | 5 years | A++ |  |  | >70 |  | 3000 | 3520 |  |  |  | L80 > 102000 h |  | 121.38 |  |  | 9 | P | 25 °C | 11.5% | No Built-in accessory | Phased-out | 730/559 | CIE(x=0.43. y=0.403) 5SDCM | Class1. Class2 | IK09 | [11 empty] | dimmable
TBD | SMBT/1/F/N/29/30 | image | datasheet | deeplink | TUNGSRAM - SMBt - 3560lm - 29W - 3000K - 70CRI - TBD[SKU] - side 42-60mm. post 48-76mm and universal 35-76mm | 7.5 kg | side 42-60mm. post 48-76mm and universal 35-76mm |  | 1 | 29 | YES |  |  |  |  | -30°C to +35°C | CE;ENEC |  | CE & ENEC | [6 empty] | 66 | 3000 | 352x103x566mm |  | 220-240V | -30°C to +35°C | 5 years | A++ |  |  | >70 |  | 3000 | 3560 |  |  |  | L80 > 102000 h |  | 122.76 |  |  | 9 | N | 25 °C | 11.5% | No Built-in accessory | Phased-out | 730/559 | CIE(x=0.43. y=0.403) 5SDCM | Class1. Class2 | IK09 | [11 empty] | dimmable
TBD | SMBT/1/F/F/29/30 | image | datasheet | deeplink | TUNGSRAM - SMBt - 3530lm - 29W - 3000K - 70CRI - TBD[SKU] - side 42-60mm. post 48-76mm and universal 35-76mm | 7.5 kg | side 42-60mm. post 48-76mm and universal 35-76mm | LED | 1 | 29 | YES |  |  |  |  | -30°C to +35°C | CE;ENEC |  | CE & ENEC | [6 empty] | 66 | 3000 | 352x103x566mm |  | 220-240V | -30°C to +35°C | 5 years | A++ |  |  | >70 |  | 3000 | 3530 |  |  |  | L80 > 102000 h |  | 121.72 |  |  | 9 | F | 25 °C | 11.5% | No Built-in accessory | Phased-out | 730/559 | CIE(x=0.43. y=0.403) 5SDCM | Class1. Class2 | IK09 | [11 empty] | dimmable
TBD | SMBT/1/F/E/29/30 | image | datasheet | deeplink | TUNGSRAM - SMBt - 3650lm - 29W - 3000K - 70CRI - TBD[SKU] - side 42-60mm. post 48-76mm and universal 35-76mm | 7.5 kg | side 42-60mm. post 48-76mm and universal 35-76mm | LED | 1 | 29 | YES |  |  |  |  | -30°C to +35°C | CE;ENEC |  | CE & ENEC | [6 empty] | 66 | 3000 | 352x103x566mm |  | 220-240V | -30°C to +35°C | 5 years | A++ |  |  | >70 |  | 3000 | 3650 |  |  |  | L80 > 102000 h |  | 125.86 |  |  | 9 | E | 25 °C | 11.5% | No Built-in accessory | Phased-out | 730/559 | CIE(x=0.43. y=0.403) 5SDCM | Class1. Class2 | IK09 | [11 empty] | dimmable
TBD | SMBT/1/F/D/29/30 | image | datasheet | deeplink | TUNGSRAM - SMBt - 3580lm - 29W - 3000K - 70CRI - TBD[SKU] - side 42-60mm. post 48-76mm and universal 35-76mm | 7.5 kg | side 42-60mm. post 48-76mm and universal 35-76mm | LED | 1 | 29 | YES |  |  |  |  | -30°C to +35°C | CE;ENEC |  | CE & ENEC | [6 empty] | 66 | 3000 | 352x103x566mm |  | 220-240V | -30°C to +35°C | 5 years | A++ |  |  | >70 |  | 3000 | 3580 |  |  |  | L80 > 102000 h |  | 123.45 |  |  | 9 | D | 25 °C | 11.5% | No Built-in accessory | Phased-out | 730/559 | CIE(x=0.43. y=0.403) 5SDCM | Class1. Class2 | IK09 | [11 empty] | dimmable
TBD | SMBT/1/F/C/29/30 | image | datasheet | deeplink | TUNGSRAM - SMBt - 3500lm - 29W - 3000K - 70CRI - TBD[SKU] - side 42-60mm. post 48-76mm and universal 35-76mm | 7.5 kg | side 42-60mm. post 48-76mm and universal 35-76mm | LED | 1 | 29 | YES |  |  |  |  | -30°C to +35°C | CE;ENEC |  | CE & ENEC | [6 empty] | 66 | 3000 | 352x103x566mm |  | 220-240V | -30°C to +35°C | 5 years | A++ |  |  | >70 |  | 3000 | 3500 |  |  |  | L80 > 102000 h |  | 120.69 |  |  | 9 | C | 25 °C | 11.5% | No Built-in accessory | Phased-out | 730/559 | CIE(x=0.43. y=0.403) 5SDCM | Class1. Class2 | IK09 | [11 empty] | dimmable
TBD | SMBT/1/F/B/29/30 | image | datasheet | deeplink | TUNGSRAM - SMBt - 3560lm - 29W - 3000K - 70CRI - TBD[SKU] - side 42-60mm. post 48-76mm and universal 35-76mm | 7.5 kg | side 42-60mm. post 48-76mm and universal 35-76mm |  | 1 | 29 | YES |  |  |  |  | -30°C to +35°C | CE;ENEC |  | CE & ENEC | [6 empty] | 66 | 3000 | 352x103x566mm |  | 220-240V | -30°C to +35°C | 5 years | A++ |  |  | >70 |  | 3000 | 3560 |  |  |  | L80 > 102000 h |  | 122.76 |  |  | 9 | B | 25 °C | 11.5% | No Built-in accessory | Phased-out | 730/559 | CIE(x=0.43. y=0.403) 5SDCM | Class1. Class2 | IK09 | [11 empty] | dimmable
TBD | SMBT/1/F/U/25/30 | image | datasheet | deeplink | TUNGSRAM - SMBt - 2880lm - 25W - 3000K - 70CRI - TBD[SKU] - side 42-60mm. post 48-76mm and universal 35-76mm | 7.5 kg | side 42-60mm. post 48-76mm and universal 35-76mm | LED | 1 | 25 | YES |  |  |  |  | -30°C to +35°C | CE;ENEC |  | CE & ENEC | [6 empty] | 66 | 3000 | 352x103x566mm |  | 220-240V | -30°C to +35°C | 5 years | A++ |  |  | >70 |  | 3000 | 2880 |  |  |  | L80 > 102000 h |  | 115.2 |  |  | 9 | U | 25 °C | 11.5% | No Built-in accessory | Phased-out | 730/559 | CIE(x=0.43. y=0.403) 5SDCM | Class1. Class2 | IK09 | [11 empty] | dimmable
TBD | SMBT/1/F/T/25/30 | image | datasheet | deeplink | TUNGSRAM - SMBt - 3010lm - 25W - 3000K - 70CRI - TBD[SKU] - side 42-60mm. post 48-76mm and universal 35-76mm | 7.5 kg | side 42-60mm. post 48-76mm and universal 35-76mm | LED | 1 | 25 | YES |  |  |  |  | -30°C to +35°C | CE;ENEC |  | CE & ENEC | [6 empty] | 66 | 3000 | 352x103x566mm |  | 220-240V | -30°C to +35°C | 5 years | A++ |  |  | >70 |  | 3000 | 3010 |  |  |  | L80 > 102000 h |  | 120.4 |  |  | 9 | T | 25 °C | 11.5% | No Built-in accessory | Phased-out | 730/559 | CIE(x=0.43. y=0.403) 5SDCM | Class1. Class2 | IK09 | [11 empty] | dimmable
TBD | SMBT/1/F/S/25/30 | image | datasheet | deeplink | TUNGSRAM - SMBt - 2950lm - 25W - 3000K - 70CRI - TBD[SKU] - side 42-60mm. post 48-76mm and universal 35-76mm | 7.5 kg | side 42-60mm. post 48-76mm and universal 35-76mm | LED | 1 | 25 | YES |  |  |  |  | -30°C to +35°C | CE;ENEC |  | CE & ENEC | [6 empty] | 66 | 3000 | 352x103x566mm |  | 220-240V | -30°C to +35°C | 5 years | A++ |  |  | >70 |  | 3000 | 2950 |  |  |  | L80 > 102000 h |  | 118 |  |  | 9 | S | 25 °C | 11.5% | No Built-in accessory | Phased-out | 730/559 | CIE(x=0.43. y=0.403) 5SDCM | Class1. Class2 | IK09 | [11 empty] | dimmable
TBD | SMBT/1/F/R/25/30 | image | datasheet | deeplink | TUNGSRAM - SMBt - 2980lm - 25W - 3000K - 70CRI - TBD[SKU] - side 42-60mm. post 48-76mm and universal 35-76mm | 7.5 kg | side 42-60mm. post 48-76mm and universal 35-76mm | LED | 1 | 25 | YES |  |  |  |  | -30°C to +35°C | CE;ENEC |  | CE & ENEC | [6 empty] | 66 | 3000 | 352x103x566mm |  | 220-240V | -30°C to +35°C | 5 years | A++ |  |  | >70 |  | 3000 | 2980 |  |  |  | L80 > 102000 h |  | 119.2 |  |  | 9 | R | 25 °C | 11.5% | No Built-in accessory | Phased-out | 730/559 | CIE(x=0.43. y=0.403) 5SDCM | Class1. Class2 | IK09 | [11 empty] | dimmable
TBD | SMBT/1/F/P/25/30 | image | datasheet | deeplink | TUNGSRAM - SMBt - 2960lm - 25W - 3000K - 70CRI - TBD[SKU] - side 42-60mm. post 48-76mm and universal 35-76mm | 7.5 kg | side 42-60mm. post 48-76mm and universal 35-76mm |  | 1 | 25 | YES |  |  |  |  | -30°C to +35°C | CE;ENEC |  | CE & ENEC | [6 empty] | 66 | 3000 | 352x103x566mm |  | 220-240V | -30°C to +35°C | 5 years | A++ |  |  | >70 |  | 3000 | 2960 |  |  |  | L80 > 102000 h |  | 118.4 |  |  | 9 | P | 25 °C | 11.5% | No Built-in accessory | Phased-out | 730/559 | CIE(x=0.43. y=0.403) 5SDCM | Class1. Class2 | IK09 | [11 empty] | dimmable
TBD | SMBT/1/F/N/25/30 | image | datasheet | deeplink | TUNGSRAM - SMBt - 2990lm - 25W - 3000K - 70CRI - TBD[SKU] - side 42-60mm. post 48-76mm and universal 35-76mm | 7.5 kg | side 42-60mm. post 48-76mm and universal 35-76mm |  | 1 | 25 | YES |  |  |  |  | -30°C to +35°C | CE;ENEC |  | CE & ENEC | [6 empty] | 66 | 3000 | 352x103x566mm |  | 220-240V | -30°C to +35°C | 5 years | A++ |  |  | >70 |  | 3000 | 2990 |  |  |  | L80 > 102000 h |  | 119.6 |  |  | 9 | N | 25 °C | 11.5% | No Built-in accessory | Phased-out | 730/559 | CIE(x=0.43. y=0.403) 5SDCM | Class1. Class2 | IK09 | [11 empty] | dimmable
TBD | SMBT/1/F/F/25/30 | image | datasheet | deeplink | TUNGSRAM - SMBt - 2960lm - 25W - 3000K - 70CRI - TBD[SKU] - side 42-60mm. post 48-76mm and universal 35-76mm | 7.5 kg | side 42-60mm. post 48-76mm and universal 35-76mm |  | 1 | 25 | YES |  |  |  |  | -30°C to +35°C | CE;ENEC |  | CE & ENEC | [6 empty] | 66 | 3000 | 352x103x566mm |  | 220-240V | -30°C to +35°C | 5 years | A++ |  |  | >70 |  | 3000 | 2960 |  |  |  | L80 > 102000 h |  | 118.4 |  |  | 9 | F | 25 °C | 11.5% | No Built-in accessory | Phased-out | 730/559 | CIE(x=0.43. y=0.403) 5SDCM | Class1. Class2 | IK09 | [11 empty] | dimmable
TBD | SMBT/1/F/E/25/30 | image | datasheet | deeplink | TUNGSRAM - SMBt - 3050lm - 25W - 3000K - 70CRI - TBD[SKU] - side 42-60mm. post 48-76mm and universal 35-76mm | 7.5 kg | side 42-60mm. post 48-76mm and universal 35-76mm | LED | 1 | 25 | YES |  |  |  |  | -30°C to +35°C | CE;ENEC |  | CE & ENEC | [6 empty] | 66 | 3000 | 352x103x566mm |  | 220-240V | -30°C to +35°C | 5 years | A++ |  |  | >70 |  | 3000 | 3050 |  |  |  | L80 > 102000 h |  | 122 |  |  | 9 | E | 25 °C | 11.5% | No Built-in accessory | Phased-out | 730/559 | CIE(x=0.43. y=0.403) 5SDCM | Class1. Class2 | IK09 | [11 empty] | dimmable
TBD | SMBT/1/F/D/25/30 | image | datasheet | deeplink | TUNGSRAM - SMBt - 3000lm - 25W - 3000K - 70CRI - TBD[SKU] - side 42-60mm. post 48-76mm and universal 35-76mm | 7.5 kg | side 42-60mm. post 48-76mm and universal 35-76mm | LED | 1 | 25 | YES |  |  |  |  | -30°C to +35°C | CE;ENEC |  | CE & ENEC | [6 empty] | 66 | 3000 | 352x103x566mm |  | 220-240V | -30°C to +35°C | 5 years | A++ |  |  | >70 |  | 3000 | 3000 |  |  |  | L80 > 102000 h |  | 120 |  |  | 9 | D | 25 °C | 11.5% | No Built-in accessory | Phased-out | 730/559 | CIE(x=0.43. y=0.403) 5SDCM | Class1. Class2 | IK09 | [11 empty] | dimmable
TBD | SMBT/1/F/C/25/30 | image | datasheet | deeplink | TUNGSRAM - SMBt - 2940lm - 25W - 3000K - 70CRI - TBD[SKU] - side 42-60mm. post 48-76mm and universal 35-76mm | 7.5 kg | side 42-60mm. post 48-76mm and universal 35-76mm | LED | 1 | 25 | YES |  |  |  |  | -30°C to +35°C | CE;ENEC |  | CE & ENEC | [6 empty] | 66 | 3000 | 352x103x566mm |  | 220-240V | -30°C to +35°C | 5 years | A++ |  |  | >70 |  | 3000 | 2940 |  |  |  | L80 > 102000 h |  | 117.6 |  |  | 9 | C | 25 °C | 11.5% | No Built-in accessory | Phased-out | 730/559 | CIE(x=0.43. y=0.403) 5SDCM | Class1. Class2 | IK09 | [11 empty] | dimmable
TBD | SMBT/1/F/B/25/30 | image | datasheet | deeplink | TUNGSRAM - SMBt - 2990lm - 25W - 3000K - 70CRI - TBD[SKU] - side 42-60mm. post 48-76mm and universal 35-76mm | 7.5 kg | side 42-60mm. post 48-76mm and universal 35-76mm |  | 1 | 25 | YES |  |  |  |  | -30°C to +35°C | CE;ENEC |  | CE & ENEC | [6 empty] | 66 | 3000 | 352x103x566mm |  | 220-240V | -30°C to +35°C | 5 years | A++ |  |  | >70 |  | 3000 | 2990 |  |  |  | L80 > 102000 h |  | 119.6 |  |  | 9 | B | 25 °C | 11.5% | No Built-in accessory | Phased-out | 730/559 | CIE(x=0.43. y=0.403) 5SDCM | Class1. Class2 | IK09 | [11 empty] | dimmable
TBD | SMBT/1/F/U/19/30 | image | datasheet | deeplink | TUNGSRAM - SMBt - 2160lm - 19W - 3000K - 70CRI - TBD[SKU] - side 42-60mm. post 48-76mm and universal 35-76mm | 7.5 kg | side 42-60mm. post 48-76mm and universal 35-76mm |  | 1 | 19 | YES |  |  |  |  | -30°C to +35°C | CE;ENEC |  | CE & ENEC | [6 empty] | 66 | 3000 | 352x103x566mm |  | 220-240V | -30°C to +35°C | 5 years | A++ |  |  | >70 |  | 3000 | 2160 |  |  |  | L80 > 102000 h |  | 113.68 |  |  | 9 | U | 25 °C | 11.5% | No Built-in accessory | Phased-out | 730/559 | CIE(x=0.43. y=0.403) 5SDCM | Class1. Class2 | IK09 | [11 empty] | dimmable
TBD | SMBT/1/F/T/19/30 | image | datasheet | deeplink | TUNGSRAM - SMBt - 2250lm - 19W - 3000K - 70CRI - TBD[SKU] - side 42-60mm. post 48-76mm and universal 35-76mm | 7.5 kg | side 42-60mm. post 48-76mm and universal 35-76mm |  | 1 | 19 | YES |  |  |  |  | -30°C to +35°C | CE;ENEC |  | CE & ENEC | [6 empty] | 66 | 3000 | 352x103x566mm |  | 220-240V | -30°C to +35°C | 5 years | A++ |  |  | >70 |  | 3000 | 2250 |  |  |  | L80 > 102000 h |  | 118.42 |  |  | 9 | T | 25 °C | 11.5% | No Built-in accessory | Phased-out | 730/559 | CIE(x=0.43. y=0.403) 5SDCM | Class1. Class2 | IK09 | [11 empty] | dimmable
TBD | SMBT/1/F/S/19/30 | image | datasheet | deeplink | TUNGSRAM - SMBt - 2210lm - 19W - 3000K - 70CRI - TBD[SKU] - side 42-60mm. post 48-76mm and universal 35-76mm | 7.5 kg | side 42-60mm. post 48-76mm and universal 35-76mm |  | 1 | 19 | YES |  |  |  |  | -30°C to +35°C | CE;ENEC |  | CE & ENEC | [6 empty] | 66 | 3000 | 352x103x566mm |  | 220-240V | -30°C to +35°C | 5 years | A++ |  |  | >70 |  | 3000 | 2210 |  |  |  | L80 > 102000 h |  | 116.32 |  |  | 9 | S | 25 °C | 11.5% | No Built-in accessory | Phased-out | 730/559 | CIE(x=0.43. y=0.403) 5SDCM | Class1. Class2 | IK09 | [11 empty] | dimmable
TBD | SMBT/1/F/R/19/30 | image | datasheet | deeplink | TUNGSRAM - SMBt - 2230lm - 19W - 3000K - 70CRI - TBD[SKU] - side 42-60mm. post 48-76mm and universal 35-76mm | 7.5 kg | side 42-60mm. post 48-76mm and universal 35-76mm |  | 1 | 19 | YES |  |  |  |  | -30°C to +35°C | CE;ENEC |  | CE & ENEC | [6 empty] | 66 | 3000 | 352x103x566mm |  | 220-240V | -30°C to +35°C | 5 years | A++ |  |  | >70 |  | 3000 | 2230 |  |  |  | L80 > 102000 h |  | 117.37 |  |  | 9 | R | 25 °C | 11.5% | No Built-in accessory | Phased-out | 730/559 | CIE(x=0.43. y=0.403) 5SDCM | Class1. Class2 | IK09 | [11 empty] | dimmable
TBD | SMBT/1/F/P/19/30 | image | datasheet | deeplink | TUNGSRAM - SMBt - 2210lm - 19W - 3000K - 70CRI - TBD[SKU] - side 42-60mm. post 48-76mm and universal 35-76mm | 7.5 kg | side 42-60mm. post 48-76mm and universal 35-76mm |  | 1 | 19 | YES |  |  |  |  | -30°C to +35°C | CE;ENEC |  | CE & ENEC | [6 empty] | 66 | 3000 | 352x103x566mm |  | 220-240V | -30°C to +35°C | 5 years | A++ |  |  | >70 |  | 3000 | 2210 |  |  |  | L80 > 102000 h |  | 116.32 |  |  | 9 | P | 25 °C | 11.5% | No Built-in accessory | Phased-out | 730/559 | CIE(x=0.43. y=0.403) 5SDCM | Class1. Class2 | IK09 | [11 empty] | dimmable
TBD | SMBT/1/F/N/19/30 | image | datasheet | deeplink | TUNGSRAM - SMBt - 2240lm - 19W - 3000K - 70CRI - TBD[SKU] - side 42-60mm. post 48-76mm and universal 35-76mm | 7.5 kg | side 42-60mm. post 48-76mm and universal 35-76mm |  | 1 | 19 | YES |  |  |  |  | -30°C to +35°C | CE;ENEC |  | CE & ENEC | [6 empty] | 66 | 3000 | 352x103x566mm |  | 220-240V | -30°C to +35°C | 5 years | A++ |  |  | >70 |  | 3000 | 2240 |  |  |  | L80 > 102000 h |  | 117.89 |  |  | 9 | N | 25 °C | 11.5% | No Built-in accessory | Phased-out | 730/559 | CIE(x=0.43. y=0.403) 5SDCM | Class1. Class2 | IK09 | [11 empty] | dimmable
TBD | SMBT/1/F/F/19/30 | image | datasheet | deeplink | TUNGSRAM - SMBt - 2220lm - 19W - 3000K - 70CRI - TBD[SKU] - side 42-60mm. post 48-76mm and universal 35-76mm | 7.5 kg | side 42-60mm. post 48-76mm and universal 35-76mm |  | 1 | 19 | YES |  |  |  |  | -30°C to +35°C | CE;ENEC |  | CE & ENEC | [6 empty] | 66 | 3000 | 352x103x566mm |  | 220-240V | -30°C to +35°C | 5 years | A++ |  |  | >70 |  | 3000 | 2220 |  |  |  | L80 > 102000 h |  | 116.84 |  |  | 9 | F | 25 °C | 11.5% | No Built-in accessory | Phased-out | 730/559 | CIE(x=0.43. y=0.403) 5SDCM | Class1. Class2 | IK09 | [11 empty] | dimmable
TBD | SMBT/1/F/E/19/30 | image | datasheet | deeplink | TUNGSRAM - SMBt - 2280lm - 19W - 3000K - 70CRI - TBD[SKU] - side 42-60mm. post 48-76mm and universal 35-76mm | 7.5 kg | side 42-60mm. post 48-76mm and universal 35-76mm | LED | 1 | 19 | YES |  |  |  |  | -30°C to +35°C | CE;ENEC |  | CE & ENEC | [6 empty] | 66 | 3000 | 352x103x566mm |  | 220-240V | -30°C to +35°C | 5 years | A++ |  |  | >70 |  | 3000 | 2280 |  |  |  | L80 > 102000 h |  | 120 |  |  | 9 | E | 25 °C | 11.5% | No Built-in accessory | Phased-out | 730/559 | CIE(x=0.43. y=0.403) 5SDCM | Class1. Class2 | IK09 | [11 empty] | dimmable
TBD | SMBT/1/F/D/19/30 | image | datasheet | deeplink | TUNGSRAM - SMBt - 2240lm - 19W - 3000K - 70CRI - TBD[SKU] - side 42-60mm. post 48-76mm and universal 35-76mm | 7.5 kg | side 42-60mm. post 48-76mm and universal 35-76mm |  | 1 | 19 | YES |  |  |  |  | -30°C to +35°C | CE;ENEC |  | CE & ENEC | [6 empty] | 66 | 3000 | 352x103x566mm |  | 220-240V | -30°C to +35°C | 5 years | A++ |  |  | >70 |  | 3000 | 2240 |  |  |  | L80 > 102000 h |  | 117.89 |  |  | 9 | D | 25 °C | 11.5% | No Built-in accessory | Phased-out | 730/559 | CIE(x=0.43. y=0.403) 5SDCM | Class1. Class2 | IK09 | [11 empty] | dimmable
TBD | SMBT/1/F/C/19/30 | image | datasheet | deeplink | TUNGSRAM - SMBt - 2200lm - 19W - 3000K - 70CRI - TBD[SKU] - side 42-60mm. post 48-76mm and universal 35-76mm | 7.5 kg | side 42-60mm. post 48-76mm and universal 35-76mm |  | 1 | 19 | YES |  |  |  |  | -30°C to +35°C | CE;ENEC |  | CE & ENEC | [6 empty] | 66 | 3000 | 352x103x566mm |  | 220-240V | -30°C to +35°C | 5 years | A++ |  |  | >70 |  | 3000 | 2200 |  |  |  | L80 > 102000 h |  | 115.79 |  |  | 9 | C | 25 °C | 11.5% | No Built-in accessory | Phased-out | 730/559 | CIE(x=0.43. y=0.403) 5SDCM | Class1. Class2 | IK09 | [11 empty] | dimmable
TBD | SMBT/1/F/B/19/30 | image | datasheet | deeplink | TUNGSRAM - SMBt - 2240lm - 19W - 3000K - 70CRI - TBD[SKU] - side 42-60mm. post 48-76mm and universal 35-76mm | 7.5 kg | side 42-60mm. post 48-76mm and universal 35-76mm |  | 1 | 19 | YES |  |  |  |  | -30°C to +35°C | CE;ENEC |  | CE & ENEC | [6 empty] | 66 | 3000 | 352x103x566mm |  | 220-240V | -30°C to +35°C | 5 years | A++ |  |  | >70 |  | 3000 | 2240 |  |  |  | L80 > 102000 h |  | 117.89 |  |  | 9 | B | 25 °C | 11.5% | No Built-in accessory | Phased-out | 730/559 | CIE(x=0.43. y=0.403) 5SDCM | Class1. Class2 | IK09 | [11 empty] | dimmable
TBD | SMBT/1/F/U/16/30 | image | datasheet | deeplink | TUNGSRAM - SMBt - 1780lm - 16W - 3000K - 70CRI - TBD[SKU] - side 42-60mm. post 48-76mm and universal 35-76mm | 7.5 kg | side 42-60mm. post 48-76mm and universal 35-76mm | LED | 1 | 16 | YES |  |  |  |  | -30°C to +35°C | CE;ENEC |  | CE & ENEC | [6 empty] | 66 | 3000 | 352x103x566mm |  | 220-240V | -30°C to +35°C | 5 years | A++ |  |  | >70 |  | 3000 | 1780 |  |  |  | L80 > 102000 h |  | 111.25 |  |  | 9 | U | 25 °C | 11.5% | No Built-in accessory | Phased-out | 730/559 | CIE(x=0.43. y=0.403) 5SDCM | Class1. Class2 | IK09 | [11 empty] | dimmable
TBD | SMBT/1/F/T/16/30 | image | datasheet | deeplink | TUNGSRAM - SMBt - 1870lm - 16W - 3000K - 70CRI - TBD[SKU] - side 42-60mm. post 48-76mm and universal 35-76mm | 7.5 kg | side 42-60mm. post 48-76mm and universal 35-76mm | LED | 1 | 16 | YES |  |  |  |  | -30°C to +35°C | CE;ENEC |  | CE & ENEC | [6 empty] | 66 | 3000 | 352x103x566mm |  | 220-240V | -30°C to +35°C | 5 years | A++ |  |  | >70 |  | 3000 | 1870 |  |  |  | L80 > 102000 h |  | 116.88 |  |  | 9 | T | 25 °C | 11.5% | No Built-in accessory | Phased-out | 730/559 | CIE(x=0.43. y=0.403) 5SDCM | Class1. Class2 | IK09 | [11 empty] | dimmable
TBD | SMBT/1/F/S/16/30 | image | datasheet | deeplink | TUNGSRAM - SMBt - 1820lm - 16W - 3000K - 70CRI - TBD[SKU] - side 42-60mm. post 48-76mm and universal 35-76mm | 7.5 kg | side 42-60mm. post 48-76mm and universal 35-76mm |  | 1 | 16 | YES |  |  |  |  | -30°C to +35°C | CE;ENEC |  | CE & ENEC | [6 empty] | 66 | 3000 | 352x103x566mm |  | 220-240V | -30°C to +35°C | 5 years | A++ |  |  | >70 |  | 3000 | 1820 |  |  |  | L80 > 102000 h |  | 113.75 |  |  | 9 | S | 25 °C | 11.5% | No Built-in accessory | Phased-out | 730/559 | CIE(x=0.43. y=0.403) 5SDCM | Class1. Class2 | IK09 | [11 empty] | dimmable
TBD | SMBT/1/F/R/16/30 | image | datasheet | deeplink | TUNGSRAM - SMBt - 1840lm - 16W - 3000K - 70CRI - TBD[SKU] - side 42-60mm. post 48-76mm and universal 35-76mm | 7.5 kg | side 42-60mm. post 48-76mm and universal 35-76mm | LED | 1 | 16 | YES |  |  |  |  | -30°C to +35°C | CE;ENEC |  | CE & ENEC | [6 empty] | 66 | 3000 | 352x103x566mm |  | 220-240V | -30°C to +35°C | 5 years | A++ |  |  | >70 |  | 3000 | 1840 |  |  |  | L80 > 102000 h |  | 115 |  |  | 9 | R | 25 °C | 11.5% | No Built-in accessory | Phased-out | 730/559 | CIE(x=0.43. y=0.403) 5SDCM | Class1. Class2 | IK09 | [11 empty] | dimmable
TBD | SMBT/1/F/P/16/30 | image | datasheet | deeplink | TUNGSRAM - SMBt - 1830lm - 16W - 3000K - 70CRI - TBD[SKU] - side 42-60mm. post 48-76mm and universal 35-76mm | 7.5 kg | side 42-60mm. post 48-76mm and universal 35-76mm |  | 1 | 16 | YES |  |  |  |  | -30°C to +35°C | CE;ENEC |  | CE & ENEC | [6 empty] | 66 | 3000 | 352x103x566mm |  | 220-240V | -30°C to +35°C | 5 years | A++ |  |  | >70 |  | 3000 | 1830 |  |  |  | L80 > 102000 h |  | 114.38 |  |  | 9 | P | 25 °C | 11.5% | No Built-in accessory | Phased-out | 730/559 | CIE(x=0.43. y=0.403) 5SDCM | Class1. Class2 | IK09 | [11 empty] | dimmable
TBD | SMBT/1/F/N/16/30 | image | datasheet | deeplink | TUNGSRAM - SMBt - 1850lm - 16W - 3000K - 70CRI - TBD[SKU] - side 42-60mm. post 48-76mm and universal 35-76mm | 7.5 kg | side 42-60mm. post 48-76mm and universal 35-76mm |  | 1 | 16 | YES |  |  |  |  | -30°C to +35°C | CE;ENEC |  | CE & ENEC | [6 empty] | 66 | 3000 | 352x103x566mm |  | 220-240V | -30°C to +35°C | 5 years | A++ |  |  | >70 |  | 3000 | 1850 |  |  |  | L80 > 102000 h |  | 115.62 |  |  | 9 | N | 25 °C | 11.5% | No Built-in accessory | Phased-out | 730/559 | CIE(x=0.43. y=0.403) 5SDCM | Class1. Class2 | IK09 | [11 empty] | dimmable
TBD | SMBT/1/F/F/16/30 | image | datasheet | deeplink | TUNGSRAM - SMBt - 1830lm - 16W - 3000K - 70CRI - TBD[SKU] - side 42-60mm. post 48-76mm and universal 35-76mm | 7.5 kg | side 42-60mm. post 48-76mm and universal 35-76mm |  | 1 | 16 | YES |  |  |  |  | -30°C to +35°C | CE;ENEC |  | CE & ENEC | [6 empty] | 66 | 3000 | 352x103x566mm |  | 220-240V | -30°C to +35°C | 5 years | A++ |  |  | >70 |  | 3000 | 1830 |  |  |  | L80 > 102000 h |  | 114.38 |  |  | 9 | F | 25 °C | 11.5% | No Built-in accessory | Phased-out | 730/559 | CIE(x=0.43. y=0.403) 5SDCM | Class1. Class2 | IK09 | [11 empty] | dimmable
TBD | SMBT/1/F/E/16/30 | image | datasheet | deeplink | TUNGSRAM - SMBt - 1880lm - 16W - 3000K - 70CRI - TBD[SKU] - side 42-60mm. post 48-76mm and universal 35-76mm | 7.5 kg | side 42-60mm. post 48-76mm and universal 35-76mm | LED | 1 | 16 | YES |  |  |  |  | -30°C to +35°C | CE;ENEC |  | CE & ENEC | [6 empty] | 66 | 3000 | 352x103x566mm |  | 220-240V | -30°C to +35°C | 5 years | A++ |  |  | >70 |  | 3000 | 1880 |  |  |  | L80 > 102000 h |  | 117.5 |  |  | 9 | E | 25 °C | 11.5% | No Built-in accessory | Phased-out | 730/559 | CIE(x=0.43. y=0.403) 5SDCM | Class1. Class2 | IK09 | [11 empty] | dimmable
TBD | SMBT/1/F/D/16/30 | image | datasheet | deeplink | TUNGSRAM - SMBt - 1860lm - 16W - 3000K - 70CRI - TBD[SKU] - side 42-60mm. post 48-76mm and universal 35-76mm | 7.5 kg | side 42-60mm. post 48-76mm and universal 35-76mm | LED | 1 | 16 | YES |  |  |  |  | -30°C to +35°C | CE;ENEC |  | CE & ENEC | [6 empty] | 66 | 3000 | 352x103x566mm |  | 220-240V | -30°C to +35°C | 5 years | A++ |  |  | >70 |  | 3000 | 1860 |  |  |  | L80 > 102000 h |  | 116.25 |  |  | 9 | D | 25 °C | 11.5% | No Built-in accessory | Phased-out | 730/559 | CIE(x=0.43. y=0.403) 5SDCM | Class1. Class2 | IK09 | [11 empty] | dimmable
TBD | SMBT/1/F/C/16/30 | image | datasheet | deeplink | TUNGSRAM - SMBt - 1820lm - 16W - 3000K - 70CRI - TBD[SKU] - side 42-60mm. post 48-76mm and universal 35-76mm | 7.5 kg | side 42-60mm. post 48-76mm and universal 35-76mm |  | 1 | 16 | YES |  |  |  |  | -30°C to +35°C | CE;ENEC |  | CE & ENEC | [6 empty] | 66 | 3000 | 352x103x566mm |  | 220-240V | -30°C to +35°C | 5 years | A++ |  |  | >70 |  | 3000 | 1820 |  |  |  | L80 > 102000 h |  | 113.75 |  |  | 9 | C | 25 °C | 11.5% | No Built-in accessory | Phased-out | 730/559 | CIE(x=0.43. y=0.403) 5SDCM | Class1. Class2 | IK09 | [11 empty] | dimmable
TBD | SMBT/1/F/B/16/30 | image | datasheet | deeplink | TUNGSRAM - SMBt - 1850lm - 16W - 3000K - 70CRI - TBD[SKU] - side 42-60mm. post 48-76mm and universal 35-76mm | 7.5 kg | side 42-60mm. post 48-76mm and universal 35-76mm |  | 1 | 16 | YES |  |  |  |  | -30°C to +35°C | CE;ENEC |  | CE & ENEC | [6 empty] | 66 | 3000 | 352x103x566mm |  | 220-240V | -30°C to +35°C | 5 years | A++ |  |  | >70 |  | 3000 | 1850 |  |  |  | L80 > 102000 h |  | 115.62 |  |  | 9 | B | 25 °C | 11.5% | No Built-in accessory | Phased-out | 730/559 | CIE(x=0.43. y=0.403) 5SDCM | Class1. Class2 | IK09 | [11 empty] | dimmable
TBD | SP H/2/F/U/90/50 | image | datasheet | deeplink | TUNGSRAM - Spinella Double module - 10490lm - 90W - 5000K - 70CRI - TBD[SKU] - Side 48-60mm and post 48-76mm | 21 | Side 48-60mm and post 48-76mm | LED | 1 | 90 | YES |  |  |  |  | -30°C to +50°C | CE;ENEC |  | CE;ENEC | [6 empty] | 66 | 5000 | 977x420x216 mm |  | 220-240V | -30°C to +50°C | 5 years |  |  |  | >70 |  | 5000 | 10490 |  |  |  | L80 > 195000 h |  | 116.56 |  |  | 8 | U | 25 °C | 5.59% | ST | Phased-out | 750/559 | CIE(x=0.34. y=0.35) 5SDCM | Class1. Class2 | IK09 | [11 empty] | dimmable
TBD | SP H/2/F/U/230/50 | image | datasheet | deeplink | TUNGSRAM - Spinella Double module - 24650lm - 230W - 5000K - 70CRI - TBD[SKU] - Side 48-60mm and post 48-76mm | 21 | Side 48-60mm and post 48-76mm | LED | 1 | 230 | YES |  |  |  |  | -30°C to +50°C | CE;ENEC |  | CE;ENEC | [6 empty] | 66 | 5000 | 977x420x216 mm |  | 220-240V | -30°C to +50°C | 5 years |  |  |  | >70 |  | 5000 | 24650 |  |  |  | L80 > 195000 h |  | 107.17 |  |  | 8 | U | 25 °C | 5.59% | ST | Phased-out | 750/559 | CIE(x=0.34. y=0.35) 5SDCM | Class1. Class2 | IK09 | [11 empty] | dimmable
TBD | SP H/2/F/U/190/50 | image | datasheet | deeplink | TUNGSRAM - Spinella Double module - 20880lm - 190W - 5000K - 70CRI - TBD[SKU] - Side 48-60mm and post 48-76mm | 21 | Side 48-60mm and post 48-76mm | LED | 1 | 190 | YES |  |  |  |  | -30°C to +50°C | CE;ENEC |  | CE;ENEC | [6 empty] | 66 | 5000 | 977x420x216 mm |  | 220-240V | -30°C to +50°C | 5 years |  |  |  | >70 |  | 5000 | 20880 |  |  |  | L80 > 195000 h |  | 109.89 |  |  | 8 | U | 25 °C | 5.59% | ST | Phased-out | 750/559 | CIE(x=0.34. y=0.35) 5SDCM | Class1. Class2 | IK09 | [11 empty] | dimmable
TBD | SP H/2/F/U/156/50 | image | datasheet | deeplink | TUNGSRAM - Spinella Double module - 17670lm - 156W - 5000K - 70CRI - TBD[SKU] - Side 48-60mm and post 48-76mm | 21 | Side 48-60mm and post 48-76mm | LED | 1 | 156 | YES |  |  |  |  | -30°C to +50°C | CE;ENEC |  | CE;ENEC | [6 empty] | 66 | 5000 | 977x420x216 mm |  | 220-240V | -30°C to +50°C | 5 years |  |  |  | >70 |  | 5000 | 17670 |  |  |  | L80 > 195000 h |  | 113.27 |  |  | 8 | U | 25 °C | 5.59% | ST | Phased-out | 750/559 | CIE(x=0.34. y=0.35) 5SDCM | Class1. Class2 | IK09 | [11 empty] | dimmable
TBD | SP H/2/F/U/128/50 | image | datasheet | deeplink | TUNGSRAM - Spinella Double module - 15170lm - 128W - 5000K - 70CRI - TBD[SKU] - Side 48-60mm and post 48-76mm | 21 | Side 48-60mm and post 48-76mm | LED | 1 | 128 | YES |  |  |  |  | -30°C to +50°C | CE;ENEC |  | CE;ENEC | [6 empty] | 66 | 5000 | 977x420x216 mm |  | 220-240V | -30°C to +50°C | 5 years |  |  |  | >70 |  | 5000 | 15170 |  |  |  | L80 > 195000 h |  | 118.52 |  |  | 8 | U | 25 °C | 5.59% | ST | Phased-out | 750/559 | CIE(x=0.34. y=0.35) 5SDCM | Class1. Class2 | IK09 | [11 empty] | dimmable
TBD | SP H/2/F/U/108/50 | image | datasheet | deeplink | TUNGSRAM - Spinella Double module - 12140lm - 108W - 5000K - 70CRI - TBD[SKU] - Side 48-60mm and post 48-76mm | 21 | Side 48-60mm and post 48-76mm | LED | 1 | 108 | YES |  |  |  |  | -30°C to +50°C | CE;ENEC |  | CE;ENEC | [6 empty] | 66 | 5000 | 977x420x216 mm |  | 220-240V | -30°C to +50°C | 5 years |  |  |  | >70 |  | 5000 | 12140 |  |  |  | L80 > 195000 h |  | 112.41 |  |  | 8 | U | 25 °C | 5.59% | ST | Phased-out | 750/559 | CIE(x=0.34. y=0.35) 5SDCM | Class1. Class2 | IK09 | [11 empty] | dimmable
TBD | SP H/2/F/T/90/50 | image | datasheet | deeplink | TUNGSRAM - Spinella Double module - 11250lm - 90W - 5000K - 70CRI - TBD[SKU] - Side 48-60mm and post 48-76mm | 21 | Side 48-60mm and post 48-76mm | LED | 1 | 90 | YES |  |  |  |  | -30°C to +50°C | CE;ENEC |  | CE;ENEC | [6 empty] | 66 | 5000 | 977x420x216 mm |  | 220-240V | -30°C to +50°C | 5 years |  |  |  | >70 |  | 5000 | 11250 |  |  |  | L80 > 195000 h |  | 125 |  |  | 8 | T | 25 °C | 5.59% | ST | Phased-out | 750/559 | CIE(x=0.34. y=0.35) 5SDCM | Class1. Class2 | IK09 | [11 empty] | dimmable
TBD | SP H/2/F/T/230/50 | image | datasheet | deeplink | TUNGSRAM - Spinella Double module - 26440lm - 230W - 5000K - 70CRI - TBD[SKU] - Side 48-60mm and post 48-76mm | 21 | Side 48-60mm and post 48-76mm | LED | 1 | 230 | YES |  |  |  |  | -30°C to +50°C | CE;ENEC |  | CE;ENEC | [6 empty] | 66 | 5000 | 977x420x216 mm |  | 220-240V | -30°C to +50°C | 5 years |  |  |  | >70 |  | 5000 | 26440 |  |  |  | L80 > 195000 h |  | 114.96 |  |  | 8 | T | 25 °C | 5.59% | ST | Phased-out | 750/559 | CIE(x=0.34. y=0.35) 5SDCM | Class1. Class2 | IK09 | [11 empty] | dimmable
TBD | SP H/2/F/T/190/50 | image | datasheet | deeplink | TUNGSRAM - Spinella Double module - 22410lm - 190W - 5000K - 70CRI - TBD[SKU] - Side 48-60mm and post 48-76mm | 21 | Side 48-60mm and post 48-76mm | LED | 1 | 190 | YES |  |  |  |  | -30°C to +50°C | CE;ENEC |  | CE;ENEC | [6 empty] | 66 | 5000 | 977x420x216 mm |  | 220-240V | -30°C to +50°C | 5 years |  |  |  | >70 |  | 5000 | 22410 |  |  |  | L80 > 195000 h |  | 117.95 |  |  | 8 | T | 25 °C | 5.59% | ST | Phased-out | 750/559 | CIE(x=0.34. y=0.35) 5SDCM | Class1. Class2 | IK09 | [11 empty] | dimmable
TBD | SP H/2/F/T/156/50 | image | datasheet | deeplink | TUNGSRAM - Spinella Double module - 18950lm - 156W - 5000K - 70CRI - TBD[SKU] - Side 48-60mm and post 48-76mm | 21 | Side 48-60mm and post 48-76mm | LED | 1 | 156 | YES |  |  |  |  | -30°C to +50°C | CE;ENEC |  | CE;ENEC | [6 empty] | 66 | 5000 | 977x420x216 mm |  | 220-240V | -30°C to +50°C | 5 years |  |  |  | >70 |  | 5000 | 18950 |  |  |  | L80 > 195000 h |  | 121.47 |  |  | 8 | T | 25 °C | 5.59% | ST | Phased-out | 750/559 | CIE(x=0.34. y=0.35) 5SDCM | Class1. Class2 | IK09 | [11 empty] | dimmable
TBD | SP H/2/F/T/128/50 | image | datasheet | deeplink | TUNGSRAM - Spinella Double module - 16280lm - 128W - 5000K - 70CRI - TBD[SKU] - Side 48-60mm and post 48-76mm | 21 | Side 48-60mm and post 48-76mm | LED | 1 | 128 | YES |  |  |  |  | -30°C to +50°C | CE;ENEC |  | CE;ENEC | [6 empty] | 66 | 5000 | 977x420x216 mm |  | 220-240V | -30°C to +50°C | 5 years |  |  |  | >70 |  | 5000 | 16280 |  |  |  | L80 > 195000 h |  | 127.19 |  |  | 8 | T | 25 °C | 5.59% | ST | Phased-out | 750/559 | CIE(x=0.34. y=0.35) 5SDCM | Class1. Class2 | IK09 | [11 empty] | dimmable
TBD | SP H/2/F/T/108/50 | image | datasheet | deeplink | TUNGSRAM - Spinella Double module - 13030lm - 108W - 5000K - 70CRI - TBD[SKU] - Side 48-60mm and post 48-76mm | 21 | Side 48-60mm and post 48-76mm | LED | 1 | 108 | YES |  |  |  |  | -30°C to +50°C | CE;ENEC |  | CE;ENEC | [6 empty] | 66 | 5000 | 977x420x216 mm |  | 220-240V | -30°C to +50°C | 5 years |  |  |  | >70 |  | 5000 | 13030 |  |  |  | L80 > 195000 h |  | 120.65 |  |  | 8 | T | 25 °C | 5.59% | ST | Phased-out | 750/559 | CIE(x=0.34. y=0.35) 5SDCM | Class1. Class2 | IK09 | [11 empty] | dimmable
TBD | SP H/2/F/P/90/50 | image | datasheet | deeplink | TUNGSRAM - Spinella Double module - 10390lm - 90W - 5000K - 70CRI - TBD[SKU] - Side 48-60mm and post 48-76mm | 21 | Side 48-60mm and post 48-76mm | LED | 1 | 90 | YES |  |  |  |  | -30°C to +50°C | CE;ENEC |  | CE;ENEC | [6 empty] | 66 | 5000 | 977x420x216 mm |  | 220-240V | -30°C to +50°C | 5 years |  |  |  | >70 |  | 5000 | 10390 |  |  |  | L80 > 195000 h |  | 115.44 |  |  | 8 | P | 25 °C | 5.59% | ST | Phased-out | 750/559 | CIE(x=0.34. y=0.35) 5SDCM | Class1. Class2 | IK09 | [11 empty] | dimmable
TBD | SP H/2/F/P/230/50 | image | datasheet | deeplink | TUNGSRAM - Spinella Double module - 24430lm - 230W - 5000K - 70CRI - TBD[SKU] - Side 48-60mm and post 48-76mm | 21 | Side 48-60mm and post 48-76mm | LED | 1 | 230 | YES |  |  |  |  | -30°C to +50°C | CE;ENEC |  | CE;ENEC | [6 empty] | 66 | 5000 | 977x420x216 mm |  | 220-240V | -30°C to +50°C | 5 years |  |  |  | >70 |  | 5000 | 24430 |  |  |  | L80 > 195000 h |  | 106.22 |  |  | 8 | P | 25 °C | 5.59% | ST | Phased-out | 750/559 | CIE(x=0.34. y=0.35) 5SDCM | Class1. Class2 | IK09 | [11 empty] | dimmable
TBD | SP H/2/F/P/190/50 | image | datasheet | deeplink | TUNGSRAM - Spinella Double module - 20700lm - 190W - 5000K - 70CRI - TBD[SKU] - Side 48-60mm and post 48-76mm | 21 | Side 48-60mm and post 48-76mm | LED | 1 | 190 | YES |  |  |  |  | -30°C to +50°C | CE;ENEC |  | CE;ENEC | [6 empty] | 66 | 5000 | 977x420x216 mm |  | 220-240V | -30°C to +50°C | 5 years |  |  |  | >70 |  | 5000 | 20700 |  |  |  | L80 > 195000 h |  | 108.95 |  |  | 8 | P | 25 °C | 5.59% | ST | Phased-out | 750/559 | CIE(x=0.34. y=0.35) 5SDCM | Class1. Class2 | IK09 | [11 empty] | dimmable
TBD | SP H/2/F/P/156/50 | image | datasheet | deeplink | TUNGSRAM - Spinella Double module - 17510lm - 156W - 5000K - 70CRI - TBD[SKU] - Side 48-60mm and post 48-76mm | 21 | Side 48-60mm and post 48-76mm | LED | 1 | 156 | YES |  |  |  |  | -30°C to +50°C | CE;ENEC |  | CE;ENEC | [6 empty] | 66 | 5000 | 977x420x216 mm |  | 220-240V | -30°C to +50°C | 5 years |  |  |  | >70 |  | 5000 | 17510 |  |  |  | L80 > 195000 h |  | 112.24 |  |  | 8 | P | 25 °C | 5.59% | ST | Phased-out | 750/559 | CIE(x=0.34. y=0.35) 5SDCM | Class1. Class2 | IK09 | [11 empty] | dimmable
TBD | SP H/2/F/P/128/50 | image | datasheet | deeplink | TUNGSRAM - Spinella Double module - 15030lm - 128W - 5000K - 70CRI - TBD[SKU] - Side 48-60mm and post 48-76mm | 21 | Side 48-60mm and post 48-76mm | LED | 1 | 128 | YES |  |  |  |  | -30°C to +50°C | CE;ENEC |  | CE;ENEC | [6 empty] | 66 | 5000 | 977x420x216 mm |  | 220-240V | -30°C to +50°C | 5 years |  |  |  | >70 |  | 5000 | 15030 |  |  |  | L80 > 195000 h |  | 117.42 |  |  | 8 | P | 25 °C | 5.59% | ST | Phased-out | 750/559 | CIE(x=0.34. y=0.35) 5SDCM | Class1. Class2 | IK09 | [11 empty] | dimmable
TBD | SP H/2/F/P/108/50 | image | datasheet | deeplink | TUNGSRAM - Spinella Double module - 12030lm - 108W - 5000K - 70CRI - TBD[SKU] - Side 48-60mm and post 48-76mm | 21 | Side 48-60mm and post 48-76mm | LED | 1 | 108 | YES |  |  |  |  | -30°C to +50°C | CE;ENEC |  | CE;ENEC | [6 empty] | 66 | 5000 | 977x420x216 mm |  | 220-240V | -30°C to +50°C | 5 years |  |  |  | >70 |  | 5000 | 12030 |  |  |  | L80 > 195000 h |  | 111.39 |  |  | 8 | P | 25 °C | 5.59% | ST | Phased-out | 750/559 | CIE(x=0.34. y=0.35) 5SDCM | Class1. Class2 | IK09 | [11 empty] | dimmable
TBD | SP H/2/F/N/90/50 | image | datasheet | deeplink | TUNGSRAM - Spinella Double module - 11150lm - 90W - 5000K - 70CRI - TBD[SKU] - Side 48-60mm and post 48-76mm | 21 | Side 48-60mm and post 48-76mm | LED | 1 | 90 | YES |  |  |  |  | -30°C to +50°C | CE;ENEC |  | CE;ENEC | [6 empty] | 66 | 5000 | 977x420x216 mm |  | 220-240V | -30°C to +50°C | 5 years |  |  |  | >70 |  | 5000 | 11150 |  |  |  | L80 > 195000 h |  | 123.89 |  |  | 8 | N | 25 °C | 5.59% | ST | Phased-out | 750/559 | CIE(x=0.34. y=0.35) 5SDCM | Class1. Class2 | IK09 | [11 empty] | dimmable
TBD | SP H/2/F/N/230/50 | image | datasheet | deeplink | TUNGSRAM - Spinella Double module - 26200lm - 230W - 5000K - 70CRI - TBD[SKU] - Side 48-60mm and post 48-76mm | 21 | Side 48-60mm and post 48-76mm | LED | 1 | 230 | YES |  |  |  |  | -30°C to +50°C | CE;ENEC |  | CE;ENEC | [6 empty] | 66 | 5000 | 977x420x216 mm |  | 220-240V | -30°C to +50°C | 5 years |  |  |  | >70 |  | 5000 | 26200 |  |  |  | L80 > 195000 h |  | 113.91 |  |  | 8 | N | 25 °C | 5.59% | ST | Phased-out | 750/559 | CIE(x=0.34. y=0.35) 5SDCM | Class1. Class2 | IK09 | [11 empty] | dimmable
TBD | SP H/2/F/N/190/50 | image | datasheet | deeplink | TUNGSRAM - Spinella Double module - 22200lm - 190W - 5000K - 70CRI - TBD[SKU] - Side 48-60mm and post 48-76mm | 21 | Side 48-60mm and post 48-76mm | LED | 1 | 190 | YES |  |  |  |  | -30°C to +50°C | CE;ENEC |  | CE;ENEC | [6 empty] | 66 | 5000 | 977x420x216 mm |  | 220-240V | -30°C to +50°C | 5 years |  |  |  | >70 |  | 5000 | 22200 |  |  |  | L80 > 195000 h |  | 116.84 |  |  | 8 | N | 25 °C | 5.59% | ST | Phased-out | 750/559 | CIE(x=0.34. y=0.35) 5SDCM | Class1. Class2 | IK09 | [11 empty] | dimmable
TBD | SP H/2/F/N/156/50 | image | datasheet | deeplink | TUNGSRAM - Spinella Double module - 18770lm - 156W - 5000K - 70CRI - TBD[SKU] - Side 48-60mm and post 48-76mm | 21 | Side 48-60mm and post 48-76mm | LED | 1 | 156 | YES |  |  |  |  | -30°C to +50°C | CE;ENEC |  | CE;ENEC | [6 empty] | 66 | 5000 | 977x420x216 mm |  | 220-240V | -30°C to +50°C | 5 years |  |  |  | >70 |  | 5000 | 18770 |  |  |  | L80 > 195000 h |  | 120.32 |  |  | 8 | N | 25 °C | 5.59% | ST | Phased-out | 750/559 | CIE(x=0.34. y=0.35) 5SDCM | Class1. Class2 | IK09 | [11 empty] | dimmable
TBD | SP H/2/F/N/128/50 | image | datasheet | deeplink | TUNGSRAM - Spinella Double module - 16120lm - 128W - 5000K - 70CRI - TBD[SKU] - Side 48-60mm and post 48-76mm | 21 | Side 48-60mm and post 48-76mm | LED | 1 | 128 | YES |  |  |  |  | -30°C to +50°C | CE;ENEC |  | CE;ENEC | [6 empty] | 66 | 5000 | 977x420x216 mm |  | 220-240V | -30°C to +50°C | 5 years |  |  |  | >70 |  | 5000 | 16120 |  |  |  | L80 > 195000 h |  | 125.94 |  |  | 8 | N | 25 °C | 5.59% | ST | Phased-out | 750/559 | CIE(x=0.34. y=0.35) 5SDCM | Class1. Class2 | IK09 | [11 empty] | dimmable
TBD | SP H/2/F/N/108/50 | image | datasheet | deeplink | TUNGSRAM - Spinella Double module - 12900lm - 108W - 5000K - 70CRI - TBD[SKU] - Side 48-60mm and post 48-76mm | 21 | Side 48-60mm and post 48-76mm | LED | 1 | 108 | YES |  |  |  |  | -30°C to +50°C | CE;ENEC |  | CE;ENEC | [6 empty] | 66 | 5000 | 977x420x216 mm |  | 220-240V | -30°C to +50°C | 5 years |  |  |  | >70 |  | 5000 | 12900 |  |  |  | L80 > 195000 h |  | 119.44 |  |  | 8 | N | 25 °C | 5.59% | ST | Phased-out | 750/559 | CIE(x=0.34. y=0.35) 5SDCM | Class1. Class2 | IK09 | [11 empty] | dimmable
TBD | SP H/2/F/F/90/50 | image | datasheet | deeplink | TUNGSRAM - Spinella Double module - 11030lm - 90W - 5000K - 70CRI - TBD[SKU] - Side 48-60mm and post 48-76mm | 21 | Side 48-60mm and post 48-76mm | LED | 1 | 90 | YES |  |  |  |  | -30°C to +50°C | CE;ENEC |  | CE;ENEC | [6 empty] | 66 | 5000 | 977x420x216 mm |  | 220-240V | -30°C to +50°C | 5 years |  |  |  | >70 |  | 5000 | 11030 |  |  |  | L80 > 195000 h |  | 122.56 |  |  | 8 | F | 25 °C | 5.59% | ST | Phased-out | 750/559 | CIE(x=0.34. y=0.35) 5SDCM | Class1. Class2 | IK09 | [11 empty] | dimmable
TBD | SP H/2/F/F/230/50 | image | datasheet | deeplink | TUNGSRAM - Spinella Double module - 25930lm - 230W - 5000K - 70CRI - TBD[SKU] - Side 48-60mm and post 48-76mm | 21 | Side 48-60mm and post 48-76mm | LED | 1 | 230 | YES |  |  |  |  | -30°C to +50°C | CE;ENEC |  | CE;ENEC | [6 empty] | 66 | 5000 | 977x420x216 mm |  | 220-240V | -30°C to +50°C | 5 years |  |  |  | >70 |  | 5000 | 25930 |  |  |  | L80 > 195000 h |  | 112.74 |  |  | 8 | F | 25 °C | 5.59% | ST | Phased-out | 750/559 | CIE(x=0.34. y=0.35) 5SDCM | Class1. Class2 | IK09 | [11 empty] | dimmable
TBD | SP H/2/F/F/190/50 | image | datasheet | deeplink | TUNGSRAM - Spinella Double module - 21970lm - 190W - 5000K - 70CRI - TBD[SKU] - Side 48-60mm and post 48-76mm | 21 | Side 48-60mm and post 48-76mm | LED | 1 | 190 | YES |  |  |  |  | -30°C to +50°C | CE;ENEC |  | CE;ENEC | [6 empty] | 66 | 5000 | 977x420x216 mm |  | 220-240V | -30°C to +50°C | 5 years |  |  |  | >70 |  | 5000 | 21970 |  |  |  | L80 > 195000 h |  | 115.63 |  |  | 8 | F | 25 °C | 5.59% | ST | Phased-out | 750/559 | CIE(x=0.34. y=0.35) 5SDCM | Class1. Class2 | IK09 | [11 empty] | dimmable
TBD | SP H/2/F/F/156/50 | image | datasheet | deeplink | TUNGSRAM - Spinella Double module - 18590lm - 156W - 5000K - 70CRI - TBD[SKU] - Side 48-60mm and post 48-76mm | 21 | Side 48-60mm and post 48-76mm | LED | 1 | 156 | YES |  |  |  |  | -30°C to +50°C | CE;ENEC |  | CE;ENEC | [6 empty] | 66 | 5000 | 977x420x216 mm |  | 220-240V | -30°C to +50°C | 5 years |  |  |  | >70 |  | 5000 | 18590 |  |  |  | L80 > 195000 h |  | 119.17 |  |  | 8 | F | 25 °C | 5.59% | ST | Phased-out | 750/559 | CIE(x=0.34. y=0.35) 5SDCM | Class1. Class2 | IK09 | [11 empty] | dimmable
TBD | SP H/2/F/F/128/50 | image | datasheet | deeplink | TUNGSRAM - Spinella Double module - 15960lm - 128W - 5000K - 70CRI - TBD[SKU] - Side 48-60mm and post 48-76mm | 21 | Side 48-60mm and post 48-76mm | LED | 1 | 128 | YES |  |  |  |  | -30°C to +50°C | CE;ENEC |  | CE;ENEC | [6 empty] | 66 | 5000 | 977x420x216 mm |  | 220-240V | -30°C to +50°C | 5 years |  |  |  | >70 |  | 5000 | 15960 |  |  |  | L80 > 195000 h |  | 124.69 |  |  | 8 | F | 25 °C | 5.59% | ST | Phased-out | 750/559 | CIE(x=0.34. y=0.35) 5SDCM | Class1. Class2 | IK09 | [11 empty] | dimmable
TBD | SP H/2/F/F/108/50 | image | datasheet | deeplink | TUNGSRAM - Spinella Double module - 12780lm - 108W - 5000K - 70CRI - TBD[SKU] - Side 48-60mm and post 48-76mm | 21 | Side 48-60mm and post 48-76mm | LED | 1 | 108 | YES |  |  |  |  | -30°C to +50°C | CE;ENEC |  | CE;ENEC | [6 empty] | 66 | 5000 | 977x420x216 mm |  | 220-240V | -30°C to +50°C | 5 years |  |  |  | >70 |  | 5000 | 12780 |  |  |  | L80 > 195000 h |  | 118.33 |  |  | 8 | F | 25 °C | 5.59% | ST | Phased-out | 750/559 | CIE(x=0.34. y=0.35) 5SDCM | Class1. Class2 | IK09 | [11 empty] | dimmable
TBD | SP H/2/F/E/90/50 | image | datasheet | deeplink | TUNGSRAM - Spinella Double module - 10580lm - 90W - 5000K - 70CRI - TBD[SKU] - Side 48-60mm and post 48-76mm | 21 | Side 48-60mm and post 48-76mm | LED | 1 | 90 | YES |  |  |  |  | -30°C to +50°C | CE;ENEC |  | CE;ENEC | [6 empty] | 66 | 5000 | 977x420x216 mm |  | 220-240V | -30°C to +50°C | 5 years |  |  |  | >70 |  | 5000 | 10580 |  |  |  | L80 > 195000 h |  | 117.56 |  |  | 8 | E | 25 °C | 5.59% | ST | Phased-out | 750/559 | CIE(x=0.34. y=0.35) 5SDCM | Class1. Class2 | IK09 | [11 empty] | dimmable
TBD | SP H/2/F/E/230/50 | image | datasheet | deeplink | TUNGSRAM - Spinella Double module - 24890lm - 230W - 5000K - 70CRI - TBD[SKU] - Side 48-60mm and post 48-76mm | 21 | Side 48-60mm and post 48-76mm | LED | 1 | 230 | YES |  |  |  |  | -30°C to +50°C | CE;ENEC |  | CE;ENEC | [6 empty] | 66 | 5000 | 977x420x216 mm |  | 220-240V | -30°C to +50°C | 5 years |  |  |  | >70 |  | 5000 | 24890 |  |  |  | L80 > 195000 h |  | 108.22 |  |  | 8 | E | 25 °C | 5.59% | ST | Phased-out | 750/559 | CIE(x=0.34. y=0.35) 5SDCM | Class1. Class2 | IK09 | [11 empty] | dimmable
TBD | SP H/2/F/E/190/50 | image | datasheet | deeplink | TUNGSRAM - Spinella Double module - 21090lm - 190W - 5000K - 70CRI - TBD[SKU] - Side 48-60mm and post 48-76mm | 21 | Side 48-60mm and post 48-76mm | LED | 1 | 190 | YES |  |  |  |  | -30°C to +50°C | CE;ENEC |  | CE;ENEC | [6 empty] | 66 | 5000 | 977x420x216 mm |  | 220-240V | -30°C to +50°C | 5 years |  |  |  | >70 |  | 5000 | 21090 |  |  |  | L80 > 195000 h |  | 111 |  |  | 8 | E | 25 °C | 5.59% | ST | Phased-out | 750/559 | CIE(x=0.34. y=0.35) 5SDCM | Class1. Class2 | IK09 | [11 empty] | dimmable
TBD | SP H/2/F/E/156/50 | image | datasheet | deeplink | TUNGSRAM - Spinella Double module - 17840lm - 156W - 5000K - 70CRI - TBD[SKU] - Side 48-60mm and post 48-76mm | 21 | Side 48-60mm and post 48-76mm | LED | 1 | 156 | YES |  |  |  |  | -30°C to +50°C | CE;ENEC |  | CE;ENEC | [6 empty] | 66 | 5000 | 977x420x216 mm |  | 220-240V | -30°C to +50°C | 5 years |  |  |  | >70 |  | 5000 | 17840 |  |  |  | L80 > 195000 h |  | 114.36 |  |  | 8 | E | 25 °C | 5.59% | ST | Phased-out | 750/559 | CIE(x=0.34. y=0.35) 5SDCM | Class1. Class2 | IK09 | [11 empty] | dimmable
TBD | SP H/2/F/E/128/50 | image | datasheet | deeplink | TUNGSRAM - Spinella Double module - 15310lm - 128W - 5000K - 70CRI - TBD[SKU] - Side 48-60mm and post 48-76mm | 21 | Side 48-60mm and post 48-76mm | LED | 1 | 128 | YES |  |  |  |  | -30°C to +50°C | CE;ENEC |  | CE;ENEC | [6 empty] | 66 | 5000 | 977x420x216 mm |  | 220-240V | -30°C to +50°C | 5 years |  |  |  | >70 |  | 5000 | 15310 |  |  |  | L80 > 195000 h |  | 119.61 |  |  | 8 | E | 25 °C | 5.59% | ST | Phased-out | 750/559 | CIE(x=0.34. y=0.35) 5SDCM | Class1. Class2 | IK09 | [11 empty] | dimmable
TBD | SP H/2/F/E/108/50 | image | datasheet | deeplink | TUNGSRAM - Spinella Double module - 12250lm - 108W - 5000K - 70CRI - TBD[SKU] - Side 48-60mm and post 48-76mm | 21 | Side 48-60mm and post 48-76mm | LED | 1 | 108 | YES |  |  |  |  | -30°C to +50°C | CE;ENEC |  | CE;ENEC | [6 empty] | 66 | 5000 | 977x420x216 mm |  | 220-240V | -30°C to +50°C | 5 years |  |  |  | >70 |  | 5000 | 12250 |  |  |  | L80 > 195000 h |  | 113.43 |  |  | 8 | E | 25 °C | 5.59% | ST | Phased-out | 750/559 | CIE(x=0.34. y=0.35) 5SDCM | Class1. Class2 | IK09 | [11 empty] | dimmable
TBD | SP H/2/F/C/90/50 | image | datasheet | deeplink | TUNGSRAM - Spinella Double module - 10810lm - 90W - 5000K - 70CRI - TBD[SKU] - Side 48-60mm and post 48-76mm | 21 | Side 48-60mm and post 48-76mm | LED | 1 | 90 | YES |  |  |  |  | -30°C to +50°C | CE;ENEC |  | CE;ENEC | [6 empty] | 66 | 5000 | 977x420x216 mm |  | 220-240V | -30°C to +50°C | 5 years |  |  |  | >70 |  | 5000 | 10810 |  |  |  | L80 > 195000 h |  | 120.11 |  |  | 8 | C | 25 °C | 5.59% | ST | Phased-out | 750/559 | CIE(x=0.34. y=0.35) 5SDCM | Class1. Class2 | IK09 | [11 empty] | dimmable
TBD | SP H/2/F/C/230/50 | image | datasheet | deeplink | TUNGSRAM - Spinella Double module - 25410lm - 230W - 5000K - 70CRI - TBD[SKU] - Side 48-60mm and post 48-76mm | 21 | Side 48-60mm and post 48-76mm | LED | 1 | 230 | YES |  |  |  |  | -30°C to +50°C | CE;ENEC |  | CE;ENEC | [6 empty] | 66 | 5000 | 977x420x216 mm |  | 220-240V | -30°C to +50°C | 5 years |  |  |  | >70 |  | 5000 | 25410 |  |  |  | L80 > 195000 h |  | 110.48 |  |  | 8 | C | 25 °C | 5.59% | ST | Phased-out | 750/559 | CIE(x=0.34. y=0.35) 5SDCM | Class1. Class2 | IK09 | [11 empty] | dimmable
TBD | SP H/2/F/C/190/50 | image | datasheet | deeplink | TUNGSRAM - Spinella Double module - 21530lm - 190W - 5000K - 70CRI - TBD[SKU] - Side 48-60mm and post 48-76mm | 21 | Side 48-60mm and post 48-76mm | LED | 1 | 190 | YES |  |  |  |  | -30°C to +50°C | CE;ENEC |  | CE;ENEC | [6 empty] | 66 | 5000 | 977x420x216 mm |  | 220-240V | -30°C to +50°C | 5 years |  |  |  | >70 |  | 5000 | 21530 |  |  |  | L80 > 195000 h |  | 113.32 |  |  | 8 | C | 25 °C | 5.59% | ST | Phased-out | 750/559 | CIE(x=0.34. y=0.35) 5SDCM | Class1. Class2 | IK09 | [11 empty] | dimmable
TBD | SP H/2/F/C/156/50 | image | datasheet | deeplink | TUNGSRAM - Spinella Double module - 18220lm - 156W - 5000K - 70CRI - TBD[SKU] - Side 48-60mm and post 48-76mm | 21 | Side 48-60mm and post 48-76mm | LED | 1 | 156 | YES |  |  |  |  | -30°C to +50°C | CE;ENEC |  | CE;ENEC | [6 empty] | 66 | 5000 | 977x420x216 mm |  | 220-240V | -30°C to +50°C | 5 years |  |  |  | >70 |  | 5000 | 18220 |  |  |  | L80 > 195000 h |  | 116.79 |  |  | 8 | C | 25 °C | 5.59% | ST | Phased-out | 750/559 | CIE(x=0.34. y=0.35) 5SDCM | Class1. Class2 | IK09 | [11 empty] | dimmable
TBD | SP H/2/F/C/128/50 | image | datasheet | deeplink | TUNGSRAM - Spinella Double module - 15640lm - 128W - 5000K - 70CRI - TBD[SKU] - Side 48-60mm and post 48-76mm | 21 | Side 48-60mm and post 48-76mm | LED | 1 | 128 | YES |  |  |  |  | -30°C to +50°C | CE;ENEC |  | CE;ENEC | [6 empty] | 66 | 5000 | 977x420x216 mm |  | 220-240V | -30°C to +50°C | 5 years |  |  |  | >70 |  | 5000 | 15640 |  |  |  | L80 > 195000 h |  | 122.19 |  |  | 8 | C | 25 °C | 5.59% | ST | Phased-out | 750/559 | CIE(x=0.34. y=0.35) 5SDCM | Class1. Class2 | IK09 | [11 empty] | dimmable
TBD | SP H/2/F/C/108/50 | image | datasheet | deeplink | TUNGSRAM - Spinella Double module - 12510lm - 108W - 5000K - 70CRI - TBD[SKU] - Side 48-60mm and post 48-76mm | 21 | Side 48-60mm and post 48-76mm | LED | 1 | 108 | YES |  |  |  |  | -30°C to +50°C | CE;ENEC |  | CE;ENEC | [6 empty] | 66 | 5000 | 977x420x216 mm |  | 220-240V | -30°C to +50°C | 5 years |  |  |  | >70 |  | 5000 | 12510 |  |  |  | L80 > 195000 h |  | 115.83 |  |  | 8 | C | 25 °C | 5.59% | ST | Phased-out | 750/559 | CIE(x=0.34. y=0.35) 5SDCM | Class1. Class2 | IK09 | [11 empty] | dimmable
TBD | SP H/2/F/B/90/50 | image | datasheet | deeplink | TUNGSRAM - Spinella Double module - 10930lm - 90W - 5000K - 70CRI - TBD[SKU] - Side 48-60mm and post 48-76mm | 21 | Side 48-60mm and post 48-76mm | LED | 1 | 90 | YES |  |  |  |  | -30°C to +50°C | CE;ENEC |  | CE;ENEC | [6 empty] | 66 | 5000 | 977x420x216 mm |  | 220-240V | -30°C to +50°C | 5 years |  |  |  | >70 |  | 5000 | 10930 |  |  |  | L80 > 195000 h |  | 121.44 |  |  | 8 | B | 25 °C | 5.59% | ST | Phased-out | 750/559 | CIE(x=0.34. y=0.35) 5SDCM | Class1. Class2 | IK09 | [11 empty] | dimmable
TBD | SP H/2/F/B/230/50 | image | datasheet | deeplink | TUNGSRAM - Spinella Double module - 25680lm - 230W - 5000K - 70CRI - TBD[SKU] - Side 48-60mm and post 48-76mm | 21 | Side 48-60mm and post 48-76mm | LED | 1 | 230 | YES |  |  |  |  | -30°C to +50°C | CE;ENEC |  | CE;ENEC | [6 empty] | 66 | 5000 | 977x420x216 mm |  | 220-240V | -30°C to +50°C | 5 years |  |  |  | >70 |  | 5000 | 25680 |  |  |  | L80 > 195000 h |  | 111.65 |  |  | 8 | B | 25 °C | 5.59% | ST | Phased-out | 750/559 | CIE(x=0.34. y=0.35) 5SDCM | Class1. Class2 | IK09 | [11 empty] | dimmable
TBD | SP H/2/F/B/190/50 | image | datasheet | deeplink | TUNGSRAM - Spinella Double module - 21760lm - 190W - 5000K - 70CRI - TBD[SKU] - Side 48-60mm and post 48-76mm | 21 | Side 48-60mm and post 48-76mm | LED | 1 | 190 | YES |  |  |  |  | -30°C to +50°C | CE;ENEC |  | CE;ENEC | [6 empty] | 66 | 5000 | 977x420x216 mm |  | 220-240V | -30°C to +50°C | 5 years |  |  |  | >70 |  | 5000 | 21760 |  |  |  | L80 > 195000 h |  | 114.53 |  |  | 8 | B | 25 °C | 5.59% | ST | Phased-out | 750/559 | CIE(x=0.34. y=0.35) 5SDCM | Class1. Class2 | IK09 | [11 empty] | dimmable
TBD | SP H/2/F/B/156/50 | image | datasheet | deeplink | TUNGSRAM - Spinella Double module - 18410lm - 156W - 5000K - 70CRI - TBD[SKU] - Side 48-60mm and post 48-76mm | 21 | Side 48-60mm and post 48-76mm | LED | 1 | 156 | YES |  |  |  |  | -30°C to +50°C | CE;ENEC |  | CE;ENEC | [6 empty] | 66 | 5000 | 977x420x216 mm |  | 220-240V | -30°C to +50°C | 5 years |  |  |  | >70 |  | 5000 | 18410 |  |  |  | L80 > 195000 h |  | 118.01 |  |  | 8 | B | 25 °C | 5.59% | ST | Phased-out | 750/559 | CIE(x=0.34. y=0.35) 5SDCM | Class1. Class2 | IK09 | [11 empty] | dimmable
TBD | SP H/2/F/B/128/50 | image | datasheet | deeplink | TUNGSRAM - Spinella Double module - 15810lm - 128W - 5000K - 70CRI - TBD[SKU] - Side 48-60mm and post 48-76mm | 21 | Side 48-60mm and post 48-76mm | LED | 1 | 128 | YES |  |  |  |  | -30°C to +50°C | CE;ENEC |  | CE;ENEC | [6 empty] | 66 | 5000 | 977x420x216 mm |  | 220-240V | -30°C to +50°C | 5 years |  |  |  | >70 |  | 5000 | 15810 |  |  |  | L80 > 195000 h |  | 123.52 |  |  | 8 | B | 25 °C | 5.59% | ST | Phased-out | 750/559 | CIE(x=0.34. y=0.35) 5SDCM | Class1. Class2 | IK09 | [11 empty] | dimmable
TBD | SP H/2/F/B/108/50 | image | datasheet | deeplink | TUNGSRAM - Spinella Double module - 12650lm - 108W - 5000K - 70CRI - TBD[SKU] - Side 48-60mm and post 48-76mm | 21 | Side 48-60mm and post 48-76mm | LED | 1 | 108 | YES |  |  |  |  | -30°C to +50°C | CE;ENEC |  | CE;ENEC | [6 empty] | 66 | 5000 | 977x420x216 mm |  | 220-240V | -30°C to +50°C | 5 years |  |  |  | >70 |  | 5000 | 12650 |  |  |  | L80 > 195000 h |  | 117.13 |  |  | 8 | B | 25 °C | 5.59% | ST | Phased-out | 750/559 | CIE(x=0.34. y=0.35) 5SDCM | Class1. Class2 | IK09 | [11 empty] | dimmable
TBD | OK L/2/F/P/55/50/…/N60 | image | datasheet | deeplink | TUNGSRAM - Okapi LED - Decorative arm - 5260lm - 55W - 5000K - 70CRI - TBD[SKU] - decorative 48-60mm | max 11.1 | decorative 48-60mm |  | 1 | 55 | YES |  |  |  |  | -40°C to +50°C | CE;ENEC |  | CE & ENEC | [6 empty] | 66 | 5000 | 474x474x591 mm |  | 220-240V | -40°C to +50°C | 5 years | A++ |  |  | >70 |  | 5000 | 5260 |  |  |  | L80 > 110000 h |  | 96 |  |  | 8 | P | 25 °C | 5.57% | SP | Phased-out | 750/559 | CIE(x=0.34. y=0.35) 5SDCM | Class1. Class2 | IK08 | [11 empty] | dimmable
TBD | OK L/2/F/F/55/50/…/N60 | image | datasheet | deeplink | TUNGSRAM - Okapi LED - Decorative arm - 5640lm - 55W - 5000K - 70CRI - TBD[SKU] - decorative 48-60mm | max 11.1 | decorative 48-60mm |  | 1 | 55 | YES |  |  |  |  | -40°C to +50°C | CE;ENEC |  | CE & ENEC | [6 empty] | 66 | 5000 | 474x474x591 mm |  | 220-240V | -40°C to +50°C | 5 years | A++ |  |  | >70 |  | 5000 | 5640 |  |  |  | L80 > 110000 h |  | 103 |  |  | 8 | F | 25 °C | 5.57% | SP | Phased-out | 750/559 | CIE(x=0.34. y=0.35) 5SDCM | Class1. Class2 | IK08 | [11 empty] | dimmable
TBD | OK L/2/F/T/55/50/…/N60 | image | datasheet | deeplink | TUNGSRAM - Okapi LED - Decorative arm - 5750lm - 55W - 5000K - 70CRI - TBD[SKU] - decorative 48-60mm | max 11.1 | decorative 48-60mm |  | 1 | 55 | YES |  |  |  |  | -40°C to +50°C | CE;ENEC |  | CE & ENEC | [6 empty] | 66 | 5000 | 474x474x591 mm |  | 220-240V | -40°C to +50°C | 5 years | A++ |  |  | >70 |  | 5000 | 5750 |  |  |  | L80 > 110000 h |  | 105 |  |  | 8 | T | 25 °C | 5.57% | SP | Phased-out | 750/559 | CIE(x=0.34. y=0.35) 5SDCM | Class1. Class2 | IK08 | [11 empty] | dimmable
TBD | OK L/2/F/N/55/50/…/N60 | image | datasheet | deeplink | TUNGSRAM - Okapi LED - Decorative arm - 5820lm - 55W - 5000K - 70CRI - TBD[SKU] - decorative 48-60mm | max 11.1 | decorative 48-60mm |  | 1 | 55 | YES |  |  |  |  | -40°C to +50°C | CE;ENEC |  | CE & ENEC | [6 empty] | 66 | 5000 | 474x474x591 mm |  | 220-240V | -40°C to +50°C | 5 years | A++ |  |  | >70 |  | 5000 | 5820 |  |  |  | L80 > 110000 h |  | 106 |  |  | 8 | N | 25 °C | 5.57% | SP | Phased-out | 750/559 | CIE(x=0.34. y=0.35) 5SDCM | Class1. Class2 | IK08 | [11 empty] | dimmable
TBD | OK L/2/F/E/55/50/…/N60 | image | datasheet | deeplink | TUNGSRAM - Okapi LED - Decorative arm - 5700lm - 55W - 5000K - 70CRI - TBD[SKU] - decorative 48-60mm | max 11.1 | decorative 48-60mm |  | 1 | 55 | YES |  |  |  |  | -40°C to +50°C | CE;ENEC |  | CE & ENEC | [6 empty] | 66 | 5000 | 474x474x591 mm |  | 220-240V | -40°C to +50°C | 5 years | A++ |  |  | >70 |  | 5000 | 5700 |  |  |  | L80 > 110000 h |  | 104 |  |  | 8 | E | 25 °C | 5.57% | SP | Phased-out | 750/559 | CIE(x=0.34. y=0.35) 5SDCM | Class1. Class2 | IK08 | [11 empty] | dimmable
TBD | OK L/2/F/C/55/50/…/N60 | image | datasheet | deeplink | TUNGSRAM - Okapi LED - Decorative arm - 5620lm - 55W - 5000K - 70CRI - TBD[SKU] - decorative 48-60mm | max 11.1 | decorative 48-60mm |  | 1 | 55 | YES |  |  |  |  | -40°C to +50°C | CE;ENEC |  | CE & ENEC | [6 empty] | 66 | 5000 | 474x474x591 mm |  | 220-240V | -40°C to +50°C | 5 years | A++ |  |  | >70 |  | 5000 | 5620 |  |  |  | L80 > 110000 h |  | 102 |  |  | 8 | C | 25 °C | 5.57% | SP | Phased-out | 750/559 | CIE(x=0.34. y=0.35) 5SDCM | Class1. Class2 | IK08 | [11 empty] | dimmable
TBD | OK L/2/F/B/55/50/…/N60 | image | datasheet | deeplink | TUNGSRAM - Okapi LED - Decorative arm - 5640lm - 55W - 5000K - 70CRI - TBD[SKU] - decorative 48-60mm | max 11.1 | decorative 48-60mm |  | 1 | 55 | YES |  |  |  |  | -40°C to +50°C | CE;ENEC |  | CE & ENEC | [6 empty] | 66 | 5000 | 474x474x591 mm |  | 220-240V | -40°C to +50°C | 5 years | A++ |  |  | >70 |  | 5000 | 5640 |  |  |  | L80 > 110000 h |  | 103 |  |  | 8 | B | 25 °C | 5.57% | SP | Phased-out | 750/559 | CIE(x=0.34. y=0.35) 5SDCM | Class1. Class2 | IK08 | [11 empty] | dimmable
TBD | OK L/2/F/P/43/50/…/N60 | image | datasheet | deeplink | TUNGSRAM - Okapi LED - Decorative arm - 4240lm - 43W - 5000K - 70CRI - TBD[SKU] - decorative 48-60mm | max 11.1 | decorative 48-60mm |  | 1 | 43 | YES |  |  |  |  | -40°C to +50°C | CE;ENEC |  | CE & ENEC | [6 empty] | 66 | 5000 | 474x474x591 mm |  | 220-240V | -40°C to +50°C | 5 years | A++ |  |  | >70 |  | 5000 | 4240 |  |  |  | L80 > 110000 h |  | 99 |  |  | 8 | P | 25 °C | 5.57% | SP | Phased-out | 750/559 | CIE(x=0.34. y=0.35) 5SDCM | Class1. Class2 | IK08 | [11 empty] | dimmable
TBD | OK L/2/F/F/43/50/…/N60 | image | datasheet | deeplink | TUNGSRAM - Okapi LED - Decorative arm - 4540lm - 43W - 5000K - 70CRI - TBD[SKU] - decorative 48-60mm | max 11.1 | decorative 48-60mm |  | 1 | 43 | YES |  |  |  |  | -40°C to +50°C | CE;ENEC |  | CE & ENEC | [6 empty] | 66 | 5000 | 474x474x591 mm |  | 220-240V | -40°C to +50°C | 5 years | A++ |  |  | >70 |  | 5000 | 4540 |  |  |  | L80 > 110000 h |  | 106 |  |  | 8 | F | 25 °C | 5.57% | SP | Phased-out | 750/559 | CIE(x=0.34. y=0.35) 5SDCM | Class1. Class2 | IK08 | [11 empty] | dimmable
TBD | OK L/2/F/T/43/50/…/N60 | image | datasheet | deeplink | TUNGSRAM - Okapi LED - Decorative arm - 4630lm - 43W - 5000K - 70CRI - TBD[SKU] - decorative 48-60mm | max 11.1 | decorative 48-60mm |  | 1 | 43 | YES |  |  |  |  | -40°C to +50°C | CE;ENEC |  | CE & ENEC | [6 empty] | 66 | 5000 | 474x474x591 mm |  | 220-240V | -40°C to +50°C | 5 years | A++ |  |  | >70 |  | 5000 | 4630 |  |  |  | L80 > 110000 h |  | 108 |  |  | 8 | T | 25 °C | 5.57% | SP | Phased-out | 750/559 | CIE(x=0.34. y=0.35) 5SDCM | Class1. Class2 | IK08 | [11 empty] | dimmable
TBD | OK L/2/F/N/43/50/…/N60 | image | datasheet | deeplink | TUNGSRAM - Okapi LED - Decorative arm - 4690lm - 43W - 5000K - 70CRI - TBD[SKU] - decorative 48-60mm | max 11.1 | decorative 48-60mm |  | 1 | 43 | YES |  |  |  |  | -40°C to +50°C | CE;ENEC |  | CE & ENEC | [6 empty] | 66 | 5000 | 474x474x591 mm |  | 220-240V | -40°C to +50°C | 5 years | A++ |  |  | >70 |  | 5000 | 4690 |  |  |  | L80 > 110000 h |  | 109 |  |  | 8 | N | 25 °C | 5.57% | SP | Phased-out | 750/559 | CIE(x=0.34. y=0.35) 5SDCM | Class1. Class2 | IK08 | [11 empty] | dimmable
TBD | OK L/2/F/E/43/50/…/N60 | image | datasheet | deeplink | TUNGSRAM - Okapi LED - Decorative arm - 4590lm - 43W - 5000K - 70CRI - TBD[SKU] - decorative 48-60mm | max 11.1 | decorative 48-60mm |  | 1 | 43 | YES |  |  |  |  | -40°C to +50°C | CE;ENEC |  | CE & ENEC | [6 empty] | 66 | 5000 | 474x474x591 mm |  | 220-240V | -40°C to +50°C | 5 years | A++ |  |  | >70 |  | 5000 | 4590 |  |  |  | L80 > 110000 h |  | 107 |  |  | 8 | E | 25 °C | 5.57% | SP | Phased-out | 750/559 | CIE(x=0.34. y=0.35) 5SDCM | Class1. Class2 | IK08 | [11 empty] | dimmable
TBD | OK L/2/F/C/43/50/…/N60 | image | datasheet | deeplink | TUNGSRAM - Okapi LED - Decorative arm - 4520lm - 43W - 5000K - 70CRI - TBD[SKU] - decorative 48-60mm | max 11.1 | decorative 48-60mm |  | 1 | 43 | YES |  |  |  |  | -40°C to +50°C | CE;ENEC |  | CE & ENEC | [6 empty] | 66 | 5000 | 474x474x591 mm |  | 220-240V | -40°C to +50°C | 5 years | A++ |  |  | >70 |  | 5000 | 4520 |  |  |  | L80 > 110000 h |  | 105 |  |  | 8 | C | 25 °C | 5.57% | SP | Phased-out | 750/559 | CIE(x=0.34. y=0.35) 5SDCM | Class1. Class2 | IK08 | [11 empty] | dimmable
TBD | OK L/2/F/B/43/50/…/N60 | image | datasheet | deeplink | TUNGSRAM - Okapi LED - Decorative arm - 4540lm - 43W - 5000K - 70CRI - TBD[SKU] - decorative 48-60mm | max 11.1 | decorative 48-60mm |  | 1 | 43 | YES |  |  |  |  | -40°C to +50°C | CE;ENEC |  | CE & ENEC | [6 empty] | 66 | 5000 | 474x474x591 mm |  | 220-240V | -40°C to +50°C | 5 years | A++ |  |  | >70 |  | 5000 | 4540 |  |  |  | L80 > 110000 h |  | 106 |  |  | 8 | B | 25 °C | 5.57% | SP | Phased-out | 750/559 | CIE(x=0.34. y=0.35) 5SDCM | Class1. Class2 | IK08 | [11 empty] | dimmable
TBD | OK L/2/F/P/30/50/…/N60 | image | datasheet | deeplink | TUNGSRAM - Okapi LED - Decorative arm - 3080lm - 30W - 5000K - 70CRI - TBD[SKU] - decorative 48-60mm | max 11.1 | decorative 48-60mm |  | 1 | 30 | YES |  |  |  |  | -40°C to +50°C | CE;ENEC |  | CE & ENEC | [6 empty] | 66 | 5000 | 474x474x591 mm |  | 220-240V | -40°C to +50°C | 5 years | A++ |  |  | >70 |  | 5000 | 3080 |  |  |  | L80 > 110000 h |  | 103 |  |  | 8 | P | 25 °C | 5.57% | SP | Phased-out | 750/559 | CIE(x=0.34. y=0.35) 5SDCM | Class1. Class2 | IK08 | [11 empty] | dimmable
TBD | OK L/2/F/F/30/50/…/N60 | image | datasheet | deeplink | TUNGSRAM - Okapi LED - Decorative arm - 3310lm - 30W - 5000K - 70CRI - TBD[SKU] - decorative 48-60mm | max 11.1 | decorative 48-60mm |  | 1 | 30 | YES |  |  |  |  | -40°C to +50°C | CE;ENEC |  | CE & ENEC | [6 empty] | 66 | 5000 | 474x474x591 mm |  | 220-240V | -40°C to +50°C | 5 years | A++ |  |  | >70 |  | 5000 | 3310 |  |  |  | L80 > 110000 h |  | 110 |  |  | 8 | F | 25 °C | 5.57% | SP | Phased-out | 750/559 | CIE(x=0.34. y=0.35) 5SDCM | Class1. Class2 | IK08 | [11 empty] | dimmable
TBD | OK L/2/F/T/30/50/…/N60 | image | datasheet | deeplink | TUNGSRAM - Okapi LED - Decorative arm - 3370lm - 30W - 5000K - 70CRI - TBD[SKU] - decorative 48-60mm | max 11.1 | decorative 48-60mm |  | 1 | 30 | YES |  |  |  |  | -40°C to +50°C | CE;ENEC |  | CE & ENEC | [6 empty] | 66 | 5000 | 474x474x591 mm |  | 220-240V | -40°C to +50°C | 5 years | A++ |  |  | >70 |  | 5000 | 3370 |  |  |  | L80 > 110000 h |  | 112 |  |  | 8 | T | 25 °C | 5.57% | SP | Phased-out | 750/559 | CIE(x=0.34. y=0.35) 5SDCM | Class1. Class2 | IK08 | [11 empty] | dimmable
TBD | OK L/2/F/N/30/50/…/N60 | image | datasheet | deeplink | TUNGSRAM - Okapi LED - Decorative arm - 3410lm - 30W - 5000K - 70CRI - TBD[SKU] - decorative 48-60mm | max 11.1 | decorative 48-60mm |  | 1 | 30 | YES |  |  |  |  | -40°C to +50°C | CE;ENEC |  | CE & ENEC | [6 empty] | 66 | 5000 | 474x474x591 mm |  | 220-240V | -40°C to +50°C | 5 years | A++ |  |  | >70 |  | 5000 | 3410 |  |  |  | L80 > 110000 h |  | 114 |  |  | 8 | N | 25 °C | 5.57% | SP | Phased-out | 750/559 | CIE(x=0.34. y=0.35) 5SDCM | Class1. Class2 | IK08 | [11 empty] | dimmable
TBD | OK L/2/F/E/30/50/…/N60 | image | datasheet | deeplink | TUNGSRAM - Okapi LED - Decorative arm - 3340lm - 30W - 5000K - 70CRI - TBD[SKU] - decorative 48-60mm | max 11.1 | decorative 48-60mm |  | 1 | 30 | YES |  |  |  |  | -40°C to +50°C | CE;ENEC |  | CE & ENEC | [6 empty] | 66 | 5000 | 474x474x591 mm |  | 220-240V | -40°C to +50°C | 5 years | A++ |  |  | >70 |  | 5000 | 3340 |  |  |  | L80 > 110000 h |  | 111 |  |  | 8 | E | 25 °C | 5.57% | SP | Phased-out | 750/559 | CIE(x=0.34. y=0.35) 5SDCM | Class1. Class2 | IK08 | [11 empty] | dimmable
TBD | OK L/2/F/C/30/50/…/N60 | image | datasheet | deeplink | TUNGSRAM - Okapi LED - Decorative arm - 3290lm - 30W - 5000K - 70CRI - TBD[SKU] - decorative 48-60mm | max 11.1 | decorative 48-60mm |  | 1 | 30 | YES |  |  |  |  | -40°C to +50°C | CE;ENEC |  | CE & ENEC | [6 empty] | 66 | 5000 | 474x474x591 mm |  | 220-240V | -40°C to +50°C | 5 years | A++ |  |  | >70 |  | 5000 | 3290 |  |  |  | L80 > 110000 h |  | 110 |  |  | 8 | C | 25 °C | 5.57% | SP | Phased-out | 750/559 | CIE(x=0.34. y=0.35) 5SDCM | Class1. Class2 | IK08 | [11 empty] | dimmable
TBD | OK L/2/F/B/30/50/…/N60 | image | datasheet | deeplink | TUNGSRAM - Okapi LED - Decorative arm - 3310lm - 30W - 5000K - 70CRI - TBD[SKU] - decorative 48-60mm | max 11.1 | decorative 48-60mm |  | 1 | 30 | YES |  |  |  |  | -40°C to +50°C | CE;ENEC |  | CE & ENEC | [6 empty] | 66 | 5000 | 474x474x591 mm |  | 220-240V | -40°C to +50°C | 5 years | A++ |  |  | >70 |  | 5000 | 3310 |  |  |  | L80 > 110000 h |  | 110 |  |  | 8 | B | 25 °C | 5.57% | SP | Phased-out | 750/559 | CIE(x=0.34. y=0.35) 5SDCM | Class1. Class2 | IK08 | [11 empty] | dimmable
TBD | OK L/2/F/P/20/50/…/N60 | image | datasheet | deeplink | TUNGSRAM - Okapi LED - Decorative arm - 2070lm - 20W - 5000K - 70CRI - TBD[SKU] - decorative 48-60mm | max 11.1 | decorative 48-60mm |  | 1 | 20 | YES |  |  |  |  | -40°C to +50°C | CE;ENEC |  | CE & ENEC | [6 empty] | 66 | 5000 | 474x474x591 mm |  | 220-240V | -40°C to +50°C | 5 years | A++ |  |  | >70 |  | 5000 | 2070 |  |  |  | L80 > 110000 h |  | 104 |  |  | 8 | P | 25 °C | 5.57% | SP | Phased-out | 750/559 | CIE(x=0.34. y=0.35) 5SDCM | Class1. Class2 | IK08 | [11 empty] | dimmable
TBD | OK L/2/F/F/20/50/…/N60 | image | datasheet | deeplink | TUNGSRAM - Okapi LED - Decorative arm - 2220lm - 20W - 5000K - 70CRI - TBD[SKU] - decorative 48-60mm | max 11.1 | decorative 48-60mm |  | 1 | 20 | YES |  |  |  |  | -40°C to +50°C | CE;ENEC |  | CE & ENEC | [6 empty] | 66 | 5000 | 474x474x591 mm |  | 220-240V | -40°C to +50°C | 5 years | A++ |  |  | >70 |  | 5000 | 2220 |  |  |  | L80 > 110000 h |  | 111 |  |  | 8 | F | 25 °C | 5.57% | SP | Phased-out | 750/559 | CIE(x=0.34. y=0.35) 5SDCM | Class1. Class2 | IK08 | [11 empty] | dimmable
TBD | OK L/2/F/T/20/50/…/N60 | image | datasheet | deeplink | TUNGSRAM - Okapi LED - Decorative arm - 2270lm - 20W - 5000K - 70CRI - TBD[SKU] - decorative 48-60mm | max 11.1 | decorative 48-60mm |  | 1 | 20 | YES |  |  |  |  | -40°C to +50°C | CE;ENEC |  | CE & ENEC | [6 empty] | 66 | 5000 | 474x474x591 mm |  | 220-240V | -40°C to +50°C | 5 years | A++ |  |  | >70 |  | 5000 | 2270 |  |  |  | L80 > 110000 h |  | 114 |  |  | 8 | T | 25 °C | 5.57% | SP | Phased-out | 750/559 | CIE(x=0.34. y=0.35) 5SDCM | Class1. Class2 | IK08 | [11 empty] | dimmable
TBD | OK L/2/F/N/20/50/…/N60 | image | datasheet | deeplink | TUNGSRAM - Okapi LED - Decorative arm - 2290lm - 20W - 5000K - 70CRI - TBD[SKU] - decorative 48-60mm | max 11.1 | decorative 48-60mm |  | 1 | 20 | YES |  |  |  |  | -40°C to +50°C | CE;ENEC |  | CE & ENEC | [6 empty] | 66 | 5000 | 474x474x591 mm |  | 220-240V | -40°C to +50°C | 5 years | A++ |  |  | >70 |  | 5000 | 2290 |  |  |  | L80 > 110000 h |  | 115 |  |  | 8 | N | 25 °C | 5.57% | SP | Phased-out | 750/559 | CIE(x=0.34. y=0.35) 5SDCM | Class1. Class2 | IK08 | [11 empty] | dimmable
TBD | OK L/2/F/E/20/50/…/N60 | image | datasheet | deeplink | TUNGSRAM - Okapi LED - Decorative arm - 2250lm - 20W - 5000K - 70CRI - TBD[SKU] - decorative 48-60mm | max 11.1 | decorative 48-60mm |  | 1 | 20 | YES |  |  |  |  | -40°C to +50°C | CE;ENEC |  | CE & ENEC | [6 empty] | 66 | 5000 | 474x474x591 mm |  | 220-240V | -40°C to +50°C | 5 years | A++ |  |  | >70 |  | 5000 | 2250 |  |  |  | L80 > 110000 h |  | 113 |  |  | 8 | E | 25 °C | 5.57% | SP | Phased-out | 750/559 | CIE(x=0.34. y=0.35) 5SDCM | Class1. Class2 | IK08 | [11 empty] | dimmable
TBD | OK L/2/F/C/20/50/…/N60 | image | datasheet | deeplink | TUNGSRAM - Okapi LED - Decorative arm - 2210lm - 20W - 5000K - 70CRI - TBD[SKU] - decorative 48-60mm | max 11.1 | decorative 48-60mm |  | 1 | 20 | YES |  |  |  |  | -40°C to +50°C | CE;ENEC |  | CE & ENEC | [6 empty] | 66 | 5000 | 474x474x591 mm |  | 220-240V | -40°C to +50°C | 5 years | A++ |  |  | >70 |  | 5000 | 2210 |  |  |  | L80 > 110000 h |  | 111 |  |  | 8 | C | 25 °C | 5.57% | SP | Phased-out | 750/559 | CIE(x=0.34. y=0.35) 5SDCM | Class1. Class2 | IK08 | [11 empty] | dimmable
TBD | OK L/2/F/B/20/50/…/N60 | image | datasheet | deeplink | TUNGSRAM - Okapi LED - Decorative arm - 2220lm - 20W - 5000K - 70CRI - TBD[SKU] - decorative 48-60mm | max 11.1 | decorative 48-60mm |  | 1 | 20 | YES |  |  |  |  | -40°C to +50°C | CE;ENEC |  | CE & ENEC | [6 empty] | 66 | 5000 | 474x474x591 mm |  | 220-240V | -40°C to +50°C | 5 years | A++ |  |  | >70 |  | 5000 | 2220 |  |  |  | L80 > 110000 h |  | 111 |  |  | 8 | B | 25 °C | 5.57% | SP | Phased-out | 750/559 | CIE(x=0.34. y=0.35) 5SDCM | Class1. Class2 | IK08 | [11 empty] | dimmable
TBD | OK L/2/F/P/15/50/…/N60 | image | datasheet | deeplink | TUNGSRAM - Okapi LED - Decorative arm - 1510lm - 15W - 5000K - 70CRI - TBD[SKU] - decorative 48-60mm | max 11.1 | decorative 48-60mm |  | 1 | 15 | YES |  |  |  |  | -40°C to +50°C | CE;ENEC |  | CE & ENEC | [6 empty] | 66 | 5000 | 474x474x591 mm |  | 220-240V | -40°C to +50°C | 5 years | A++ |  |  | >70 |  | 5000 | 1510 |  |  |  | L80 > 110000 h |  | 101 |  |  | 8 | P | 25 °C | 5.57% | SP | Phased-out | 750/559 | CIE(x=0.34. y=0.35) 5SDCM | Class1. Class2 | IK08 | [11 empty] | dimmable
TBD | OK L/2/F/F/15/50/…/N60 | image | datasheet | deeplink | TUNGSRAM - Okapi LED - Decorative arm - 1610lm - 15W - 5000K - 70CRI - TBD[SKU] - decorative 48-60mm | max 11.1 | decorative 48-60mm |  | 1 | 15 | YES |  |  |  |  | -40°C to +50°C | CE;ENEC |  | CE & ENEC | [6 empty] | 66 | 5000 | 474x474x591 mm |  | 220-240V | -40°C to +50°C | 5 years | A++ |  |  | >70 |  | 5000 | 1610 |  |  |  | L80 > 110000 h |  | 107 |  |  | 8 | F | 25 °C | 5.57% | SP | Phased-out | 750/559 | CIE(x=0.34. y=0.35) 5SDCM | Class1. Class2 | IK08 | [11 empty] | dimmable
TBD | OK L/2/F/T/15/50/…/N60 | image | datasheet | deeplink | TUNGSRAM - Okapi LED - Decorative arm - 1650lm - 15W - 5000K - 70CRI - TBD[SKU] - decorative 48-60mm | max 11.1 | decorative 48-60mm |  | 1 | 15 | YES |  |  |  |  | -40°C to +50°C | CE;ENEC |  | CE & ENEC | [6 empty] | 66 | 5000 | 474x474x591 mm |  | 220-240V | -40°C to +50°C | 5 years | A++ |  |  | >70 |  | 5000 | 1650 |  |  |  | L80 > 110000 h |  | 110 |  |  | 8 | T | 25 °C | 5.57% | SP | Phased-out | 750/559 | CIE(x=0.34. y=0.35) 5SDCM | Class1. Class2 | IK08 | [11 empty] | dimmable
TBD | OK L/2/F/N/15/50/…/N60 | image | datasheet | deeplink | TUNGSRAM - Okapi LED - Decorative arm - 1670lm - 15W - 5000K - 70CRI - TBD[SKU] - decorative 48-60mm | max 11.1 | decorative 48-60mm |  | 1 | 15 | YES |  |  |  |  | -40°C to +50°C | CE;ENEC |  | CE & ENEC | [6 empty] | 66 | 5000 | 474x474x591 mm |  | 220-240V | -40°C to +50°C | 5 years | A++ |  |  | >70 |  | 5000 | 1670 |  |  |  | L80 > 110000 h |  | 111 |  |  | 8 | N | 25 °C | 5.57% | SP | Phased-out | 750/559 | CIE(x=0.34. y=0.35) 5SDCM | Class1. Class2 | IK08 | [11 empty] | dimmable
TBD | OK L/2/F/E/15/50/…/N60 | image | datasheet | deeplink | TUNGSRAM - Okapi LED - Decorative arm - 1640lm - 15W - 5000K - 70CRI - TBD[SKU] - decorative 48-60mm | max 11.1 | decorative 48-60mm |  | 1 | 15 | YES |  |  |  |  | -40°C to +50°C | CE;ENEC |  | CE & ENEC | [6 empty] | 66 | 5000 | 474x474x591 mm |  | 220-240V | -40°C to +50°C | 5 years | A++ |  |  | >70 |  | 5000 | 1640 |  |  |  | L80 > 110000 h |  | 109 |  |  | 8 | E | 25 °C | 5.57% | SP | Phased-out | 750/559 | CIE(x=0.34. y=0.35) 5SDCM | Class1. Class2 | IK08 | [11 empty] | dimmable
TBD | OK L/2/F/C/15/50/…/N60 | image | datasheet | deeplink | TUNGSRAM - Okapi LED - Decorative arm - 1600lm - 15W - 5000K - 70CRI - TBD[SKU] - decorative 48-60mm | max 11.1 | decorative 48-60mm |  | 1 | 15 | YES |  |  |  |  | -40°C to +50°C | CE;ENEC |  | CE & ENEC | [6 empty] | 66 | 5000 | 474x474x591 mm |  | 220-240V | -40°C to +50°C | 5 years | A++ |  |  | >70 |  | 5000 | 1600 |  |  |  | L80 > 110000 h |  | 107 |  |  | 8 | C | 25 °C | 5.57% | SP | Phased-out | 750/559 | CIE(x=0.34. y=0.35) 5SDCM | Class1. Class2 | IK08 | [11 empty] | dimmable
TBD | OK L/2/F/B/15/50/…/N60 | image | datasheet | deeplink | TUNGSRAM - Okapi LED - Decorative arm - 1610lm - 15W - 5000K - 70CRI - TBD[SKU] - decorative 48-60mm | max 11.1 | decorative 48-60mm |  | 1 | 15 | YES |  |  |  |  | -40°C to +50°C | CE;ENEC |  | CE & ENEC | [6 empty] | 66 | 5000 | 474x474x591 mm |  | 220-240V | -40°C to +50°C | 5 years | A++ |  |  | >70 |  | 5000 | 1610 |  |  |  | L80 > 110000 h |  | 107 |  |  | 8 | B | 25 °C | 5.57% | SP | Phased-out | 750/559 | CIE(x=0.34. y=0.35) 5SDCM | Class1. Class2 | IK08 | [11 empty] | dimmable
TBD | OK L/2/F/P/55/40/…/N60 | image | datasheet | deeplink | TUNGSRAM - Okapi LED - Decorative arm - 5040lm - 55W - 4000K - 70CRI - TBD[SKU] - decorative 48-60mm | max 11.1 | decorative 48-60mm |  | 1 | 55 | YES |  |  |  |  | -40°C to +50°C | CE;ENEC |  | CE & ENEC | [6 empty] | 66 | 4000 | 474x474x591 mm |  | 220-240V | -40°C to +50°C | 5 years | A++ |  |  | >70 |  | 4000 | 5040 |  |  |  | L80 > 110000 h |  | 92 |  |  | 8 | P | 25 °C | 5.57% | SP | Phased-out | 740/559 | CIE(x=0.38. y=0.38) 5SDCM | Class1. Class2 | IK08 | [11 empty] | dimmable
TBD | OK L/2/F/F/55/40/…/N60 | image | datasheet | deeplink | TUNGSRAM - Okapi LED - Decorative arm - 5400lm - 55W - 4000K - 70CRI - TBD[SKU] - decorative 48-60mm | max 11.1 | decorative 48-60mm |  | 1 | 55 | YES |  |  |  |  | -40°C to +50°C | CE;ENEC |  | CE & ENEC | [6 empty] | 66 | 4000 | 474x474x591 mm |  | 220-240V | -40°C to +50°C | 5 years | A++ |  |  | >70 |  | 4000 | 5400 |  |  |  | L80 > 110000 h |  | 98 |  |  | 8 | F | 25 °C | 5.57% | SP | Phased-out | 740/559 | CIE(x=0.38. y=0.38) 5SDCM | Class1. Class2 | IK08 | [11 empty] | dimmable
TBD | OK L/2/F/T/55/40/…/N60 | image | datasheet | deeplink | TUNGSRAM - Okapi LED - Decorative arm - 5510lm - 55W - 4000K - 70CRI - TBD[SKU] - decorative 48-60mm | max 11.1 | decorative 48-60mm |  | 1 | 55 | YES |  |  |  |  | -40°C to +50°C | CE;ENEC |  | CE & ENEC | [6 empty] | 66 | 4000 | 474x474x591 mm |  | 220-240V | -40°C to +50°C | 5 years | A++ |  |  | >70 |  | 4000 | 5510 |  |  |  | L80 > 110000 h |  | 100 |  |  | 8 | T | 25 °C | 5.57% | SP | Phased-out | 740/559 | CIE(x=0.38. y=0.38) 5SDCM | Class1. Class2 | IK08 | [11 empty] | dimmable
TBD | OK L/2/F/N/55/40/…/N60 | image | datasheet | deeplink | TUNGSRAM - Okapi LED - Decorative arm - 5570lm - 55W - 4000K - 70CRI - TBD[SKU] - decorative 48-60mm | max 11.1 | decorative 48-60mm |  | 1 | 55 | YES |  |  |  |  | -40°C to +50°C | CE;ENEC |  | CE & ENEC | [6 empty] | 66 | 4000 | 474x474x591 mm |  | 220-240V | -40°C to +50°C | 5 years | A++ |  |  | >70 |  | 4000 | 5570 |  |  |  | L80 > 110000 h |  | 101 |  |  | 8 | N | 25 °C | 5.57% | SP | Phased-out | 740/559 | CIE(x=0.38. y=0.38) 5SDCM | Class1. Class2 | IK08 | [11 empty] | dimmable
TBD | OK L/2/F/E/55/40/…/N60 | image | datasheet | deeplink | TUNGSRAM - Okapi LED - Decorative arm - 5460lm - 55W - 4000K - 70CRI - TBD[SKU] - decorative 48-60mm | max 11.1 | decorative 48-60mm |  | 1 | 55 | YES |  |  |  |  | -40°C to +50°C | CE;ENEC |  | CE & ENEC | [6 empty] | 66 | 4000 | 474x474x591 mm |  | 220-240V | -40°C to +50°C | 5 years | A++ |  |  | >70 |  | 4000 | 5460 |  |  |  | L80 > 110000 h |  | 99 |  |  | 8 | E | 25 °C | 5.57% | SP | Phased-out | 740/559 | CIE(x=0.38. y=0.38) 5SDCM | Class1. Class2 | IK08 | [11 empty] | dimmable
TBD | OK L/2/F/C/55/40/…/N60 | image | datasheet | deeplink | TUNGSRAM - Okapi LED - Decorative arm - 5380lm - 55W - 4000K - 70CRI - TBD[SKU] - decorative 48-60mm | max 11.1 | decorative 48-60mm |  | 1 | 55 | YES |  |  |  |  | -40°C to +50°C | CE;ENEC |  | CE & ENEC | [6 empty] | 66 | 4000 | 474x474x591 mm |  | 220-240V | -40°C to +50°C | 5 years | A++ |  |  | >70 |  | 4000 | 5380 |  |  |  | L80 > 110000 h |  | 98 |  |  | 8 | C | 25 °C | 5.57% | SP | Phased-out | 740/559 | CIE(x=0.38. y=0.38) 5SDCM | Class1. Class2 | IK08 | [11 empty] | dimmable
TBD | OK L/2/F/B/55/40/…/N60 | image | datasheet | deeplink | TUNGSRAM - Okapi LED - Decorative arm - 5400lm - 55W - 4000K - 70CRI - TBD[SKU] - decorative 48-60mm | max 11.1 | decorative 48-60mm |  | 1 | 55 | YES |  |  |  |  | -40°C to +50°C | CE;ENEC |  | CE & ENEC | [6 empty] | 66 | 4000 | 474x474x591 mm |  | 220-240V | -40°C to +50°C | 5 years | A++ |  |  | >70 |  | 4000 | 5400 |  |  |  | L80 > 110000 h |  | 98 |  |  | 8 | B | 25 °C | 5.57% | SP | Phased-out | 740/559 | CIE(x=0.38. y=0.38) 5SDCM | Class1. Class2 | IK08 | [11 empty] | dimmable
TBD | OK L/2/F/P/43/40/…/N60 | image | datasheet | deeplink | TUNGSRAM - Okapi LED - Decorative arm - 4060lm - 43W - 4000K - 70CRI - TBD[SKU] - decorative 48-60mm | max 11.1 | decorative 48-60mm |  | 1 | 43 | YES |  |  |  |  | -40°C to +50°C | CE;ENEC |  | CE & ENEC | [6 empty] | 66 | 4000 | 474x474x591 mm |  | 220-240V | -40°C to +50°C | 5 years | A++ |  |  | >70 |  | 4000 | 4060 |  |  |  | L80 > 110000 h |  | 94 |  |  | 8 | P | 25 °C | 5.57% | SP | Phased-out | 740/559 | CIE(x=0.38. y=0.38) 5SDCM | Class1. Class2 | IK08 | [11 empty] | dimmable
TBD | OK L/2/F/F/43/40/…/N60 | image | datasheet | deeplink | TUNGSRAM - Okapi LED - Decorative arm - 4350lm - 43W - 4000K - 70CRI - TBD[SKU] - decorative 48-60mm | max 11.1 | decorative 48-60mm |  | 1 | 43 | YES |  |  |  |  | -40°C to +50°C | CE;ENEC |  | CE & ENEC | [6 empty] | 66 | 4000 | 474x474x591 mm |  | 220-240V | -40°C to +50°C | 5 years | A++ |  |  | >70 |  | 4000 | 4350 |  |  |  | L80 > 110000 h |  | 101 |  |  | 8 | F | 25 °C | 5.57% | SP | Phased-out | 740/559 | CIE(x=0.38. y=0.38) 5SDCM | Class1. Class2 | IK08 | [11 empty] | dimmable
TBD | OK L/2/F/T/43/40/…/N60 | image | datasheet | deeplink | TUNGSRAM - Okapi LED - Decorative arm - 4440lm - 43W - 4000K - 70CRI - TBD[SKU] - decorative 48-60mm | max 11.1 | decorative 48-60mm |  | 1 | 43 | YES |  |  |  |  | -40°C to +50°C | CE;ENEC |  | CE & ENEC | [6 empty] | 66 | 4000 | 474x474x591 mm |  | 220-240V | -40°C to +50°C | 5 years | A++ |  |  | >70 |  | 4000 | 4440 |  |  |  | L80 > 110000 h |  | 103 |  |  | 8 | T | 25 °C | 5.57% | SP | Phased-out | 740/559 | CIE(x=0.38. y=0.38) 5SDCM | Class1. Class2 | IK08 | [11 empty] | dimmable
TBD | OK L/2/F/N/43/40/…/N60 | image | datasheet | deeplink | TUNGSRAM - Okapi LED - Decorative arm - 4490lm - 43W - 4000K - 70CRI - TBD[SKU] - decorative 48-60mm | max 11.1 | decorative 48-60mm |  | 1 | 43 | YES |  |  |  |  | -40°C to +50°C | CE;ENEC |  | CE & ENEC | [6 empty] | 66 | 4000 | 474x474x591 mm |  | 220-240V | -40°C to +50°C | 5 years | A++ |  |  | >70 |  | 4000 | 4490 |  |  |  | L80 > 110000 h |  | 104 |  |  | 8 | N | 25 °C | 5.57% | SP | Phased-out | 740/559 | CIE(x=0.38. y=0.38) 5SDCM | Class1. Class2 | IK08 | [11 empty] | dimmable
TBD | OK L/2/F/E/43/40/…/N60 | image | datasheet | deeplink | TUNGSRAM - Okapi LED - Decorative arm - 4400lm - 43W - 4000K - 70CRI - TBD[SKU] - decorative 48-60mm | max 11.1 | decorative 48-60mm |  | 1 | 43 | YES |  |  |  |  | -40°C to +50°C | CE;ENEC |  | CE & ENEC | [6 empty] | 66 | 4000 | 474x474x591 mm |  | 220-240V | -40°C to +50°C | 5 years | A++ |  |  | >70 |  | 4000 | 4400 |  |  |  | L80 > 110000 h |  | 102 |  |  | 8 | E | 25 °C | 5.57% | SP | Phased-out | 740/559 | CIE(x=0.38. y=0.38) 5SDCM | Class1. Class2 | IK08 | [11 empty] | dimmable
TBD | OK L/2/F/C/43/40/…/N60 | image | datasheet | deeplink | TUNGSRAM - Okapi LED - Decorative arm - 4330lm - 43W - 4000K - 70CRI - TBD[SKU] - decorative 48-60mm | max 11.1 | decorative 48-60mm |  | 1 | 43 | YES |  |  |  |  | -40°C to +50°C | CE;ENEC |  | CE & ENEC | [6 empty] | 66 | 4000 | 474x474x591 mm |  | 220-240V | -40°C to +50°C | 5 years | A++ |  |  | >70 |  | 4000 | 4330 |  |  |  | L80 > 110000 h |  | 101 |  |  | 8 | C | 25 °C | 5.57% | SP | Phased-out | 740/559 | CIE(x=0.38. y=0.38) 5SDCM | Class1. Class2 | IK08 | [11 empty] | dimmable
TBD | OK L/2/F/B/43/40/…/N60 | image | datasheet | deeplink | TUNGSRAM - Okapi LED - Decorative arm - 4350lm - 43W - 4000K - 70CRI - TBD[SKU] - decorative 48-60mm | max 11.1 | decorative 48-60mm |  | 1 | 43 | YES |  |  |  |  | -40°C to +50°C | CE;ENEC |  | CE & ENEC | [6 empty] | 66 | 4000 | 474x474x591 mm |  | 220-240V | -40°C to +50°C | 5 years | A++ |  |  | >70 |  | 4000 | 4350 |  |  |  | L80 > 110000 h |  | 101 |  |  | 8 | B | 25 °C | 5.57% | SP | Phased-out | 740/559 | CIE(x=0.38. y=0.38) 5SDCM | Class1. Class2 | IK08 | [11 empty] | dimmable
TBD | OK L/2/F/P/30/40/…/N60 | image | datasheet | deeplink | TUNGSRAM - Okapi LED - Decorative arm - 2950lm - 30W - 4000K - 70CRI - TBD[SKU] - decorative 48-60mm | max 11.1 | decorative 48-60mm |  | 1 | 30 | YES |  |  |  |  | -40°C to +50°C | CE;ENEC |  | CE & ENEC | [6 empty] | 66 | 4000 | 474x474x591 mm |  | 220-240V | -40°C to +50°C | 5 years | A++ |  |  | >70 |  | 4000 | 2950 |  |  |  | L80 > 110000 h |  | 98 |  |  | 8 | P | 25 °C | 5.57% | SP | Phased-out | 740/559 | CIE(x=0.38. y=0.38) 5SDCM | Class1. Class2 | IK08 | [11 empty] | dimmable
TBD | OK L/2/F/F/30/40/…/N60 | image | datasheet | deeplink | TUNGSRAM - Okapi LED - Decorative arm - 3170lm - 30W - 4000K - 70CRI - TBD[SKU] - decorative 48-60mm | max 11.1 | decorative 48-60mm |  | 1 | 30 | YES |  |  |  |  | -40°C to +50°C | CE;ENEC |  | CE & ENEC | [6 empty] | 66 | 4000 | 474x474x591 mm |  | 220-240V | -40°C to +50°C | 5 years | A++ |  |  | >70 |  | 4000 | 3170 |  |  |  | L80 > 110000 h |  | 106 |  |  | 8 | F | 25 °C | 5.57% | SP | Phased-out | 740/559 | CIE(x=0.38. y=0.38) 5SDCM | Class1. Class2 | IK08 | [11 empty] | dimmable
TBD | OK L/2/F/T/30/40/…/N60 | image | datasheet | deeplink | TUNGSRAM - Okapi LED - Decorative arm - 3230lm - 30W - 4000K - 70CRI - TBD[SKU] - decorative 48-60mm | max 11.1 | decorative 48-60mm |  | 1 | 30 | YES |  |  |  |  | -40°C to +50°C | CE;ENEC |  | CE & ENEC | [6 empty] | 66 | 4000 | 474x474x591 mm |  | 220-240V | -40°C to +50°C | 5 years | A++ |  |  | >70 |  | 4000 | 3230 |  |  |  | L80 > 110000 h |  | 108 |  |  | 8 | T | 25 °C | 5.57% | SP | Phased-out | 740/559 | CIE(x=0.38. y=0.38) 5SDCM | Class1. Class2 | IK08 | [11 empty] | dimmable
TBD | OK L/2/F/N/30/40/…/N60 | image | datasheet | deeplink | TUNGSRAM - Okapi LED - Decorative arm - 3270lm - 30W - 4000K - 70CRI - TBD[SKU] - decorative 48-60mm | max 11.1 | decorative 48-60mm |  | 1 | 30 | YES |  |  |  |  | -40°C to +50°C | CE;ENEC |  | CE & ENEC | [6 empty] | 66 | 4000 | 474x474x591 mm |  | 220-240V | -40°C to +50°C | 5 years | A++ |  |  | >70 |  | 4000 | 3270 |  |  |  | L80 > 110000 h |  | 109 |  |  | 8 | N | 25 °C | 5.57% | SP | Phased-out | 740/559 | CIE(x=0.38. y=0.38) 5SDCM | Class1. Class2 | IK08 | [11 empty] | dimmable
TBD | OK L/2/F/E/30/40/…/N60 | image | datasheet | deeplink | TUNGSRAM - Okapi LED - Decorative arm - 3200lm - 30W - 4000K - 70CRI - TBD[SKU] - decorative 48-60mm | max 11.1 | decorative 48-60mm |  | 1 | 30 | YES |  |  |  |  | -40°C to +50°C | CE;ENEC |  | CE & ENEC | [6 empty] | 66 | 4000 | 474x474x591 mm |  | 220-240V | -40°C to +50°C | 5 years | A++ |  |  | >70 |  | 4000 | 3200 |  |  |  | L80 > 110000 h |  | 107 |  |  | 8 | E | 25 °C | 5.57% | SP | Phased-out | 740/559 | CIE(x=0.38. y=0.38) 5SDCM | Class1. Class2 | IK08 | [11 empty] | dimmable
TBD | OK L/2/F/C/30/40/…/N60 | image | datasheet | deeplink | TUNGSRAM - Okapi LED - Decorative arm - 3150lm - 30W - 4000K - 70CRI - TBD[SKU] - decorative 48-60mm | max 11.1 | decorative 48-60mm |  | 1 | 30 | YES |  |  |  |  | -40°C to +50°C | CE;ENEC |  | CE & ENEC | [6 empty] | 66 | 4000 | 474x474x591 mm |  | 220-240V | -40°C to +50°C | 5 years | A++ |  |  | >70 |  | 4000 | 3150 |  |  |  | L80 > 110000 h |  | 105 |  |  | 8 | C | 25 °C | 5.57% | SP | Phased-out | 740/559 | CIE(x=0.38. y=0.38) 5SDCM | Class1. Class2 | IK08 | [11 empty] | dimmable
TBD | OK L/2/F/B/30/40/…/N60 | image | datasheet | deeplink | TUNGSRAM - Okapi LED - Decorative arm - 3170lm - 30W - 4000K - 70CRI - TBD[SKU] - decorative 48-60mm | max 11.1 | decorative 48-60mm |  | 1 | 30 | YES |  |  |  |  | -40°C to +50°C | CE;ENEC |  | CE & ENEC | [6 empty] | 66 | 4000 | 474x474x591 mm |  | 220-240V | -40°C to +50°C | 5 years | A++ |  |  | >70 |  | 4000 | 3170 |  |  |  | L80 > 110000 h |  | 106 |  |  | 8 | B | 25 °C | 5.57% | SP | Phased-out | 740/559 | CIE(x=0.38. y=0.38) 5SDCM | Class1. Class2 | IK08 | [11 empty] | dimmable
TBD | OK L/2/F/P/20/40/…/N60 | image | datasheet | deeplink | TUNGSRAM - Okapi LED - Decorative arm - 1990lm - 20W - 4000K - 70CRI - TBD[SKU] - decorative 48-60mm | max 11.1 | decorative 48-60mm |  | 1 | 20 | YES |  |  |  |  | -40°C to +50°C | CE;ENEC |  | CE & ENEC | [6 empty] | 66 | 4000 | 474x474x591 mm |  | 220-240V | -40°C to +50°C | 5 years | A++ |  |  | >70 |  | 4000 | 1990 |  |  |  | L80 > 110000 h |  | 100 |  |  | 8 | P | 25 °C | 5.57% | SP | Phased-out | 740/559 | CIE(x=0.38. y=0.38) 5SDCM | Class1. Class2 | IK08 | [11 empty] | dimmable
TBD | OK L/2/F/F/20/40/…/N60 | image | datasheet | deeplink | TUNGSRAM - Okapi LED - Decorative arm - 2130lm - 20W - 4000K - 70CRI - TBD[SKU] - decorative 48-60mm | max 11.1 | decorative 48-60mm |  | 1 | 20 | YES |  |  |  |  | -40°C to +50°C | CE;ENEC |  | CE & ENEC | [6 empty] | 66 | 4000 | 474x474x591 mm |  | 220-240V | -40°C to +50°C | 5 years | A++ |  |  | >70 |  | 4000 | 2130 |  |  |  | L80 > 110000 h |  | 107 |  |  | 8 | F | 25 °C | 5.57% | SP | Phased-out | 740/559 | CIE(x=0.38. y=0.38) 5SDCM | Class1. Class2 | IK08 | [11 empty] | dimmable
TBD | OK L/2/F/T/20/40/…/N60 | image | datasheet | deeplink | TUNGSRAM - Okapi LED - Decorative arm - 2180lm - 20W - 4000K - 70CRI - TBD[SKU] - decorative 48-60mm | max 11.1 | decorative 48-60mm |  | 1 | 20 | YES |  |  |  |  | -40°C to +50°C | CE;ENEC |  | CE & ENEC | [6 empty] | 66 | 4000 | 474x474x591 mm |  | 220-240V | -40°C to +50°C | 5 years | A++ |  |  | >70 |  | 4000 | 2180 |  |  |  | L80 > 110000 h |  | 109 |  |  | 8 | T | 25 °C | 5.57% | SP | Phased-out | 740/559 | CIE(x=0.38. y=0.38) 5SDCM | Class1. Class2 | IK08 | [11 empty] | dimmable
TBD | OK L/2/F/N/20/40/…/N60 | image | datasheet | deeplink | TUNGSRAM - Okapi LED - Decorative arm - 2200lm - 20W - 4000K - 70CRI - TBD[SKU] - decorative 48-60mm | max 11.1 | decorative 48-60mm |  | 1 | 20 | YES |  |  |  |  | -40°C to +50°C | CE;ENEC |  | CE & ENEC | [6 empty] | 66 | 4000 | 474x474x591 mm |  | 220-240V | -40°C to +50°C | 5 years | A++ |  |  | >70 |  | 4000 | 2200 |  |  |  | L80 > 110000 h |  | 110 |  |  | 8 | N | 25 °C | 5.57% | SP | Phased-out | 740/559 | CIE(x=0.38. y=0.38) 5SDCM | Class1. Class2 | IK08 | [11 empty] | dimmable
TBD | OK L/2/F/E/20/40/…/N60 | image | datasheet | deeplink | TUNGSRAM - Okapi LED - Decorative arm - 2160lm - 20W - 4000K - 70CRI - TBD[SKU] - decorative 48-60mm | max 11.1 | decorative 48-60mm |  | 1 | 20 | YES |  |  |  |  | -40°C to +50°C | CE;ENEC |  | CE & ENEC | [6 empty] | 66 | 4000 | 474x474x591 mm |  | 220-240V | -40°C to +50°C | 5 years | A++ |  |  | >70 |  | 4000 | 2160 |  |  |  | L80 > 110000 h |  | 108 |  |  | 8 | E | 25 °C | 5.57% | SP | Phased-out | 740/559 | CIE(x=0.38. y=0.38) 5SDCM | Class1. Class2 | IK08 | [11 empty] | dimmable
TBD | OK L/2/F/C/20/40/…/N60 | image | datasheet | deeplink | TUNGSRAM - Okapi LED - Decorative arm - 2120lm - 20W - 4000K - 70CRI - TBD[SKU] - decorative 48-60mm | max 11.1 | decorative 48-60mm |  | 1 | 20 | YES |  |  |  |  | -40°C to +50°C | CE;ENEC |  | CE & ENEC | [6 empty] | 66 | 4000 | 474x474x591 mm |  | 220-240V | -40°C to +50°C | 5 years | A++ |  |  | >70 |  | 4000 | 2120 |  |  |  | L80 > 110000 h |  | 106 |  |  | 8 | C | 25 °C | 5.57% | SP | Phased-out | 740/559 | CIE(x=0.38. y=0.38) 5SDCM | Class1. Class2 | IK08 | [11 empty] | dimmable
TBD | OK L/2/F/B/20/40/…/N60 | image | datasheet | deeplink | TUNGSRAM - Okapi LED - Decorative arm - 2130lm - 20W - 4000K - 70CRI - TBD[SKU] - decorative 48-60mm | max 11.1 | decorative 48-60mm |  | 1 | 20 | YES |  |  |  |  | -40°C to +50°C | CE;ENEC |  | CE & ENEC | [6 empty] | 66 | 4000 | 474x474x591 mm |  | 220-240V | -40°C to +50°C | 5 years | A++ |  |  | >70 |  | 4000 | 2130 |  |  |  | L80 > 110000 h |  | 107 |  |  | 8 | B | 25 °C | 5.57% | SP | Phased-out | 740/559 | CIE(x=0.38. y=0.38) 5SDCM | Class1. Class2 | IK08 | [11 empty] | dimmable
TBD | OK L/2/F/P/15/40/…/N60 | image | datasheet | deeplink | TUNGSRAM - Okapi LED - Decorative arm - 1450lm - 15W - 4000K - 70CRI - TBD[SKU] - decorative 48-60mm | max 11.1 | decorative 48-60mm |  | 1 | 15 | YES |  |  |  |  | -40°C to +50°C | CE;ENEC |  | CE & ENEC | [6 empty] | 66 | 4000 | 474x474x591 mm |  | 220-240V | -40°C to +50°C | 5 years | A++ |  |  | >70 |  | 4000 | 1450 |  |  |  | L80 > 110000 h |  | 97 |  |  | 8 | P | 25 °C | 5.57% | SP | Phased-out | 740/559 | CIE(x=0.38. y=0.38) 5SDCM | Class1. Class2 | IK08 | [11 empty] | dimmable
TBD | OK L/2/F/F/15/40/…/N60 | image | datasheet | deeplink | TUNGSRAM - Okapi LED - Decorative arm - 1550lm - 15W - 4000K - 70CRI - TBD[SKU] - decorative 48-60mm | max 11.1 | decorative 48-60mm |  | 1 | 15 | YES |  |  |  |  | -40°C to +50°C | CE;ENEC |  | CE & ENEC | [6 empty] | 66 | 4000 | 474x474x591 mm |  | 220-240V | -40°C to +50°C | 5 years | A++ |  |  | >70 |  | 4000 | 1550 |  |  |  | L80 > 110000 h |  | 103 |  |  | 8 | F | 25 °C | 5.57% | SP | Phased-out | 740/559 | CIE(x=0.38. y=0.38) 5SDCM | Class1. Class2 | IK08 | [11 empty] | dimmable
TBD | OK L/2/F/T/15/40/…/N60 | image | datasheet | deeplink | TUNGSRAM - Okapi LED - Decorative arm - 1580lm - 15W - 4000K - 70CRI - TBD[SKU] - decorative 48-60mm | max 11.1 | decorative 48-60mm |  | 1 | 15 | YES |  |  |  |  | -40°C to +50°C | CE;ENEC |  | CE & ENEC | [6 empty] | 66 | 4000 | 474x474x591 mm |  | 220-240V | -40°C to +50°C | 5 years | A++ |  |  | >70 |  | 4000 | 1580 |  |  |  | L80 > 110000 h |  | 105 |  |  | 8 | T | 25 °C | 5.57% | SP | Phased-out | 740/559 | CIE(x=0.38. y=0.38) 5SDCM | Class1. Class2 | IK08 | [11 empty] | dimmable
TBD | OK L/2/F/N/15/40/…/N60 | image | datasheet | deeplink | TUNGSRAM - Okapi LED - Decorative arm - 1600lm - 15W - 4000K - 70CRI - TBD[SKU] - decorative 48-60mm | max 11.1 | decorative 48-60mm |  | 1 | 15 | YES |  |  |  |  | -40°C to +50°C | CE;ENEC |  | CE & ENEC | [6 empty] | 66 | 4000 | 474x474x591 mm |  | 220-240V | -40°C to +50°C | 5 years | A++ |  |  | >70 |  | 4000 | 1600 |  |  |  | L80 > 110000 h |  | 107 |  |  | 8 | N | 25 °C | 5.57% | SP | Phased-out | 740/559 | CIE(x=0.38. y=0.38) 5SDCM | Class1. Class2 | IK08 | [11 empty] | dimmable
TBD | OK L/2/F/E/15/40/…/N60 | image | datasheet | deeplink | TUNGSRAM - Okapi LED - Decorative arm - 1570lm - 15W - 4000K - 70CRI - TBD[SKU] - decorative 48-60mm | max 11.1 | decorative 48-60mm |  | 1 | 15 | YES |  |  |  |  | -40°C to +50°C | CE;ENEC |  | CE & ENEC | [6 empty] | 66 | 4000 | 474x474x591 mm |  | 220-240V | -40°C to +50°C | 5 years | A++ |  |  | >70 |  | 4000 | 1570 |  |  |  | L80 > 110000 h |  | 105 |  |  | 8 | E | 25 °C | 5.57% | SP | Phased-out | 740/559 | CIE(x=0.38. y=0.38) 5SDCM | Class1. Class2 | IK08 | [11 empty] | dimmable
TBD | OK L/2/F/C/15/40/…/N60 | image | datasheet | deeplink | TUNGSRAM - Okapi LED - Decorative arm - 1540lm - 15W - 4000K - 70CRI - TBD[SKU] - decorative 48-60mm | max 11.1 | decorative 48-60mm |  | 1 | 15 | YES |  |  |  |  | -40°C to +50°C | CE;ENEC |  | CE & ENEC | [6 empty] | 66 | 4000 | 474x474x591 mm |  | 220-240V | -40°C to +50°C | 5 years | A++ |  |  | >70 |  | 4000 | 1540 |  |  |  | L80 > 110000 h |  | 103 |  |  | 8 | C | 25 °C | 5.57% | SP | Phased-out | 740/559 | CIE(x=0.38. y=0.38) 5SDCM | Class1. Class2 | IK08 | [11 empty] | dimmable
TBD | OK L/2/F/B/15/40/…/N60 | image | datasheet | deeplink | TUNGSRAM - Okapi LED - Decorative arm - 1550lm - 15W - 4000K - 70CRI - TBD[SKU] - decorative 48-60mm | max 11.1 | decorative 48-60mm |  | 1 | 15 | YES |  |  |  |  | -40°C to +50°C | CE;ENEC |  | CE & ENEC | [6 empty] | 66 | 4000 | 474x474x591 mm |  | 220-240V | -40°C to +50°C | 5 years | A++ |  |  | >70 |  | 4000 | 1550 |  |  |  | L80 > 110000 h |  | 103 |  |  | 8 | B | 25 °C | 5.57% | SP | Phased-out | 740/559 | CIE(x=0.38. y=0.38) 5SDCM | Class1. Class2 | IK08 | [11 empty] | dimmable
TBD | OK L/2/F/P/55/30/…/N60 | image | datasheet | deeplink | TUNGSRAM - Okapi LED - Decorative arm - 4900lm - 55W - 3000K - 70CRI - TBD[SKU] - decorative 48-60mm | max 11.1 | decorative 48-60mm |  | 1 | 55 | YES |  |  |  |  | -40°C to +50°C | CE;ENEC |  | CE & ENEC | [6 empty] | 66 | 3000 | 474x474x591 mm |  | 220-240V | -40°C to +50°C | 5 years | A++ |  |  | >70 |  | 3000 | 4900 |  |  |  | L80 > 110000 h |  | 89 |  |  | 8 | P | 25 °C | 5.57% | SP | Phased-out | 730/559 | CIE(x=0.43. y=0.403) 5SDCM | Class1. Class2 | IK08 | [11 empty] | dimmable
TBD | OK L/2/F/F/55/30/…/N60 | image | datasheet | deeplink | TUNGSRAM - Okapi LED - Decorative arm - 5250lm - 55W - 3000K - 70CRI - TBD[SKU] - decorative 48-60mm | max 11.1 | decorative 48-60mm |  | 1 | 55 | YES |  |  |  |  | -40°C to +50°C | CE;ENEC |  | CE & ENEC | [6 empty] | 66 | 3000 | 474x474x591 mm |  | 220-240V | -40°C to +50°C | 5 years | A++ |  |  | >70 |  | 3000 | 5250 |  |  |  | L80 > 110000 h |  | 95 |  |  | 8 | F | 25 °C | 5.57% | SP | Phased-out | 730/559 | CIE(x=0.43. y=0.403) 5SDCM | Class1. Class2 | IK08 | [11 empty] | dimmable
TBD | OK L/2/F/T/55/30/…/N60 | image | datasheet | deeplink | TUNGSRAM - Okapi LED - Decorative arm - 5360lm - 55W - 3000K - 70CRI - TBD[SKU] - decorative 48-60mm | max 11.1 | decorative 48-60mm |  | 1 | 55 | YES |  |  |  |  | -40°C to +50°C | CE;ENEC |  | CE & ENEC | [6 empty] | 66 | 3000 | 474x474x591 mm |  | 220-240V | -40°C to +50°C | 5 years | A++ |  |  | >70 |  | 3000 | 5360 |  |  |  | L80 > 110000 h |  | 97 |  |  | 8 | T | 25 °C | 5.57% | SP | Phased-out | 730/559 | CIE(x=0.43. y=0.403) 5SDCM | Class1. Class2 | IK08 | [11 empty] | dimmable
TBD | OK L/2/F/N/55/30/…/N60 | image | datasheet | deeplink | TUNGSRAM - Okapi LED - Decorative arm - 5420lm - 55W - 3000K - 70CRI - TBD[SKU] - decorative 48-60mm | max 11.1 | decorative 48-60mm |  | 1 | 55 | YES |  |  |  |  | -40°C to +50°C | CE;ENEC |  | CE & ENEC | [6 empty] | 66 | 3000 | 474x474x591 mm |  | 220-240V | -40°C to +50°C | 5 years | A++ |  |  | >70 |  | 3000 | 5420 |  |  |  | L80 > 110000 h |  | 99 |  |  | 8 | N | 25 °C | 5.57% | SP | Phased-out | 730/559 | CIE(x=0.43. y=0.403) 5SDCM | Class1. Class2 | IK08 | [11 empty] | dimmable
TBD | OK L/2/F/E/55/30/…/N60 | image | datasheet | deeplink | TUNGSRAM - Okapi LED - Decorative arm - 5310lm - 55W - 3000K - 70CRI - TBD[SKU] - decorative 48-60mm | max 11.1 | decorative 48-60mm |  | 1 | 55 | YES |  |  |  |  | -40°C to +50°C | CE;ENEC |  | CE & ENEC | [6 empty] | 66 | 3000 | 474x474x591 mm |  | 220-240V | -40°C to +50°C | 5 years | A++ |  |  | >70 |  | 3000 | 5310 |  |  |  | L80 > 110000 h |  | 97 |  |  | 8 | E | 25 °C | 5.57% | SP | Phased-out | 730/559 | CIE(x=0.43. y=0.403) 5SDCM | Class1. Class2 | IK08 | [11 empty] | dimmable
TBD | OK L/2/F/C/55/30/…/N60 | image | datasheet | deeplink | TUNGSRAM - Okapi LED - Decorative arm - 5240lm - 55W - 3000K - 70CRI - TBD[SKU] - decorative 48-60mm | max 11.1 | decorative 48-60mm |  | 1 | 55 | YES |  |  |  |  | -40°C to +50°C | CE;ENEC |  | CE & ENEC | [6 empty] | 66 | 3000 | 474x474x591 mm |  | 220-240V | -40°C to +50°C | 5 years | A++ |  |  | >70 |  | 3000 | 5240 |  |  |  | L80 > 110000 h |  | 95 |  |  | 8 | C | 25 °C | 5.57% | SP | Phased-out | 730/559 | CIE(x=0.43. y=0.403) 5SDCM | Class1. Class2 | IK08 | [11 empty] | dimmable
TBD | OK L/2/F/B/55/30/…/N60 | image | datasheet | deeplink | TUNGSRAM - Okapi LED - Decorative arm - 5250lm - 55W - 3000K - 70CRI - TBD[SKU] - decorative 48-60mm | max 11.1 | decorative 48-60mm |  | 1 | 55 | YES |  |  |  |  | -40°C to +50°C | CE;ENEC |  | CE & ENEC | [6 empty] | 66 | 3000 | 474x474x591 mm |  | 220-240V | -40°C to +50°C | 5 years | A++ |  |  | >70 |  | 3000 | 5250 |  |  |  | L80 > 110000 h |  | 95 |  |  | 8 | B | 25 °C | 5.57% | SP | Phased-out | 730/559 | CIE(x=0.43. y=0.403) 5SDCM | Class1. Class2 | IK08 | [11 empty] | dimmable
TBD | OK L/2/F/P/43/30/…/N60 | image | datasheet | deeplink | TUNGSRAM - Okapi LED - Decorative arm - 3950lm - 43W - 3000K - 70CRI - TBD[SKU] - decorative 48-60mm | max 11.1 | decorative 48-60mm |  | 1 | 43 | YES |  |  |  |  | -40°C to +50°C | CE;ENEC |  | CE & ENEC | [6 empty] | 66 | 3000 | 474x474x591 mm |  | 220-240V | -40°C to +50°C | 5 years | A++ |  |  | >70 |  | 3000 | 3950 |  |  |  | L80 > 110000 h |  | 92 |  |  | 8 | P | 25 °C | 5.57% | SP | Phased-out | 730/559 | CIE(x=0.43. y=0.403) 5SDCM | Class1. Class2 | IK08 | [11 empty] | dimmable
TBD | OK L/2/F/F/43/30/…/N60 | image | datasheet | deeplink | TUNGSRAM - Okapi LED - Decorative arm - 4230lm - 43W - 3000K - 70CRI - TBD[SKU] - decorative 48-60mm | max 11.1 | decorative 48-60mm |  | 1 | 43 | YES |  |  |  |  | -40°C to +50°C | CE;ENEC |  | CE & ENEC | [6 empty] | 66 | 3000 | 474x474x591 mm |  | 220-240V | -40°C to +50°C | 5 years | A++ |  |  | >70 |  | 3000 | 4230 |  |  |  | L80 > 110000 h |  | 98 |  |  | 8 | F | 25 °C | 5.57% | SP | Phased-out | 730/559 | CIE(x=0.43. y=0.403) 5SDCM | Class1. Class2 | IK08 | [11 empty] | dimmable
TBD | OK L/2/F/T/43/30/…/N60 | image | datasheet | deeplink | TUNGSRAM - Okapi LED - Decorative arm - 4320lm - 43W - 3000K - 70CRI - TBD[SKU] - decorative 48-60mm | max 11.1 | decorative 48-60mm |  | 1 | 43 | YES |  |  |  |  | -40°C to +50°C | CE;ENEC |  | CE & ENEC | [6 empty] | 66 | 3000 | 474x474x591 mm |  | 220-240V | -40°C to +50°C | 5 years | A++ |  |  | >70 |  | 3000 | 4320 |  |  |  | L80 > 110000 h |  | 100 |  |  | 8 | T | 25 °C | 5.57% | SP | Phased-out | 730/559 | CIE(x=0.43. y=0.403) 5SDCM | Class1. Class2 | IK08 | [11 empty] | dimmable
TBD | OK L/2/F/N/43/30/…/N60 | image | datasheet | deeplink | TUNGSRAM - Okapi LED - Decorative arm - 4370lm - 43W - 3000K - 70CRI - TBD[SKU] - decorative 48-60mm | max 11.1 | decorative 48-60mm |  | 1 | 43 | YES |  |  |  |  | -40°C to +50°C | CE;ENEC |  | CE & ENEC | [6 empty] | 66 | 3000 | 474x474x591 mm |  | 220-240V | -40°C to +50°C | 5 years | A++ |  |  | >70 |  | 3000 | 4370 |  |  |  | L80 > 110000 h |  | 102 |  |  | 8 | N | 25 °C | 5.57% | SP | Phased-out | 730/559 | CIE(x=0.43. y=0.403) 5SDCM | Class1. Class2 | IK08 | [11 empty] | dimmable
TBD | OK L/2/F/E/43/30/…/N60 | image | datasheet | deeplink | TUNGSRAM - Okapi LED - Decorative arm - 4280lm - 43W - 3000K - 70CRI - TBD[SKU] - decorative 48-60mm | max 11.1 | decorative 48-60mm |  | 1 | 43 | YES |  |  |  |  | -40°C to +50°C | CE;ENEC |  | CE & ENEC | [6 empty] | 66 | 3000 | 474x474x591 mm |  | 220-240V | -40°C to +50°C | 5 years | A++ |  |  | >70 |  | 3000 | 4280 |  |  |  | L80 > 110000 h |  | 100 |  |  | 8 | E | 25 °C | 5.57% | SP | Phased-out | 730/559 | CIE(x=0.43. y=0.403) 5SDCM | Class1. Class2 | IK08 | [11 empty] | dimmable
TBD | OK L/2/F/C/43/30/…/N60 | image | datasheet | deeplink | TUNGSRAM - Okapi LED - Decorative arm - 4210lm - 43W - 3000K - 70CRI - TBD[SKU] - decorative 48-60mm | max 11.1 | decorative 48-60mm |  | 1 | 43 | YES |  |  |  |  | -40°C to +50°C | CE;ENEC |  | CE & ENEC | [6 empty] | 66 | 3000 | 474x474x591 mm |  | 220-240V | -40°C to +50°C | 5 years | A++ |  |  | >70 |  | 3000 | 4210 |  |  |  | L80 > 110000 h |  | 98 |  |  | 8 | C | 25 °C | 5.57% | SP | Phased-out | 730/559 | CIE(x=0.43. y=0.403) 5SDCM | Class1. Class2 | IK08 | [11 empty] | dimmable
TBD | OK L/2/F/B/43/30/…/N60 | image | datasheet | deeplink | TUNGSRAM - Okapi LED - Decorative arm - 4230lm - 43W - 3000K - 70CRI - TBD[SKU] - decorative 48-60mm | max 11.1 | decorative 48-60mm |  | 1 | 43 | YES |  |  |  |  | -40°C to +50°C | CE;ENEC |  | CE & ENEC | [6 empty] | 66 | 3000 | 474x474x591 mm |  | 220-240V | -40°C to +50°C | 5 years | A++ |  |  | >70 |  | 3000 | 4230 |  |  |  | L80 > 110000 h |  | 98 |  |  | 8 | B | 25 °C | 5.57% | SP | Phased-out | 730/559 | CIE(x=0.43. y=0.403) 5SDCM | Class1. Class2 | IK08 | [11 empty] | dimmable
TBD | OK L/2/F/P/30/30/…/N60 | image | datasheet | deeplink | TUNGSRAM - Okapi LED - Decorative arm - 2870lm - 30W - 3000K - 70CRI - TBD[SKU] - decorative 48-60mm | max 11.1 | decorative 48-60mm |  | 1 | 30 | YES |  |  |  |  | -40°C to +50°C | CE;ENEC |  | CE & ENEC | [6 empty] | 66 | 3000 | 474x474x591 mm |  | 220-240V | -40°C to +50°C | 5 years | A++ |  |  | >70 |  | 3000 | 2870 |  |  |  | L80 > 110000 h |  | 96 |  |  | 8 | P | 25 °C | 5.57% | SP | Phased-out | 730/559 | CIE(x=0.43. y=0.403) 5SDCM | Class1. Class2 | IK08 | [11 empty] | dimmable
TBD | OK L/2/F/F/30/30/…/N60 | image | datasheet | deeplink | TUNGSRAM - Okapi LED - Decorative arm - 3080lm - 30W - 3000K - 70CRI - TBD[SKU] - decorative 48-60mm | max 11.1 | decorative 48-60mm |  | 1 | 30 | YES |  |  |  |  | -40°C to +50°C | CE;ENEC |  | CE & ENEC | [6 empty] | 66 | 3000 | 474x474x591 mm |  | 220-240V | -40°C to +50°C | 5 years | A++ |  |  | >70 |  | 3000 | 3080 |  |  |  | L80 > 110000 h |  | 103 |  |  | 8 | F | 25 °C | 5.57% | SP | Phased-out | 730/559 | CIE(x=0.43. y=0.403) 5SDCM | Class1. Class2 | IK08 | [11 empty] | dimmable
TBD | OK L/2/F/T/30/30/…/N60 | image | datasheet | deeplink | TUNGSRAM - Okapi LED - Decorative arm - 3140lm - 30W - 3000K - 70CRI - TBD[SKU] - decorative 48-60mm | max 11.1 | decorative 48-60mm |  | 1 | 30 | YES |  |  |  |  | -40°C to +50°C | CE;ENEC |  | CE & ENEC | [6 empty] | 66 | 3000 | 474x474x591 mm |  | 220-240V | -40°C to +50°C | 5 years | A++ |  |  | >70 |  | 3000 | 3140 |  |  |  | L80 > 110000 h |  | 105 |  |  | 8 | T | 25 °C | 5.57% | SP | Phased-out | 730/559 | CIE(x=0.43. y=0.403) 5SDCM | Class1. Class2 | IK08 | [11 empty] | dimmable
TBD | OK L/2/F/N/30/30/…/N60 | image | datasheet | deeplink | TUNGSRAM - Okapi LED - Decorative arm - 3180lm - 30W - 3000K - 70CRI - TBD[SKU] - decorative 48-60mm | max 11.1 | decorative 48-60mm |  | 1 | 30 | YES |  |  |  |  | -40°C to +50°C | CE;ENEC |  | CE & ENEC | [6 empty] | 66 | 3000 | 474x474x591 mm |  | 220-240V | -40°C to +50°C | 5 years | A++ |  |  | >70 |  | 3000 | 3180 |  |  |  | L80 > 110000 h |  | 106 |  |  | 8 | N | 25 °C | 5.57% | SP | Phased-out | 730/559 | CIE(x=0.43. y=0.403) 5SDCM | Class1. Class2 | IK08 | [11 empty] | dimmable
TBD | OK L/2/F/E/30/30/…/N60 | image | datasheet | deeplink | TUNGSRAM - Okapi LED - Decorative arm - 3110lm - 30W - 3000K - 70CRI - TBD[SKU] - decorative 48-60mm | max 11.1 | decorative 48-60mm |  | 1 | 30 | YES |  |  |  |  | -40°C to +50°C | CE;ENEC |  | CE & ENEC | [6 empty] | 66 | 3000 | 474x474x591 mm |  | 220-240V | -40°C to +50°C | 5 years | A++ |  |  | >70 |  | 3000 | 3110 |  |  |  | L80 > 110000 h |  | 104 |  |  | 8 | E | 25 °C | 5.57% | SP | Phased-out | 730/559 | CIE(x=0.43. y=0.403) 5SDCM | Class1. Class2 | IK08 | [11 empty] | dimmable
TBD | OK L/2/F/C/30/30/…/N60 | image | datasheet | deeplink | TUNGSRAM - Okapi LED - Decorative arm - 3060lm - 30W - 3000K - 70CRI - TBD[SKU] - decorative 48-60mm | max 11.1 | decorative 48-60mm |  | 1 | 30 | YES |  |  |  |  | -40°C to +50°C | CE;ENEC |  | CE & ENEC | [6 empty] | 66 | 3000 | 474x474x591 mm |  | 220-240V | -40°C to +50°C | 5 years | A++ |  |  | >70 |  | 3000 | 3060 |  |  |  | L80 > 110000 h |  | 102 |  |  | 8 | C | 25 °C | 5.57% | SP | Phased-out | 730/559 | CIE(x=0.43. y=0.403) 5SDCM | Class1. Class2 | IK08 | [11 empty] | dimmable
TBD | OK L/2/F/B/30/30/…/N60 | image | datasheet | deeplink | TUNGSRAM - Okapi LED - Decorative arm - 3080lm - 30W - 3000K - 70CRI - TBD[SKU] - decorative 48-60mm | max 11.1 | decorative 48-60mm |  | 1 | 30 | YES |  |  |  |  | -40°C to +50°C | CE;ENEC |  | CE & ENEC | [6 empty] | 66 | 3000 | 474x474x591 mm |  | 220-240V | -40°C to +50°C | 5 years | A++ |  |  | >70 |  | 3000 | 3080 |  |  |  | L80 > 110000 h |  | 103 |  |  | 8 | B | 25 °C | 5.57% | SP | Phased-out | 730/559 | CIE(x=0.43. y=0.403) 5SDCM | Class1. Class2 | IK08 | [11 empty] | dimmable
TBD | OK L/2/F/P/20/30/…/N60 | image | datasheet | deeplink | TUNGSRAM - Okapi LED - Decorative arm - 1930lm - 20W - 3000K - 70CRI - TBD[SKU] - decorative 48-60mm | max 11.1 | decorative 48-60mm |  | 1 | 20 | YES |  |  |  |  | -40°C to +50°C | CE;ENEC |  | CE & ENEC | [6 empty] | 66 | 3000 | 474x474x591 mm |  | 220-240V | -40°C to +50°C | 5 years | A++ |  |  | >70 |  | 3000 | 1930 |  |  |  | L80 > 110000 h |  | 97 |  |  | 8 | P | 25 °C | 5.57% | SP | Phased-out | 730/559 | CIE(x=0.43. y=0.403) 5SDCM | Class1. Class2 | IK08 | [11 empty] | dimmable
TBD | OK L/2/F/F/20/30/…/N60 | image | datasheet | deeplink | TUNGSRAM - Okapi LED - Decorative arm - 2070lm - 20W - 3000K - 70CRI - TBD[SKU] - decorative 48-60mm | max 11.1 | decorative 48-60mm |  | 1 | 20 | YES |  |  |  |  | -40°C to +50°C | CE;ENEC |  | CE & ENEC | [6 empty] | 66 | 3000 | 474x474x591 mm |  | 220-240V | -40°C to +50°C | 5 years | A++ |  |  | >70 |  | 3000 | 2070 |  |  |  | L80 > 110000 h |  | 104 |  |  | 8 | F | 25 °C | 5.57% | SP | Phased-out | 730/559 | CIE(x=0.43. y=0.403) 5SDCM | Class1. Class2 | IK08 | [11 empty] | dimmable
TBD | OK L/2/F/T/20/30/…/N60 | image | datasheet | deeplink | TUNGSRAM - Okapi LED - Decorative arm - 2120lm - 20W - 3000K - 70CRI - TBD[SKU] - decorative 48-60mm | max 11.1 | decorative 48-60mm |  | 1 | 20 | YES |  |  |  |  | -40°C to +50°C | CE;ENEC |  | CE & ENEC | [6 empty] | 66 | 3000 | 474x474x591 mm |  | 220-240V | -40°C to +50°C | 5 years | A++ |  |  | >70 |  | 3000 | 2120 |  |  |  | L80 > 110000 h |  | 106 |  |  | 8 | T | 25 °C | 5.57% | SP | Phased-out | 730/559 | CIE(x=0.43. y=0.403) 5SDCM | Class1. Class2 | IK08 | [11 empty] | dimmable
TBD | OK L/2/F/N/20/30/…/N60 | image | datasheet | deeplink | TUNGSRAM - Okapi LED - Decorative arm - 2140lm - 20W - 3000K - 70CRI - TBD[SKU] - decorative 48-60mm | max 11.1 | decorative 48-60mm |  | 1 | 20 | YES |  |  |  |  | -40°C to +50°C | CE;ENEC |  | CE & ENEC | [6 empty] | 66 | 3000 | 474x474x591 mm |  | 220-240V | -40°C to +50°C | 5 years | A++ |  |  | >70 |  | 3000 | 2140 |  |  |  | L80 > 110000 h |  | 107 |  |  | 8 | N | 25 °C | 5.57% | SP | Phased-out | 730/559 | CIE(x=0.43. y=0.403) 5SDCM | Class1. Class2 | IK08 | [11 empty] | dimmable
TBD | OK L/2/F/E/20/30/…/N60 | image | datasheet | deeplink | TUNGSRAM - Okapi LED - Decorative arm - 2100lm - 20W - 3000K - 70CRI - TBD[SKU] - decorative 48-60mm | max 11.1 | decorative 48-60mm |  | 1 | 20 | YES |  |  |  |  | -40°C to +50°C | CE;ENEC |  | CE & ENEC | [6 empty] | 66 | 3000 | 474x474x591 mm |  | 220-240V | -40°C to +50°C | 5 years | A++ |  |  | >70 |  | 3000 | 2100 |  |  |  | L80 > 110000 h |  | 105 |  |  | 8 | E | 25 °C | 5.57% | SP | Phased-out | 730/559 | CIE(x=0.43. y=0.403) 5SDCM | Class1. Class2 | IK08 | [11 empty] | dimmable
TBD | OK L/2/F/C/20/30/…/N60 | image | datasheet | deeplink | TUNGSRAM - Okapi LED - Decorative arm - 2060lm - 20W - 3000K - 70CRI - TBD[SKU] - decorative 48-60mm | max 11.1 | decorative 48-60mm |  | 1 | 20 | YES |  |  |  |  | -40°C to +50°C | CE;ENEC |  | CE & ENEC | [6 empty] | 66 | 3000 | 474x474x591 mm |  | 220-240V | -40°C to +50°C | 5 years | A++ |  |  | >70 |  | 3000 | 2060 |  |  |  | L80 > 110000 h |  | 103 |  |  | 8 | C | 25 °C | 5.57% | SP | Phased-out | 730/559 | CIE(x=0.43. y=0.403) 5SDCM | Class1. Class2 | IK08 | [11 empty] | dimmable
TBD | OK L/2/F/B/20/30/…/N60 | image | datasheet | deeplink | TUNGSRAM - Okapi LED - Decorative arm - 2070lm - 20W - 3000K - 70CRI - TBD[SKU] - decorative 48-60mm | max 11.1 | decorative 48-60mm |  | 1 | 20 | YES |  |  |  |  | -40°C to +50°C | CE;ENEC |  | CE & ENEC | [6 empty] | 66 | 3000 | 474x474x591 mm |  | 220-240V | -40°C to +50°C | 5 years | A++ |  |  | >70 |  | 3000 | 2070 |  |  |  | L80 > 110000 h |  | 104 |  |  | 8 | B | 25 °C | 5.57% | SP | Phased-out | 730/559 | CIE(x=0.43. y=0.403) 5SDCM | Class1. Class2 | IK08 | [11 empty] | dimmable
TBD | OK L/2/F/P/15/30/…/N60 | image | datasheet | deeplink | TUNGSRAM - Okapi LED - Decorative arm - 1410lm - 15W - 3000K - 70CRI - TBD[SKU] - decorative 48-60mm | max 11.1 | decorative 48-60mm |  | 1 | 15 | YES |  |  |  |  | -40°C to +50°C | CE;ENEC |  | CE & ENEC | [6 empty] | 66 | 3000 | 474x474x591 mm |  | 220-240V | -40°C to +50°C | 5 years | A++ |  |  | >70 |  | 3000 | 1410 |  |  |  | L80 > 110000 h |  | 94 |  |  | 8 | P | 25 °C | 5.57% | SP | Phased-out | 730/559 | CIE(x=0.43. y=0.403) 5SDCM | Class1. Class2 | IK08 | [11 empty] | dimmable
TBD | OK L/2/F/F/15/30/…/N60 | image | datasheet | deeplink | TUNGSRAM - Okapi LED - Decorative arm - 1500lm - 15W - 3000K - 70CRI - TBD[SKU] - decorative 48-60mm | max 11.1 | decorative 48-60mm |  | 1 | 15 | YES |  |  |  |  | -40°C to +50°C | CE;ENEC |  | CE & ENEC | [6 empty] | 66 | 3000 | 474x474x591 mm |  | 220-240V | -40°C to +50°C | 5 years | A++ |  |  | >70 |  | 3000 | 1500 |  |  |  | L80 > 110000 h |  | 100 |  |  | 8 | F | 25 °C | 5.57% | SP | Phased-out | 730/559 | CIE(x=0.43. y=0.403) 5SDCM | Class1. Class2 | IK08 | [11 empty] | dimmable
TBD | OK L/2/F/T/15/30/…/N60 | image | datasheet | deeplink | TUNGSRAM - Okapi LED - Decorative arm - 1530lm - 15W - 3000K - 70CRI - TBD[SKU] - decorative 48-60mm | max 11.1 | decorative 48-60mm |  | 1 | 15 | YES |  |  |  |  | -40°C to +50°C | CE;ENEC |  | CE & ENEC | [6 empty] | 66 | 3000 | 474x474x591 mm |  | 220-240V | -40°C to +50°C | 5 years | A++ |  |  | >70 |  | 3000 | 1530 |  |  |  | L80 > 110000 h |  | 102 |  |  | 8 | T | 25 °C | 5.57% | SP | Phased-out | 730/559 | CIE(x=0.43. y=0.403) 5SDCM | Class1. Class2 | IK08 | [11 empty] | dimmable
TBD | OK L/2/F/N/15/30/…/N60 | image | datasheet | deeplink | TUNGSRAM - Okapi LED - Decorative arm - 1550lm - 15W - 3000K - 70CRI - TBD[SKU] - decorative 48-60mm | max 11.1 | decorative 48-60mm |  | 1 | 15 | YES |  |  |  |  | -40°C to +50°C | CE;ENEC |  | CE & ENEC | [6 empty] | 66 | 3000 | 474x474x591 mm |  | 220-240V | -40°C to +50°C | 5 years | A++ |  |  | >70 |  | 3000 | 1550 |  |  |  | L80 > 110000 h |  | 103 |  |  | 8 | N | 25 °C | 5.57% | SP | Phased-out | 730/559 | CIE(x=0.43. y=0.403) 5SDCM | Class1. Class2 | IK08 | [11 empty] | dimmable
TBD | OK L/2/F/E/15/30/…/N60 | image | datasheet | deeplink | TUNGSRAM - Okapi LED - Decorative arm - 1520lm - 15W - 3000K - 70CRI - TBD[SKU] - decorative 48-60mm | max 11.1 | decorative 48-60mm |  | 1 | 15 | YES |  |  |  |  | -40°C to +50°C | CE;ENEC |  | CE & ENEC | [6 empty] | 66 | 3000 | 474x474x591 mm |  | 220-240V | -40°C to +50°C | 5 years | A++ |  |  | >70 |  | 3000 | 1520 |  |  |  | L80 > 110000 h |  | 101 |  |  | 8 | E | 25 °C | 5.57% | SP | Phased-out | 730/559 | CIE(x=0.43. y=0.403) 5SDCM | Class1. Class2 | IK08 | [11 empty] | dimmable
TBD | OK L/2/F/C/15/30/…/N60 | image | datasheet | deeplink | TUNGSRAM - Okapi LED - Decorative arm - 1490lm - 15W - 3000K - 70CRI - TBD[SKU] - decorative 48-60mm | max 11.1 | decorative 48-60mm |  | 1 | 15 | YES |  |  |  |  | -40°C to +50°C | CE;ENEC |  | CE & ENEC | [6 empty] | 66 | 3000 | 474x474x591 mm |  | 220-240V | -40°C to +50°C | 5 years | A++ |  |  | >70 |  | 3000 | 1490 |  |  |  | L80 > 110000 h |  | 99 |  |  | 8 | C | 25 °C | 5.57% | SP | Phased-out | 730/559 | CIE(x=0.43. y=0.403) 5SDCM | Class1. Class2 | IK08 | [11 empty] | dimmable
TBD | OK L/2/F/B/15/30/…/N60 | image | datasheet | deeplink | TUNGSRAM - Okapi LED - Decorative arm - 1500lm - 15W - 3000K - 70CRI - TBD[SKU] - decorative 48-60mm | max 11.1 | decorative 48-60mm |  | 1 | 15 | YES |  |  |  |  | -40°C to +50°C | CE;ENEC |  | CE & ENEC | [6 empty] | 66 | 3000 | 474x474x591 mm |  | 220-240V | -40°C to +50°C | 5 years | A++ |  |  | >70 |  | 3000 | 1500 |  |  |  | L80 > 110000 h |  | 100 |  |  | 8 | B | 25 °C | 5.57% | SP | Phased-out | 730/559 | CIE(x=0.43. y=0.403) 5SDCM | Class1. Class2 | IK08 | [11 empty] | dimmable
TBD | OK L/2/F/P/55/50/…/P60 or /…/P76 or/…/S60 | image | datasheet | deeplink | TUNGSRAM - Okapi LED - Standard post top and side mounting - 5260lm - 55W - 5000K - 70CRI - TBD[SKU] - Side 48-60mm and post 48-76mm | max 11.1 | Side 48-60mm and post 48-76mm |  | 1 | 55 | YES |  |  |  |  | -40°C to +50°C | CE;ENEC |  | CE & ENEC | [6 empty] | 66 | 5000 | 474x474x234 mm |  | 220-240V | -40°C to +50°C | 5 years | A++ |  |  | >70 |  | 5000 | 5260 |  |  |  | L80 > 110000 h |  | 96 |  |  | 8 | P | 25 °C | 5.57% | SP | Phased-out | 750/559 | CIE(x=0.34. y=0.35) 5SDCM | Class1. Class2 | IK08 | [11 empty] | dimmable
TBD | OK L/2/F/F/55/50/…/P60 or /…/P76 or/…/S60 | image | datasheet | deeplink | TUNGSRAM - Okapi LED - Standard post top and side mounting - 5640lm - 55W - 5000K - 70CRI - TBD[SKU] - Side 48-60mm and post 48-76mm | max 11.1 | Side 48-60mm and post 48-76mm |  | 1 | 55 | YES |  |  |  |  | -40°C to +50°C | CE;ENEC |  | CE & ENEC | [6 empty] | 66 | 5000 | 474x474x234 mm |  | 220-240V | -40°C to +50°C | 5 years | A++ |  |  | >70 |  | 5000 | 5640 |  |  |  | L80 > 110000 h |  | 103 |  |  | 8 | F | 25 °C | 5.57% | SP | Phased-out | 750/559 | CIE(x=0.34. y=0.35) 5SDCM | Class1. Class2 | IK08 | [11 empty] | dimmable
TBD | OK L/2/F/T/55/50/…/P60 or /…/P76 or/…/S60 | image | datasheet | deeplink | TUNGSRAM - Okapi LED - Standard post top and side mounting - 5750lm - 55W - 5000K - 70CRI - TBD[SKU] - Side 48-60mm and post 48-76mm | max 11.1 | Side 48-60mm and post 48-76mm |  | 1 | 55 | YES |  |  |  |  | -40°C to +50°C | CE;ENEC |  | CE & ENEC | [6 empty] | 66 | 5000 | 474x474x234 mm |  | 220-240V | -40°C to +50°C | 5 years | A++ |  |  | >70 |  | 5000 | 5750 |  |  |  | L80 > 110000 h |  | 105 |  |  | 8 | T | 25 °C | 5.57% | SP | Phased-out | 750/559 | CIE(x=0.34. y=0.35) 5SDCM | Class1. Class2 | IK08 | [11 empty] | dimmable
TBD | OK L/2/F/N/55/50/…/P60 or /…/P76 or/…/S60 | image | datasheet | deeplink | TUNGSRAM - Okapi LED - Standard post top and side mounting - 5820lm - 55W - 5000K - 70CRI - TBD[SKU] - Side 48-60mm and post 48-76mm | max 11.1 | Side 48-60mm and post 48-76mm |  | 1 | 55 | YES |  |  |  |  | -40°C to +50°C | CE;ENEC |  | CE & ENEC | [6 empty] | 66 | 5000 | 474x474x234 mm |  | 220-240V | -40°C to +50°C | 5 years | A++ |  |  | >70 |  | 5000 | 5820 |  |  |  | L80 > 110000 h |  | 106 |  |  | 8 | N | 25 °C | 5.57% | SP | Phased-out | 750/559 | CIE(x=0.34. y=0.35) 5SDCM | Class1. Class2 | IK08 | [11 empty] | dimmable
TBD | OK L/2/F/E/55/50/…/P60 or /…/P76 or/…/S60 | image | datasheet | deeplink | TUNGSRAM - Okapi LED - Standard post top and side mounting - 5700lm - 55W - 5000K - 70CRI - TBD[SKU] - Side 48-60mm and post 48-76mm | max 11.1 | Side 48-60mm and post 48-76mm |  | 1 | 55 | YES |  |  |  |  | -40°C to +50°C | CE;ENEC |  | CE & ENEC | [6 empty] | 66 | 5000 | 474x474x234 mm |  | 220-240V | -40°C to +50°C | 5 years | A++ |  |  | >70 |  | 5000 | 5700 |  |  |  | L80 > 110000 h |  | 104 |  |  | 8 | E | 25 °C | 5.57% | SP | Phased-out | 750/559 | CIE(x=0.34. y=0.35) 5SDCM | Class1. Class2 | IK08 | [11 empty] | dimmable
TBD | OK L/2/F/C/55/50/…/P60 or /…/P76 or/…/S60 | image | datasheet | deeplink | TUNGSRAM - Okapi LED - Standard post top and side mounting - 5620lm - 55W - 5000K - 70CRI - TBD[SKU] - Side 48-60mm and post 48-76mm | max 11.1 | Side 48-60mm and post 48-76mm |  | 1 | 55 | YES |  |  |  |  | -40°C to +50°C | CE;ENEC |  | CE & ENEC | [6 empty] | 66 | 5000 | 474x474x234 mm |  | 220-240V | -40°C to +50°C | 5 years | A++ |  |  | >70 |  | 5000 | 5620 |  |  |  | L80 > 110000 h |  | 102 |  |  | 8 | C | 25 °C | 5.57% | SP | Phased-out | 750/559 | CIE(x=0.34. y=0.35) 5SDCM | Class1. Class2 | IK08 | [11 empty] | dimmable
TBD | OK L/2/F/B/55/50/…/P60 or /…/P76 or/…/S60 | image | datasheet | deeplink | TUNGSRAM - Okapi LED - Standard post top and side mounting - 5640lm - 55W - 5000K - 70CRI - TBD[SKU] - Side 48-60mm and post 48-76mm | max 11.1 | Side 48-60mm and post 48-76mm |  | 1 | 55 | YES |  |  |  |  | -40°C to +50°C | CE;ENEC |  | CE & ENEC | [6 empty] | 66 | 5000 | 474x474x234 mm |  | 220-240V | -40°C to +50°C | 5 years | A++ |  |  | >70 |  | 5000 | 5640 |  |  |  | L80 > 110000 h |  | 103 |  |  | 8 | B | 25 °C | 5.57% | SP | Phased-out | 750/559 | CIE(x=0.34. y=0.35) 5SDCM | Class1. Class2 | IK08 | [11 empty] | dimmable
TBD | OK L/2/F/P/43/50/…/P60 or /…/P76 or/…/S60 | image | datasheet | deeplink | TUNGSRAM - Okapi LED - Standard post top and side mounting - 4240lm - 43W - 5000K - 70CRI - TBD[SKU] - Side 48-60mm and post 48-76mm | max 11.1 | Side 48-60mm and post 48-76mm |  | 1 | 43 | YES |  |  |  |  | -40°C to +50°C | CE;ENEC |  | CE & ENEC | [6 empty] | 66 | 5000 | 474x474x234 mm |  | 220-240V | -40°C to +50°C | 5 years | A++ |  |  | >70 |  | 5000 | 4240 |  |  |  | L80 > 110000 h |  | 99 |  |  | 8 | P | 25 °C | 5.57% | SP | Phased-out | 750/559 | CIE(x=0.34. y=0.35) 5SDCM | Class1. Class2 | IK08 | [11 empty] | dimmable
TBD | OK L/2/F/F/43/50/…/P60 or /…/P76 or/…/S60 | image | datasheet | deeplink | TUNGSRAM - Okapi LED - Standard post top and side mounting - 4540lm - 43W - 5000K - 70CRI - TBD[SKU] - Side 48-60mm and post 48-76mm | max 11.1 | Side 48-60mm and post 48-76mm |  | 1 | 43 | YES |  |  |  |  | -40°C to +50°C | CE;ENEC |  | CE & ENEC | [6 empty] | 66 | 5000 | 474x474x234 mm |  | 220-240V | -40°C to +50°C | 5 years | A++ |  |  | >70 |  | 5000 | 4540 |  |  |  | L80 > 110000 h |  | 106 |  |  | 8 | F | 25 °C | 5.57% | SP | Phased-out | 750/559 | CIE(x=0.34. y=0.35) 5SDCM | Class1. Class2 | IK08 | [11 empty] | dimmable
TBD | OK L/2/F/T/43/50/…/P60 or /…/P76 or/…/S60 | image | datasheet | deeplink | TUNGSRAM - Okapi LED - Standard post top and side mounting - 4630lm - 43W - 5000K - 70CRI - TBD[SKU] - Side 48-60mm and post 48-76mm | max 11.1 | Side 48-60mm and post 48-76mm |  | 1 | 43 | YES |  |  |  |  | -40°C to +50°C | CE;ENEC |  | CE & ENEC | [6 empty] | 66 | 5000 | 474x474x234 mm |  | 220-240V | -40°C to +50°C | 5 years | A++ |  |  | >70 |  | 5000 | 4630 |  |  |  | L80 > 110000 h |  | 108 |  |  | 8 | T | 25 °C | 5.57% | SP | Phased-out | 750/559 | CIE(x=0.34. y=0.35) 5SDCM | Class1. Class2 | IK08 | [11 empty] | dimmable
TBD | OK L/2/F/N/43/50/…/P60 or /…/P76 or/…/S60 | image | datasheet | deeplink | TUNGSRAM - Okapi LED - Standard post top and side mounting - 4690lm - 43W - 5000K - 70CRI - TBD[SKU] - Side 48-60mm and post 48-76mm | max 11.1 | Side 48-60mm and post 48-76mm |  | 1 | 43 | YES |  |  |  |  | -40°C to +50°C | CE;ENEC |  | CE & ENEC | [6 empty] | 66 | 5000 | 474x474x234 mm |  | 220-240V | -40°C to +50°C | 5 years | A++ |  |  | >70 |  | 5000 | 4690 |  |  |  | L80 > 110000 h |  | 109 |  |  | 8 | N | 25 °C | 5.57% | SP | Phased-out | 750/559 | CIE(x=0.34. y=0.35) 5SDCM | Class1. Class2 | IK08 | [11 empty] | dimmable
TBD | OK L/2/F/E/43/50/…/P60 or /…/P76 or/…/S60 | image | datasheet | deeplink | TUNGSRAM - Okapi LED - Standard post top and side mounting - 4590lm - 43W - 5000K - 70CRI - TBD[SKU] - Side 48-60mm and post 48-76mm | max 11.1 | Side 48-60mm and post 48-76mm |  | 1 | 43 | YES |  |  |  |  | -40°C to +50°C | CE;ENEC |  | CE & ENEC | [6 empty] | 66 | 5000 | 474x474x234 mm |  | 220-240V | -40°C to +50°C | 5 years | A++ |  |  | >70 |  | 5000 | 4590 |  |  |  | L80 > 110000 h |  | 107 |  |  | 8 | E | 25 °C | 5.57% | SP | Phased-out | 750/559 | CIE(x=0.34. y=0.35) 5SDCM | Class1. Class2 | IK08 | [11 empty] | dimmable
TBD | OK L/2/F/C/43/50/…/P60 or /…/P76 or/…/S60 | image | datasheet | deeplink | TUNGSRAM - Okapi LED - Standard post top and side mounting - 4520lm - 43W - 5000K - 70CRI - TBD[SKU] - Side 48-60mm and post 48-76mm | max 11.1 | Side 48-60mm and post 48-76mm |  | 1 | 43 | YES |  |  |  |  | -40°C to +50°C | CE;ENEC |  | CE & ENEC | [6 empty] | 66 | 5000 | 474x474x234 mm |  | 220-240V | -40°C to +50°C | 5 years | A++ |  |  | >70 |  | 5000 | 4520 |  |  |  | L80 > 110000 h |  | 105 |  |  | 8 | C | 25 °C | 5.57% | SP | Phased-out | 750/559 | CIE(x=0.34. y=0.35) 5SDCM | Class1. Class2 | IK08 | [11 empty] | dimmable
TBD | OK L/2/F/B/43/50/…/P60 or /…/P76 or/…/S60 | image | datasheet | deeplink | TUNGSRAM - Okapi LED - Standard post top and side mounting - 4540lm - 43W - 5000K - 70CRI - TBD[SKU] - Side 48-60mm and post 48-76mm | max 11.1 | Side 48-60mm and post 48-76mm |  | 1 | 43 | YES |  |  |  |  | -40°C to +50°C | CE;ENEC |  | CE & ENEC | [6 empty] | 66 | 5000 | 474x474x234 mm |  | 220-240V | -40°C to +50°C | 5 years | A++ |  |  | >70 |  | 5000 | 4540 |  |  |  | L80 > 110000 h |  | 106 |  |  | 8 | B | 25 °C | 5.57% | SP | Phased-out | 750/559 | CIE(x=0.34. y=0.35) 5SDCM | Class1. Class2 | IK08 | [11 empty] | dimmable
TBD | OK L/2/F/P/30/50/…/P60 or /…/P76 or/…/S60 | image | datasheet | deeplink | TUNGSRAM - Okapi LED - Standard post top and side mounting - 3080lm - 30W - 5000K - 70CRI - TBD[SKU] - Side 48-60mm and post 48-76mm | max 11.1 | Side 48-60mm and post 48-76mm |  | 1 | 30 | YES |  |  |  |  | -40°C to +50°C | CE;ENEC |  | CE & ENEC | [6 empty] | 66 | 5000 | 474x474x234 mm |  | 220-240V | -40°C to +50°C | 5 years | A++ |  |  | >70 |  | 5000 | 3080 |  |  |  | L80 > 110000 h |  | 103 |  |  | 8 | P | 25 °C | 5.57% | SP | Phased-out | 750/559 | CIE(x=0.34. y=0.35) 5SDCM | Class1. Class2 | IK08 | [11 empty] | dimmable
TBD | OK L/2/F/F/30/50/…/P60 or /…/P76 or/…/S60 | image | datasheet | deeplink | TUNGSRAM - Okapi LED - Standard post top and side mounting - 3310lm - 30W - 5000K - 70CRI - TBD[SKU] - Side 48-60mm and post 48-76mm | max 11.1 | Side 48-60mm and post 48-76mm |  | 1 | 30 | YES |  |  |  |  | -40°C to +50°C | CE;ENEC |  | CE & ENEC | [6 empty] | 66 | 5000 | 474x474x234 mm |  | 220-240V | -40°C to +50°C | 5 years | A++ |  |  | >70 |  | 5000 | 3310 |  |  |  | L80 > 110000 h |  | 110 |  |  | 8 | F | 25 °C | 5.57% | SP | Phased-out | 750/559 | CIE(x=0.34. y=0.35) 5SDCM | Class1. Class2 | IK08 | [11 empty] | dimmable
TBD | OK L/2/F/T/30/50/…/P60 or /…/P76 or/…/S60 | image | datasheet | deeplink | TUNGSRAM - Okapi LED - Standard post top and side mounting - 3370lm - 30W - 5000K - 70CRI - TBD[SKU] - Side 48-60mm and post 48-76mm | max 11.1 | Side 48-60mm and post 48-76mm |  | 1 | 30 | YES |  |  |  |  | -40°C to +50°C | CE;ENEC |  | CE & ENEC | [6 empty] | 66 | 5000 | 474x474x234 mm |  | 220-240V | -40°C to +50°C | 5 years | A++ |  |  | >70 |  | 5000 | 3370 |  |  |  | L80 > 110000 h |  | 112 |  |  | 8 | T | 25 °C | 5.57% | SP | Phased-out | 750/559 | CIE(x=0.34. y=0.35) 5SDCM | Class1. Class2 | IK08 | [11 empty] | dimmable
TBD | OK L/2/F/N/30/50/…/P60 or /…/P76 or/…/S60 | image | datasheet | deeplink | TUNGSRAM - Okapi LED - Standard post top and side mounting - 3410lm - 30W - 5000K - 70CRI - TBD[SKU] - Side 48-60mm and post 48-76mm | max 11.1 | Side 48-60mm and post 48-76mm |  | 1 | 30 | YES |  |  |  |  | -40°C to +50°C | CE;ENEC |  | CE & ENEC | [6 empty] | 66 | 5000 | 474x474x234 mm |  | 220-240V | -40°C to +50°C | 5 years | A++ |  |  | >70 |  | 5000 | 3410 |  |  |  | L80 > 110000 h |  | 114 |  |  | 8 | N | 25 °C | 5.57% | SP | Phased-out | 750/559 | CIE(x=0.34. y=0.35) 5SDCM | Class1. Class2 | IK08 | [11 empty] | dimmable
TBD | OK L/2/F/E/30/50/…/P60 or /…/P76 or/…/S60 | image | datasheet | deeplink | TUNGSRAM - Okapi LED - Standard post top and side mounting - 3340lm - 30W - 5000K - 70CRI - TBD[SKU] - Side 48-60mm and post 48-76mm | max 11.1 | Side 48-60mm and post 48-76mm |  | 1 | 30 | YES |  |  |  |  | -40°C to +50°C | CE;ENEC |  | CE & ENEC | [6 empty] | 66 | 5000 | 474x474x234 mm |  | 220-240V | -40°C to +50°C | 5 years | A++ |  |  | >70 |  | 5000 | 3340 |  |  |  | L80 > 110000 h |  | 111 |  |  | 8 | E | 25 °C | 5.57% | SP | Phased-out | 750/559 | CIE(x=0.34. y=0.35) 5SDCM | Class1. Class2 | IK08 | [11 empty] | dimmable
TBD | OK L/2/F/C/30/50/…/P60 or /…/P76 or/…/S60 | image | datasheet | deeplink | TUNGSRAM - Okapi LED - Standard post top and side mounting - 3290lm - 30W - 5000K - 70CRI - TBD[SKU] - Side 48-60mm and post 48-76mm | max 11.1 | Side 48-60mm and post 48-76mm |  | 1 | 30 | YES |  |  |  |  | -40°C to +50°C | CE;ENEC |  | CE & ENEC | [6 empty] | 66 | 5000 | 474x474x234 mm |  | 220-240V | -40°C to +50°C | 5 years | A++ |  |  | >70 |  | 5000 | 3290 |  |  |  | L80 > 110000 h |  | 110 |  |  | 8 | C | 25 °C | 5.57% | SP | Phased-out | 750/559 | CIE(x=0.34. y=0.35) 5SDCM | Class1. Class2 | IK08 | [11 empty] | dimmable
TBD | OK L/2/F/B/30/50/…/P60 or /…/P76 or/…/S60 | image | datasheet | deeplink | TUNGSRAM - Okapi LED - Standard post top and side mounting - 3310lm - 30W - 5000K - 70CRI - TBD[SKU] - Side 48-60mm and post 48-76mm | max 11.1 | Side 48-60mm and post 48-76mm |  | 1 | 30 | YES |  |  |  |  | -40°C to +50°C | CE;ENEC |  | CE & ENEC | [6 empty] | 66 | 5000 | 474x474x234 mm |  | 220-240V | -40°C to +50°C | 5 years | A++ |  |  | >70 |  | 5000 | 3310 |  |  |  | L80 > 110000 h |  | 110 |  |  | 8 | B | 25 °C | 5.57% | SP | Phased-out | 750/559 | CIE(x=0.34. y=0.35) 5SDCM | Class1. Class2 | IK08 | [11 empty] | dimmable
TBD | OK L/2/F/P/20/50/…/P60 or /…/P76 or/…/S60 | image | datasheet | deeplink | TUNGSRAM - Okapi LED - Standard post top and side mounting - 2070lm - 20W - 5000K - 70CRI - TBD[SKU] - Side 48-60mm and post 48-76mm | max 11.1 | Side 48-60mm and post 48-76mm |  | 1 | 20 | YES |  |  |  |  | -40°C to +50°C | CE;ENEC |  | CE & ENEC | [6 empty] | 66 | 5000 | 474x474x234 mm |  | 220-240V | -40°C to +50°C | 5 years | A++ |  |  | >70 |  | 5000 | 2070 |  |  |  | L80 > 110000 h |  | 104 |  |  | 8 | P | 25 °C | 5.57% | SP | Phased-out | 750/559 | CIE(x=0.34. y=0.35) 5SDCM | Class1. Class2 | IK08 | [11 empty] | dimmable
TBD | OK L/2/F/F/20/50/…/P60 or /…/P76 or/…/S60 | image | datasheet | deeplink | TUNGSRAM - Okapi LED - Standard post top and side mounting - 2220lm - 20W - 5000K - 70CRI - TBD[SKU] - Side 48-60mm and post 48-76mm | max 11.1 | Side 48-60mm and post 48-76mm |  | 1 | 20 | YES |  |  |  |  | -40°C to +50°C | CE;ENEC |  | CE & ENEC | [6 empty] | 66 | 5000 | 474x474x234 mm |  | 220-240V | -40°C to +50°C | 5 years | A++ |  |  | >70 |  | 5000 | 2220 |  |  |  | L80 > 110000 h |  | 111 |  |  | 8 | F | 25 °C | 5.57% | SP | Phased-out | 750/559 | CIE(x=0.34. y=0.35) 5SDCM | Class1. Class2 | IK08 | [11 empty] | dimmable
TBD | OK L/2/F/T/20/50/…/P60 or /…/P76 or/…/S60 | image | datasheet | deeplink | TUNGSRAM - Okapi LED - Standard post top and side mounting - 2270lm - 20W - 5000K - 70CRI - TBD[SKU] - Side 48-60mm and post 48-76mm | max 11.1 | Side 48-60mm and post 48-76mm |  | 1 | 20 | YES |  |  |  |  | -40°C to +50°C | CE;ENEC |  | CE & ENEC | [6 empty] | 66 | 5000 | 474x474x234 mm |  | 220-240V | -40°C to +50°C | 5 years | A++ |  |  | >70 |  | 5000 | 2270 |  |  |  | L80 > 110000 h |  | 114 |  |  | 8 | T | 25 °C | 5.57% | SP | Phased-out | 750/559 | CIE(x=0.34. y=0.35) 5SDCM | Class1. Class2 | IK08 | [11 empty] | dimmable
TBD | OK L/2/F/N/20/50/…/P60 or /…/P76 or/…/S60 | image | datasheet | deeplink | TUNGSRAM - Okapi LED - Standard post top and side mounting - 2290lm - 20W - 5000K - 70CRI - TBD[SKU] - Side 48-60mm and post 48-76mm | max 11.1 | Side 48-60mm and post 48-76mm |  | 1 | 20 | YES |  |  |  |  | -40°C to +50°C | CE;ENEC |  | CE & ENEC | [6 empty] | 66 | 5000 | 474x474x234 mm |  | 220-240V | -40°C to +50°C | 5 years | A++ |  |  | >70 |  | 5000 | 2290 |  |  |  | L80 > 110000 h |  | 115 |  |  | 8 | N | 25 °C | 5.57% | SP | Phased-out | 750/559 | CIE(x=0.34. y=0.35) 5SDCM | Class1. Class2 | IK08 | [11 empty] | dimmable
TBD | OK L/2/F/E/20/50/…/P60 or /…/P76 or/…/S60 | image | datasheet | deeplink | TUNGSRAM - Okapi LED - Standard post top and side mounting - 2250lm - 20W - 5000K - 70CRI - TBD[SKU] - Side 48-60mm and post 48-76mm | max 11.1 | Side 48-60mm and post 48-76mm |  | 1 | 20 | YES |  |  |  |  | -40°C to +50°C | CE;ENEC |  | CE & ENEC | [6 empty] | 66 | 5000 | 474x474x234 mm |  | 220-240V | -40°C to +50°C | 5 years | A++ |  |  | >70 |  | 5000 | 2250 |  |  |  | L80 > 110000 h |  | 113 |  |  | 8 | E | 25 °C | 5.57% | SP | Phased-out | 750/559 | CIE(x=0.34. y=0.35) 5SDCM | Class1. Class2 | IK08 | [11 empty] | dimmable
TBD | OK L/2/F/C/20/50/…/P60 or /…/P76 or/…/S60 | image | datasheet | deeplink | TUNGSRAM - Okapi LED - Standard post top and side mounting - 2210lm - 20W - 5000K - 70CRI - TBD[SKU] - Side 48-60mm and post 48-76mm | max 11.1 | Side 48-60mm and post 48-76mm |  | 1 | 20 | YES |  |  |  |  | -40°C to +50°C | CE;ENEC |  | CE & ENEC | [6 empty] | 66 | 5000 | 474x474x234 mm |  | 220-240V | -40°C to +50°C | 5 years | A++ |  |  | >70 |  | 5000 | 2210 |  |  |  | L80 > 110000 h |  | 111 |  |  | 8 | C | 25 °C | 5.57% | SP | Phased-out | 750/559 | CIE(x=0.34. y=0.35) 5SDCM | Class1. Class2 | IK08 | [11 empty] | dimmable
TBD | OK L/2/F/B/20/50/…/P60 or /…/P76 or/…/S60 | image | datasheet | deeplink | TUNGSRAM - Okapi LED - Standard post top and side mounting - 2220lm - 20W - 5000K - 70CRI - TBD[SKU] - Side 48-60mm and post 48-76mm | max 11.1 | Side 48-60mm and post 48-76mm |  | 1 | 20 | YES |  |  |  |  | -40°C to +50°C | CE;ENEC |  | CE & ENEC | [6 empty] | 66 | 5000 | 474x474x234 mm |  | 220-240V | -40°C to +50°C | 5 years | A++ |  |  | >70 |  | 5000 | 2220 |  |  |  | L80 > 110000 h |  | 111 |  |  | 8 | B | 25 °C | 5.57% | SP | Phased-out | 750/559 | CIE(x=0.34. y=0.35) 5SDCM | Class1. Class2 | IK08 | [11 empty] | dimmable
TBD | OK L/2/F/P/15/50/…/P60 or /…/P76 or/…/S60 | image | datasheet | deeplink | TUNGSRAM - Okapi LED - Standard post top and side mounting - 1510lm - 15W - 5000K - 70CRI - TBD[SKU] - Side 48-60mm and post 48-76mm | max 11.1 | Side 48-60mm and post 48-76mm |  | 1 | 15 | YES |  |  |  |  | -40°C to +50°C | CE;ENEC |  | CE & ENEC | [6 empty] | 66 | 5000 | 474x474x234 mm |  | 220-240V | -40°C to +50°C | 5 years | A++ |  |  | >70 |  | 5000 | 1510 |  |  |  | L80 > 110000 h |  | 101 |  |  | 8 | P | 25 °C | 5.57% | SP | Phased-out | 750/559 | CIE(x=0.34. y=0.35) 5SDCM | Class1. Class2 | IK08 | [11 empty] | dimmable
TBD | OK L/2/F/F/15/50/…/P60 or /…/P76 or/…/S60 | image | datasheet | deeplink | TUNGSRAM - Okapi LED - Standard post top and side mounting - 1610lm - 15W - 5000K - 70CRI - TBD[SKU] - Side 48-60mm and post 48-76mm | max 11.1 | Side 48-60mm and post 48-76mm |  | 1 | 15 | YES |  |  |  |  | -40°C to +50°C | CE;ENEC |  | CE & ENEC | [6 empty] | 66 | 5000 | 474x474x234 mm |  | 220-240V | -40°C to +50°C | 5 years | A++ |  |  | >70 |  | 5000 | 1610 |  |  |  | L80 > 110000 h |  | 107 |  |  | 8 | F | 25 °C | 5.57% | SP | Phased-out | 750/559 | CIE(x=0.34. y=0.35) 5SDCM | Class1. Class2 | IK08 | [11 empty] | dimmable
TBD | OK L/2/F/T/15/50/…/P60 or /…/P76 or/…/S60 | image | datasheet | deeplink | TUNGSRAM - Okapi LED - Standard post top and side mounting - 1650lm - 15W - 5000K - 70CRI - TBD[SKU] - Side 48-60mm and post 48-76mm | max 11.1 | Side 48-60mm and post 48-76mm |  | 1 | 15 | YES |  |  |  |  | -40°C to +50°C | CE;ENEC |  | CE & ENEC | [6 empty] | 66 | 5000 | 474x474x234 mm |  | 220-240V | -40°C to +50°C | 5 years | A++ |  |  | >70 |  | 5000 | 1650 |  |  |  | L80 > 110000 h |  | 110 |  |  | 8 | T | 25 °C | 5.57% | SP | Phased-out | 750/559 | CIE(x=0.34. y=0.35) 5SDCM | Class1. Class2 | IK08 | [11 empty] | dimmable
TBD | OK L/2/F/N/15/50/…/P60 or /…/P76 or/…/S60 | image | datasheet | deeplink | TUNGSRAM - Okapi LED - Standard post top and side mounting - 1670lm - 15W - 5000K - 70CRI - TBD[SKU] - Side 48-60mm and post 48-76mm | max 11.1 | Side 48-60mm and post 48-76mm |  | 1 | 15 | YES |  |  |  |  | -40°C to +50°C | CE;ENEC |  | CE & ENEC | [6 empty] | 66 | 5000 | 474x474x234 mm |  | 220-240V | -40°C to +50°C | 5 years | A++ |  |  | >70 |  | 5000 | 1670 |  |  |  | L80 > 110000 h |  | 111 |  |  | 8 | N | 25 °C | 5.57% | SP | Phased-out | 750/559 | CIE(x=0.34. y=0.35) 5SDCM | Class1. Class2 | IK08 | [11 empty] | dimmable
TBD | OK L/2/F/E/15/50/…/P60 or /…/P76 or/…/S60 | image | datasheet | deeplink | TUNGSRAM - Okapi LED - Standard post top and side mounting - 1640lm - 15W - 5000K - 70CRI - TBD[SKU] - Side 48-60mm and post 48-76mm | max 11.1 | Side 48-60mm and post 48-76mm |  | 1 | 15 | YES |  |  |  |  | -40°C to +50°C | CE;ENEC |  | CE & ENEC | [6 empty] | 66 | 5000 | 474x474x234 mm |  | 220-240V | -40°C to +50°C | 5 years | A++ |  |  | >70 |  | 5000 | 1640 |  |  |  | L80 > 110000 h |  | 109 |  |  | 8 | E | 25 °C | 5.57% | SP | Phased-out | 750/559 | CIE(x=0.34. y=0.35) 5SDCM | Class1. Class2 | IK08 | [11 empty] | dimmable
TBD | OK L/2/F/C/15/50/…/P60 or /…/P76 or/…/S60 | image | datasheet | deeplink | TUNGSRAM - Okapi LED - Standard post top and side mounting - 1600lm - 15W - 5000K - 70CRI - TBD[SKU] - Side 48-60mm and post 48-76mm | max 11.1 | Side 48-60mm and post 48-76mm |  | 1 | 15 | YES |  |  |  |  | -40°C to +50°C | CE;ENEC |  | CE & ENEC | [6 empty] | 66 | 5000 | 474x474x234 mm |  | 220-240V | -40°C to +50°C | 5 years | A++ |  |  | >70 |  | 5000 | 1600 |  |  |  | L80 > 110000 h |  | 107 |  |  | 8 | C | 25 °C | 5.57% | SP | Phased-out | 750/559 | CIE(x=0.34. y=0.35) 5SDCM | Class1. Class2 | IK08 | [11 empty] | dimmable
TBD | OK L/2/F/B/15/50/…/P60 or /…/P76 or/…/S60 | image | datasheet | deeplink | TUNGSRAM - Okapi LED - Standard post top and side mounting - 1610lm - 15W - 5000K - 70CRI - TBD[SKU] - Side 48-60mm and post 48-76mm | max 11.1 | Side 48-60mm and post 48-76mm |  | 1 | 15 | YES |  |  |  |  | -40°C to +50°C | CE;ENEC |  | CE & ENEC | [6 empty] | 66 | 5000 | 474x474x234 mm |  | 220-240V | -40°C to +50°C | 5 years | A++ |  |  | >70 |  | 5000 | 1610 |  |  |  | L80 > 110000 h |  | 107 |  |  | 8 | B | 25 °C | 5.57% | SP | Phased-out | 750/559 | CIE(x=0.34. y=0.35) 5SDCM | Class1. Class2 | IK08 | [11 empty] | dimmable
TBD | OK L/2/F/P/55/40/…/P60 or /…/P76 or/…/S60 | image | datasheet | deeplink | TUNGSRAM - Okapi LED - Standard post top and side mounting - 5040lm - 55W - 4000K - 70CRI - TBD[SKU] - Side 48-60mm and post 48-76mm | max 11.1 | Side 48-60mm and post 48-76mm |  | 1 | 55 | YES |  |  |  |  | -40°C to +50°C | CE;ENEC |  | CE & ENEC | [6 empty] | 66 | 4000 | 474x474x234 mm |  | 220-240V | -40°C to +50°C | 5 years | A++ |  |  | >70 |  | 4000 | 5040 |  |  |  | L80 > 110000 h |  | 92 |  |  | 8 | P | 25 °C | 5.57% | SP | Phased-out | 740/559 | CIE(x=0.38. y=0.38) 5SDCM | Class1. Class2 | IK08 | [11 empty] | dimmable
TBD | OK L/2/F/F/55/40/…/P60 or /…/P76 or/…/S60 | image | datasheet | deeplink | TUNGSRAM - Okapi LED - Standard post top and side mounting - 5400lm - 55W - 4000K - 70CRI - TBD[SKU] - Side 48-60mm and post 48-76mm | max 11.1 | Side 48-60mm and post 48-76mm |  | 1 | 55 | YES |  |  |  |  | -40°C to +50°C | CE;ENEC |  | CE & ENEC | [6 empty] | 66 | 4000 | 474x474x234 mm |  | 220-240V | -40°C to +50°C | 5 years | A++ |  |  | >70 |  | 4000 | 5400 |  |  |  | L80 > 110000 h |  | 98 |  |  | 8 | F | 25 °C | 5.57% | SP | Phased-out | 740/559 | CIE(x=0.38. y=0.38) 5SDCM | Class1. Class2 | IK08 | [11 empty] | dimmable
TBD | OK L/2/F/T/55/40/…/P60 or /…/P76 or/…/S60 | image | datasheet | deeplink | TUNGSRAM - Okapi LED - Standard post top and side mounting - 5510lm - 55W - 4000K - 70CRI - TBD[SKU] - Side 48-60mm and post 48-76mm | max 11.1 | Side 48-60mm and post 48-76mm |  | 1 | 55 | YES |  |  |  |  | -40°C to +50°C | CE;ENEC |  | CE & ENEC | [6 empty] | 66 | 4000 | 474x474x234 mm |  | 220-240V | -40°C to +50°C | 5 years | A++ |  |  | >70 |  | 4000 | 5510 |  |  |  | L80 > 110000 h |  | 100 |  |  | 8 | T | 25 °C | 5.57% | SP | Phased-out | 740/559 | CIE(x=0.38. y=0.38) 5SDCM | Class1. Class2 | IK08 | [11 empty] | dimmable
TBD | OK L/2/F/N/55/40/…/P60 or /…/P76 or/…/S60 | image | datasheet | deeplink | TUNGSRAM - Okapi LED - Standard post top and side mounting - 5570lm - 55W - 4000K - 70CRI - TBD[SKU] - Side 48-60mm and post 48-76mm | max 11.1 | Side 48-60mm and post 48-76mm |  | 1 | 55 | YES |  |  |  |  | -40°C to +50°C | CE;ENEC |  | CE & ENEC | [6 empty] | 66 | 4000 | 474x474x234 mm |  | 220-240V | -40°C to +50°C | 5 years | A++ |  |  | >70 |  | 4000 | 5570 |  |  |  | L80 > 110000 h |  | 101 |  |  | 8 | N | 25 °C | 5.57% | SP | Phased-out | 740/559 | CIE(x=0.38. y=0.38) 5SDCM | Class1. Class2 | IK08 | [11 empty] | dimmable
TBD | OK L/2/F/E/55/40/…/P60 or /…/P76 or/…/S60 | image | datasheet | deeplink | TUNGSRAM - Okapi LED - Standard post top and side mounting - 5460lm - 55W - 4000K - 70CRI - TBD[SKU] - Side 48-60mm and post 48-76mm | max 11.1 | Side 48-60mm and post 48-76mm |  | 1 | 55 | YES |  |  |  |  | -40°C to +50°C | CE;ENEC |  | CE & ENEC | [6 empty] | 66 | 4000 | 474x474x234 mm |  | 220-240V | -40°C to +50°C | 5 years | A++ |  |  | >70 |  | 4000 | 5460 |  |  |  | L80 > 110000 h |  | 99 |  |  | 8 | E | 25 °C | 5.57% | SP | Phased-out | 740/559 | CIE(x=0.38. y=0.38) 5SDCM | Class1. Class2 | IK08 | [11 empty] | dimmable
TBD | OK L/2/F/C/55/40/…/P60 or /…/P76 or/…/S60 | image | datasheet | deeplink | TUNGSRAM - Okapi LED - Standard post top and side mounting - 5380lm - 55W - 4000K - 70CRI - TBD[SKU] - Side 48-60mm and post 48-76mm | max 11.1 | Side 48-60mm and post 48-76mm |  | 1 | 55 | YES |  |  |  |  | -40°C to +50°C | CE;ENEC |  | CE & ENEC | [6 empty] | 66 | 4000 | 474x474x234 mm |  | 220-240V | -40°C to +50°C | 5 years | A++ |  |  | >70 |  | 4000 | 5380 |  |  |  | L80 > 110000 h |  | 98 |  |  | 8 | C | 25 °C | 5.57% | SP | Phased-out | 740/559 | CIE(x=0.38. y=0.38) 5SDCM | Class1. Class2 | IK08 | [11 empty] | dimmable
TBD | OK L/2/F/B/55/40/…/P60 or /…/P76 or/…/S60 | image | datasheet | deeplink | TUNGSRAM - Okapi LED - Standard post top and side mounting - 5400lm - 55W - 4000K - 70CRI - TBD[SKU] - Side 48-60mm and post 48-76mm | max 11.1 | Side 48-60mm and post 48-76mm |  | 1 | 55 | YES |  |  |  |  | -40°C to +50°C | CE;ENEC |  | CE & ENEC | [6 empty] | 66 | 4000 | 474x474x234 mm |  | 220-240V | -40°C to +50°C | 5 years | A++ |  |  | >70 |  | 4000 | 5400 |  |  |  | L80 > 110000 h |  | 98 |  |  | 8 | B | 25 °C | 5.57% | SP | Phased-out | 740/559 | CIE(x=0.38. y=0.38) 5SDCM | Class1. Class2 | IK08 | [11 empty] | dimmable
TBD | OK L/2/F/P/43/40/…/P60 or /…/P76 or/…/S60 | image | datasheet | deeplink | TUNGSRAM - Okapi LED - Standard post top and side mounting - 4060lm - 43W - 4000K - 70CRI - TBD[SKU] - Side 48-60mm and post 48-76mm | max 11.1 | Side 48-60mm and post 48-76mm |  | 1 | 43 | YES |  |  |  |  | -40°C to +50°C | CE;ENEC |  | CE & ENEC | [6 empty] | 66 | 4000 | 474x474x234 mm |  | 220-240V | -40°C to +50°C | 5 years | A++ |  |  | >70 |  | 4000 | 4060 |  |  |  | L80 > 110000 h |  | 94 |  |  | 8 | P | 25 °C | 5.57% | SP | Phased-out | 740/559 | CIE(x=0.38. y=0.38) 5SDCM | Class1. Class2 | IK08 | [11 empty] | dimmable
TBD | OK L/2/F/F/43/40/…/P60 or /…/P76 or/…/S60 | image | datasheet | deeplink | TUNGSRAM - Okapi LED - Standard post top and side mounting - 4350lm - 43W - 4000K - 70CRI - TBD[SKU] - Side 48-60mm and post 48-76mm | max 11.1 | Side 48-60mm and post 48-76mm |  | 1 | 43 | YES |  |  |  |  | -40°C to +50°C | CE;ENEC |  | CE & ENEC | [6 empty] | 66 | 4000 | 474x474x234 mm |  | 220-240V | -40°C to +50°C | 5 years | A++ |  |  | >70 |  | 4000 | 4350 |  |  |  | L80 > 110000 h |  | 101 |  |  | 8 | F | 25 °C | 5.57% | SP | Phased-out | 740/559 | CIE(x=0.38. y=0.38) 5SDCM | Class1. Class2 | IK08 | [11 empty] | dimmable
TBD | OK L/2/F/T/43/40/…/P60 or /…/P76 or/…/S60 | image | datasheet | deeplink | TUNGSRAM - Okapi LED - Standard post top and side mounting - 4440lm - 43W - 4000K - 70CRI - TBD[SKU] - Side 48-60mm and post 48-76mm | max 11.1 | Side 48-60mm and post 48-76mm |  | 1 | 43 | YES |  |  |  |  | -40°C to +50°C | CE;ENEC |  | CE & ENEC | [6 empty] | 66 | 4000 | 474x474x234 mm |  | 220-240V | -40°C to +50°C | 5 years | A++ |  |  | >70 |  | 4000 | 4440 |  |  |  | L80 > 110000 h |  | 103 |  |  | 8 | T | 25 °C | 5.57% | SP | Phased-out | 740/559 | CIE(x=0.38. y=0.38) 5SDCM | Class1. Class2 | IK08 | [11 empty] | dimmable
TBD | OK L/2/F/N/43/40/…/P60 or /…/P76 or/…/S60 | image | datasheet | deeplink | TUNGSRAM - Okapi LED - Standard post top and side mounting - 4490lm - 43W - 4000K - 70CRI - TBD[SKU] - Side 48-60mm and post 48-76mm | max 11.1 | Side 48-60mm and post 48-76mm |  | 1 | 43 | YES |  |  |  |  | -40°C to +50°C | CE;ENEC |  | CE & ENEC | [6 empty] | 66 | 4000 | 474x474x234 mm |  | 220-240V | -40°C to +50°C | 5 years | A++ |  |  | >70 |  | 4000 | 4490 |  |  |  | L80 > 110000 h |  | 104 |  |  | 8 | N | 25 °C | 5.57% | SP | Phased-out | 740/559 | CIE(x=0.38. y=0.38) 5SDCM | Class1. Class2 | IK08 | [11 empty] | dimmable
TBD | OK L/2/F/E/43/40/…/P60 or /…/P76 or/…/S60 | image | datasheet | deeplink | TUNGSRAM - Okapi LED - Standard post top and side mounting - 4400lm - 43W - 4000K - 70CRI - TBD[SKU] - Side 48-60mm and post 48-76mm | max 11.1 | Side 48-60mm and post 48-76mm |  | 1 | 43 | YES |  |  |  |  | -40°C to +50°C | CE;ENEC |  | CE & ENEC | [6 empty] | 66 | 4000 | 474x474x234 mm |  | 220-240V | -40°C to +50°C | 5 years | A++ |  |  | >70 |  | 4000 | 4400 |  |  |  | L80 > 110000 h |  | 102 |  |  | 8 | E | 25 °C | 5.57% | SP | Phased-out | 740/559 | CIE(x=0.38. y=0.38) 5SDCM | Class1. Class2 | IK08 | [11 empty] | dimmable
TBD | OK L/2/F/C/43/40/…/P60 or /…/P76 or/…/S60 | image | datasheet | deeplink | TUNGSRAM - Okapi LED - Standard post top and side mounting - 4330lm - 43W - 4000K - 70CRI - TBD[SKU] - Side 48-60mm and post 48-76mm | max 11.1 | Side 48-60mm and post 48-76mm |  | 1 | 43 | YES |  |  |  |  | -40°C to +50°C | CE;ENEC |  | CE & ENEC | [6 empty] | 66 | 4000 | 474x474x234 mm |  | 220-240V | -40°C to +50°C | 5 years | A++ |  |  | >70 |  | 4000 | 4330 |  |  |  | L80 > 110000 h |  | 101 |  |  | 8 | C | 25 °C | 5.57% | SP | Phased-out | 740/559 | CIE(x=0.38. y=0.38) 5SDCM | Class1. Class2 | IK08 | [11 empty] | dimmable
TBD | OK L/2/F/B/43/40/…/P60 or /…/P76 or/…/S60 | image | datasheet | deeplink | TUNGSRAM - Okapi LED - Standard post top and side mounting - 4350lm - 43W - 4000K - 70CRI - TBD[SKU] - Side 48-60mm and post 48-76mm | max 11.1 | Side 48-60mm and post 48-76mm |  | 1 | 43 | YES |  |  |  |  | -40°C to +50°C | CE;ENEC |  | CE & ENEC | [6 empty] | 66 | 4000 | 474x474x234 mm |  | 220-240V | -40°C to +50°C | 5 years | A++ |  |  | >70 |  | 4000 | 4350 |  |  |  | L80 > 110000 h |  | 101 |  |  | 8 | B | 25 °C | 5.57% | SP | Phased-out | 740/559 | CIE(x=0.38. y=0.38) 5SDCM | Class1. Class2 | IK08 | [11 empty] | dimmable
TBD | OK L/2/F/P/30/40/…/P60 or /…/P76 or/…/S60 | image | datasheet | deeplink | TUNGSRAM - Okapi LED - Standard post top and side mounting - 2950lm - 30W - 4000K - 70CRI - TBD[SKU] - Side 48-60mm and post 48-76mm | max 11.1 | Side 48-60mm and post 48-76mm |  | 1 | 30 | YES |  |  |  |  | -40°C to +50°C | CE;ENEC |  | CE & ENEC | [6 empty] | 66 | 4000 | 474x474x234 mm |  | 220-240V | -40°C to +50°C | 5 years | A++ |  |  | >70 |  | 4000 | 2950 |  |  |  | L80 > 110000 h |  | 98 |  |  | 8 | P | 25 °C | 5.57% | SP | Phased-out | 740/559 | CIE(x=0.38. y=0.38) 5SDCM | Class1. Class2 | IK08 | [11 empty] | dimmable
TBD | OK L/2/F/F/30/40/…/P60 or /…/P76 or/…/S60 | image | datasheet | deeplink | TUNGSRAM - Okapi LED - Standard post top and side mounting - 3170lm - 30W - 4000K - 70CRI - TBD[SKU] - Side 48-60mm and post 48-76mm | max 11.1 | Side 48-60mm and post 48-76mm |  | 1 | 30 | YES |  |  |  |  | -40°C to +50°C | CE;ENEC |  | CE & ENEC | [6 empty] | 66 | 4000 | 474x474x234 mm |  | 220-240V | -40°C to +50°C | 5 years | A++ |  |  | >70 |  | 4000 | 3170 |  |  |  | L80 > 110000 h |  | 106 |  |  | 8 | F | 25 °C | 5.57% | SP | Phased-out | 740/559 | CIE(x=0.38. y=0.38) 5SDCM | Class1. Class2 | IK08 | [11 empty] | dimmable
TBD | OK L/2/F/T/30/40/…/P60 or /…/P76 or/…/S60 | image | datasheet | deeplink | TUNGSRAM - Okapi LED - Standard post top and side mounting - 3230lm - 30W - 4000K - 70CRI - TBD[SKU] - Side 48-60mm and post 48-76mm | max 11.1 | Side 48-60mm and post 48-76mm |  | 1 | 30 | YES |  |  |  |  | -40°C to +50°C | CE;ENEC |  | CE & ENEC | [6 empty] | 66 | 4000 | 474x474x234 mm |  | 220-240V | -40°C to +50°C | 5 years | A++ |  |  | >70 |  | 4000 | 3230 |  |  |  | L80 > 110000 h |  | 108 |  |  | 8 | T | 25 °C | 5.57% | SP | Phased-out | 740/559 | CIE(x=0.38. y=0.38) 5SDCM | Class1. Class2 | IK08 | [11 empty] | dimmable
TBD | OK L/2/F/N/30/40/…/P60 or /…/P76 or/…/S60 | image | datasheet | deeplink | TUNGSRAM - Okapi LED - Standard post top and side mounting - 3270lm - 30W - 4000K - 70CRI - TBD[SKU] - Side 48-60mm and post 48-76mm | max 11.1 | Side 48-60mm and post 48-76mm |  | 1 | 30 | YES |  |  |  |  | -40°C to +50°C | CE;ENEC |  | CE & ENEC | [6 empty] | 66 | 4000 | 474x474x234 mm |  | 220-240V | -40°C to +50°C | 5 years | A++ |  |  | >70 |  | 4000 | 3270 |  |  |  | L80 > 110000 h |  | 109 |  |  | 8 | N | 25 °C | 5.57% | SP | Phased-out | 740/559 | CIE(x=0.38. y=0.38) 5SDCM | Class1. Class2 | IK08 | [11 empty] | dimmable
TBD | OK L/2/F/E/30/40/…/P60 or /…/P76 or/…/S60 | image | datasheet | deeplink | TUNGSRAM - Okapi LED - Standard post top and side mounting - 3200lm - 30W - 4000K - 70CRI - TBD[SKU] - Side 48-60mm and post 48-76mm | max 11.1 | Side 48-60mm and post 48-76mm |  | 1 | 30 | YES |  |  |  |  | -40°C to +50°C | CE;ENEC |  | CE & ENEC | [6 empty] | 66 | 4000 | 474x474x234 mm |  | 220-240V | -40°C to +50°C | 5 years | A++ |  |  | >70 |  | 4000 | 3200 |  |  |  | L80 > 110000 h |  | 107 |  |  | 8 | E | 25 °C | 5.57% | SP | Phased-out | 740/559 | CIE(x=0.38. y=0.38) 5SDCM | Class1. Class2 | IK08 | [11 empty] | dimmable
TBD | OK L/2/F/C/30/40/…/P60 or /…/P76 or/…/S60 | image | datasheet | deeplink | TUNGSRAM - Okapi LED - Standard post top and side mounting - 3150lm - 30W - 4000K - 70CRI - TBD[SKU] - Side 48-60mm and post 48-76mm | max 11.1 | Side 48-60mm and post 48-76mm |  | 1 | 30 | YES |  |  |  |  | -40°C to +50°C | CE;ENEC |  | CE & ENEC | [6 empty] | 66 | 4000 | 474x474x234 mm |  | 220-240V | -40°C to +50°C | 5 years | A++ |  |  | >70 |  | 4000 | 3150 |  |  |  | L80 > 110000 h |  | 105 |  |  | 8 | C | 25 °C | 5.57% | SP | Phased-out | 740/559 | CIE(x=0.38. y=0.38) 5SDCM | Class1. Class2 | IK08 | [11 empty] | dimmable
TBD | OK L/2/F/B/30/40/…/P60 or /…/P76 or/…/S60 | image | datasheet | deeplink | TUNGSRAM - Okapi LED - Standard post top and side mounting - 3170lm - 30W - 4000K - 70CRI - TBD[SKU] - Side 48-60mm and post 48-76mm | max 11.1 | Side 48-60mm and post 48-76mm |  | 1 | 30 | YES |  |  |  |  | -40°C to +50°C | CE;ENEC |  | CE & ENEC | [6 empty] | 66 | 4000 | 474x474x234 mm |  | 220-240V | -40°C to +50°C | 5 years | A++ |  |  | >70 |  | 4000 | 3170 |  |  |  | L80 > 110000 h |  | 106 |  |  | 8 | B | 25 °C | 5.57% | SP | Phased-out | 740/559 | CIE(x=0.38. y=0.38) 5SDCM | Class1. Class2 | IK08 | [11 empty] | dimmable
TBD | OK L/2/F/P/20/40/…/P60 or /…/P76 or/…/S60 | image | datasheet | deeplink | TUNGSRAM - Okapi LED - Standard post top and side mounting - 1990lm - 20W - 4000K - 70CRI - TBD[SKU] - Side 48-60mm and post 48-76mm | max 11.1 | Side 48-60mm and post 48-76mm |  | 1 | 20 | YES |  |  |  |  | -40°C to +50°C | CE;ENEC |  | CE & ENEC | [6 empty] | 66 | 4000 | 474x474x234 mm |  | 220-240V | -40°C to +50°C | 5 years | A++ |  |  | >70 |  | 4000 | 1990 |  |  |  | L80 > 110000 h |  | 100 |  |  | 8 | P | 25 °C | 5.57% | SP | Phased-out | 740/559 | CIE(x=0.38. y=0.38) 5SDCM | Class1. Class2 | IK08 | [11 empty] | dimmable
TBD | OK L/2/F/F/20/40/…/P60 or /…/P76 or/…/S60 | image | datasheet | deeplink | TUNGSRAM - Okapi LED - Standard post top and side mounting - 2130lm - 20W - 4000K - 70CRI - TBD[SKU] - Side 48-60mm and post 48-76mm | max 11.1 | Side 48-60mm and post 48-76mm |  | 1 | 20 | YES |  |  |  |  | -40°C to +50°C | CE;ENEC |  | CE & ENEC | [6 empty] | 66 | 4000 | 474x474x234 mm |  | 220-240V | -40°C to +50°C | 5 years | A++ |  |  | >70 |  | 4000 | 2130 |  |  |  | L80 > 110000 h |  | 107 |  |  | 8 | F | 25 °C | 5.57% | SP | Phased-out | 740/559 | CIE(x=0.38. y=0.38) 5SDCM | Class1. Class2 | IK08 | [11 empty] | dimmable
TBD | OK L/2/F/T/20/40/…/P60 or /…/P76 or/…/S60 | image | datasheet | deeplink | TUNGSRAM - Okapi LED - Standard post top and side mounting - 2180lm - 20W - 4000K - 70CRI - TBD[SKU] - Side 48-60mm and post 48-76mm | max 11.1 | Side 48-60mm and post 48-76mm |  | 1 | 20 | YES |  |  |  |  | -40°C to +50°C | CE;ENEC |  | CE & ENEC | [6 empty] | 66 | 4000 | 474x474x234 mm |  | 220-240V | -40°C to +50°C | 5 years | A++ |  |  | >70 |  | 4000 | 2180 |  |  |  | L80 > 110000 h |  | 109 |  |  | 8 | T | 25 °C | 5.57% | SP | Phased-out | 740/559 | CIE(x=0.38. y=0.38) 5SDCM | Class1. Class2 | IK08 | [11 empty] | dimmable
TBD | OK L/2/F/N/20/40/…/P60 or /…/P76 or/…/S60 | image | datasheet | deeplink | TUNGSRAM - Okapi LED - Standard post top and side mounting - 2200lm - 20W - 4000K - 70CRI - TBD[SKU] - Side 48-60mm and post 48-76mm | max 11.1 | Side 48-60mm and post 48-76mm |  | 1 | 20 | YES |  |  |  |  | -40°C to +50°C | CE;ENEC |  | CE & ENEC | [6 empty] | 66 | 4000 | 474x474x234 mm |  | 220-240V | -40°C to +50°C | 5 years | A++ |  |  | >70 |  | 4000 | 2200 |  |  |  | L80 > 110000 h |  | 110 |  |  | 8 | N | 25 °C | 5.57% | SP | Phased-out | 740/559 | CIE(x=0.38. y=0.38) 5SDCM | Class1. Class2 | IK08 | [11 empty] | dimmable
TBD | OK L/2/F/E/20/40/…/P60 or /…/P76 or/…/S60 | image | datasheet | deeplink | TUNGSRAM - Okapi LED - Standard post top and side mounting - 2160lm - 20W - 4000K - 70CRI - TBD[SKU] - Side 48-60mm and post 48-76mm | max 11.1 | Side 48-60mm and post 48-76mm |  | 1 | 20 | YES |  |  |  |  | -40°C to +50°C | CE;ENEC |  | CE & ENEC | [6 empty] | 66 | 4000 | 474x474x234 mm |  | 220-240V | -40°C to +50°C | 5 years | A++ |  |  | >70 |  | 4000 | 2160 |  |  |  | L80 > 110000 h |  | 108 |  |  | 8 | E | 25 °C | 5.57% | SP | Phased-out | 740/559 | CIE(x=0.38. y=0.38) 5SDCM | Class1. Class2 | IK08 | [11 empty] | dimmable
TBD | OK L/2/F/C/20/40/…/P60 or /…/P76 or/…/S60 | image | datasheet | deeplink | TUNGSRAM - Okapi LED - Standard post top and side mounting - 2120lm - 20W - 4000K - 70CRI - TBD[SKU] - Side 48-60mm and post 48-76mm | max 11.1 | Side 48-60mm and post 48-76mm |  | 1 | 20 | YES |  |  |  |  | -40°C to +50°C | CE;ENEC |  | CE & ENEC | [6 empty] | 66 | 4000 | 474x474x234 mm |  | 220-240V | -40°C to +50°C | 5 years | A++ |  |  | >70 |  | 4000 | 2120 |  |  |  | L80 > 110000 h |  | 106 |  |  | 8 | C | 25 °C | 5.57% | SP | Phased-out | 740/559 | CIE(x=0.38. y=0.38) 5SDCM | Class1. Class2 | IK08 | [11 empty] | dimmable
TBD | OK L/2/F/B/20/40/…/P60 or /…/P76 or/…/S60 | image | datasheet | deeplink | TUNGSRAM - Okapi LED - Standard post top and side mounting - 2130lm - 20W - 4000K - 70CRI - TBD[SKU] - Side 48-60mm and post 48-76mm | max 11.1 | Side 48-60mm and post 48-76mm |  | 1 | 20 | YES |  |  |  |  | -40°C to +50°C | CE;ENEC |  | CE & ENEC | [6 empty] | 66 | 4000 | 474x474x234 mm |  | 220-240V | -40°C to +50°C | 5 years | A++ |  |  | >70 |  | 4000 | 2130 |  |  |  | L80 > 110000 h |  | 107 |  |  | 8 | B | 25 °C | 5.57% | SP | Phased-out | 740/559 | CIE(x=0.38. y=0.38) 5SDCM | Class1. Class2 | IK08 | [11 empty] | dimmable
TBD | OK L/2/F/P/15/40/…/P60 or /…/P76 or/…/S60 | image | datasheet | deeplink | TUNGSRAM - Okapi LED - Standard post top and side mounting - 1450lm - 15W - 4000K - 70CRI - TBD[SKU] - Side 48-60mm and post 48-76mm | max 11.1 | Side 48-60mm and post 48-76mm |  | 1 | 15 | YES |  |  |  |  | -40°C to +50°C | CE;ENEC |  | CE & ENEC | [6 empty] | 66 | 4000 | 474x474x234 mm |  | 220-240V | -40°C to +50°C | 5 years | A++ |  |  | >70 |  | 4000 | 1450 |  |  |  | L80 > 110000 h |  | 97 |  |  | 8 | P | 25 °C | 5.57% | SP | Phased-out | 740/559 | CIE(x=0.38. y=0.38) 5SDCM | Class1. Class2 | IK08 | [11 empty] | dimmable
TBD | OK L/2/F/F/15/40/…/P60 or /…/P76 or/…/S60 | image | datasheet | deeplink | TUNGSRAM - Okapi LED - Standard post top and side mounting - 1550lm - 15W - 4000K - 70CRI - TBD[SKU] - Side 48-60mm and post 48-76mm | max 11.1 | Side 48-60mm and post 48-76mm |  | 1 | 15 | YES |  |  |  |  | -40°C to +50°C | CE;ENEC |  | CE & ENEC | [6 empty] | 66 | 4000 | 474x474x234 mm |  | 220-240V | -40°C to +50°C | 5 years | A++ |  |  | >70 |  | 4000 | 1550 |  |  |  | L80 > 110000 h |  | 103 |  |  | 8 | F | 25 °C | 5.57% | SP | Phased-out | 740/559 | CIE(x=0.38. y=0.38) 5SDCM | Class1. Class2 | IK08 | [11 empty] | dimmable
TBD | OK L/2/F/T/15/40/…/P60 or /…/P76 or/…/S60 | image | datasheet | deeplink | TUNGSRAM - Okapi LED - Standard post top and side mounting - 1580lm - 15W - 4000K - 70CRI - TBD[SKU] - Side 48-60mm and post 48-76mm | max 11.1 | Side 48-60mm and post 48-76mm |  | 1 | 15 | YES |  |  |  |  | -40°C to +50°C | CE;ENEC |  | CE & ENEC | [6 empty] | 66 | 4000 | 474x474x234 mm |  | 220-240V | -40°C to +50°C | 5 years | A++ |  |  | >70 |  | 4000 | 1580 |  |  |  | L80 > 110000 h |  | 105 |  |  | 8 | T | 25 °C | 5.57% | SP | Phased-out | 740/559 | CIE(x=0.38. y=0.38) 5SDCM | Class1. Class2 | IK08 | [11 empty] | dimmable
TBD | OK L/2/F/N/15/40/…/P60 or /…/P76 or/…/S60 | image | datasheet | deeplink | TUNGSRAM - Okapi LED - Standard post top and side mounting - 1600lm - 15W - 4000K - 70CRI - TBD[SKU] - Side 48-60mm and post 48-76mm | max 11.1 | Side 48-60mm and post 48-76mm |  | 1 | 15 | YES |  |  |  |  | -40°C to +50°C | CE;ENEC |  | CE & ENEC | [6 empty] | 66 | 4000 | 474x474x234 mm |  | 220-240V | -40°C to +50°C | 5 years | A++ |  |  | >70 |  | 4000 | 1600 |  |  |  | L80 > 110000 h |  | 107 |  |  | 8 | N | 25 °C | 5.57% | SP | Phased-out | 740/559 | CIE(x=0.38. y=0.38) 5SDCM | Class1. Class2 | IK08 | [11 empty] | dimmable
TBD | OK L/2/F/E/15/40/…/P60 or /…/P76 or/…/S60 | image | datasheet | deeplink | TUNGSRAM - Okapi LED - Standard post top and side mounting - 1570lm - 15W - 4000K - 70CRI - TBD[SKU] - Side 48-60mm and post 48-76mm | max 11.1 | Side 48-60mm and post 48-76mm |  | 1 | 15 | YES |  |  |  |  | -40°C to +50°C | CE;ENEC |  | CE & ENEC | [6 empty] | 66 | 4000 | 474x474x234 mm |  | 220-240V | -40°C to +50°C | 5 years | A++ |  |  | >70 |  | 4000 | 1570 |  |  |  | L80 > 110000 h |  | 105 |  |  | 8 | E | 25 °C | 5.57% | SP | Phased-out | 740/559 | CIE(x=0.38. y=0.38) 5SDCM | Class1. Class2 | IK08 | [11 empty] | dimmable
TBD | OK L/2/F/C/15/40/…/P60 or /…/P76 or/…/S60 | image | datasheet | deeplink | TUNGSRAM - Okapi LED - Standard post top and side mounting - 1540lm - 15W - 4000K - 70CRI - TBD[SKU] - Side 48-60mm and post 48-76mm | max 11.1 | Side 48-60mm and post 48-76mm |  | 1 | 15 | YES |  |  |  |  | -40°C to +50°C | CE;ENEC |  | CE & ENEC | [6 empty] | 66 | 4000 | 474x474x234 mm |  | 220-240V | -40°C to +50°C | 5 years | A++ |  |  | >70 |  | 4000 | 1540 |  |  |  | L80 > 110000 h |  | 103 |  |  | 8 | C | 25 °C | 5.57% | SP | Phased-out | 740/559 | CIE(x=0.38. y=0.38) 5SDCM | Class1. Class2 | IK08 | [11 empty] | dimmable
TBD | OK L/2/F/B/15/40/…/P60 or /…/P76 or/…/S60 | image | datasheet | deeplink | TUNGSRAM - Okapi LED - Standard post top and side mounting - 1550lm - 15W - 4000K - 70CRI - TBD[SKU] - Side 48-60mm and post 48-76mm | max 11.1 | Side 48-60mm and post 48-76mm |  | 1 | 15 | YES |  |  |  |  | -40°C to +50°C | CE;ENEC |  | CE & ENEC | [6 empty] | 66 | 4000 | 474x474x234 mm |  | 220-240V | -40°C to +50°C | 5 years | A++ |  |  | >70 |  | 4000 | 1550 |  |  |  | L80 > 110000 h |  | 103 |  |  | 8 | B | 25 °C | 5.57% | SP | Phased-out | 740/559 | CIE(x=0.38. y=0.38) 5SDCM | Class1. Class2 | IK08 | [11 empty] | dimmable
TBD | OK L/2/F/P/55/30/…/P60 or /…/P76 or/…/S60 | image | datasheet | deeplink | TUNGSRAM - Okapi LED - Standard post top and side mounting - 4900lm - 55W - 3000K - 70CRI - TBD[SKU] - Side 48-60mm and post 48-76mm | max 11.1 | Side 48-60mm and post 48-76mm |  | 1 | 55 | YES |  |  |  |  | -40°C to +50°C | CE;ENEC |  | CE & ENEC | [6 empty] | 66 | 3000 | 474x474x234 mm |  | 220-240V | -40°C to +50°C | 5 years | A++ |  |  | >70 |  | 3000 | 4900 |  |  |  | L80 > 110000 h |  | 89 |  |  | 8 | P | 25 °C | 5.57% | SP | Phased-out | 730/559 | CIE(x=0.43. y=0.403) 5SDCM | Class1. Class2 | IK08 | [11 empty] | dimmable
TBD | OK L/2/F/F/55/30/…/P60 or /…/P76 or/…/S60 | image | datasheet | deeplink | TUNGSRAM - Okapi LED - Standard post top and side mounting - 5250lm - 55W - 3000K - 70CRI - TBD[SKU] - Side 48-60mm and post 48-76mm | max 11.1 | Side 48-60mm and post 48-76mm |  | 1 | 55 | YES |  |  |  |  | -40°C to +50°C | CE;ENEC |  | CE & ENEC | [6 empty] | 66 | 3000 | 474x474x234 mm |  | 220-240V | -40°C to +50°C | 5 years | A++ |  |  | >70 |  | 3000 | 5250 |  |  |  | L80 > 110000 h |  | 95 |  |  | 8 | F | 25 °C | 5.57% | SP | Phased-out | 730/559 | CIE(x=0.43. y=0.403) 5SDCM | Class1. Class2 | IK08 | [11 empty] | dimmable
TBD | OK L/2/F/T/55/30/…/P60 or /…/P76 or/…/S60 | image | datasheet | deeplink | TUNGSRAM - Okapi LED - Standard post top and side mounting - 5360lm - 55W - 3000K - 70CRI - TBD[SKU] - Side 48-60mm and post 48-76mm | max 11.1 | Side 48-60mm and post 48-76mm |  | 1 | 55 | YES |  |  |  |  | -40°C to +50°C | CE;ENEC |  | CE & ENEC | [6 empty] | 66 | 3000 | 474x474x234 mm |  | 220-240V | -40°C to +50°C | 5 years | A++ |  |  | >70 |  | 3000 | 5360 |  |  |  | L80 > 110000 h |  | 97 |  |  | 8 | T | 25 °C | 5.57% | SP | Phased-out | 730/559 | CIE(x=0.43. y=0.403) 5SDCM | Class1. Class2 | IK08 | [11 empty] | dimmable
TBD | OK L/2/F/N/55/30/…/P60 or /…/P76 or/…/S60 | image | datasheet | deeplink | TUNGSRAM - Okapi LED - Standard post top and side mounting - 5420lm - 55W - 3000K - 70CRI - TBD[SKU] - Side 48-60mm and post 48-76mm | max 11.1 | Side 48-60mm and post 48-76mm |  | 1 | 55 | YES |  |  |  |  | -40°C to +50°C | CE;ENEC |  | CE & ENEC | [6 empty] | 66 | 3000 | 474x474x234 mm |  | 220-240V | -40°C to +50°C | 5 years | A++ |  |  | >70 |  | 3000 | 5420 |  |  |  | L80 > 110000 h |  | 99 |  |  | 8 | N | 25 °C | 5.57% | SP | Phased-out | 730/559 | CIE(x=0.43. y=0.403) 5SDCM | Class1. Class2 | IK08 | [11 empty] | dimmable
TBD | OK L/2/F/E/55/30/…/P60 or /…/P76 or/…/S60 | image | datasheet | deeplink | TUNGSRAM - Okapi LED - Standard post top and side mounting - 5310lm - 55W - 3000K - 70CRI - TBD[SKU] - Side 48-60mm and post 48-76mm | max 11.1 | Side 48-60mm and post 48-76mm |  | 1 | 55 | YES |  |  |  |  | -40°C to +50°C | CE;ENEC |  | CE & ENEC | [6 empty] | 66 | 3000 | 474x474x234 mm |  | 220-240V | -40°C to +50°C | 5 years | A++ |  |  | >70 |  | 3000 | 5310 |  |  |  | L80 > 110000 h |  | 97 |  |  | 8 | E | 25 °C | 5.57% | SP | Phased-out | 730/559 | CIE(x=0.43. y=0.403) 5SDCM | Class1. Class2 | IK08 | [11 empty] | dimmable
TBD | OK L/2/F/C/55/30/…/P60 or /…/P76 or/…/S60 | image | datasheet | deeplink | TUNGSRAM - Okapi LED - Standard post top and side mounting - 5240lm - 55W - 3000K - 70CRI - TBD[SKU] - Side 48-60mm and post 48-76mm | max 11.1 | Side 48-60mm and post 48-76mm |  | 1 | 55 | YES |  |  |  |  | -40°C to +50°C | CE;ENEC |  | CE & ENEC | [6 empty] | 66 | 3000 | 474x474x234 mm |  | 220-240V | -40°C to +50°C | 5 years | A++ |  |  | >70 |  | 3000 | 5240 |  |  |  | L80 > 110000 h |  | 95 |  |  | 8 | C | 25 °C | 5.57% | SP | Phased-out | 730/559 | CIE(x=0.43. y=0.403) 5SDCM | Class1. Class2 | IK08 | [11 empty] | dimmable
TBD | OK L/2/F/B/55/30/…/P60 or /…/P76 or/…/S60 | image | datasheet | deeplink | TUNGSRAM - Okapi LED - Standard post top and side mounting - 5250lm - 55W - 3000K - 70CRI - TBD[SKU] - Side 48-60mm and post 48-76mm | max 11.1 | Side 48-60mm and post 48-76mm |  | 1 | 55 | YES |  |  |  |  | -40°C to +50°C | CE;ENEC |  | CE & ENEC | [6 empty] | 66 | 3000 | 474x474x234 mm |  | 220-240V | -40°C to +50°C | 5 years | A++ |  |  | >70 |  | 3000 | 5250 |  |  |  | L80 > 110000 h |  | 95 |  |  | 8 | B | 25 °C | 5.57% | SP | Phased-out | 730/559 | CIE(x=0.43. y=0.403) 5SDCM | Class1. Class2 | IK08 | [11 empty] | dimmable
TBD | OK L/2/F/P/43/30/…/P60 or /…/P76 or/…/S60 | image | datasheet | deeplink | TUNGSRAM - Okapi LED - Standard post top and side mounting - 3950lm - 43W - 3000K - 70CRI - TBD[SKU] - Side 48-60mm and post 48-76mm | max 11.1 | Side 48-60mm and post 48-76mm |  | 1 | 43 | YES |  |  |  |  | -40°C to +50°C | CE;ENEC |  | CE & ENEC | [6 empty] | 66 | 3000 | 474x474x234 mm |  | 220-240V | -40°C to +50°C | 5 years | A++ |  |  | >70 |  | 3000 | 3950 |  |  |  | L80 > 110000 h |  | 92 |  |  | 8 | P | 25 °C | 5.57% | SP | Phased-out | 730/559 | CIE(x=0.43. y=0.403) 5SDCM | Class1. Class2 | IK08 | [11 empty] | dimmable
TBD | OK L/2/F/F/43/30/…/P60 or /…/P76 or/…/S60 | image | datasheet | deeplink | TUNGSRAM - Okapi LED - Standard post top and side mounting - 4230lm - 43W - 3000K - 70CRI - TBD[SKU] - Side 48-60mm and post 48-76mm | max 11.1 | Side 48-60mm and post 48-76mm |  | 1 | 43 | YES |  |  |  |  | -40°C to +50°C | CE;ENEC |  | CE & ENEC | [6 empty] | 66 | 3000 | 474x474x234 mm |  | 220-240V | -40°C to +50°C | 5 years | A++ |  |  | >70 |  | 3000 | 4230 |  |  |  | L80 > 110000 h |  | 98 |  |  | 8 | F | 25 °C | 5.57% | SP | Phased-out | 730/559 | CIE(x=0.43. y=0.403) 5SDCM | Class1. Class2 | IK08 | [11 empty] | dimmable
TBD | OK L/2/F/T/43/30/…/P60 or /…/P76 or/…/S60 | image | datasheet | deeplink | TUNGSRAM - Okapi LED - Standard post top and side mounting - 4320lm - 43W - 3000K - 70CRI - TBD[SKU] - Side 48-60mm and post 48-76mm | max 11.1 | Side 48-60mm and post 48-76mm |  | 1 | 43 | YES |  |  |  |  | -40°C to +50°C | CE;ENEC |  | CE & ENEC | [6 empty] | 66 | 3000 | 474x474x234 mm |  | 220-240V | -40°C to +50°C | 5 years | A++ |  |  | >70 |  | 3000 | 4320 |  |  |  | L80 > 110000 h |  | 100 |  |  | 8 | T | 25 °C | 5.57% | SP | Phased-out | 730/559 | CIE(x=0.43. y=0.403) 5SDCM | Class1. Class2 | IK08 | [11 empty] | dimmable
TBD | OK L/2/F/N/43/30/…/P60 or /…/P76 or/…/S60 | image | datasheet | deeplink | TUNGSRAM - Okapi LED - Standard post top and side mounting - 4370lm - 43W - 3000K - 70CRI - TBD[SKU] - Side 48-60mm and post 48-76mm | max 11.1 | Side 48-60mm and post 48-76mm |  | 1 | 43 | YES |  |  |  |  | -40°C to +50°C | CE;ENEC |  | CE & ENEC | [6 empty] | 66 | 3000 | 474x474x234 mm |  | 220-240V | -40°C to +50°C | 5 years | A++ |  |  | >70 |  | 3000 | 4370 |  |  |  | L80 > 110000 h |  | 102 |  |  | 8 | N | 25 °C | 5.57% | SP | Phased-out | 730/559 | CIE(x=0.43. y=0.403) 5SDCM | Class1. Class2 | IK08 | [11 empty] | dimmable
TBD | OK L/2/F/E/43/30/…/P60 or /…/P76 or/…/S60 | image | datasheet | deeplink | TUNGSRAM - Okapi LED - Standard post top and side mounting - 4280lm - 43W - 3000K - 70CRI - TBD[SKU] - Side 48-60mm and post 48-76mm | max 11.1 | Side 48-60mm and post 48-76mm |  | 1 | 43 | YES |  |  |  |  | -40°C to +50°C | CE;ENEC |  | CE & ENEC | [6 empty] | 66 | 3000 | 474x474x234 mm |  | 220-240V | -40°C to +50°C | 5 years | A++ |  |  | >70 |  | 3000 | 4280 |  |  |  | L80 > 110000 h |  | 100 |  |  | 8 | E | 25 °C | 5.57% | SP | Phased-out | 730/559 | CIE(x=0.43. y=0.403) 5SDCM | Class1. Class2 | IK08 | [11 empty] | dimmable
TBD | OK L/2/F/C/43/30/…/P60 or /…/P76 or/…/S60 | image | datasheet | deeplink | TUNGSRAM - Okapi LED - Standard post top and side mounting - 4210lm - 43W - 3000K - 70CRI - TBD[SKU] - Side 48-60mm and post 48-76mm | max 11.1 | Side 48-60mm and post 48-76mm |  | 1 | 43 | YES |  |  |  |  | -40°C to +50°C | CE;ENEC |  | CE & ENEC | [6 empty] | 66 | 3000 | 474x474x234 mm |  | 220-240V | -40°C to +50°C | 5 years | A++ |  |  | >70 |  | 3000 | 4210 |  |  |  | L80 > 110000 h |  | 98 |  |  | 8 | C | 25 °C | 5.57% | SP | Phased-out | 730/559 | CIE(x=0.43. y=0.403) 5SDCM | Class1. Class2 | IK08 | [11 empty] | dimmable
TBD | OK L/2/F/B/43/30/…/P60 or /…/P76 or/…/S60 | image | datasheet | deeplink | TUNGSRAM - Okapi LED - Standard post top and side mounting - 4230lm - 43W - 3000K - 70CRI - TBD[SKU] - Side 48-60mm and post 48-76mm | max 11.1 | Side 48-60mm and post 48-76mm |  | 1 | 43 | YES |  |  |  |  | -40°C to +50°C | CE;ENEC |  | CE & ENEC | [6 empty] | 66 | 3000 | 474x474x234 mm |  | 220-240V | -40°C to +50°C | 5 years | A++ |  |  | >70 |  | 3000 | 4230 |  |  |  | L80 > 110000 h |  | 98 |  |  | 8 | B | 25 °C | 5.57% | SP | Phased-out | 730/559 | CIE(x=0.43. y=0.403) 5SDCM | Class1. Class2 | IK08 | [11 empty] | dimmable
TBD | OK L/2/F/P/30/30/…/P60 or /…/P76 or/…/S60 | image | datasheet | deeplink | TUNGSRAM - Okapi LED - Standard post top and side mounting - 2870lm - 30W - 3000K - 70CRI - TBD[SKU] - Side 48-60mm and post 48-76mm | max 11.1 | Side 48-60mm and post 48-76mm |  | 1 | 30 | YES |  |  |  |  | -40°C to +50°C | CE;ENEC |  | CE & ENEC | [6 empty] | 66 | 3000 | 474x474x234 mm |  | 220-240V | -40°C to +50°C | 5 years | A++ |  |  | >70 |  | 3000 | 2870 |  |  |  | L80 > 110000 h |  | 96 |  |  | 8 | P | 25 °C | 5.57% | SP | Phased-out | 730/559 | CIE(x=0.43. y=0.403) 5SDCM | Class1. Class2 | IK08 | [11 empty] | dimmable
TBD | OK L/2/F/F/30/30/…/P60 or /…/P76 or/…/S60 | image | datasheet | deeplink | TUNGSRAM - Okapi LED - Standard post top and side mounting - 3080lm - 30W - 3000K - 70CRI - TBD[SKU] - Side 48-60mm and post 48-76mm | max 11.1 | Side 48-60mm and post 48-76mm |  | 1 | 30 | YES |  |  |  |  | -40°C to +50°C | CE;ENEC |  | CE & ENEC | [6 empty] | 66 | 3000 | 474x474x234 mm |  | 220-240V | -40°C to +50°C | 5 years | A++ |  |  | >70 |  | 3000 | 3080 |  |  |  | L80 > 110000 h |  | 103 |  |  | 8 | F | 25 °C | 5.57% | SP | Phased-out | 730/559 | CIE(x=0.43. y=0.403) 5SDCM | Class1. Class2 | IK08 | [11 empty] | dimmable
TBD | OK L/2/F/T/30/30/…/P60 or /…/P76 or/…/S60 | image | datasheet | deeplink | TUNGSRAM - Okapi LED - Standard post top and side mounting - 3140lm - 30W - 3000K - 70CRI - TBD[SKU] - Side 48-60mm and post 48-76mm | max 11.1 | Side 48-60mm and post 48-76mm |  | 1 | 30 | YES |  |  |  |  | -40°C to +50°C | CE;ENEC |  | CE & ENEC | [6 empty] | 66 | 3000 | 474x474x234 mm |  | 220-240V | -40°C to +50°C | 5 years | A++ |  |  | >70 |  | 3000 | 3140 |  |  |  | L80 > 110000 h |  | 105 |  |  | 8 | T | 25 °C | 5.57% | SP | Phased-out | 730/559 | CIE(x=0.43. y=0.403) 5SDCM | Class1. Class2 | IK08 | [11 empty] | dimmable
TBD | OK L/2/F/N/30/30/…/P60 or /…/P76 or/…/S60 | image | datasheet | deeplink | TUNGSRAM - Okapi LED - Standard post top and side mounting - 3180lm - 30W - 3000K - 70CRI - TBD[SKU] - Side 48-60mm and post 48-76mm | max 11.1 | Side 48-60mm and post 48-76mm |  | 1 | 30 | YES |  |  |  |  | -40°C to +50°C | CE;ENEC |  | CE & ENEC | [6 empty] | 66 | 3000 | 474x474x234 mm |  | 220-240V | -40°C to +50°C | 5 years | A++ |  |  | >70 |  | 3000 | 3180 |  |  |  | L80 > 110000 h |  | 106 |  |  | 8 | N | 25 °C | 5.57% | SP | Phased-out | 730/559 | CIE(x=0.43. y=0.403) 5SDCM | Class1. Class2 | IK08 | [11 empty] | dimmable
TBD | OK L/2/F/E/30/30/…/P60 or /…/P76 or/…/S60 | image | datasheet | deeplink | TUNGSRAM - Okapi LED - Standard post top and side mounting - 3110lm - 30W - 3000K - 70CRI - TBD[SKU] - Side 48-60mm and post 48-76mm | max 11.1 | Side 48-60mm and post 48-76mm |  | 1 | 30 | YES |  |  |  |  | -40°C to +50°C | CE;ENEC |  | CE & ENEC | [6 empty] | 66 | 3000 | 474x474x234 mm |  | 220-240V | -40°C to +50°C | 5 years | A++ |  |  | >70 |  | 3000 | 3110 |  |  |  | L80 > 110000 h |  | 104 |  |  | 8 | E | 25 °C | 5.57% | SP | Phased-out | 730/559 | CIE(x=0.43. y=0.403) 5SDCM | Class1. Class2 | IK08 | [11 empty] | dimmable
TBD | OK L/2/F/C/30/30/…/P60 or /…/P76 or/…/S60 | image | datasheet | deeplink | TUNGSRAM - Okapi LED - Standard post top and side mounting - 3060lm - 30W - 3000K - 70CRI - TBD[SKU] - Side 48-60mm and post 48-76mm | max 11.1 | Side 48-60mm and post 48-76mm |  | 1 | 30 | YES |  |  |  |  | -40°C to +50°C | CE;ENEC |  | CE & ENEC | [6 empty] | 66 | 3000 | 474x474x234 mm |  | 220-240V | -40°C to +50°C | 5 years | A++ |  |  | >70 |  | 3000 | 3060 |  |  |  | L80 > 110000 h |  | 102 |  |  | 8 | C | 25 °C | 5.57% | SP | Phased-out | 730/559 | CIE(x=0.43. y=0.403) 5SDCM | Class1. Class2 | IK08 | [11 empty] | dimmable
TBD | OK L/2/F/B/30/30/…/P60 or /…/P76 or/…/S60 | image | datasheet | deeplink | TUNGSRAM - Okapi LED - Standard post top and side mounting - 3080lm - 30W - 3000K - 70CRI - TBD[SKU] - Side 48-60mm and post 48-76mm | max 11.1 | Side 48-60mm and post 48-76mm |  | 1 | 30 | YES |  |  |  |  | -40°C to +50°C | CE;ENEC |  | CE & ENEC | [6 empty] | 66 | 3000 | 474x474x234 mm |  | 220-240V | -40°C to +50°C | 5 years | A++ |  |  | >70 |  | 3000 | 3080 |  |  |  | L80 > 110000 h |  | 103 |  |  | 8 | B | 25 °C | 5.57% | SP | Phased-out | 730/559 | CIE(x=0.43. y=0.403) 5SDCM | Class1. Class2 | IK08 | [11 empty] | dimmable
TBD | OK L/2/F/P/20/30/…/P60 or /…/P76 or/…/S60 | image | datasheet | deeplink | TUNGSRAM - Okapi LED - Standard post top and side mounting - 1930lm - 20W - 3000K - 70CRI - TBD[SKU] - Side 48-60mm and post 48-76mm | max 11.1 | Side 48-60mm and post 48-76mm |  | 1 | 20 | YES |  |  |  |  | -40°C to +50°C | CE;ENEC |  | CE & ENEC | [6 empty] | 66 | 3000 | 474x474x234 mm |  | 220-240V | -40°C to +50°C | 5 years | A++ |  |  | >70 |  | 3000 | 1930 |  |  |  | L80 > 110000 h |  | 97 |  |  | 8 | P | 25 °C | 5.57% | SP | Phased-out | 730/559 | CIE(x=0.43. y=0.403) 5SDCM | Class1. Class2 | IK08 | [11 empty] | dimmable
TBD | OK L/2/F/F/20/30/…/P60 or /…/P76 or/…/S60 | image | datasheet | deeplink | TUNGSRAM - Okapi LED - Standard post top and side mounting - 2070lm - 20W - 3000K - 70CRI - TBD[SKU] - Side 48-60mm and post 48-76mm | max 11.1 | Side 48-60mm and post 48-76mm |  | 1 | 20 | YES |  |  |  |  | -40°C to +50°C | CE;ENEC |  | CE & ENEC | [6 empty] | 66 | 3000 | 474x474x234 mm |  | 220-240V | -40°C to +50°C | 5 years | A++ |  |  | >70 |  | 3000 | 2070 |  |  |  | L80 > 110000 h |  | 104 |  |  | 8 | F | 25 °C | 5.57% | SP | Phased-out | 730/559 | CIE(x=0.43. y=0.403) 5SDCM | Class1. Class2 | IK08 | [11 empty] | dimmable
TBD | OK L/2/F/T/20/30/…/P60 or /…/P76 or/…/S60 | image | datasheet | deeplink | TUNGSRAM - Okapi LED - Standard post top and side mounting - 2120lm - 20W - 3000K - 70CRI - TBD[SKU] - Side 48-60mm and post 48-76mm | max 11.1 | Side 48-60mm and post 48-76mm |  | 1 | 20 | YES |  |  |  |  | -40°C to +50°C | CE;ENEC |  | CE & ENEC | [6 empty] | 66 | 3000 | 474x474x234 mm |  | 220-240V | -40°C to +50°C | 5 years | A++ |  |  | >70 |  | 3000 | 2120 |  |  |  | L80 > 110000 h |  | 106 |  |  | 8 | T | 25 °C | 5.57% | SP | Phased-out | 730/559 | CIE(x=0.43. y=0.403) 5SDCM | Class1. Class2 | IK08 | [11 empty] | dimmable
TBD | OK L/2/F/N/20/30/…/P60 or /…/P76 or/…/S60 | image | datasheet | deeplink | TUNGSRAM - Okapi LED - Standard post top and side mounting - 2140lm - 20W - 3000K - 70CRI - TBD[SKU] - Side 48-60mm and post 48-76mm | max 11.1 | Side 48-60mm and post 48-76mm |  | 1 | 20 | YES |  |  |  |  | -40°C to +50°C | CE;ENEC |  | CE & ENEC | [6 empty] | 66 | 3000 | 474x474x234 mm |  | 220-240V | -40°C to +50°C | 5 years | A++ |  |  | >70 |  | 3000 | 2140 |  |  |  | L80 > 110000 h |  | 107 |  |  | 8 | N | 25 °C | 5.57% | SP | Phased-out | 730/559 | CIE(x=0.43. y=0.403) 5SDCM | Class1. Class2 | IK08 | [11 empty] | dimmable
TBD | OK L/2/F/E/20/30/…/P60 or /…/P76 or/…/S60 | image | datasheet | deeplink | TUNGSRAM - Okapi LED - Standard post top and side mounting - 2100lm - 20W - 3000K - 70CRI - TBD[SKU] - Side 48-60mm and post 48-76mm | max 11.1 | Side 48-60mm and post 48-76mm |  | 1 | 20 | YES |  |  |  |  | -40°C to +50°C | CE;ENEC |  | CE & ENEC | [6 empty] | 66 | 3000 | 474x474x234 mm |  | 220-240V | -40°C to +50°C | 5 years | A++ |  |  | >70 |  | 3000 | 2100 |  |  |  | L80 > 110000 h |  | 105 |  |  | 8 | E | 25 °C | 5.57% | SP | Phased-out | 730/559 | CIE(x=0.43. y=0.403) 5SDCM | Class1. Class2 | IK08 | [11 empty] | dimmable
TBD | OK L/2/F/C/20/30/…/P60 or /…/P76 or/…/S60 | image | datasheet | deeplink | TUNGSRAM - Okapi LED - Standard post top and side mounting - 2060lm - 20W - 3000K - 70CRI - TBD[SKU] - Side 48-60mm and post 48-76mm | max 11.1 | Side 48-60mm and post 48-76mm |  | 1 | 20 | YES |  |  |  |  | -40°C to +50°C | CE;ENEC |  | CE & ENEC | [6 empty] | 66 | 3000 | 474x474x234 mm |  | 220-240V | -40°C to +50°C | 5 years | A++ |  |  | >70 |  | 3000 | 2060 |  |  |  | L80 > 110000 h |  | 103 |  |  | 8 | C | 25 °C | 5.57% | SP | Phased-out | 730/559 | CIE(x=0.43. y=0.403) 5SDCM | Class1. Class2 | IK08 | [11 empty] | dimmable
TBD | OK L/2/F/B/20/30/…/P60 or /…/P76 or/…/S60 | image | datasheet | deeplink | TUNGSRAM - Okapi LED - Standard post top and side mounting - 2070lm - 20W - 3000K - 70CRI - TBD[SKU] - Side 48-60mm and post 48-76mm | max 11.1 | Side 48-60mm and post 48-76mm |  | 1 | 20 | YES |  |  |  |  | -40°C to +50°C | CE;ENEC |  | CE & ENEC | [6 empty] | 66 | 3000 | 474x474x234 mm |  | 220-240V | -40°C to +50°C | 5 years | A++ |  |  | >70 |  | 3000 | 2070 |  |  |  | L80 > 110000 h |  | 104 |  |  | 8 | B | 25 °C | 5.57% | SP | Phased-out | 730/559 | CIE(x=0.43. y=0.403) 5SDCM | Class1. Class2 | IK08 | [11 empty] | dimmable
TBD | OK L/2/F/P/15/30/…/P60 or /…/P76 or/…/S60 | image | datasheet | deeplink | TUNGSRAM - Okapi LED - Standard post top and side mounting - 1410lm - 15W - 3000K - 70CRI - TBD[SKU] - Side 48-60mm and post 48-76mm | max 11.1 | Side 48-60mm and post 48-76mm |  | 1 | 15 | YES |  |  |  |  | -40°C to +50°C | CE;ENEC |  | CE & ENEC | [6 empty] | 66 | 3000 | 474x474x234 mm |  | 220-240V | -40°C to +50°C | 5 years | A++ |  |  | >70 |  | 3000 | 1410 |  |  |  | L80 > 110000 h |  | 94 |  |  | 8 | P | 25 °C | 5.57% | SP | Phased-out | 730/559 | CIE(x=0.43. y=0.403) 5SDCM | Class1. Class2 | IK08 | [11 empty] | dimmable
TBD | OK L/2/F/F/15/30/…/P60 or /…/P76 or/…/S60 | image | datasheet | deeplink | TUNGSRAM - Okapi LED - Standard post top and side mounting - 1500lm - 15W - 3000K - 70CRI - TBD[SKU] - Side 48-60mm and post 48-76mm | max 11.1 | Side 48-60mm and post 48-76mm |  | 1 | 15 | YES |  |  |  |  | -40°C to +50°C | CE;ENEC |  | CE & ENEC | [6 empty] | 66 | 3000 | 474x474x234 mm |  | 220-240V | -40°C to +50°C | 5 years | A++ |  |  | >70 |  | 3000 | 1500 |  |  |  | L80 > 110000 h |  | 100 |  |  | 8 | F | 25 °C | 5.57% | SP | Phased-out | 730/559 | CIE(x=0.43. y=0.403) 5SDCM | Class1. Class2 | IK08 | [11 empty] | dimmable
TBD | OK L/2/F/T/15/30/…/P60 or /…/P76 or/…/S60 | image | datasheet | deeplink | TUNGSRAM - Okapi LED - Standard post top and side mounting - 1530lm - 15W - 3000K - 70CRI - TBD[SKU] - Side 48-60mm and post 48-76mm | max 11.1 | Side 48-60mm and post 48-76mm |  | 1 | 15 | YES |  |  |  |  | -40°C to +50°C | CE;ENEC |  | CE & ENEC | [6 empty] | 66 | 3000 | 474x474x234 mm |  | 220-240V | -40°C to +50°C | 5 years | A++ |  |  | >70 |  | 3000 | 1530 |  |  |  | L80 > 110000 h |  | 102 |  |  | 8 | T | 25 °C | 5.57% | SP | Phased-out | 730/559 | CIE(x=0.43. y=0.403) 5SDCM | Class1. Class2 | IK08 | [11 empty] | dimmable
TBD | OK L/2/F/N/15/30/…/P60 or /…/P76 or/…/S60 | image | datasheet | deeplink | TUNGSRAM - Okapi LED - Standard post top and side mounting - 1550lm - 15W - 3000K - 70CRI - TBD[SKU] - Side 48-60mm and post 48-76mm | max 11.1 | Side 48-60mm and post 48-76mm |  | 1 | 15 | YES |  |  |  |  | -40°C to +50°C | CE;ENEC |  | CE & ENEC | [6 empty] | 66 | 3000 | 474x474x234 mm |  | 220-240V | -40°C to +50°C | 5 years | A++ |  |  | >70 |  | 3000 | 1550 |  |  |  | L80 > 110000 h |  | 103 |  |  | 8 | N | 25 °C | 5.57% | SP | Phased-out | 730/559 | CIE(x=0.43. y=0.403) 5SDCM | Class1. Class2 | IK08 | [11 empty] | dimmable
TBD | OK L/2/F/E/15/30/…/P60 or /…/P76 or/…/S60 | image | datasheet | deeplink | TUNGSRAM - Okapi LED - Standard post top and side mounting - 1520lm - 15W - 3000K - 70CRI - TBD[SKU] - Side 48-60mm and post 48-76mm | max 11.1 | Side 48-60mm and post 48-76mm |  | 1 | 15 | YES |  |  |  |  | -40°C to +50°C | CE;ENEC |  | CE & ENEC | [6 empty] | 66 | 3000 | 474x474x234 mm |  | 220-240V | -40°C to +50°C | 5 years | A++ |  |  | >70 |  | 3000 | 1520 |  |  |  | L80 > 110000 h |  | 101 |  |  | 8 | E | 25 °C | 5.57% | SP | Phased-out | 730/559 | CIE(x=0.43. y=0.403) 5SDCM | Class1. Class2 | IK08 | [11 empty] | dimmable
TBD | OK L/2/F/C/15/30/…/P60 or /…/P76 or/…/S60 | image | datasheet | deeplink | TUNGSRAM - Okapi LED - Standard post top and side mounting - 1490lm - 15W - 3000K - 70CRI - TBD[SKU] - Side 48-60mm and post 48-76mm | max 11.1 | Side 48-60mm and post 48-76mm |  | 1 | 15 | YES |  |  |  |  | -40°C to +50°C | CE;ENEC |  | CE & ENEC | [6 empty] | 66 | 3000 | 474x474x234 mm |  | 220-240V | -40°C to +50°C | 5 years | A++ |  |  | >70 |  | 3000 | 1490 |  |  |  | L80 > 110000 h |  | 99 |  |  | 8 | C | 25 °C | 5.57% | SP | Phased-out | 730/559 | CIE(x=0.43. y=0.403) 5SDCM | Class1. Class2 | IK08 | [11 empty] | dimmable
TBD | OK L/2/F/B/15/30/…/P60 or /…/P76 or/…/S60 | image | datasheet | deeplink | TUNGSRAM - Okapi LED - Standard post top and side mounting - 1500lm - 15W - 3000K - 70CRI - TBD[SKU] - Side 48-60mm and post 48-76mm | max 11.1 | Side 48-60mm and post 48-76mm |  | 1 | 15 | YES |  |  |  |  | -40°C to +50°C | CE;ENEC |  | CE & ENEC | [6 empty] | 66 | 3000 | 474x474x234 mm |  | 220-240V | -40°C to +50°C | 5 years | A++ |  |  | >70 |  | 3000 | 1500 |  |  |  | L80 > 110000 h |  | 100 |  |  | 8 | B | 25 °C | 5.57% | SP | Phased-out | 730/559 | CIE(x=0.43. y=0.403) 5SDCM | Class1. Class2 | IK08 | [11 empty] | dimmable
TBD | SP H/2/F/U/90/40 | image | datasheet | deeplink | TUNGSRAM - Spinella Double module - 10040lm - 90W - 4000K - 70CRI - TBD[SKU] - Side 48-60mm and post 48-76mm | 21 | Side 48-60mm and post 48-76mm | LED | 1 | 90 | YES |  |  |  |  | -30°C to +50°C | CE;ENEC |  | CE;ENEC | [6 empty] | 66 | 4000 | 977x420x216 mm |  | 220-240V | -30°C to +50°C | 5 years |  |  |  | >70 |  | 4000 | 10040 |  |  |  | L80 > 195000 h |  | 111.56 |  |  | 8 | U | 25 °C | 5.59% | ST | Phased-out | 740/559 | CIE(x=0.38. y=0.38) 5SDCM | Class1. Class2 | IK09 | [11 empty] | dimmable
TBD | SP H/2/F/U/90/30 | image | datasheet | deeplink | TUNGSRAM - Spinella Double module - 9770lm - 90W - 3000K - 70CRI - TBD[SKU] - Side 48-60mm and post 48-76mm | 21 | Side 48-60mm and post 48-76mm | LED | 1 | 90 | YES |  |  |  |  | -30°C to +50°C | CE;ENEC |  | CE;ENEC | [6 empty] | 66 | 3000 | 977x420x216 mm |  | 220-240V | -30°C to +50°C | 5 years |  |  |  | >70 |  | 3000 | 9770 |  |  |  | L80 > 195000 h |  | 108.56 |  |  | 8 | U | 25 °C | 5.59% | ST | Phased-out | 730/559 | CIE(x=0.43. y=0.403) 5SDCM | Class1. Class2 | IK09 | [11 empty] | dimmable
TBD | SP H/2/F/U/230/40 | image | datasheet | deeplink | TUNGSRAM - Spinella Double module - 23590lm - 230W - 4000K - 70CRI - TBD[SKU] - Side 48-60mm and post 48-76mm | 21 | Side 48-60mm and post 48-76mm | LED | 1 | 230 | YES |  |  |  |  | -30°C to +50°C | CE;ENEC |  | CE;ENEC | [6 empty] | 66 | 4000 | 977x420x216 mm |  | 220-240V | -30°C to +50°C | 5 years |  |  |  | >70 |  | 4000 | 23590 |  |  |  | L80 > 195000 h |  | 102.57 |  |  | 8 | U | 25 °C | 5.59% | ST | Phased-out | 740/559 | CIE(x=0.38. y=0.38) 5SDCM | Class1. Class2 | IK09 | [11 empty] | dimmable
TBD | SP H/2/F/U/230/30 | image | datasheet | deeplink | TUNGSRAM - Spinella Double module - 22970lm - 230W - 3000K - 70CRI - TBD[SKU] - Side 48-60mm and post 48-76mm | 21 | Side 48-60mm and post 48-76mm | LED | 1 | 230 | YES |  |  |  |  | -30°C to +50°C | CE;ENEC |  | CE;ENEC | [6 empty] | 66 | 3000 | 977x420x216 mm |  | 220-240V | -30°C to +50°C | 5 years |  |  |  | >70 |  | 3000 | 22970 |  |  |  | L80 > 195000 h |  | 99.87 |  |  | 8 | U | 25 °C | 5.59% | ST | Phased-out | 730/559 | CIE(x=0.43. y=0.403) 5SDCM | Class1. Class2 | IK09 | [11 empty] | dimmable
TBD | SP H/2/F/U/190/40 | image | datasheet | deeplink | TUNGSRAM - Spinella Double module - 19990lm - 190W - 4000K - 70CRI - TBD[SKU] - Side 48-60mm and post 48-76mm | 21 | Side 48-60mm and post 48-76mm | LED | 1 | 190 | YES |  |  |  |  | -30°C to +50°C | CE;ENEC |  | CE;ENEC | [6 empty] | 66 | 4000 | 977x420x216 mm |  | 220-240V | -30°C to +50°C | 5 years |  |  |  | >70 |  | 4000 | 19990 |  |  |  | L80 > 195000 h |  | 105.21 |  |  | 8 | U | 25 °C | 5.59% | ST | Phased-out | 740/559 | CIE(x=0.38. y=0.38) 5SDCM | Class1. Class2 | IK09 | [11 empty] | dimmable
TBD | SP H/2/F/U/190/30 | image | datasheet | deeplink | TUNGSRAM - Spinella Double module - 19470lm - 190W - 3000K - 70CRI - TBD[SKU] - Side 48-60mm and post 48-76mm | 21 | Side 48-60mm and post 48-76mm | LED | 1 | 190 | YES |  |  |  |  | -30°C to +50°C | CE;ENEC |  | CE;ENEC | [6 empty] | 66 | 3000 | 977x420x216 mm |  | 220-240V | -30°C to +50°C | 5 years |  |  |  | >70 |  | 3000 | 19470 |  |  |  | L80 > 195000 h |  | 102.47 |  |  | 8 | U | 25 °C | 5.59% | ST | Phased-out | 730/559 | CIE(x=0.43. y=0.403) 5SDCM | Class1. Class2 | IK09 | [11 empty] | dimmable
TBD | SP H/2/F/U/156/40 | image | datasheet | deeplink | TUNGSRAM - Spinella Double module - 16910lm - 156W - 4000K - 70CRI - TBD[SKU] - Side 48-60mm and post 48-76mm | 21 | Side 48-60mm and post 48-76mm | LED | 1 | 156 | YES |  |  |  |  | -30°C to +50°C | CE;ENEC |  | CE;ENEC | [6 empty] | 66 | 4000 | 977x420x216 mm |  | 220-240V | -30°C to +50°C | 5 years |  |  |  | >70 |  | 4000 | 16910 |  |  |  | L80 > 195000 h |  | 108.4 |  |  | 8 | U | 25 °C | 5.59% | ST | Phased-out | 740/559 | CIE(x=0.38. y=0.38) 5SDCM | Class1. Class2 | IK09 | [11 empty] | dimmable
TBD | SP H/2/F/U/156/30 | image | datasheet | deeplink | TUNGSRAM - Spinella Double module - 16470lm - 156W - 3000K - 70CRI - TBD[SKU] - Side 48-60mm and post 48-76mm | 21 | Side 48-60mm and post 48-76mm | LED | 1 | 156 | YES |  |  |  |  | -30°C to +50°C | CE;ENEC |  | CE;ENEC | [6 empty] | 66 | 3000 | 977x420x216 mm |  | 220-240V | -30°C to +50°C | 5 years |  |  |  | >70 |  | 3000 | 16470 |  |  |  | L80 > 195000 h |  | 105.58 |  |  | 8 | U | 25 °C | 5.59% | ST | Phased-out | 730/559 | CIE(x=0.43. y=0.403) 5SDCM | Class1. Class2 | IK09 | [11 empty] | dimmable
TBD | SP H/2/F/U/128/40 | image | datasheet | deeplink | TUNGSRAM - Spinella Double module - 14520lm - 128W - 4000K - 70CRI - TBD[SKU] - Side 48-60mm and post 48-76mm | 21 | Side 48-60mm and post 48-76mm | LED | 1 | 128 | YES |  |  |  |  | -30°C to +50°C | CE;ENEC |  | CE;ENEC | [6 empty] | 66 | 4000 | 977x420x216 mm |  | 220-240V | -30°C to +50°C | 5 years |  |  |  | >70 |  | 4000 | 14520 |  |  |  | L80 > 195000 h |  | 113.44 |  |  | 8 | U | 25 °C | 5.59% | ST | Phased-out | 740/559 | CIE(x=0.38. y=0.38) 5SDCM | Class1. Class2 | IK09 | [11 empty] | dimmable
TBD | SP H/2/F/U/128/30 | image | datasheet | deeplink | TUNGSRAM - Spinella Double module - 14140lm - 128W - 3000K - 70CRI - TBD[SKU] - Side 48-60mm and post 48-76mm | 21 | Side 48-60mm and post 48-76mm | LED | 1 | 128 | YES |  |  |  |  | -30°C to +50°C | CE;ENEC |  | CE;ENEC | [6 empty] | 66 | 3000 | 977x420x216 mm |  | 220-240V | -30°C to +50°C | 5 years |  |  |  | >70 |  | 3000 | 14140 |  |  |  | L80 > 195000 h |  | 110.47 |  |  | 8 | U | 25 °C | 5.59% | ST | Phased-out | 730/559 | CIE(x=0.43. y=0.403) 5SDCM | Class1. Class2 | IK09 | [11 empty] | dimmable
TBD | SP H/2/F/U/108/40 | image | datasheet | deeplink | TUNGSRAM - Spinella Double module - 11620lm - 108W - 4000K - 70CRI - TBD[SKU] - Side 48-60mm and post 48-76mm | 21 | Side 48-60mm and post 48-76mm | LED | 1 | 108 | YES |  |  |  |  | -30°C to +50°C | CE;ENEC |  | CE;ENEC | [6 empty] | 66 | 4000 | 977x420x216 mm |  | 220-240V | -30°C to +50°C | 5 years |  |  |  | >70 |  | 4000 | 11620 |  |  |  | L80 > 195000 h |  | 107.59 |  |  | 8 | U | 25 °C | 5.59% | ST | Phased-out | 740/559 | CIE(x=0.38. y=0.38) 5SDCM | Class1. Class2 | IK09 | [11 empty] | dimmable
TBD | SP H/2/F/U/108/30 | image | datasheet | deeplink | TUNGSRAM - Spinella Double module - 11310lm - 108W - 3000K - 70CRI - TBD[SKU] - Side 48-60mm and post 48-76mm | 21 | Side 48-60mm and post 48-76mm | LED | 1 | 108 | YES |  |  |  |  | -30°C to +50°C | CE;ENEC |  | CE;ENEC | [6 empty] | 66 | 3000 | 977x420x216 mm |  | 220-240V | -30°C to +50°C | 5 years |  |  |  | >70 |  | 3000 | 11310 |  |  |  | L80 > 195000 h |  | 104.72 |  |  | 8 | U | 25 °C | 5.59% | ST | Phased-out | 730/559 | CIE(x=0.43. y=0.403) 5SDCM | Class1. Class2 | IK09 | [11 empty] | dimmable
TBD | SP H/2/F/T/90/40 | image | datasheet | deeplink | TUNGSRAM - Spinella Double module - 10770lm - 90W - 4000K - 70CRI - TBD[SKU] - Side 48-60mm and post 48-76mm | 21 | Side 48-60mm and post 48-76mm | LED | 1 | 90 | YES |  |  |  |  | -30°C to +50°C | CE;ENEC |  | CE;ENEC | [6 empty] | 66 | 4000 | 977x420x216 mm |  | 220-240V | -30°C to +50°C | 5 years |  |  |  | >70 |  | 4000 | 10770 |  |  |  | L80 > 195000 h |  | 119.67 |  |  | 8 | T | 25 °C | 5.59% | ST | Phased-out | 740/559 | CIE(x=0.38. y=0.38) 5SDCM | Class1. Class2 | IK09 | [11 empty] | dimmable
TBD | SP H/2/F/T/90/30 | image | datasheet | deeplink | TUNGSRAM - Spinella Double module - 10480lm - 90W - 3000K - 70CRI - TBD[SKU] - Side 48-60mm and post 48-76mm | 21 | Side 48-60mm and post 48-76mm | LED | 1 | 90 | YES |  |  |  |  | -30°C to +50°C | CE;ENEC |  | CE;ENEC | [6 empty] | 66 | 3000 | 977x420x216 mm |  | 220-240V | -30°C to +50°C | 5 years |  |  |  | >70 |  | 3000 | 10480 |  |  |  | L80 > 195000 h |  | 116.44 |  |  | 8 | T | 25 °C | 5.59% | ST | Phased-out | 730/559 | CIE(x=0.43. y=0.403) 5SDCM | Class1. Class2 | IK09 | [11 empty] | dimmable
TBD | SP H/2/F/T/230/40 | image | datasheet | deeplink | TUNGSRAM - Spinella Double module - 25310lm - 230W - 4000K - 70CRI - TBD[SKU] - Side 48-60mm and post 48-76mm | 21 | Side 48-60mm and post 48-76mm | LED | 1 | 230 | YES |  |  |  |  | -30°C to +50°C | CE;ENEC |  | CE;ENEC | [6 empty] | 66 | 4000 | 977x420x216 mm |  | 220-240V | -30°C to +50°C | 5 years |  |  |  | >70 |  | 4000 | 25310 |  |  |  | L80 > 195000 h |  | 110.04 |  |  | 8 | T | 25 °C | 5.59% | ST | Phased-out | 740/559 | CIE(x=0.38. y=0.38) 5SDCM | Class1. Class2 | IK09 | [11 empty] | dimmable
TBD | SP H/2/F/T/230/30 | image | datasheet | deeplink | TUNGSRAM - Spinella Double module - 24650lm - 230W - 3000K - 70CRI - TBD[SKU] - Side 48-60mm and post 48-76mm | 21 | Side 48-60mm and post 48-76mm | LED | 1 | 230 | YES |  |  |  |  | -30°C to +50°C | CE;ENEC |  | CE;ENEC | [6 empty] | 66 | 3000 | 977x420x216 mm |  | 220-240V | -30°C to +50°C | 5 years |  |  |  | >70 |  | 3000 | 24650 |  |  |  | L80 > 195000 h |  | 107.17 |  |  | 8 | T | 25 °C | 5.59% | ST | Phased-out | 730/559 | CIE(x=0.43. y=0.403) 5SDCM | Class1. Class2 | IK09 | [11 empty] | dimmable
TBD | SP H/2/F/T/190/40 | image | datasheet | deeplink | TUNGSRAM - Spinella Double module - 21450lm - 190W - 4000K - 70CRI - TBD[SKU] - Side 48-60mm and post 48-76mm | 21 | Side 48-60mm and post 48-76mm | LED | 1 | 190 | YES |  |  |  |  | -30°C to +50°C | CE;ENEC |  | CE;ENEC | [6 empty] | 66 | 4000 | 977x420x216 mm |  | 220-240V | -30°C to +50°C | 5 years |  |  |  | >70 |  | 4000 | 21450 |  |  |  | L80 > 195000 h |  | 112.89 |  |  | 8 | T | 25 °C | 5.59% | ST | Phased-out | 740/559 | CIE(x=0.38. y=0.38) 5SDCM | Class1. Class2 | IK09 | [11 empty] | dimmable
TBD | SP H/2/F/T/190/30 | image | datasheet | deeplink | TUNGSRAM - Spinella Double module - 20890lm - 190W - 3000K - 70CRI - TBD[SKU] - Side 48-60mm and post 48-76mm | 21 | Side 48-60mm and post 48-76mm | LED | 1 | 190 | YES |  |  |  |  | -30°C to +50°C | CE;ENEC |  | CE;ENEC | [6 empty] | 66 | 3000 | 977x420x216 mm |  | 220-240V | -30°C to +50°C | 5 years |  |  |  | >70 |  | 3000 | 20890 |  |  |  | L80 > 195000 h |  | 109.95 |  |  | 8 | T | 25 °C | 5.59% | ST | Phased-out | 730/559 | CIE(x=0.43. y=0.403) 5SDCM | Class1. Class2 | IK09 | [11 empty] | dimmable
TBD | SP H/2/F/T/156/40 | image | datasheet | deeplink | TUNGSRAM - Spinella Double module - 18140lm - 156W - 4000K - 70CRI - TBD[SKU] - Side 48-60mm and post 48-76mm | 21 | Side 48-60mm and post 48-76mm | LED | 1 | 156 | YES |  |  |  |  | -30°C to +50°C | CE;ENEC |  | CE;ENEC | [6 empty] | 66 | 4000 | 977x420x216 mm |  | 220-240V | -30°C to +50°C | 5 years |  |  |  | >70 |  | 4000 | 18140 |  |  |  | L80 > 195000 h |  | 116.28 |  |  | 8 | T | 25 °C | 5.59% | ST | Phased-out | 740/559 | CIE(x=0.38. y=0.38) 5SDCM | Class1. Class2 | IK09 | [11 empty] | dimmable
TBD | SP H/2/F/T/156/30 | image | datasheet | deeplink | TUNGSRAM - Spinella Double module - 17660lm - 156W - 3000K - 70CRI - TBD[SKU] - Side 48-60mm and post 48-76mm | 21 | Side 48-60mm and post 48-76mm | LED | 1 | 156 | YES |  |  |  |  | -30°C to +50°C | CE;ENEC |  | CE;ENEC | [6 empty] | 66 | 3000 | 977x420x216 mm |  | 220-240V | -30°C to +50°C | 5 years |  |  |  | >70 |  | 3000 | 17660 |  |  |  | L80 > 195000 h |  | 113.21 |  |  | 8 | T | 25 °C | 5.59% | ST | Phased-out | 730/559 | CIE(x=0.43. y=0.403) 5SDCM | Class1. Class2 | IK09 | [11 empty] | dimmable
TBD | SP H/2/F/T/128/40 | image | datasheet | deeplink | TUNGSRAM - Spinella Double module - 15580lm - 128W - 4000K - 70CRI - TBD[SKU] - Side 48-60mm and post 48-76mm | 21 | Side 48-60mm and post 48-76mm | LED | 1 | 128 | YES |  |  |  |  | -30°C to +50°C | CE;ENEC |  | CE;ENEC | [6 empty] | 66 | 4000 | 977x420x216 mm |  | 220-240V | -30°C to +50°C | 5 years |  |  |  | >70 |  | 4000 | 15580 |  |  |  | L80 > 195000 h |  | 121.72 |  |  | 8 | T | 25 °C | 5.59% | ST | Phased-out | 740/559 | CIE(x=0.38. y=0.38) 5SDCM | Class1. Class2 | IK09 | [11 empty] | dimmable
TBD | SP H/2/F/T/128/30 | image | datasheet | deeplink | TUNGSRAM - Spinella Double module - 15170lm - 128W - 3000K - 70CRI - TBD[SKU] - Side 48-60mm and post 48-76mm | 21 | Side 48-60mm and post 48-76mm | LED | 1 | 128 | YES |  |  |  |  | -30°C to +50°C | CE;ENEC |  | CE;ENEC | [6 empty] | 66 | 3000 | 977x420x216 mm |  | 220-240V | -30°C to +50°C | 5 years |  |  |  | >70 |  | 3000 | 15170 |  |  |  | L80 > 195000 h |  | 118.52 |  |  | 8 | T | 25 °C | 5.59% | ST | Phased-out | 730/559 | CIE(x=0.43. y=0.403) 5SDCM | Class1. Class2 | IK09 | [11 empty] | dimmable
TBD | SP H/2/F/T/108/40 | image | datasheet | deeplink | TUNGSRAM - Spinella Double module - 12470lm - 108W - 4000K - 70CRI - TBD[SKU] - Side 48-60mm and post 48-76mm | 21 | Side 48-60mm and post 48-76mm | LED | 1 | 108 | YES |  |  |  |  | -30°C to +50°C | CE;ENEC |  | CE;ENEC | [6 empty] | 66 | 4000 | 977x420x216 mm |  | 220-240V | -30°C to +50°C | 5 years |  |  |  | >70 |  | 4000 | 12470 |  |  |  | L80 > 195000 h |  | 115.46 |  |  | 8 | T | 25 °C | 5.59% | ST | Phased-out | 740/559 | CIE(x=0.38. y=0.38) 5SDCM | Class1. Class2 | IK09 | [11 empty] | dimmable
TBD | SP H/2/F/T/108/30 | image | datasheet | deeplink | TUNGSRAM - Spinella Double module - 12140lm - 108W - 3000K - 70CRI - TBD[SKU] - Side 48-60mm and post 48-76mm | 21 | Side 48-60mm and post 48-76mm | LED | 1 | 108 | YES |  |  |  |  | -30°C to +50°C | CE;ENEC |  | CE;ENEC | [6 empty] | 66 | 3000 | 977x420x216 mm |  | 220-240V | -30°C to +50°C | 5 years |  |  |  | >70 |  | 3000 | 12140 |  |  |  | L80 > 195000 h |  | 112.41 |  |  | 8 | T | 25 °C | 5.59% | ST | Phased-out | 730/559 | CIE(x=0.43. y=0.403) 5SDCM | Class1. Class2 | IK09 | [11 empty] | dimmable
TBD | SP H/2/F/P/90/40 | image | datasheet | deeplink | TUNGSRAM - Spinella Double module - 9950lm - 90W - 4000K - 70CRI - TBD[SKU] - Side 48-60mm and post 48-76mm | 21 | Side 48-60mm and post 48-76mm | LED | 1 | 90 | YES |  |  |  |  | -30°C to +50°C | CE;ENEC |  | CE;ENEC | [6 empty] | 66 | 4000 | 977x420x216 mm |  | 220-240V | -30°C to +50°C | 5 years |  |  |  | >70 |  | 4000 | 9950 |  |  |  | L80 > 195000 h |  | 110.56 |  |  | 8 | P | 25 °C | 5.59% | ST | Phased-out | 740/559 | CIE(x=0.38. y=0.38) 5SDCM | Class1. Class2 | IK09 | [11 empty] | dimmable
TBD | SP H/2/F/P/90/30 | image | datasheet | deeplink | TUNGSRAM - Spinella Double module - 9690lm - 90W - 3000K - 70CRI - TBD[SKU] - Side 48-60mm and post 48-76mm | 21 | Side 48-60mm and post 48-76mm | LED | 1 | 90 | YES |  |  |  |  | -30°C to +50°C | CE;ENEC |  | CE;ENEC | [6 empty] | 66 | 3000 | 977x420x216 mm |  | 220-240V | -30°C to +50°C | 5 years |  |  |  | >70 |  | 3000 | 9690 |  |  |  | L80 > 195000 h |  | 107.67 |  |  | 8 | P | 25 °C | 5.59% | ST | Phased-out | 730/559 | CIE(x=0.43. y=0.403) 5SDCM | Class1. Class2 | IK09 | [11 empty] | dimmable
TBD | SP H/2/F/P/230/40 | image | datasheet | deeplink | TUNGSRAM - Spinella Double module - 23380lm - 230W - 4000K - 70CRI - TBD[SKU] - Side 48-60mm and post 48-76mm | 21 | Side 48-60mm and post 48-76mm | LED | 1 | 230 | YES |  |  |  |  | -30°C to +50°C | CE;ENEC |  | CE;ENEC | [6 empty] | 66 | 4000 | 977x420x216 mm |  | 220-240V | -30°C to +50°C | 5 years |  |  |  | >70 |  | 4000 | 23380 |  |  |  | L80 > 195000 h |  | 101.65 |  |  | 8 | P | 25 °C | 5.59% | ST | Phased-out | 740/559 | CIE(x=0.38. y=0.38) 5SDCM | Class1. Class2 | IK09 | [11 empty] | dimmable
TBD | SP H/2/F/P/230/30 | image | datasheet | deeplink | TUNGSRAM - Spinella Double module - 22770lm - 230W - 3000K - 70CRI - TBD[SKU] - Side 48-60mm and post 48-76mm | 21 | Side 48-60mm and post 48-76mm | LED | 1 | 230 | YES |  |  |  |  | -30°C to +50°C | CE;ENEC |  | CE;ENEC | [6 empty] | 66 | 3000 | 977x420x216 mm |  | 220-240V | -30°C to +50°C | 5 years |  |  |  | >70 |  | 3000 | 22770 |  |  |  | L80 > 195000 h |  | 99 |  |  | 8 | P | 25 °C | 5.59% | ST | Phased-out | 730/559 | CIE(x=0.43. y=0.403) 5SDCM | Class1. Class2 | IK09 | [11 empty] | dimmable
TBD | SP H/2/F/P/190/40 | image | datasheet | deeplink | TUNGSRAM - Spinella Double module - 19810lm - 190W - 4000K - 70CRI - TBD[SKU] - Side 48-60mm and post 48-76mm | 21 | Side 48-60mm and post 48-76mm | LED | 1 | 190 | YES |  |  |  |  | -30°C to +50°C | CE;ENEC |  | CE;ENEC | [6 empty] | 66 | 4000 | 977x420x216 mm |  | 220-240V | -30°C to +50°C | 5 years |  |  |  | >70 |  | 4000 | 19810 |  |  |  | L80 > 195000 h |  | 104.26 |  |  | 8 | P | 25 °C | 5.59% | ST | Phased-out | 740/559 | CIE(x=0.38. y=0.38) 5SDCM | Class1. Class2 | IK09 | [11 empty] | dimmable
TBD | SP H/2/F/P/190/30 | image | datasheet | deeplink | TUNGSRAM - Spinella Double module - 19290lm - 190W - 3000K - 70CRI - TBD[SKU] - Side 48-60mm and post 48-76mm | 21 | Side 48-60mm and post 48-76mm | LED | 1 | 190 | YES |  |  |  |  | -30°C to +50°C | CE;ENEC |  | CE;ENEC | [6 empty] | 66 | 3000 | 977x420x216 mm |  | 220-240V | -30°C to +50°C | 5 years |  |  |  | >70 |  | 3000 | 19290 |  |  |  | L80 > 195000 h |  | 101.53 |  |  | 8 | P | 25 °C | 5.59% | ST | Phased-out | 730/559 | CIE(x=0.43. y=0.403) 5SDCM | Class1. Class2 | IK09 | [11 empty] | dimmable
TBD | SP H/2/F/P/156/40 | image | datasheet | deeplink | TUNGSRAM - Spinella Double module - 16760lm - 156W - 4000K - 70CRI - TBD[SKU] - Side 48-60mm and post 48-76mm | 21 | Side 48-60mm and post 48-76mm | LED | 1 | 156 | YES |  |  |  |  | -30°C to +50°C | CE;ENEC |  | CE;ENEC | [6 empty] | 66 | 4000 | 977x420x216 mm |  | 220-240V | -30°C to +50°C | 5 years |  |  |  | >70 |  | 4000 | 16760 |  |  |  | L80 > 195000 h |  | 107.44 |  |  | 8 | P | 25 °C | 5.59% | ST | Phased-out | 740/559 | CIE(x=0.38. y=0.38) 5SDCM | Class1. Class2 | IK09 | [11 empty] | dimmable
TBD | SP H/2/F/P/156/30 | image | datasheet | deeplink | TUNGSRAM - Spinella Double module - 16320lm - 156W - 3000K - 70CRI - TBD[SKU] - Side 48-60mm and post 48-76mm | 21 | Side 48-60mm and post 48-76mm | LED | 1 | 156 | YES |  |  |  |  | -30°C to +50°C | CE;ENEC |  | CE;ENEC | [6 empty] | 66 | 3000 | 977x420x216 mm |  | 220-240V | -30°C to +50°C | 5 years |  |  |  | >70 |  | 3000 | 16320 |  |  |  | L80 > 195000 h |  | 104.62 |  |  | 8 | P | 25 °C | 5.59% | ST | Phased-out | 730/559 | CIE(x=0.43. y=0.403) 5SDCM | Class1. Class2 | IK09 | [11 empty] | dimmable
TBD | SP H/2/F/P/128/40 | image | datasheet | deeplink | TUNGSRAM - Spinella Double module - 14390lm - 128W - 4000K - 70CRI - TBD[SKU] - Side 48-60mm and post 48-76mm | 21 | Side 48-60mm and post 48-76mm | LED | 1 | 128 | YES |  |  |  |  | -30°C to +50°C | CE;ENEC |  | CE;ENEC | [6 empty] | 66 | 4000 | 977x420x216 mm |  | 220-240V | -30°C to +50°C | 5 years |  |  |  | >70 |  | 4000 | 14390 |  |  |  | L80 > 195000 h |  | 112.42 |  |  | 8 | P | 25 °C | 5.59% | ST | Phased-out | 740/559 | CIE(x=0.38. y=0.38) 5SDCM | Class1. Class2 | IK09 | [11 empty] | dimmable
TBD | SP H/2/F/P/128/30 | image | datasheet | deeplink | TUNGSRAM - Spinella Double module - 14010lm - 128W - 3000K - 70CRI - TBD[SKU] - Side 48-60mm and post 48-76mm | 21 | Side 48-60mm and post 48-76mm | LED | 1 | 128 | YES |  |  |  |  | -30°C to +50°C | CE;ENEC |  | CE;ENEC | [6 empty] | 66 | 3000 | 977x420x216 mm |  | 220-240V | -30°C to +50°C | 5 years |  |  |  | >70 |  | 3000 | 14010 |  |  |  | L80 > 195000 h |  | 109.45 |  |  | 8 | P | 25 °C | 5.59% | ST | Phased-out | 730/559 | CIE(x=0.43. y=0.403) 5SDCM | Class1. Class2 | IK09 | [11 empty] | dimmable
TBD | SP H/2/F/P/108/40 | image | datasheet | deeplink | TUNGSRAM - Spinella Double module - 11520lm - 108W - 4000K - 70CRI - TBD[SKU] - Side 48-60mm and post 48-76mm | 21 | Side 48-60mm and post 48-76mm | LED | 1 | 108 | YES |  |  |  |  | -30°C to +50°C | CE;ENEC |  | CE;ENEC | [6 empty] | 66 | 4000 | 977x420x216 mm |  | 220-240V | -30°C to +50°C | 5 years |  |  |  | >70 |  | 4000 | 11520 |  |  |  | L80 > 195000 h |  | 106.67 |  |  | 8 | P | 25 °C | 5.59% | ST | Phased-out | 740/559 | CIE(x=0.38. y=0.38) 5SDCM | Class1. Class2 | IK09 | [11 empty] | dimmable
TBD | SP H/2/F/P/108/30 | image | datasheet | deeplink | TUNGSRAM - Spinella Double module - 11220lm - 108W - 3000K - 70CRI - TBD[SKU] - Side 48-60mm and post 48-76mm | 21 | Side 48-60mm and post 48-76mm | LED | 1 | 108 | YES |  |  |  |  | -30°C to +50°C | CE;ENEC |  | CE;ENEC | [6 empty] | 66 | 3000 | 977x420x216 mm |  | 220-240V | -30°C to +50°C | 5 years |  |  |  | >70 |  | 3000 | 11220 |  |  |  | L80 > 195000 h |  | 103.89 |  |  | 8 | P | 25 °C | 5.59% | ST | Phased-out | 730/559 | CIE(x=0.43. y=0.403) 5SDCM | Class1. Class2 | IK09 | [11 empty] | dimmable
TBD | SP H/2/F/N/90/40 | image | datasheet | deeplink | TUNGSRAM - Spinella Double module - 10670lm - 90W - 4000K - 70CRI - TBD[SKU] - Side 48-60mm and post 48-76mm | 21 | Side 48-60mm and post 48-76mm | LED | 1 | 90 | YES |  |  |  |  | -30°C to +50°C | CE;ENEC |  | CE;ENEC | [6 empty] | 66 | 4000 | 977x420x216 mm |  | 220-240V | -30°C to +50°C | 5 years |  |  |  | >70 |  | 4000 | 10670 |  |  |  | L80 > 195000 h |  | 118.56 |  |  | 8 | N | 25 °C | 5.59% | ST | Phased-out | 740/559 | CIE(x=0.38. y=0.38) 5SDCM | Class1. Class2 | IK09 | [11 empty] | dimmable
TBD | SP H/2/F/N/90/30 | image | datasheet | deeplink | TUNGSRAM - Spinella Double module - 10390lm - 90W - 3000K - 70CRI - TBD[SKU] - Side 48-60mm and post 48-76mm | 21 | Side 48-60mm and post 48-76mm | LED | 1 | 90 | YES |  |  |  |  | -30°C to +50°C | CE;ENEC |  | CE;ENEC | [6 empty] | 66 | 3000 | 977x420x216 mm |  | 220-240V | -30°C to +50°C | 5 years |  |  |  | >70 |  | 3000 | 10390 |  |  |  | L80 > 195000 h |  | 115.44 |  |  | 8 | N | 25 °C | 5.59% | ST | Phased-out | 730/559 | CIE(x=0.43. y=0.403) 5SDCM | Class1. Class2 | IK09 | [11 empty] | dimmable
TBD | SP H/2/F/N/230/40 | image | datasheet | deeplink | TUNGSRAM - Spinella Double module - 25080lm - 230W - 4000K - 70CRI - TBD[SKU] - Side 48-60mm and post 48-76mm | 21 | Side 48-60mm and post 48-76mm | LED | 1 | 230 | YES |  |  |  |  | -30°C to +50°C | CE;ENEC |  | CE;ENEC | [6 empty] | 66 | 4000 | 977x420x216 mm |  | 220-240V | -30°C to +50°C | 5 years |  |  |  | >70 |  | 4000 | 25080 |  |  |  | L80 > 195000 h |  | 109.04 |  |  | 8 | N | 25 °C | 5.59% | ST | Phased-out | 740/559 | CIE(x=0.38. y=0.38) 5SDCM | Class1. Class2 | IK09 | [11 empty] | dimmable
TBD | SP H/2/F/N/230/30 | image | datasheet | deeplink | TUNGSRAM - Spinella Double module - 24420lm - 230W - 3000K - 70CRI - TBD[SKU] - Side 48-60mm and post 48-76mm | 21 | Side 48-60mm and post 48-76mm | LED | 1 | 230 | YES |  |  |  |  | -30°C to +50°C | CE;ENEC |  | CE;ENEC | [6 empty] | 66 | 3000 | 977x420x216 mm |  | 220-240V | -30°C to +50°C | 5 years |  |  |  | >70 |  | 3000 | 24420 |  |  |  | L80 > 195000 h |  | 106.17 |  |  | 8 | N | 25 °C | 5.59% | ST | Phased-out | 730/559 | CIE(x=0.43. y=0.403) 5SDCM | Class1. Class2 | IK09 | [11 empty] | dimmable
TBD | SP H/2/F/N/190/40 | image | datasheet | deeplink | TUNGSRAM - Spinella Double module - 21250lm - 190W - 4000K - 70CRI - TBD[SKU] - Side 48-60mm and post 48-76mm | 21 | Side 48-60mm and post 48-76mm | LED | 1 | 190 | YES |  |  |  |  | -30°C to +50°C | CE;ENEC |  | CE;ENEC | [6 empty] | 66 | 4000 | 977x420x216 mm |  | 220-240V | -30°C to +50°C | 5 years |  |  |  | >70 |  | 4000 | 21250 |  |  |  | L80 > 195000 h |  | 111.84 |  |  | 8 | N | 25 °C | 5.59% | ST | Phased-out | 740/559 | CIE(x=0.38. y=0.38) 5SDCM | Class1. Class2 | IK09 | [11 empty] | dimmable
TBD | SP H/2/F/N/190/30 | image | datasheet | deeplink | TUNGSRAM - Spinella Double module - 20690lm - 190W - 3000K - 70CRI - TBD[SKU] - Side 48-60mm and post 48-76mm | 21 | Side 48-60mm and post 48-76mm | LED | 1 | 190 | YES |  |  |  |  | -30°C to +50°C | CE;ENEC |  | CE;ENEC | [6 empty] | 66 | 3000 | 977x420x216 mm |  | 220-240V | -30°C to +50°C | 5 years |  |  |  | >70 |  | 3000 | 20690 |  |  |  | L80 > 195000 h |  | 108.89 |  |  | 8 | N | 25 °C | 5.59% | ST | Phased-out | 730/559 | CIE(x=0.43. y=0.403) 5SDCM | Class1. Class2 | IK09 | [11 empty] | dimmable
TBD | SP H/2/F/N/156/40 | image | datasheet | deeplink | TUNGSRAM - Spinella Double module - 17970lm - 156W - 4000K - 70CRI - TBD[SKU] - Side 48-60mm and post 48-76mm | 21 | Side 48-60mm and post 48-76mm | LED | 1 | 156 | YES |  |  |  |  | -30°C to +50°C | CE;ENEC |  | CE;ENEC | [6 empty] | 66 | 4000 | 977x420x216 mm |  | 220-240V | -30°C to +50°C | 5 years |  |  |  | >70 |  | 4000 | 17970 |  |  |  | L80 > 195000 h |  | 115.19 |  |  | 8 | N | 25 °C | 5.59% | ST | Phased-out | 740/559 | CIE(x=0.38. y=0.38) 5SDCM | Class1. Class2 | IK09 | [11 empty] | dimmable
TBD | SP H/2/F/N/156/30 | image | datasheet | deeplink | TUNGSRAM - Spinella Double module - 17500lm - 156W - 3000K - 70CRI - TBD[SKU] - Side 48-60mm and post 48-76mm | 21 | Side 48-60mm and post 48-76mm | LED | 1 | 156 | YES |  |  |  |  | -30°C to +50°C | CE;ENEC |  | CE;ENEC | [6 empty] | 66 | 3000 | 977x420x216 mm |  | 220-240V | -30°C to +50°C | 5 years |  |  |  | >70 |  | 3000 | 17500 |  |  |  | L80 > 195000 h |  | 112.18 |  |  | 8 | N | 25 °C | 5.59% | ST | Phased-out | 730/559 | CIE(x=0.43. y=0.403) 5SDCM | Class1. Class2 | IK09 | [11 empty] | dimmable
TBD | SP H/2/F/N/128/40 | image | datasheet | deeplink | TUNGSRAM - Spinella Double module - 15430lm - 128W - 4000K - 70CRI - TBD[SKU] - Side 48-60mm and post 48-76mm | 21 | Side 48-60mm and post 48-76mm | LED | 1 | 128 | YES |  |  |  |  | -30°C to +50°C | CE;ENEC |  | CE;ENEC | [6 empty] | 66 | 4000 | 977x420x216 mm |  | 220-240V | -30°C to +50°C | 5 years |  |  |  | >70 |  | 4000 | 15430 |  |  |  | L80 > 195000 h |  | 120.55 |  |  | 8 | N | 25 °C | 5.59% | ST | Phased-out | 740/559 | CIE(x=0.38. y=0.38) 5SDCM | Class1. Class2 | IK09 | [11 empty] | dimmable
TBD | SP H/2/F/N/128/30 | image | datasheet | deeplink | TUNGSRAM - Spinella Double module - 15020lm - 128W - 3000K - 70CRI - TBD[SKU] - Side 48-60mm and post 48-76mm | 21 | Side 48-60mm and post 48-76mm | LED | 1 | 128 | YES |  |  |  |  | -30°C to +50°C | CE;ENEC |  | CE;ENEC | [6 empty] | 66 | 3000 | 977x420x216 mm |  | 220-240V | -30°C to +50°C | 5 years |  |  |  | >70 |  | 3000 | 15020 |  |  |  | L80 > 195000 h |  | 117.34 |  |  | 8 | N | 25 °C | 5.59% | ST | Phased-out | 730/559 | CIE(x=0.43. y=0.403) 5SDCM | Class1. Class2 | IK09 | [11 empty] | dimmable
TBD | SP H/2/F/N/108/40 | image | datasheet | deeplink | TUNGSRAM - Spinella Double module - 12350lm - 108W - 4000K - 70CRI - TBD[SKU] - Side 48-60mm and post 48-76mm | 21 | Side 48-60mm and post 48-76mm | LED | 1 | 108 | YES |  |  |  |  | -30°C to +50°C | CE;ENEC |  | CE;ENEC | [6 empty] | 66 | 4000 | 977x420x216 mm |  | 220-240V | -30°C to +50°C | 5 years |  |  |  | >70 |  | 4000 | 12350 |  |  |  | L80 > 195000 h |  | 114.35 |  |  | 8 | N | 25 °C | 5.59% | ST | Phased-out | 740/559 | CIE(x=0.38. y=0.38) 5SDCM | Class1. Class2 | IK09 | [11 empty] | dimmable
TBD | SP H/2/F/N/108/30 | image | datasheet | deeplink | TUNGSRAM - Spinella Double module - 12020lm - 108W - 3000K - 70CRI - TBD[SKU] - Side 48-60mm and post 48-76mm | 21 | Side 48-60mm and post 48-76mm | LED | 1 | 108 | YES |  |  |  |  | -30°C to +50°C | CE;ENEC |  | CE;ENEC | [6 empty] | 66 | 3000 | 977x420x216 mm |  | 220-240V | -30°C to +50°C | 5 years |  |  |  | >70 |  | 3000 | 12020 |  |  |  | L80 > 195000 h |  | 111.3 |  |  | 8 | N | 25 °C | 5.59% | ST | Phased-out | 730/559 | CIE(x=0.43. y=0.403) 5SDCM | Class1. Class2 | IK09 | [11 empty] | dimmable
TBD | SP H/2/F/F/90/40 | image | datasheet | deeplink | TUNGSRAM - Spinella Double module - 10560lm - 90W - 4000K - 70CRI - TBD[SKU] - Side 48-60mm and post 48-76mm | 21 | Side 48-60mm and post 48-76mm | LED | 1 | 90 | YES |  |  |  |  | -30°C to +50°C | CE;ENEC |  | CE;ENEC | [6 empty] | 66 | 4000 | 977x420x216 mm |  | 220-240V | -30°C to +50°C | 5 years |  |  |  | >70 |  | 4000 | 10560 |  |  |  | L80 > 195000 h |  | 117.33 |  |  | 8 | F | 25 °C | 5.59% | ST | Phased-out | 740/559 | CIE(x=0.38. y=0.38) 5SDCM | Class1. Class2 | IK09 | [11 empty] | dimmable
TBD | SP H/2/F/F/90/30 | image | datasheet | deeplink | TUNGSRAM - Spinella Double module - 10280lm - 90W - 3000K - 70CRI - TBD[SKU] - Side 48-60mm and post 48-76mm | 21 | Side 48-60mm and post 48-76mm | LED | 1 | 90 | YES |  |  |  |  | -30°C to +50°C | CE;ENEC |  | CE;ENEC | [6 empty] | 66 | 3000 | 977x420x216 mm |  | 220-240V | -30°C to +50°C | 5 years |  |  |  | >70 |  | 3000 | 10280 |  |  |  | L80 > 195000 h |  | 114.22 |  |  | 8 | F | 25 °C | 5.59% | ST | Phased-out | 730/559 | CIE(x=0.43. y=0.403) 5SDCM | Class1. Class2 | IK09 | [11 empty] | dimmable
TBD | SP H/2/F/F/230/40 | image | datasheet | deeplink | TUNGSRAM - Spinella Double module - 24820lm - 230W - 4000K - 70CRI - TBD[SKU] - Side 48-60mm and post 48-76mm | 21 | Side 48-60mm and post 48-76mm | LED | 1 | 230 | YES |  |  |  |  | -30°C to +50°C | CE;ENEC |  | CE;ENEC | [6 empty] | 66 | 4000 | 977x420x216 mm |  | 220-240V | -30°C to +50°C | 5 years |  |  |  | >70 |  | 4000 | 24820 |  |  |  | L80 > 195000 h |  | 107.91 |  |  | 8 | F | 25 °C | 5.59% | ST | Phased-out | 740/559 | CIE(x=0.38. y=0.38) 5SDCM | Class1. Class2 | IK09 | [11 empty] | dimmable
TBD | SP H/2/F/F/230/30 | image | datasheet | deeplink | TUNGSRAM - Spinella Double module - 24170lm - 230W - 3000K - 70CRI - TBD[SKU] - Side 48-60mm and post 48-76mm | 21 | Side 48-60mm and post 48-76mm | LED | 1 | 230 | YES |  |  |  |  | -30°C to +50°C | CE;ENEC |  | CE;ENEC | [6 empty] | 66 | 3000 | 977x420x216 mm |  | 220-240V | -30°C to +50°C | 5 years |  |  |  | >70 |  | 3000 | 24170 |  |  |  | L80 > 195000 h |  | 105.09 |  |  | 8 | F | 25 °C | 5.59% | ST | Phased-out | 730/559 | CIE(x=0.43. y=0.403) 5SDCM | Class1. Class2 | IK09 | [11 empty] | dimmable
TBD | SP H/2/F/F/190/40 | image | datasheet | deeplink | TUNGSRAM - Spinella Double module - 21030lm - 190W - 4000K - 70CRI - TBD[SKU] - Side 48-60mm and post 48-76mm | 21 | Side 48-60mm and post 48-76mm | LED | 1 | 190 | YES |  |  |  |  | -30°C to +50°C | CE;ENEC |  | CE;ENEC | [6 empty] | 66 | 4000 | 977x420x216 mm |  | 220-240V | -30°C to +50°C | 5 years |  |  |  | >70 |  | 4000 | 21030 |  |  |  | L80 > 195000 h |  | 110.68 |  |  | 8 | F | 25 °C | 5.59% | ST | Phased-out | 740/559 | CIE(x=0.38. y=0.38) 5SDCM | Class1. Class2 | IK09 | [11 empty] | dimmable
TBD | SP H/2/F/F/190/30 | image | datasheet | deeplink | TUNGSRAM - Spinella Double module - 20480lm - 190W - 3000K - 70CRI - TBD[SKU] - Side 48-60mm and post 48-76mm | 21 | Side 48-60mm and post 48-76mm | LED | 1 | 190 | YES |  |  |  |  | -30°C to +50°C | CE;ENEC |  | CE;ENEC | [6 empty] | 66 | 3000 | 977x420x216 mm |  | 220-240V | -30°C to +50°C | 5 years |  |  |  | >70 |  | 3000 | 20480 |  |  |  | L80 > 195000 h |  | 107.79 |  |  | 8 | F | 25 °C | 5.59% | ST | Phased-out | 730/559 | CIE(x=0.43. y=0.403) 5SDCM | Class1. Class2 | IK09 | [11 empty] | dimmable
TBD | SP H/2/F/F/156/40 | image | datasheet | deeplink | TUNGSRAM - Spinella Double module - 17790lm - 156W - 4000K - 70CRI - TBD[SKU] - Side 48-60mm and post 48-76mm | 21 | Side 48-60mm and post 48-76mm | LED | 1 | 156 | YES |  |  |  |  | -30°C to +50°C | CE;ENEC |  | CE;ENEC | [6 empty] | 66 | 4000 | 977x420x216 mm |  | 220-240V | -30°C to +50°C | 5 years |  |  |  | >70 |  | 4000 | 17790 |  |  |  | L80 > 195000 h |  | 114.04 |  |  | 8 | F | 25 °C | 5.59% | ST | Phased-out | 740/559 | CIE(x=0.38. y=0.38) 5SDCM | Class1. Class2 | IK09 | [11 empty] | dimmable
TBD | SP H/2/F/F/156/30 | image | datasheet | deeplink | TUNGSRAM - Spinella Double module - 17320lm - 156W - 3000K - 70CRI - TBD[SKU] - Side 48-60mm and post 48-76mm | 21 | Side 48-60mm and post 48-76mm | LED | 1 | 156 | YES |  |  |  |  | -30°C to +50°C | CE;ENEC |  | CE;ENEC | [6 empty] | 66 | 3000 | 977x420x216 mm |  | 220-240V | -30°C to +50°C | 5 years |  |  |  | >70 |  | 3000 | 17320 |  |  |  | L80 > 195000 h |  | 111.03 |  |  | 8 | F | 25 °C | 5.59% | ST | Phased-out | 730/559 | CIE(x=0.43. y=0.403) 5SDCM | Class1. Class2 | IK09 | [11 empty] | dimmable
TBD | SP H/2/F/F/128/40 | image | datasheet | deeplink | TUNGSRAM - Spinella Double module - 15280lm - 128W - 4000K - 70CRI - TBD[SKU] - Side 48-60mm and post 48-76mm | 21 | Side 48-60mm and post 48-76mm | LED | 1 | 128 | YES |  |  |  |  | -30°C to +50°C | CE;ENEC |  | CE;ENEC | [6 empty] | 66 | 4000 | 977x420x216 mm |  | 220-240V | -30°C to +50°C | 5 years |  |  |  | >70 |  | 4000 | 15280 |  |  |  | L80 > 195000 h |  | 119.38 |  |  | 8 | F | 25 °C | 5.59% | ST | Phased-out | 740/559 | CIE(x=0.38. y=0.38) 5SDCM | Class1. Class2 | IK09 | [11 empty] | dimmable
TBD | SP H/2/F/F/128/30 | image | datasheet | deeplink | TUNGSRAM - Spinella Double module - 14880lm - 128W - 3000K - 70CRI - TBD[SKU] - Side 48-60mm and post 48-76mm | 21 | Side 48-60mm and post 48-76mm | LED | 1 | 128 | YES |  |  |  |  | -30°C to +50°C | CE;ENEC |  | CE;ENEC | [6 empty] | 66 | 3000 | 977x420x216 mm |  | 220-240V | -30°C to +50°C | 5 years |  |  |  | >70 |  | 3000 | 14880 |  |  |  | L80 > 195000 h |  | 116.25 |  |  | 8 | F | 25 °C | 5.59% | ST | Phased-out | 730/559 | CIE(x=0.43. y=0.403) 5SDCM | Class1. Class2 | IK09 | [11 empty] | dimmable
TBD | SP H/2/F/F/108/40 | image | datasheet | deeplink | TUNGSRAM - Spinella Double module - 12230lm - 108W - 4000K - 70CRI - TBD[SKU] - Side 48-60mm and post 48-76mm | 21 | Side 48-60mm and post 48-76mm | LED | 1 | 108 | YES |  |  |  |  | -30°C to +50°C | CE;ENEC |  | CE;ENEC | [6 empty] | 66 | 4000 | 977x420x216 mm |  | 220-240V | -30°C to +50°C | 5 years |  |  |  | >70 |  | 4000 | 12230 |  |  |  | L80 > 195000 h |  | 113.24 |  |  | 8 | F | 25 °C | 5.59% | ST | Phased-out | 740/559 | CIE(x=0.38. y=0.38) 5SDCM | Class1. Class2 | IK09 | [11 empty] | dimmable
TBD | SP H/2/F/F/108/30 | image | datasheet | deeplink | TUNGSRAM - Spinella Double module - 11910lm - 108W - 3000K - 70CRI - TBD[SKU] - Side 48-60mm and post 48-76mm | 21 | Side 48-60mm and post 48-76mm | LED | 1 | 108 | YES |  |  |  |  | -30°C to +50°C | CE;ENEC |  | CE;ENEC | [6 empty] | 66 | 3000 | 977x420x216 mm |  | 220-240V | -30°C to +50°C | 5 years |  |  |  | >70 |  | 3000 | 11910 |  |  |  | L80 > 195000 h |  | 110.28 |  |  | 8 | F | 25 °C | 5.59% | ST | Phased-out | 730/559 | CIE(x=0.43. y=0.403) 5SDCM | Class1. Class2 | IK09 | [11 empty] | dimmable
TBD | SP H/2/F/E/90/40 | image | datasheet | deeplink | TUNGSRAM - Spinella Double module - 10130lm - 90W - 4000K - 70CRI - TBD[SKU] - Side 48-60mm and post 48-76mm | 21 | Side 48-60mm and post 48-76mm | LED | 1 | 90 | YES |  |  |  |  | -30°C to +50°C | CE;ENEC |  | CE;ENEC | [6 empty] | 66 | 4000 | 977x420x216 mm |  | 220-240V | -30°C to +50°C | 5 years |  |  |  | >70 |  | 4000 | 10130 |  |  |  | L80 > 195000 h |  | 112.56 |  |  | 8 | E | 25 °C | 5.59% | ST | Phased-out | 740/559 | CIE(x=0.38. y=0.38) 5SDCM | Class1. Class2 | IK09 | [11 empty] | dimmable
TBD | SP H/2/F/E/90/30 | image | datasheet | deeplink | TUNGSRAM - Spinella Double module - 9860lm - 90W - 3000K - 70CRI - TBD[SKU] - Side 48-60mm and post 48-76mm | 21 | Side 48-60mm and post 48-76mm | LED | 1 | 90 | YES |  |  |  |  | -30°C to +50°C | CE;ENEC |  | CE;ENEC | [6 empty] | 66 | 3000 | 977x420x216 mm |  | 220-240V | -30°C to +50°C | 5 years |  |  |  | >70 |  | 3000 | 9860 |  |  |  | L80 > 195000 h |  | 109.56 |  |  | 8 | E | 25 °C | 5.59% | ST | Phased-out | 730/559 | CIE(x=0.43. y=0.403) 5SDCM | Class1. Class2 | IK09 | [11 empty] | dimmable
TBD | SP H/2/F/E/230/40 | image | datasheet | deeplink | TUNGSRAM - Spinella Double module - 23820lm - 230W - 4000K - 70CRI - TBD[SKU] - Side 48-60mm and post 48-76mm | 21 | Side 48-60mm and post 48-76mm | LED | 1 | 230 | YES |  |  |  |  | -30°C to +50°C | CE;ENEC |  | CE;ENEC | [6 empty] | 66 | 4000 | 977x420x216 mm |  | 220-240V | -30°C to +50°C | 5 years |  |  |  | >70 |  | 4000 | 23820 |  |  |  | L80 > 195000 h |  | 103.57 |  |  | 8 | E | 25 °C | 5.59% | ST | Phased-out | 740/559 | CIE(x=0.38. y=0.38) 5SDCM | Class1. Class2 | IK09 | [11 empty] | dimmable
TBD | SP H/2/F/E/230/30 | image | datasheet | deeplink | TUNGSRAM - Spinella Double module - 23200lm - 230W - 3000K - 70CRI - TBD[SKU] - Side 48-60mm and post 48-76mm | 21 | Side 48-60mm and post 48-76mm | LED | 1 | 230 | YES |  |  |  |  | -30°C to +50°C | CE;ENEC |  | CE;ENEC | [6 empty] | 66 | 3000 | 977x420x216 mm |  | 220-240V | -30°C to +50°C | 5 years |  |  |  | >70 |  | 3000 | 23200 |  |  |  | L80 > 195000 h |  | 100.87 |  |  | 8 | E | 25 °C | 5.59% | ST | Phased-out | 730/559 | CIE(x=0.43. y=0.403) 5SDCM | Class1. Class2 | IK09 | [11 empty] | dimmable
TBD | SP H/2/F/E/190/40 | image | datasheet | deeplink | TUNGSRAM - Spinella Double module - 20190lm - 190W - 4000K - 70CRI - TBD[SKU] - Side 48-60mm and post 48-76mm | 21 | Side 48-60mm and post 48-76mm | LED | 1 | 190 | YES |  |  |  |  | -30°C to +50°C | CE;ENEC |  | CE;ENEC | [6 empty] | 66 | 4000 | 977x420x216 mm |  | 220-240V | -30°C to +50°C | 5 years |  |  |  | >70 |  | 4000 | 20190 |  |  |  | L80 > 195000 h |  | 106.26 |  |  | 8 | E | 25 °C | 5.59% | ST | Phased-out | 740/559 | CIE(x=0.38. y=0.38) 5SDCM | Class1. Class2 | IK09 | [11 empty] | dimmable
TBD | SP H/2/F/E/190/30 | image | datasheet | deeplink | TUNGSRAM - Spinella Double module - 19660lm - 190W - 3000K - 70CRI - TBD[SKU] - Side 48-60mm and post 48-76mm | 21 | Side 48-60mm and post 48-76mm | LED | 1 | 190 | YES |  |  |  |  | -30°C to +50°C | CE;ENEC |  | CE;ENEC | [6 empty] | 66 | 3000 | 977x420x216 mm |  | 220-240V | -30°C to +50°C | 5 years |  |  |  | >70 |  | 3000 | 19660 |  |  |  | L80 > 195000 h |  | 103.47 |  |  | 8 | E | 25 °C | 5.59% | ST | Phased-out | 730/559 | CIE(x=0.43. y=0.403) 5SDCM | Class1. Class2 | IK09 | [11 empty] | dimmable
TBD | SP H/2/F/E/156/40 | image | datasheet | deeplink | TUNGSRAM - Spinella Double module - 17080lm - 156W - 4000K - 70CRI - TBD[SKU] - Side 48-60mm and post 48-76mm | 21 | Side 48-60mm and post 48-76mm | LED | 1 | 156 | YES |  |  |  |  | -30°C to +50°C | CE;ENEC |  | CE;ENEC | [6 empty] | 66 | 4000 | 977x420x216 mm |  | 220-240V | -30°C to +50°C | 5 years |  |  |  | >70 |  | 4000 | 17080 |  |  |  | L80 > 195000 h |  | 109.49 |  |  | 8 | E | 25 °C | 5.59% | ST | Phased-out | 740/559 | CIE(x=0.38. y=0.38) 5SDCM | Class1. Class2 | IK09 | [11 empty] | dimmable
TBD | SP H/2/F/E/156/30 | image | datasheet | deeplink | TUNGSRAM - Spinella Double module - 16630lm - 156W - 3000K - 70CRI - TBD[SKU] - Side 48-60mm and post 48-76mm | 21 | Side 48-60mm and post 48-76mm | LED | 1 | 156 | YES |  |  |  |  | -30°C to +50°C | CE;ENEC |  | CE;ENEC | [6 empty] | 66 | 3000 | 977x420x216 mm |  | 220-240V | -30°C to +50°C | 5 years |  |  |  | >70 |  | 3000 | 16630 |  |  |  | L80 > 195000 h |  | 106.6 |  |  | 8 | E | 25 °C | 5.59% | ST | Phased-out | 730/559 | CIE(x=0.43. y=0.403) 5SDCM | Class1. Class2 | IK09 | [11 empty] | dimmable
TBD | SP H/2/F/E/128/40 | image | datasheet | deeplink | TUNGSRAM - Spinella Double module - 14660lm - 128W - 4000K - 70CRI - TBD[SKU] - Side 48-60mm and post 48-76mm | 21 | Side 48-60mm and post 48-76mm | LED | 1 | 128 | YES |  |  |  |  | -30°C to +50°C | CE;ENEC |  | CE;ENEC | [6 empty] | 66 | 4000 | 977x420x216 mm |  | 220-240V | -30°C to +50°C | 5 years |  |  |  | >70 |  | 4000 | 14660 |  |  |  | L80 > 195000 h |  | 114.53 |  |  | 8 | E | 25 °C | 5.59% | ST | Phased-out | 740/559 | CIE(x=0.38. y=0.38) 5SDCM | Class1. Class2 | IK09 | [11 empty] | dimmable
TBD | SP H/2/F/E/128/30 | image | datasheet | deeplink | TUNGSRAM - Spinella Double module - 14270lm - 128W - 3000K - 70CRI - TBD[SKU] - Side 48-60mm and post 48-76mm | 21 | Side 48-60mm and post 48-76mm | LED | 1 | 128 | YES |  |  |  |  | -30°C to +50°C | CE;ENEC |  | CE;ENEC | [6 empty] | 66 | 3000 | 977x420x216 mm |  | 220-240V | -30°C to +50°C | 5 years |  |  |  | >70 |  | 3000 | 14270 |  |  |  | L80 > 195000 h |  | 111.48 |  |  | 8 | E | 25 °C | 5.59% | ST | Phased-out | 730/559 | CIE(x=0.43. y=0.403) 5SDCM | Class1. Class2 | IK09 | [11 empty] | dimmable
TBD | SP H/2/F/E/108/40 | image | datasheet | deeplink | TUNGSRAM - Spinella Double module - 11730lm - 108W - 4000K - 70CRI - TBD[SKU] - Side 48-60mm and post 48-76mm | 21 | Side 48-60mm and post 48-76mm | LED | 1 | 108 | YES |  |  |  |  | -30°C to +50°C | CE;ENEC |  | CE;ENEC | [6 empty] | 66 | 4000 | 977x420x216 mm |  | 220-240V | -30°C to +50°C | 5 years |  |  |  | >70 |  | 4000 | 11730 |  |  |  | L80 > 195000 h |  | 108.61 |  |  | 8 | E | 25 °C | 5.59% | ST | Phased-out | 740/559 | CIE(x=0.38. y=0.38) 5SDCM | Class1. Class2 | IK09 | [11 empty] | dimmable
TBD | SP H/2/F/E/108/30 | image | datasheet | deeplink | TUNGSRAM - Spinella Double module - 11420lm - 108W - 3000K - 70CRI - TBD[SKU] - Side 48-60mm and post 48-76mm | 21 | Side 48-60mm and post 48-76mm | LED | 1 | 108 | YES |  |  |  |  | -30°C to +50°C | CE;ENEC |  | CE;ENEC | [6 empty] | 66 | 3000 | 977x420x216 mm |  | 220-240V | -30°C to +50°C | 5 years |  |  |  | >70 |  | 3000 | 11420 |  |  |  | L80 > 195000 h |  | 105.74 |  |  | 8 | E | 25 °C | 5.59% | ST | Phased-out | 730/559 | CIE(x=0.43. y=0.403) 5SDCM | Class1. Class2 | IK09 | [11 empty] | dimmable
TBD | SP H/2/F/C/90/40 | image | datasheet | deeplink | TUNGSRAM - Spinella Double module - 10350lm - 90W - 4000K - 70CRI - TBD[SKU] - Side 48-60mm and post 48-76mm | 21 | Side 48-60mm and post 48-76mm |  | 1 | 90 | YES |  |  |  |  | -30°C to +50°C | CE;ENEC |  | CE;ENEC | [6 empty] | 66 | 4000 | 977x420x216 mm |  | 220-240V | -30°C to +50°C | 5 years |  |  |  | >70 |  | 4000 | 10350 |  |  |  | L80 > 195000 h |  | 115 |  |  | 8 | C | 25 °C | 5.59% | ST | Phased-out | 740/559 | CIE(x=0.38. y=0.38) 5SDCM | Class1. Class2 | IK09 | [11 empty] | dimmable
TBD | SP H/2/F/C/90/30 | image | datasheet | deeplink | TUNGSRAM - Spinella Double module - 10080lm - 90W - 3000K - 70CRI - TBD[SKU] - Side 48-60mm and post 48-76mm | 21 | Side 48-60mm and post 48-76mm |  | 1 | 90 | YES |  |  |  |  | -30°C to +50°C | CE;ENEC |  | CE;ENEC | [6 empty] | 66 | 3000 | 977x420x216 mm |  | 220-240V | -30°C to +50°C | 5 years |  |  |  | >70 |  | 3000 | 10080 |  |  |  | L80 > 195000 h |  | 112 |  |  | 8 | C | 25 °C | 5.59% | ST | Phased-out | 730/559 | CIE(x=0.43. y=0.403) 5SDCM | Class1. Class2 | IK09 | [11 empty] | dimmable
TBD | SP H/2/F/C/230/40 | image | datasheet | deeplink | TUNGSRAM - Spinella Double module - 24320lm - 230W - 4000K - 70CRI - TBD[SKU] - Side 48-60mm and post 48-76mm | 21 | Side 48-60mm and post 48-76mm | LED | 1 | 230 | YES |  |  |  |  | -30°C to +50°C | CE;ENEC |  | CE;ENEC | [6 empty] | 66 | 4000 | 977x420x216 mm |  | 220-240V | -30°C to +50°C | 5 years |  |  |  | >70 |  | 4000 | 24320 |  |  |  | L80 > 195000 h |  | 105.74 |  |  | 8 | C | 25 °C | 5.59% | ST | Phased-out | 740/559 | CIE(x=0.38. y=0.38) 5SDCM | Class1. Class2 | IK09 | [11 empty] | dimmable
TBD | SP H/2/F/C/230/30 | image | datasheet | deeplink | TUNGSRAM - Spinella Double module - 23680lm - 230W - 3000K - 70CRI - TBD[SKU] - Side 48-60mm and post 48-76mm | 21 | Side 48-60mm and post 48-76mm | LED | 1 | 230 | YES |  |  |  |  | -30°C to +50°C | CE;ENEC |  | CE;ENEC | [6 empty] | 66 | 3000 | 977x420x216 mm |  | 220-240V | -30°C to +50°C | 5 years |  |  |  | >70 |  | 3000 | 23680 |  |  |  | L80 > 195000 h |  | 102.96 |  |  | 8 | C | 25 °C | 5.59% | ST | Phased-out | 730/559 | CIE(x=0.43. y=0.403) 5SDCM | Class1. Class2 | IK09 | [11 empty] | dimmable
TBD | SP H/2/F/C/190/40 | image | datasheet | deeplink | TUNGSRAM - Spinella Double module - 20610lm - 190W - 4000K - 70CRI - TBD[SKU] - Side 48-60mm and post 48-76mm | 21 | Side 48-60mm and post 48-76mm | LED | 1 | 190 | YES |  |  |  |  | -30°C to +50°C | CE;ENEC |  | CE;ENEC | [6 empty] | 66 | 4000 | 977x420x216 mm |  | 220-240V | -30°C to +50°C | 5 years |  |  |  | >70 |  | 4000 | 20610 |  |  |  | L80 > 195000 h |  | 108.47 |  |  | 8 | C | 25 °C | 5.59% | ST | Phased-out | 740/559 | CIE(x=0.38. y=0.38) 5SDCM | Class1. Class2 | IK09 | [11 empty] | dimmable
TBD | SP H/2/F/C/190/30 | image | datasheet | deeplink | TUNGSRAM - Spinella Double module - 20070lm - 190W - 3000K - 70CRI - TBD[SKU] - Side 48-60mm and post 48-76mm | 21 | Side 48-60mm and post 48-76mm | LED | 1 | 190 | YES |  |  |  |  | -30°C to +50°C | CE;ENEC |  | CE;ENEC | [6 empty] | 66 | 3000 | 977x420x216 mm |  | 220-240V | -30°C to +50°C | 5 years |  |  |  | >70 |  | 3000 | 20070 |  |  |  | L80 > 195000 h |  | 105.63 |  |  | 8 | C | 25 °C | 5.59% | ST | Phased-out | 730/559 | CIE(x=0.43. y=0.403) 5SDCM | Class1. Class2 | IK09 | [11 empty] | dimmable
TBD | SP H/2/F/C/156/40 | image | datasheet | deeplink | TUNGSRAM - Spinella Double module - 17440lm - 156W - 4000K - 70CRI - TBD[SKU] - Side 48-60mm and post 48-76mm | 21 | Side 48-60mm and post 48-76mm | LED | 1 | 156 | YES |  |  |  |  | -30°C to +50°C | CE;ENEC |  | CE;ENEC | [6 empty] | 66 | 4000 | 977x420x216 mm |  | 220-240V | -30°C to +50°C | 5 years |  |  |  | >70 |  | 4000 | 17440 |  |  |  | L80 > 195000 h |  | 111.79 |  |  | 8 | C | 25 °C | 5.59% | ST | Phased-out | 740/559 | CIE(x=0.38. y=0.38) 5SDCM | Class1. Class2 | IK09 | [11 empty] | dimmable
TBD | SP H/2/F/C/156/30 | image | datasheet | deeplink | TUNGSRAM - Spinella Double module - 16980lm - 156W - 3000K - 70CRI - TBD[SKU] - Side 48-60mm and post 48-76mm | 21 | Side 48-60mm and post 48-76mm | LED | 1 | 156 | YES |  |  |  |  | -30°C to +50°C | CE;ENEC |  | CE;ENEC | [6 empty] | 66 | 3000 | 977x420x216 mm |  | 220-240V | -30°C to +50°C | 5 years |  |  |  | >70 |  | 3000 | 16980 |  |  |  | L80 > 195000 h |  | 108.85 |  |  | 8 | C | 25 °C | 5.59% | ST | Phased-out | 730/559 | CIE(x=0.43. y=0.403) 5SDCM | Class1. Class2 | IK09 | [11 empty] | dimmable
TBD | SP H/2/F/C/128/40 | image | datasheet | deeplink | TUNGSRAM - Spinella Double module - 14970lm - 128W - 4000K - 70CRI - TBD[SKU] - Side 48-60mm and post 48-76mm | 21 | Side 48-60mm and post 48-76mm | LED | 1 | 128 | YES |  |  |  |  | -30°C to +50°C | CE;ENEC |  | CE;ENEC | [6 empty] | 66 | 4000 | 977x420x216 mm |  | 220-240V | -30°C to +50°C | 5 years |  |  |  | >70 |  | 4000 | 14970 |  |  |  | L80 > 195000 h |  | 116.95 |  |  | 8 | C | 25 °C | 5.59% | ST | Phased-out | 740/559 | CIE(x=0.38. y=0.38) 5SDCM | Class1. Class2 | IK09 | [11 empty] | dimmable
TBD | SP H/2/F/C/128/30 | image | datasheet | deeplink | TUNGSRAM - Spinella Double module - 14580lm - 128W - 3000K - 70CRI - TBD[SKU] - Side 48-60mm and post 48-76mm | 21 | Side 48-60mm and post 48-76mm | LED | 1 | 128 | YES |  |  |  |  | -30°C to +50°C | CE;ENEC |  | CE;ENEC | [6 empty] | 66 | 3000 | 977x420x216 mm |  | 220-240V | -30°C to +50°C | 5 years |  |  |  | >70 |  | 3000 | 14580 |  |  |  | L80 > 195000 h |  | 113.91 |  |  | 8 | C | 25 °C | 5.59% | ST | Phased-out | 730/559 | CIE(x=0.43. y=0.403) 5SDCM | Class1. Class2 | IK09 | [11 empty] | dimmable
TBD | SP H/2/F/C/108/40 | image | datasheet | deeplink | TUNGSRAM - Spinella Double module - 11980lm - 108W - 4000K - 70CRI - TBD[SKU] - Side 48-60mm and post 48-76mm | 21 | Side 48-60mm and post 48-76mm | LED | 1 | 108 | YES |  |  |  |  | -30°C to +50°C | CE;ENEC |  | CE;ENEC | [6 empty] | 66 | 4000 | 977x420x216 mm |  | 220-240V | -30°C to +50°C | 5 years |  |  |  | >70 |  | 4000 | 11980 |  |  |  | L80 > 195000 h |  | 110.93 |  |  | 8 | C | 25 °C | 5.59% | ST | Phased-out | 740/559 | CIE(x=0.38. y=0.38) 5SDCM | Class1. Class2 | IK09 | [11 empty] | dimmable
TBD | SP H/2/F/C/108/30 | image | datasheet | deeplink | TUNGSRAM - Spinella Double module - 11660lm - 108W - 3000K - 70CRI - TBD[SKU] - Side 48-60mm and post 48-76mm | 21 | Side 48-60mm and post 48-76mm | LED | 1 | 108 | YES |  |  |  |  | -30°C to +50°C | CE;ENEC |  | CE;ENEC | [6 empty] | 66 | 3000 | 977x420x216 mm |  | 220-240V | -30°C to +50°C | 5 years |  |  |  | >70 |  | 3000 | 11660 |  |  |  | L80 > 195000 h |  | 107.96 |  |  | 8 | C | 25 °C | 5.59% | ST | Phased-out | 730/559 | CIE(x=0.43. y=0.403) 5SDCM | Class1. Class2 | IK09 | [11 empty] | dimmable
TBD | SP H/2/F/B/90/40 | image | datasheet | deeplink | TUNGSRAM - Spinella Double module - 10460lm - 90W - 4000K - 70CRI - TBD[SKU] - Side 48-60mm and post 48-76mm | 21 | Side 48-60mm and post 48-76mm | LED | 1 | 90 | YES |  |  |  |  | -30°C to +50°C | CE;ENEC |  | CE;ENEC | [6 empty] | 66 | 4000 | 977x420x216 mm |  | 220-240V | -30°C to +50°C | 5 years |  |  |  | >70 |  | 4000 | 10460 |  |  |  | L80 > 195000 h |  | 116.22 |  |  | 8 | B | 25 °C | 5.59% | ST | Phased-out | 740/559 | CIE(x=0.38. y=0.38) 5SDCM | Class1. Class2 | IK09 | [11 empty] | dimmable
TBD | SP H/2/F/B/90/30 | image | datasheet | deeplink | TUNGSRAM - Spinella Double module - 10180lm - 90W - 3000K - 70CRI - TBD[SKU] - Side 48-60mm and post 48-76mm | 21 | Side 48-60mm and post 48-76mm | LED | 1 | 90 | YES |  |  |  |  | -30°C to +50°C | CE;ENEC |  | CE;ENEC | [6 empty] | 66 | 3000 | 977x420x216 mm |  | 220-240V | -30°C to +50°C | 5 years |  |  |  | >70 |  | 3000 | 10180 |  |  |  | L80 > 195000 h |  | 113.11 |  |  | 8 | B | 25 °C | 5.59% | ST | Phased-out | 730/559 | CIE(x=0.43. y=0.403) 5SDCM | Class1. Class2 | IK09 | [11 empty] | dimmable
TBD | SP H/2/F/B/230/40 | image | datasheet | deeplink | TUNGSRAM - Spinella Double module - 24580lm - 230W - 4000K - 70CRI - TBD[SKU] - Side 48-60mm and post 48-76mm | 21 | Side 48-60mm and post 48-76mm | LED | 1 | 230 | YES |  |  |  |  | -30°C to +50°C | CE;ENEC |  | CE;ENEC | [6 empty] | 66 | 4000 | 977x420x216 mm |  | 220-240V | -30°C to +50°C | 5 years |  |  |  | >70 |  | 4000 | 24580 |  |  |  | L80 > 195000 h |  | 106.87 |  |  | 8 | B | 25 °C | 5.59% | ST | Phased-out | 740/559 | CIE(x=0.38. y=0.38) 5SDCM | Class1. Class2 | IK09 | [11 empty] | dimmable
TBD | SP H/2/F/B/230/30 | image | datasheet | deeplink | TUNGSRAM - Spinella Double module - 23940lm - 230W - 3000K - 70CRI - TBD[SKU] - Side 48-60mm and post 48-76mm | 21 | Side 48-60mm and post 48-76mm | LED | 1 | 230 | YES |  |  |  |  | -30°C to +50°C | CE;ENEC |  | CE;ENEC | [6 empty] | 66 | 3000 | 977x420x216 mm |  | 220-240V | -30°C to +50°C | 5 years |  |  |  | >70 |  | 3000 | 23940 |  |  |  | L80 > 195000 h |  | 104.09 |  |  | 8 | B | 25 °C | 5.59% | ST | Phased-out | 730/559 | CIE(x=0.43. y=0.403) 5SDCM | Class1. Class2 | IK09 | [11 empty] | dimmable
TBD | SP H/2/F/B/190/40 | image | datasheet | deeplink | TUNGSRAM - Spinella Double module - 20830lm - 190W - 4000K - 70CRI - TBD[SKU] - Side 48-60mm and post 48-76mm | 21 | Side 48-60mm and post 48-76mm | LED | 1 | 190 | YES |  |  |  |  | -30°C to +50°C | CE;ENEC |  | CE;ENEC | [6 empty] | 66 | 4000 | 977x420x216 mm |  | 220-240V | -30°C to +50°C | 5 years |  |  |  | >70 |  | 4000 | 20830 |  |  |  | L80 > 195000 h |  | 109.63 |  |  | 8 | B | 25 °C | 5.59% | ST | Phased-out | 740/559 | CIE(x=0.38. y=0.38) 5SDCM | Class1. Class2 | IK09 | [11 empty] | dimmable
TBD | SP H/2/F/B/190/30 | image | datasheet | deeplink | TUNGSRAM - Spinella Double module - 20280lm - 190W - 3000K - 70CRI - TBD[SKU] - Side 48-60mm and post 48-76mm | 21 | Side 48-60mm and post 48-76mm | LED | 1 | 190 | YES |  |  |  |  | -30°C to +50°C | CE;ENEC |  | CE;ENEC | [6 empty] | 66 | 3000 | 977x420x216 mm |  | 220-240V | -30°C to +50°C | 5 years |  |  |  | >70 |  | 3000 | 20280 |  |  |  | L80 > 195000 h |  | 106.74 |  |  | 8 | B | 25 °C | 5.59% | ST | Phased-out | 730/559 | CIE(x=0.43. y=0.403) 5SDCM | Class1. Class2 | IK09 | [11 empty] | dimmable
TBD | SP H/2/F/B/156/40 | image | datasheet | deeplink | TUNGSRAM - Spinella Double module - 17620lm - 156W - 4000K - 70CRI - TBD[SKU] - Side 48-60mm and post 48-76mm | 21 | Side 48-60mm and post 48-76mm | LED | 1 | 156 | YES |  |  |  |  | -30°C to +50°C | CE;ENEC |  | CE;ENEC | [6 empty] | 66 | 4000 | 977x420x216 mm |  | 220-240V | -30°C to +50°C | 5 years |  |  |  | >70 |  | 4000 | 17620 |  |  |  | L80 > 195000 h |  | 112.95 |  |  | 8 | B | 25 °C | 5.59% | ST | Phased-out | 740/559 | CIE(x=0.38. y=0.38) 5SDCM | Class1. Class2 | IK09 | [11 empty] | dimmable
TBD | SP H/2/F/B/156/30 | image | datasheet | deeplink | TUNGSRAM - Spinella Double module - 17160lm - 156W - 3000K - 70CRI - TBD[SKU] - Side 48-60mm and post 48-76mm | 21 | Side 48-60mm and post 48-76mm | LED | 1 | 156 | YES |  |  |  |  | -30°C to +50°C | CE;ENEC |  | CE;ENEC | [6 empty] | 66 | 3000 | 977x420x216 mm |  | 220-240V | -30°C to +50°C | 5 years |  |  |  | >70 |  | 3000 | 17160 |  |  |  | L80 > 195000 h |  | 110 |  |  | 8 | B | 25 °C | 5.59% | ST | Phased-out | 730/559 | CIE(x=0.43. y=0.403) 5SDCM | Class1. Class2 | IK09 | [11 empty] | dimmable
TBD | SP H/2/F/B/128/40 | image | datasheet | deeplink | TUNGSRAM - Spinella Double module - 15130lm - 128W - 4000K - 70CRI - TBD[SKU] - Side 48-60mm and post 48-76mm | 21 | Side 48-60mm and post 48-76mm | LED | 1 | 128 | YES |  |  |  |  | -30°C to +50°C | CE;ENEC |  | CE;ENEC | [6 empty] | 66 | 4000 | 977x420x216 mm |  | 220-240V | -30°C to +50°C | 5 years |  |  |  | >70 |  | 4000 | 15130 |  |  |  | L80 > 195000 h |  | 118.2 |  |  | 8 | B | 25 °C | 5.59% | ST | Phased-out | 740/559 | CIE(x=0.38. y=0.38) 5SDCM | Class1. Class2 | IK09 | [11 empty] | dimmable
TBD | SP H/2/F/B/128/30 | image | datasheet | deeplink | TUNGSRAM - Spinella Double module - 14730lm - 128W - 3000K - 70CRI - TBD[SKU] - Side 48-60mm and post 48-76mm | 21 | Side 48-60mm and post 48-76mm | LED | 1 | 128 | YES |  |  |  |  | -30°C to +50°C | CE;ENEC |  | CE;ENEC | [6 empty] | 66 | 3000 | 977x420x216 mm |  | 220-240V | -30°C to +50°C | 5 years |  |  |  | >70 |  | 3000 | 14730 |  |  |  | L80 > 195000 h |  | 115.08 |  |  | 8 | B | 25 °C | 5.59% | ST | Phased-out | 730/559 | CIE(x=0.43. y=0.403) 5SDCM | Class1. Class2 | IK09 | [11 empty] | dimmable
TBD | SP H/2/F/B/108/40 | image | datasheet | deeplink | TUNGSRAM - Spinella Double module - 12110lm - 108W - 4000K - 70CRI - TBD[SKU] - Side 48-60mm and post 48-76mm | 21 | Side 48-60mm and post 48-76mm | LED | 1 | 108 | YES |  |  |  |  | -30°C to +50°C | CE;ENEC |  | CE;ENEC | [6 empty] | 66 | 4000 | 977x420x216 mm |  | 220-240V | -30°C to +50°C | 5 years |  |  |  | >70 |  | 4000 | 12110 |  |  |  | L80 > 195000 h |  | 112.13 |  |  | 8 | B | 25 °C | 5.59% | ST | Phased-out | 740/559 | CIE(x=0.38. y=0.38) 5SDCM | Class1. Class2 | IK09 | [11 empty] | dimmable
TBD | SP H/2/F/B/108/30 | image | datasheet | deeplink | TUNGSRAM - Spinella Double module - 11790lm - 108W - 3000K - 70CRI - TBD[SKU] - Side 48-60mm and post 48-76mm | 21 | Side 48-60mm and post 48-76mm | LED | 1 | 108 | YES |  |  |  |  | -30°C to +50°C | CE;ENEC |  | CE;ENEC | [6 empty] | 66 | 3000 | 977x420x216 mm |  | 220-240V | -30°C to +50°C | 5 years |  |  |  | >70 |  | 3000 | 11790 |  |  |  | L80 > 195000 h |  | 109.17 |  |  | 8 | B | 25 °C | 5.59% | ST | Phased-out | 730/559 | CIE(x=0.43. y=0.403) 5SDCM | Class1. Class2 | IK09 | [11 empty] | dimmable
TBD | SP L/2/F/F/19/50 | image | datasheet | deeplink | TUNGSRAM - Spinella Single module - 2390lm - 19W - 5000K - 70CRI - TBD[SKU] - Side 42-60mm and post 42-76mm | 9.5 | Side 42-60mm and post 42-76mm | LED | 1 | 19 | YES |  |  |  |  | -30°C to +50°C | CE;ENEC |  | CE;ENEC | [6 empty] | 66 | 5000 | 671x366x172 mm |  | 220-240V | -30°C to +50°C | 5 years | A++ |  |  | >70 |  | 5000 | 2390 |  |  |  | L80 > 128000 h |  | 125.79 |  |  | 8 | F | 25 °C | 11.14% | No Built-in accessory | Phased-out | 750/559 | CIE(x=0.34. y=0.35) 5SDCM | Class1. Class2 | IK09 | [11 empty] | dimmable
TBD | SP L/2/F/S/19/50 | image | datasheet | deeplink | TUNGSRAM - Spinella Single module - 2310lm - 19W - 5000K - 70CRI - TBD[SKU] - Side 42-60mm and post 42-76mm | 9.5 | Side 42-60mm and post 42-76mm | LED | 1 | 19 | YES |  |  |  |  | -30°C to +50°C | CE;ENEC |  | CE;ENEC | [6 empty] | 66 | 5000 | 671x366x172 mm |  | 220-240V | -30°C to +50°C | 5 years | A++ |  |  | >70 |  | 5000 | 2310 |  |  |  | L80 > 128000 h |  | 121.58 |  |  | 8 | S | 25 °C | 11.14% | No Built-in accessory | Phased-out | 750/559 | CIE(x=0.34. y=0.35) 5SDCM | Class1. Class2 | IK09 | [11 empty] | dimmable
TBD | SP L/2/F/R/19/50 | image | datasheet | deeplink | TUNGSRAM - Spinella Single module - 2370lm - 19W - 5000K - 70CRI - TBD[SKU] - Side 42-60mm and post 42-76mm | 9.5 | Side 42-60mm and post 42-76mm |  | 1 | 19 | YES |  |  |  |  | -30°C to +50°C | CE;ENEC |  | CE;ENEC | [6 empty] | 66 | 5000 | 671x366x172 mm |  | 220-240V | -30°C to +50°C | 5 years | A++ |  |  | >70 |  | 5000 | 2370 |  |  |  | L80 > 128000 h |  | 124.74 |  |  | 8 | R | 25 °C | 11.14% | No Built-in accessory | Phased-out | 750/559 | CIE(x=0.34. y=0.35) 5SDCM | Class1. Class2 | IK09 | [11 empty] | dimmable
TBD | SP L/2/F/T/19/50 | image | datasheet | deeplink | TUNGSRAM - Spinella Single module - 2430lm - 19W - 5000K - 70CRI - TBD[SKU] - Side 42-60mm and post 42-76mm | 9.5 | Side 42-60mm and post 42-76mm | LED | 1 | 19 | YES |  |  |  |  | -30°C to +50°C | CE;ENEC |  | CE;ENEC | [6 empty] | 66 | 5000 | 671x366x172 mm |  | 220-240V | -30°C to +50°C | 5 years | A++ |  |  | >70 |  | 5000 | 2430 |  |  |  | L80 > 128000 h |  | 127.89 |  |  | 8 | T | 25 °C | 11.14% | No Built-in accessory | Phased-out | 750/559 | CIE(x=0.34. y=0.35) 5SDCM | Class1. Class2 | IK09 | [11 empty] | dimmable
TBD | SP L/2/F/U/19/50 | image | datasheet | deeplink | TUNGSRAM - Spinella Single module - 2250lm - 19W - 5000K - 70CRI - TBD[SKU] - Side 42-60mm and post 42-76mm | 9.5 | Side 42-60mm and post 42-76mm | LED | 1 | 19 | YES |  |  |  |  | -30°C to +50°C | CE;ENEC |  | CE;ENEC | [6 empty] | 66 | 5000 | 671x366x172 mm |  | 220-240V | -30°C to +50°C | 5 years | A++ |  |  | >70 |  | 5000 | 2250 |  |  |  | L80 > 128000 h |  | 118.42 |  |  | 8 | U | 25 °C | 11.14% | No Built-in accessory | Phased-out | 750/559 | CIE(x=0.34. y=0.35) 5SDCM | Class1. Class2 | IK09 | [11 empty] | dimmable
TBD | SP L/2/F/P/19/50 | image | datasheet | deeplink | TUNGSRAM - Spinella Single module - 2240lm - 19W - 5000K - 70CRI - TBD[SKU] - Side 42-60mm and post 42-76mm | 9.5 | Side 42-60mm and post 42-76mm | LED | 1 | 19 | YES |  |  |  |  | -30°C to +50°C | CE;ENEC |  | CE;ENEC | [6 empty] | 66 | 5000 | 671x366x172 mm |  | 220-240V | -30°C to +50°C | 5 years | A++ |  |  | >70 |  | 5000 | 2240 |  |  |  | L80 > 128000 h |  | 117.89 |  |  | 8 | P | 25 °C | 11.14% | No Built-in accessory | Phased-out | 750/559 | CIE(x=0.34. y=0.35) 5SDCM | Class1. Class2 | IK09 | [11 empty] | dimmable
TBD | SP L/2/F/N/19/50 | image | datasheet | deeplink | TUNGSRAM - Spinella Single module - 2410lm - 19W - 5000K - 70CRI - TBD[SKU] - Side 42-60mm and post 42-76mm | 9.5 | Side 42-60mm and post 42-76mm | LED | 1 | 19 | YES |  |  |  |  | -30°C to +50°C | CE;ENEC |  | CE;ENEC | [6 empty] | 66 | 5000 | 671x366x172 mm |  | 220-240V | -30°C to +50°C | 5 years | A++ |  |  | >70 |  | 5000 | 2410 |  |  |  | L80 > 128000 h |  | 126.84 |  |  | 8 | N | 25 °C | 11.14% | No Built-in accessory | Phased-out | 750/559 | CIE(x=0.34. y=0.35) 5SDCM | Class1. Class2 | IK09 | [11 empty] | dimmable
TBD | SP L/2/F/E/19/50 | image | datasheet | deeplink | TUNGSRAM - Spinella Single module - 2290lm - 19W - 5000K - 70CRI - TBD[SKU] - Side 42-60mm and post 42-76mm | 9.5 | Side 42-60mm and post 42-76mm | LED | 1 | 19 | YES |  |  |  |  | -30°C to +50°C | CE;ENEC |  | CE;ENEC | [6 empty] | 66 | 5000 | 671x366x172 mm |  | 220-240V | -30°C to +50°C | 5 years | A++ |  |  | >70 |  | 5000 | 2290 |  |  |  | L80 > 128000 h |  | 120.53 |  |  | 8 | E | 25 °C | 11.14% | No Built-in accessory | Phased-out | 750/559 | CIE(x=0.34. y=0.35) 5SDCM | Class1. Class2 | IK09 | [11 empty] | dimmable
TBD | SP L/2/F/C/19/50 | image | datasheet | deeplink | TUNGSRAM - Spinella Single module - 2340lm - 19W - 5000K - 70CRI - TBD[SKU] - Side 42-60mm and post 42-76mm | 9.5 | Side 42-60mm and post 42-76mm | LED | 1 | 19 | YES |  |  |  |  | -30°C to +50°C | CE;ENEC |  | CE;ENEC | [6 empty] | 66 | 5000 | 671x366x172 mm |  | 220-240V | -30°C to +50°C | 5 years | A++ |  |  | >70 |  | 5000 | 2340 |  |  |  | L80 > 128000 h |  | 123.16 |  |  | 8 | C | 25 °C | 11.14% | No Built-in accessory | Phased-out | 750/559 | CIE(x=0.34. y=0.35) 5SDCM | Class1. Class2 | IK09 | [11 empty] | dimmable
TBD | SP L/2/F/B/19/50 | image | datasheet | deeplink | TUNGSRAM - Spinella Single module - 2370lm - 19W - 5000K - 70CRI - TBD[SKU] - Side 42-60mm and post 42-76mm | 9.5 | Side 42-60mm and post 42-76mm |  | 1 | 19 | YES |  |  |  |  | -30°C to +50°C | CE;ENEC |  | CE;ENEC | [6 empty] | 66 | 5000 | 671x366x172 mm |  | 220-240V | -30°C to +50°C | 5 years | A++ |  |  | >70 |  | 5000 | 2370 |  |  |  | L80 > 128000 h |  | 124.74 |  |  | 8 | B | 25 °C | 11.14% | No Built-in accessory | Phased-out | 750/559 | CIE(x=0.34. y=0.35) 5SDCM | Class1. Class2 | IK09 | [11 empty] | dimmable
TBD | SP L/2/F/F/15/50 | image | datasheet | deeplink | TUNGSRAM - Spinella Single module - 1770lm - 15W - 5000K - 70CRI - TBD[SKU] - Side 42-60mm and post 42-76mm | 9.5 | Side 42-60mm and post 42-76mm | LED | 1 | 15 | YES |  |  |  |  | -30°C to +50°C | CE;ENEC |  | CE;ENEC | [6 empty] | 66 | 5000 | 671x366x172 mm |  | 220-240V | -30°C to +50°C | 5 years | A++ |  |  | >70 |  | 5000 | 1770 |  |  |  | L80 > 128000 h |  | 118 |  |  | 8 | F | 25 °C | 11.14% | No Built-in accessory | Phased-out | 750/559 | CIE(x=0.34. y=0.35) 5SDCM | Class1. Class2 | IK09 | [11 empty] | dimmable
TBD | SP L/2/F/S/15/50 | image | datasheet | deeplink | TUNGSRAM - Spinella Single module - 1720lm - 15W - 5000K - 70CRI - TBD[SKU] - Side 42-60mm and post 42-76mm | 9.5 | Side 42-60mm and post 42-76mm | LED | 1 | 15 | YES |  |  |  |  | -30°C to +50°C | CE;ENEC |  | CE;ENEC | [6 empty] | 66 | 5000 | 671x366x172 mm |  | 220-240V | -30°C to +50°C | 5 years | A++ |  |  | >70 |  | 5000 | 1720 |  |  |  | L80 > 128000 h |  | 114.67 |  |  | 8 | S | 25 °C | 11.14% | No Built-in accessory | Phased-out | 750/559 | CIE(x=0.34. y=0.35) 5SDCM | Class1. Class2 | IK09 | [11 empty] | dimmable
TBD | SP L/2/F/R/15/50 | image | datasheet | deeplink | TUNGSRAM - Spinella Single module - 1760lm - 15W - 5000K - 70CRI - TBD[SKU] - Side 42-60mm and post 42-76mm | 9.5 | Side 42-60mm and post 42-76mm |  | 1 | 15 | YES |  |  |  |  | -30°C to +50°C | CE;ENEC |  | CE;ENEC | [6 empty] | 66 | 5000 | 671x366x172 mm |  | 220-240V | -30°C to +50°C | 5 years | A++ |  |  | >70 |  | 5000 | 1760 |  |  |  | L80 > 128000 h |  | 117.33 |  |  | 8 | R | 25 °C | 11.14% | No Built-in accessory | Phased-out | 750/559 | CIE(x=0.34. y=0.35) 5SDCM | Class1. Class2 | IK09 | [11 empty] | dimmable
TBD | SP L/2/F/T/15/50 | image | datasheet | deeplink | TUNGSRAM - Spinella Single module - 1810lm - 15W - 5000K - 70CRI - TBD[SKU] - Side 42-60mm and post 42-76mm | 9.5 | Side 42-60mm and post 42-76mm | LED | 1 | 15 | YES |  |  |  |  | -30°C to +50°C | CE;ENEC |  | CE;ENEC | [6 empty] | 66 | 5000 | 671x366x172 mm |  | 220-240V | -30°C to +50°C | 5 years | A++ |  |  | >70 |  | 5000 | 1810 |  |  |  | L80 > 128000 h |  | 120.67 |  |  | 8 | T | 25 °C | 11.14% | No Built-in accessory | Phased-out | 750/559 | CIE(x=0.34. y=0.35) 5SDCM | Class1. Class2 | IK09 | [11 empty] | dimmable
TBD | SP L/2/F/U/15/50 | image | datasheet | deeplink | TUNGSRAM - Spinella Single module - 1680lm - 15W - 5000K - 70CRI - TBD[SKU] - Side 42-60mm and post 42-76mm | 9.5 | Side 42-60mm and post 42-76mm | LED | 1 | 15 | YES |  |  |  |  | -30°C to +50°C | CE;ENEC |  | CE;ENEC | [6 empty] | 66 | 5000 | 671x366x172 mm |  | 220-240V | -30°C to +50°C | 5 years | A++ |  |  | >70 |  | 5000 | 1680 |  |  |  | L80 > 128000 h |  | 112 |  |  | 8 | U | 25 °C | 11.14% | No Built-in accessory | Phased-out | 750/559 | CIE(x=0.34. y=0.35) 5SDCM | Class1. Class2 | IK09 | [11 empty] | dimmable
TBD | SP L/2/F/P/15/50 | image | datasheet | deeplink | TUNGSRAM - Spinella Single module - 1670lm - 15W - 5000K - 70CRI - TBD[SKU] - Side 42-60mm and post 42-76mm | 9.5 | Side 42-60mm and post 42-76mm |  | 1 | 15 | YES |  |  |  |  | -30°C to +50°C | CE;ENEC |  | CE;ENEC | [6 empty] | 66 | 5000 | 671x366x172 mm |  | 220-240V | -30°C to +50°C | 5 years | A++ |  |  | >70 |  | 5000 | 1670 |  |  |  | L80 > 128000 h |  | 111.33 |  |  | 8 | P | 25 °C | 11.14% | No Built-in accessory | Phased-out | 750/559 | CIE(x=0.34. y=0.35) 5SDCM | Class1. Class2 | IK09 | [11 empty] | dimmable
TBD | SP L/2/F/N/15/50 | image | datasheet | deeplink | TUNGSRAM - Spinella Single module - 1790lm - 15W - 5000K - 70CRI - TBD[SKU] - Side 42-60mm and post 42-76mm | 9.5 | Side 42-60mm and post 42-76mm | LED | 1 | 15 | YES |  |  |  |  | -30°C to +50°C | CE;ENEC |  | CE;ENEC | [6 empty] | 66 | 5000 | 671x366x172 mm |  | 220-240V | -30°C to +50°C | 5 years | A++ |  |  | >70 |  | 5000 | 1790 |  |  |  | L80 > 128000 h |  | 119.33 |  |  | 8 | N | 25 °C | 11.14% | No Built-in accessory | Phased-out | 750/559 | CIE(x=0.34. y=0.35) 5SDCM | Class1. Class2 | IK09 | [11 empty] | dimmable
TBD | SP L/2/F/E/15/50 | image | datasheet | deeplink | TUNGSRAM - Spinella Single module - 1700lm - 15W - 5000K - 70CRI - TBD[SKU] - Side 42-60mm and post 42-76mm | 9.5 | Side 42-60mm and post 42-76mm | LED | 1 | 15 | YES |  |  |  |  | -30°C to +50°C | CE;ENEC |  | CE;ENEC | [6 empty] | 66 | 5000 | 671x366x172 mm |  | 220-240V | -30°C to +50°C | 5 years | A++ |  |  | >70 |  | 5000 | 1700 |  |  |  | L80 > 128000 h |  | 113.33 |  |  | 8 | E | 25 °C | 11.14% | No Built-in accessory | Phased-out | 750/559 | CIE(x=0.34. y=0.35) 5SDCM | Class1. Class2 | IK09 | [11 empty] | dimmable
TBD | SP L/2/F/C/15/50 | image | datasheet | deeplink | TUNGSRAM - Spinella Single module - 1740lm - 15W - 5000K - 70CRI - TBD[SKU] - Side 42-60mm and post 42-76mm | 9.5 | Side 42-60mm and post 42-76mm | LED | 1 | 15 | YES |  |  |  |  | -30°C to +50°C | CE;ENEC |  | CE;ENEC | [6 empty] | 66 | 5000 | 671x366x172 mm |  | 220-240V | -30°C to +50°C | 5 years | A++ |  |  | >70 |  | 5000 | 1740 |  |  |  | L80 > 128000 h |  | 116 |  |  | 8 | C | 25 °C | 11.14% | No Built-in accessory | Phased-out | 750/559 | CIE(x=0.34. y=0.35) 5SDCM | Class1. Class2 | IK09 | [11 empty] | dimmable
TBD | SP L/2/F/B/15/50 | image | datasheet | deeplink | TUNGSRAM - Spinella Single module - 1760lm - 15W - 5000K - 70CRI - TBD[SKU] - Side 42-60mm and post 42-76mm | 9.5 | Side 42-60mm and post 42-76mm |  | 1 | 15 | YES |  |  |  |  | -30°C to +50°C | CE;ENEC |  | CE;ENEC | [6 empty] | 66 | 5000 | 671x366x172 mm |  | 220-240V | -30°C to +50°C | 5 years | A++ |  |  | >70 |  | 5000 | 1760 |  |  |  | L80 > 128000 h |  | 117.33 |  |  | 8 | B | 25 °C | 11.14% | No Built-in accessory | Phased-out | 750/559 | CIE(x=0.34. y=0.35) 5SDCM | Class1. Class2 | IK09 | [11 empty] | dimmable
TBD | SP L/2/F/F/19/40 | image | datasheet | deeplink | TUNGSRAM - Spinella Single module - 2290lm - 19W - 4000K - 70CRI - TBD[SKU] - Side 42-60mm and post 42-76mm | 9.5 | Side 42-60mm and post 42-76mm |  | 1 | 19 | YES |  |  |  |  | -30°C to +50°C | CE;ENEC |  | CE;ENEC | [6 empty] | 66 | 4000 | 671x366x172 mm |  | 220-240V | -30°C to +50°C | 5 years | A++ |  |  | >70 |  | 4000 | 2290 |  |  |  | L80 > 128000 h |  | 120.53 |  |  | 8 | F | 25 °C | 11.14% | No Built-in accessory | Phased-out | 740/559 | CIE(x=0.38. y=0.38) 5SDCM | Class1. Class2 | IK09 | [11 empty] | dimmable
TBD | SP L/2/F/S/19/40 | image | datasheet | deeplink | TUNGSRAM - Spinella Single module - 2220lm - 19W - 4000K - 70CRI - TBD[SKU] - Side 42-60mm and post 42-76mm | 9.5 | Side 42-60mm and post 42-76mm |  | 1 | 19 | YES |  |  |  |  | -30°C to +50°C | CE;ENEC |  | CE;ENEC | [6 empty] | 66 | 4000 | 671x366x172 mm |  | 220-240V | -30°C to +50°C | 5 years | A++ |  |  | >70 |  | 4000 | 2220 |  |  |  | L80 > 128000 h |  | 116.84 |  |  | 8 | S | 25 °C | 11.14% | No Built-in accessory | Phased-out | 740/559 | CIE(x=0.38. y=0.38) 5SDCM | Class1. Class2 | IK09 | [11 empty] | dimmable
TBD | SP L/2/F/R/19/40 | image | datasheet | deeplink | TUNGSRAM - Spinella Single module - 2270lm - 19W - 4000K - 70CRI - TBD[SKU] - Side 42-60mm and post 42-76mm | 9.5 | Side 42-60mm and post 42-76mm |  | 1 | 19 | YES |  |  |  |  | -30°C to +50°C | CE;ENEC |  | CE;ENEC | [6 empty] | 66 | 4000 | 671x366x172 mm |  | 220-240V | -30°C to +50°C | 5 years | A++ |  |  | >70 |  | 4000 | 2270 |  |  |  | L80 > 128000 h |  | 119.47 |  |  | 8 | R | 25 °C | 11.14% | No Built-in accessory | Phased-out | 740/559 | CIE(x=0.38. y=0.38) 5SDCM | Class1. Class2 | IK09 | [11 empty] | dimmable
TBD | SP L/2/F/T/19/40 | image | datasheet | deeplink | TUNGSRAM - Spinella Single module - 2330lm - 19W - 4000K - 70CRI - TBD[SKU] - Side 42-60mm and post 42-76mm | 9.5 | Side 42-60mm and post 42-76mm | LED | 1 | 19 | YES |  |  |  |  | -30°C to +50°C | CE;ENEC |  | CE;ENEC | [6 empty] | 66 | 4000 | 671x366x172 mm |  | 220-240V | -30°C to +50°C | 5 years | A++ |  |  | >70 |  | 4000 | 2330 |  |  |  | L80 > 128000 h |  | 122.63 |  |  | 8 | T | 25 °C | 11.14% | No Built-in accessory | Phased-out | 740/559 | CIE(x=0.38. y=0.38) 5SDCM | Class1. Class2 | IK09 | [11 empty] | dimmable
TBD | SP L/2/F/U/19/40 | image | datasheet | deeplink | TUNGSRAM - Spinella Single module - 2160lm - 19W - 4000K - 70CRI - TBD[SKU] - Side 42-60mm and post 42-76mm | 9.5 | Side 42-60mm and post 42-76mm |  | 1 | 19 | YES |  |  |  |  | -30°C to +50°C | CE;ENEC |  | CE;ENEC | [6 empty] | 66 | 4000 | 671x366x172 mm |  | 220-240V | -30°C to +50°C | 5 years | A++ |  |  | >70 |  | 4000 | 2160 |  |  |  | L80 > 128000 h |  | 113.68 |  |  | 8 | U | 25 °C | 11.14% | No Built-in accessory | Phased-out | 740/559 | CIE(x=0.38. y=0.38) 5SDCM | Class1. Class2 | IK09 | [11 empty] | dimmable
TBD | SP L/2/F/P/19/40 | image | datasheet | deeplink | TUNGSRAM - Spinella Single module - 2150lm - 19W - 4000K - 70CRI - TBD[SKU] - Side 42-60mm and post 42-76mm | 9.5 | Side 42-60mm and post 42-76mm | LED | 1 | 19 | YES |  |  |  |  | -30°C to +50°C | CE;ENEC |  | CE;ENEC | [6 empty] | 66 | 4000 | 671x366x172 mm |  | 220-240V | -30°C to +50°C | 5 years | A++ |  |  | >70 |  | 4000 | 2150 |  |  |  | L80 > 128000 h |  | 113.16 |  |  | 8 | P | 25 °C | 11.14% | No Built-in accessory | Phased-out | 740/559 | CIE(x=0.38. y=0.38) 5SDCM | Class1. Class2 | IK09 | [11 empty] | dimmable
TBD | SP L/2/F/N/19/40 | image | datasheet | deeplink | TUNGSRAM - Spinella Single module - 2310lm - 19W - 4000K - 70CRI - TBD[SKU] - Side 42-60mm and post 42-76mm | 9.5 | Side 42-60mm and post 42-76mm |  | 1 | 19 | YES |  |  |  |  | -30°C to +50°C | CE;ENEC |  | CE;ENEC | [6 empty] | 66 | 4000 | 671x366x172 mm |  | 220-240V | -30°C to +50°C | 5 years | A++ |  |  | >70 |  | 4000 | 2310 |  |  |  | L80 > 128000 h |  | 121.58 |  |  | 8 | N | 25 °C | 11.14% | No Built-in accessory | Phased-out | 740/559 | CIE(x=0.38. y=0.38) 5SDCM | Class1. Class2 | IK09 | [11 empty] | dimmable
TBD | SP L/2/F/E/19/40 | image | datasheet | deeplink | TUNGSRAM - Spinella Single module - 2200lm - 19W - 4000K - 70CRI - TBD[SKU] - Side 42-60mm and post 42-76mm | 9.5 | Side 42-60mm and post 42-76mm |  | 1 | 19 | YES |  |  |  |  | -30°C to +50°C | CE;ENEC |  | CE;ENEC | [6 empty] | 66 | 4000 | 671x366x172 mm |  | 220-240V | -30°C to +50°C | 5 years | A++ |  |  | >70 |  | 4000 | 2200 |  |  |  | L80 > 128000 h |  | 115.79 |  |  | 8 | E | 25 °C | 11.14% | No Built-in accessory | Phased-out | 740/559 | CIE(x=0.38. y=0.38) 5SDCM | Class1. Class2 | IK09 | [11 empty] | dimmable
TBD | SP L/2/F/C/19/40 | image | datasheet | deeplink | TUNGSRAM - Spinella Single module - 2240lm - 19W - 4000K - 70CRI - TBD[SKU] - Side 42-60mm and post 42-76mm | 9.5 | Side 42-60mm and post 42-76mm | LED | 1 | 19 | YES |  |  |  |  | -30°C to +50°C | CE;ENEC |  | CE;ENEC | [6 empty] | 66 | 4000 | 671x366x172 mm |  | 220-240V | -30°C to +50°C | 5 years | A++ |  |  | >70 |  | 4000 | 2240 |  |  |  | L80 > 128000 h |  | 117.89 |  |  | 8 | C | 25 °C | 11.14% | No Built-in accessory | Phased-out | 740/559 | CIE(x=0.38. y=0.38) 5SDCM | Class1. Class2 | IK09 | [11 empty] | dimmable
TBD | SP L/2/F/B/19/40 | image | datasheet | deeplink | TUNGSRAM - Spinella Single module - 2270lm - 19W - 4000K - 70CRI - TBD[SKU] - Side 42-60mm and post 42-76mm | 9.5 | Side 42-60mm and post 42-76mm |  | 1 | 19 | YES |  |  |  |  | -30°C to +50°C | CE;ENEC |  | CE;ENEC | [6 empty] | 66 | 4000 | 671x366x172 mm |  | 220-240V | -30°C to +50°C | 5 years | A++ |  |  | >70 |  | 4000 | 2270 |  |  |  | L80 > 128000 h |  | 119.47 |  |  | 8 | B | 25 °C | 11.14% | No Built-in accessory | Phased-out | 740/559 | CIE(x=0.38. y=0.38) 5SDCM | Class1. Class2 | IK09 | [11 empty] | dimmable
TBD | SP L/2/F/F/15/40 | image | datasheet | deeplink | TUNGSRAM - Spinella Single module - 1700lm - 15W - 4000K - 70CRI - TBD[SKU] - Side 42-60mm and post 42-76mm | 9.5 | Side 42-60mm and post 42-76mm | LED | 1 | 15 | YES |  |  |  |  | -30°C to +50°C | CE;ENEC |  | CE;ENEC | [6 empty] | 66 | 4000 | 671x366x172 mm |  | 220-240V | -30°C to +50°C | 5 years | A++ |  |  | >70 |  | 4000 | 1700 |  |  |  | L80 > 128000 h |  | 113.33 |  |  | 8 | F | 25 °C | 11.14% | No Built-in accessory | Phased-out | 740/559 | CIE(x=0.38. y=0.38) 5SDCM | Class1. Class2 | IK09 | [11 empty] | dimmable
TBD | SP L/2/F/S/15/40 | image | datasheet | deeplink | TUNGSRAM - Spinella Single module - 1650lm - 15W - 4000K - 70CRI - TBD[SKU] - Side 42-60mm and post 42-76mm | 9.5 | Side 42-60mm and post 42-76mm |  | 1 | 15 | YES |  |  |  |  | -30°C to +50°C | CE;ENEC |  | CE;ENEC | [6 empty] | 66 | 4000 | 671x366x172 mm |  | 220-240V | -30°C to +50°C | 5 years | A++ |  |  | >70 |  | 4000 | 1650 |  |  |  | L80 > 128000 h |  | 110 |  |  | 8 | S | 25 °C | 11.14% | No Built-in accessory | Phased-out | 740/559 | CIE(x=0.38. y=0.38) 5SDCM | Class1. Class2 | IK09 | [11 empty] | dimmable
TBD | SP L/2/F/R/15/40 | image | datasheet | deeplink | TUNGSRAM - Spinella Single module - 1690lm - 15W - 4000K - 70CRI - TBD[SKU] - Side 42-60mm and post 42-76mm | 9.5 | Side 42-60mm and post 42-76mm |  | 1 | 15 | YES |  |  |  |  | -30°C to +50°C | CE;ENEC |  | CE;ENEC | [6 empty] | 66 | 4000 | 671x366x172 mm |  | 220-240V | -30°C to +50°C | 5 years | A++ |  |  | >70 |  | 4000 | 1690 |  |  |  | L80 > 128000 h |  | 112.67 |  |  | 8 | R | 25 °C | 11.14% | No Built-in accessory | Phased-out | 740/559 | CIE(x=0.38. y=0.38) 5SDCM | Class1. Class2 | IK09 | [11 empty] | dimmable
TBD | SP L/2/F/T/15/40 | image | datasheet | deeplink | TUNGSRAM - Spinella Single module - 1740lm - 15W - 4000K - 70CRI - TBD[SKU] - Side 42-60mm and post 42-76mm | 9.5 | Side 42-60mm and post 42-76mm | LED | 1 | 15 | YES |  |  |  |  | -30°C to +50°C | CE;ENEC |  | CE;ENEC | [6 empty] | 66 | 4000 | 671x366x172 mm |  | 220-240V | -30°C to +50°C | 5 years | A++ |  |  | >70 |  | 4000 | 1740 |  |  |  | L80 > 128000 h |  | 116 |  |  | 8 | T | 25 °C | 11.14% | No Built-in accessory | Phased-out | 740/559 | CIE(x=0.38. y=0.38) 5SDCM | Class1. Class2 | IK09 | [11 empty] | dimmable
TBD | SP L/2/F/U/15/40 | image | datasheet | deeplink | TUNGSRAM - Spinella Single module - 1610lm - 15W - 4000K - 70CRI - TBD[SKU] - Side 42-60mm and post 42-76mm | 9.5 | Side 42-60mm and post 42-76mm | LED | 1 | 15 | YES |  |  |  |  | -30°C to +50°C | CE;ENEC |  | CE;ENEC | [6 empty] | 66 | 4000 | 671x366x172 mm |  | 220-240V | -30°C to +50°C | 5 years | A++ |  |  | >70 |  | 4000 | 1610 |  |  |  | L80 > 128000 h |  | 107.33 |  |  | 8 | U | 25 °C | 11.14% | No Built-in accessory | Phased-out | 740/559 | CIE(x=0.38. y=0.38) 5SDCM | Class1. Class2 | IK09 | [11 empty] | dimmable
TBD | SP L/2/F/P/15/40 | image | datasheet | deeplink | TUNGSRAM - Spinella Single module - 1600lm - 15W - 4000K - 70CRI - TBD[SKU] - Side 42-60mm and post 42-76mm | 9.5 | Side 42-60mm and post 42-76mm |  | 1 | 15 | YES |  |  |  |  | -30°C to +50°C | CE;ENEC |  | CE;ENEC | [6 empty] | 66 | 4000 | 671x366x172 mm |  | 220-240V | -30°C to +50°C | 5 years | A++ |  |  | >70 |  | 4000 | 1600 |  |  |  | L80 > 128000 h |  | 106.67 |  |  | 8 | P | 25 °C | 11.14% | No Built-in accessory | Phased-out | 740/559 | CIE(x=0.38. y=0.38) 5SDCM | Class1. Class2 | IK09 | [11 empty] | dimmable
TBD | SP L/2/F/N/15/40 | image | datasheet | deeplink | TUNGSRAM - Spinella Single module - 1720lm - 15W - 4000K - 70CRI - TBD[SKU] - Side 42-60mm and post 42-76mm | 9.5 | Side 42-60mm and post 42-76mm | LED | 1 | 15 | YES |  |  |  |  | -30°C to +50°C | CE;ENEC |  | CE;ENEC | [6 empty] | 66 | 4000 | 671x366x172 mm |  | 220-240V | -30°C to +50°C | 5 years | A++ |  |  | >70 |  | 4000 | 1720 |  |  |  | L80 > 128000 h |  | 114.67 |  |  | 8 | N | 25 °C | 11.14% | No Built-in accessory | Phased-out | 740/559 | CIE(x=0.38. y=0.38) 5SDCM | Class1. Class2 | IK09 | [11 empty] | dimmable
TBD | SP L/2/F/E/15/40 | image | datasheet | deeplink | TUNGSRAM - Spinella Single module - 1630lm - 15W - 4000K - 70CRI - TBD[SKU] - Side 42-60mm and post 42-76mm | 9.5 | Side 42-60mm and post 42-76mm | LED | 1 | 15 | YES |  |  |  |  | -30°C to +50°C | CE;ENEC |  | CE;ENEC | [6 empty] | 66 | 4000 | 671x366x172 mm |  | 220-240V | -30°C to +50°C | 5 years | A++ |  |  | >70 |  | 4000 | 1630 |  |  |  | L80 > 128000 h |  | 108.67 |  |  | 8 | E | 25 °C | 11.14% | No Built-in accessory | Phased-out | 740/559 | CIE(x=0.38. y=0.38) 5SDCM | Class1. Class2 | IK09 | [11 empty] | dimmable
TBD | SP L/2/F/C/15/40 | image | datasheet | deeplink | TUNGSRAM - Spinella Single module - 1670lm - 15W - 4000K - 70CRI - TBD[SKU] - Side 42-60mm and post 42-76mm | 9.5 | Side 42-60mm and post 42-76mm |  | 1 | 15 | YES |  |  |  |  | -30°C to +50°C | CE;ENEC |  | CE;ENEC | [6 empty] | 66 | 4000 | 671x366x172 mm |  | 220-240V | -30°C to +50°C | 5 years | A++ |  |  | >70 |  | 4000 | 1670 |  |  |  | L80 > 128000 h |  | 111.33 |  |  | 8 | C | 25 °C | 11.14% | No Built-in accessory | Phased-out | 740/559 | CIE(x=0.38. y=0.38) 5SDCM | Class1. Class2 | IK09 | [11 empty] | dimmable
TBD | SP L/2/F/B/15/40 | image | datasheet | deeplink | TUNGSRAM - Spinella Single module - 1690lm - 15W - 4000K - 70CRI - TBD[SKU] - Side 42-60mm and post 42-76mm | 9.5 | Side 42-60mm and post 42-76mm |  | 1 | 15 | YES |  |  |  |  | -30°C to +50°C | CE;ENEC |  | CE;ENEC | [6 empty] | 66 | 4000 | 671x366x172 mm |  | 220-240V | -30°C to +50°C | 5 years | A++ |  |  | >70 |  | 4000 | 1690 |  |  |  | L80 > 128000 h |  | 112.67 |  |  | 8 | B | 25 °C | 11.14% | No Built-in accessory | Phased-out | 740/559 | CIE(x=0.38. y=0.38) 5SDCM | Class1. Class2 | IK09 | [11 empty] | dimmable
TBD | SP L/2/F/F/19/30 | image | datasheet | deeplink | TUNGSRAM - Spinella Single module - 2230lm - 19W - 3000K - 70CRI - TBD[SKU] - Side 42-60mm and post 42-76mm | 9.5 | Side 42-60mm and post 42-76mm |  | 1 | 19 | YES |  |  |  |  | -30°C to +50°C | CE;ENEC |  | CE;ENEC | [6 empty] | 66 | 3000 | 671x366x172 mm |  | 220-240V | -30°C to +50°C | 5 years | A++ |  |  | >70 |  | 3000 | 2230 |  |  |  | L80 > 128000 h |  | 117.37 |  |  | 8 | F | 25 °C | 11.14% | No Built-in accessory | Phased-out | 730/559 | CIE(x=0.43. y=0.403) 5SDCM | Class1. Class2 | IK09 | [11 empty] | dimmable
TBD | SP L/2/F/S/19/30 | image | datasheet | deeplink | TUNGSRAM - Spinella Single module - 2160lm - 19W - 3000K - 70CRI - TBD[SKU] - Side 42-60mm and post 42-76mm | 9.5 | Side 42-60mm and post 42-76mm |  | 1 | 19 | YES |  |  |  |  | -30°C to +50°C | CE;ENEC |  | CE;ENEC | [6 empty] | 66 | 3000 | 671x366x172 mm |  | 220-240V | -30°C to +50°C | 5 years | A++ |  |  | >70 |  | 3000 | 2160 |  |  |  | L80 > 128000 h |  | 113.68 |  |  | 8 | S | 25 °C | 11.14% | No Built-in accessory | Phased-out | 730/559 | CIE(x=0.43. y=0.403) 5SDCM | Class1. Class2 | IK09 | [11 empty] | dimmable
TBD | SP L/2/F/R/19/30 | image | datasheet | deeplink | TUNGSRAM - Spinella Single module - 2210lm - 19W - 3000K - 70CRI - TBD[SKU] - Side 42-60mm and post 42-76mm | 9.5 | Side 42-60mm and post 42-76mm |  | 1 | 19 | YES |  |  |  |  | -30°C to +50°C | CE;ENEC |  | CE;ENEC | [6 empty] | 66 | 3000 | 671x366x172 mm |  | 220-240V | -30°C to +50°C | 5 years | A++ |  |  | >70 |  | 3000 | 2210 |  |  |  | L80 > 128000 h |  | 116.32 |  |  | 8 | R | 25 °C | 11.14% | No Built-in accessory | Phased-out | 730/559 | CIE(x=0.43. y=0.403) 5SDCM | Class1. Class2 | IK09 | [11 empty] | dimmable
TBD | SP L/2/F/T/19/30 | image | datasheet | deeplink | TUNGSRAM - Spinella Single module - 2260lm - 19W - 3000K - 70CRI - TBD[SKU] - Side 42-60mm and post 42-76mm | 9.5 | Side 42-60mm and post 42-76mm | LED | 1 | 19 | YES |  |  |  |  | -30°C to +50°C | CE;ENEC |  | CE;ENEC | [6 empty] | 66 | 3000 | 671x366x172 mm |  | 220-240V | -30°C to +50°C | 5 years | A++ |  |  | >70 |  | 3000 | 2260 |  |  |  | L80 > 128000 h |  | 118.95 |  |  | 8 | T | 25 °C | 11.14% | No Built-in accessory | Phased-out | 730/559 | CIE(x=0.43. y=0.403) 5SDCM | Class1. Class2 | IK09 | [11 empty] | dimmable
TBD | SP L/2/F/U/19/30 | image | datasheet | deeplink | TUNGSRAM - Spinella Single module - 2100lm - 19W - 3000K - 70CRI - TBD[SKU] - Side 42-60mm and post 42-76mm | 9.5 | Side 42-60mm and post 42-76mm |  | 1 | 19 | YES |  |  |  |  | -30°C to +50°C | CE;ENEC |  | CE;ENEC | [6 empty] | 66 | 3000 | 671x366x172 mm |  | 220-240V | -30°C to +50°C | 5 years | A++ |  |  | >70 |  | 3000 | 2100 |  |  |  | L80 > 128000 h |  | 110.53 |  |  | 8 | U | 25 °C | 11.14% | No Built-in accessory | Phased-out | 730/559 | CIE(x=0.43. y=0.403) 5SDCM | Class1. Class2 | IK09 | [11 empty] | dimmable
TBD | SP L/2/F/P/19/30 | image | datasheet | deeplink | TUNGSRAM - Spinella Single module - 2090lm - 19W - 3000K - 70CRI - TBD[SKU] - Side 42-60mm and post 42-76mm | 9.5 | Side 42-60mm and post 42-76mm | LED | 1 | 19 | YES |  |  |  |  | -30°C to +50°C | CE;ENEC |  | CE;ENEC | [6 empty] | 66 | 3000 | 671x366x172 mm |  | 220-240V | -30°C to +50°C | 5 years | A++ |  |  | >70 |  | 3000 | 2090 |  |  |  | L80 > 128000 h |  | 110 |  |  | 8 | P | 25 °C | 11.14% | No Built-in accessory | Phased-out | 730/559 | CIE(x=0.43. y=0.403) 5SDCM | Class1. Class2 | IK09 | [11 empty] | dimmable
TBD | SP L/2/F/N/19/30 | image | datasheet | deeplink | TUNGSRAM - Spinella Single module - 2240lm - 19W - 3000K - 70CRI - TBD[SKU] - Side 42-60mm and post 42-76mm | 9.5 | Side 42-60mm and post 42-76mm |  | 1 | 19 | YES |  |  |  |  | -30°C to +50°C | CE;ENEC |  | CE;ENEC | [6 empty] | 66 | 3000 | 671x366x172 mm |  | 220-240V | -30°C to +50°C | 5 years | A++ |  |  | >70 |  | 3000 | 2240 |  |  |  | L80 > 128000 h |  | 117.89 |  |  | 8 | N | 25 °C | 11.14% | No Built-in accessory | Phased-out | 730/559 | CIE(x=0.43. y=0.403) 5SDCM | Class1. Class2 | IK09 | [11 empty] | dimmable
TBD | SP L/2/F/E/19/30 | image | datasheet | deeplink | TUNGSRAM - Spinella Single module - 2140lm - 19W - 3000K - 70CRI - TBD[SKU] - Side 42-60mm and post 42-76mm | 9.5 | Side 42-60mm and post 42-76mm |  | 1 | 19 | YES |  |  |  |  | -30°C to +50°C | CE;ENEC |  | CE;ENEC | [6 empty] | 66 | 3000 | 671x366x172 mm |  | 220-240V | -30°C to +50°C | 5 years | A++ |  |  | >70 |  | 3000 | 2140 |  |  |  | L80 > 128000 h |  | 112.63 |  |  | 8 | E | 25 °C | 11.14% | No Built-in accessory | Phased-out | 730/559 | CIE(x=0.43. y=0.403) 5SDCM | Class1. Class2 | IK09 | [11 empty] | dimmable
TBD | SP L/2/F/C/19/30 | image | datasheet | deeplink | TUNGSRAM - Spinella Single module - 2180lm - 19W - 3000K - 70CRI - TBD[SKU] - Side 42-60mm and post 42-76mm | 9.5 | Side 42-60mm and post 42-76mm | LED | 1 | 19 | YES |  |  |  |  | -30°C to +50°C | CE;ENEC |  | CE;ENEC | [6 empty] | 66 | 3000 | 671x366x172 mm |  | 220-240V | -30°C to +50°C | 5 years | A++ |  |  | >70 |  | 3000 | 2180 |  |  |  | L80 > 128000 h |  | 114.74 |  |  | 8 | C | 25 °C | 11.14% | No Built-in accessory | Phased-out | 730/559 | CIE(x=0.43. y=0.403) 5SDCM | Class1. Class2 | IK09 | [11 empty] | dimmable
TBD | SP L/2/F/B/19/30 | image | datasheet | deeplink | TUNGSRAM - Spinella Single module - 2210lm - 19W - 3000K - 70CRI - TBD[SKU] - Side 42-60mm and post 42-76mm | 9.5 | Side 42-60mm and post 42-76mm |  | 1 | 19 | YES |  |  |  |  | -30°C to +50°C | CE;ENEC |  | CE;ENEC | [6 empty] | 66 | 3000 | 671x366x172 mm |  | 220-240V | -30°C to +50°C | 5 years | A++ |  |  | >70 |  | 3000 | 2210 |  |  |  | L80 > 128000 h |  | 116.32 |  |  | 8 | B | 25 °C | 11.14% | No Built-in accessory | Phased-out | 730/559 | CIE(x=0.43. y=0.403) 5SDCM | Class1. Class2 | IK09 | [11 empty] | dimmable
TBD | SP L/2/F/F/15/30 | image | datasheet | deeplink | TUNGSRAM - Spinella Single module - 1650lm - 15W - 3000K - 70CRI - TBD[SKU] - Side 42-60mm and post 42-76mm | 9.5 | Side 42-60mm and post 42-76mm | LED | 1 | 15 | YES |  |  |  |  | -30°C to +50°C | CE;ENEC |  | CE;ENEC | [6 empty] | 66 | 3000 | 671x366x172 mm |  | 220-240V | -30°C to +50°C | 5 years | A++ |  |  | >70 |  | 3000 | 1650 |  |  |  | L80 > 128000 h |  | 110 |  |  | 8 | F | 25 °C | 11.14% | No Built-in accessory | Phased-out | 730/559 | CIE(x=0.43. y=0.403) 5SDCM | Class1. Class2 | IK09 | [11 empty] | dimmable
TBD | SP L/2/F/S/15/30 | image | datasheet | deeplink | TUNGSRAM - Spinella Single module - 1600lm - 15W - 3000K - 70CRI - TBD[SKU] - Side 42-60mm and post 42-76mm | 9.5 | Side 42-60mm and post 42-76mm |  | 1 | 15 | YES |  |  |  |  | -30°C to +50°C | CE;ENEC |  | CE;ENEC | [6 empty] | 66 | 3000 | 671x366x172 mm |  | 220-240V | -30°C to +50°C | 5 years | A++ |  |  | >70 |  | 3000 | 1600 |  |  |  | L80 > 128000 h |  | 106.67 |  |  | 8 | S | 25 °C | 11.14% | No Built-in accessory | Phased-out | 730/559 | CIE(x=0.43. y=0.403) 5SDCM | Class1. Class2 | IK09 | [11 empty] | dimmable
TBD | SP L/2/F/R/15/30 | image | datasheet | deeplink | TUNGSRAM - Spinella Single module - 1640lm - 15W - 3000K - 70CRI - TBD[SKU] - Side 42-60mm and post 42-76mm | 9.5 | Side 42-60mm and post 42-76mm |  | 1 | 15 | YES |  |  |  |  | -30°C to +50°C | CE;ENEC |  | CE;ENEC | [6 empty] | 66 | 3000 | 671x366x172 mm |  | 220-240V | -30°C to +50°C | 5 years | A++ |  |  | >70 |  | 3000 | 1640 |  |  |  | L80 > 128000 h |  | 109.33 |  |  | 8 | R | 25 °C | 11.14% | No Built-in accessory | Phased-out | 730/559 | CIE(x=0.43. y=0.403) 5SDCM | Class1. Class2 | IK09 | [11 empty] | dimmable
TBD | SP L/2/F/T/15/30 | image | datasheet | deeplink | TUNGSRAM - Spinella Single module - 1690lm - 15W - 3000K - 70CRI - TBD[SKU] - Side 42-60mm and post 42-76mm | 9.5 | Side 42-60mm and post 42-76mm | LED | 1 | 15 | YES |  |  |  |  | -30°C to +50°C | CE;ENEC |  | CE;ENEC | [6 empty] | 66 | 3000 | 671x366x172 mm |  | 220-240V | -30°C to +50°C | 5 years | A++ |  |  | >70 |  | 3000 | 1690 |  |  |  | L80 > 128000 h |  | 112.67 |  |  | 8 | T | 25 °C | 11.14% | No Built-in accessory | Phased-out | 730/559 | CIE(x=0.43. y=0.403) 5SDCM | Class1. Class2 | IK09 | [11 empty] | dimmable
TBD | SP L/2/F/U/15/30 | image | datasheet | deeplink | TUNGSRAM - Spinella Single module - 1560lm - 15W - 3000K - 70CRI - TBD[SKU] - Side 42-60mm and post 42-76mm | 9.5 | Side 42-60mm and post 42-76mm | LED | 1 | 15 | YES |  |  |  |  | -30°C to +50°C | CE;ENEC |  | CE;ENEC | [6 empty] | 66 | 3000 | 671x366x172 mm |  | 220-240V | -30°C to +50°C | 5 years | A++ |  |  | >70 |  | 3000 | 1560 |  |  |  | L80 > 128000 h |  | 104 |  |  | 8 | U | 25 °C | 11.14% | No Built-in accessory | Phased-out | 730/559 | CIE(x=0.43. y=0.403) 5SDCM | Class1. Class2 | IK09 | [11 empty] | dimmable
TBD | SP L/2/F/P/15/30 | image | datasheet | deeplink | TUNGSRAM - Spinella Single module - 1550lm - 15W - 3000K - 70CRI - TBD[SKU] - Side 42-60mm and post 42-76mm | 9.5 | Side 42-60mm and post 42-76mm |  | 1 | 15 | YES |  |  |  |  | -30°C to +50°C | CE;ENEC |  | CE;ENEC | [6 empty] | 66 | 3000 | 671x366x172 mm |  | 220-240V | -30°C to +50°C | 5 years | A++ |  |  | >70 |  | 3000 | 1550 |  |  |  | L80 > 128000 h |  | 103.33 |  |  | 8 | P | 25 °C | 11.14% | No Built-in accessory | Phased-out | 730/559 | CIE(x=0.43. y=0.403) 5SDCM | Class1. Class2 | IK09 | [11 empty] | dimmable
TBD | SP L/2/F/N/15/30 | image | datasheet | deeplink | TUNGSRAM - Spinella Single module - 1670lm - 15W - 3000K - 70CRI - TBD[SKU] - Side 42-60mm and post 42-76mm | 9.5 | Side 42-60mm and post 42-76mm | LED | 1 | 15 | YES |  |  |  |  | -30°C to +50°C | CE;ENEC |  | CE;ENEC | [6 empty] | 66 | 3000 | 671x366x172 mm |  | 220-240V | -30°C to +50°C | 5 years | A++ |  |  | >70 |  | 3000 | 1670 |  |  |  | L80 > 128000 h |  | 111.33 |  |  | 8 | N | 25 °C | 11.14% | No Built-in accessory | Phased-out | 730/559 | CIE(x=0.43. y=0.403) 5SDCM | Class1. Class2 | IK09 | [11 empty] | dimmable
TBD | SP L/2/F/E/15/30 | image | datasheet | deeplink | TUNGSRAM - Spinella Single module - 1580lm - 15W - 3000K - 70CRI - TBD[SKU] - Side 42-60mm and post 42-76mm | 9.5 | Side 42-60mm and post 42-76mm | LED | 1 | 15 | YES |  |  |  |  | -30°C to +50°C | CE;ENEC |  | CE;ENEC | [6 empty] | 66 | 3000 | 671x366x172 mm |  | 220-240V | -30°C to +50°C | 5 years | A++ |  |  | >70 |  | 3000 | 1580 |  |  |  | L80 > 128000 h |  | 105.33 |  |  | 8 | E | 25 °C | 11.14% | No Built-in accessory | Phased-out | 730/559 | CIE(x=0.43. y=0.403) 5SDCM | Class1. Class2 | IK09 | [11 empty] | dimmable
TBD | SP L/2/F/C/15/30 | image | datasheet | deeplink | TUNGSRAM - Spinella Single module - 1620lm - 15W - 3000K - 70CRI - TBD[SKU] - Side 42-60mm and post 42-76mm | 9.5 | Side 42-60mm and post 42-76mm |  | 1 | 15 | YES |  |  |  |  | -30°C to +50°C | CE;ENEC |  | CE;ENEC | [6 empty] | 66 | 3000 | 671x366x172 mm |  | 220-240V | -30°C to +50°C | 5 years | A++ |  |  | >70 |  | 3000 | 1620 |  |  |  | L80 > 128000 h |  | 108 |  |  | 8 | C | 25 °C | 11.14% | No Built-in accessory | Phased-out | 730/559 | CIE(x=0.43. y=0.403) 5SDCM | Class1. Class2 | IK09 | [11 empty] | dimmable
TBD | SP L/2/F/B/15/30 | image | datasheet | deeplink | TUNGSRAM - Spinella Single module - 1640lm - 15W - 3000K - 70CRI - TBD[SKU] - Side 42-60mm and post 42-76mm | 9.5 | Side 42-60mm and post 42-76mm |  | 1 | 15 | YES |  |  |  |  | -30°C to +50°C | CE;ENEC |  | CE;ENEC | [6 empty] | 66 | 3000 | 671x366x172 mm |  | 220-240V | -30°C to +50°C | 5 years | A++ |  |  | >70 |  | 3000 | 1640 |  |  |  | L80 > 128000 h |  | 109.33 |  |  | 8 | B | 25 °C | 11.14% | No Built-in accessory | Phased-out | 730/559 | CIE(x=0.43. y=0.403) 5SDCM | Class1. Class2 | IK09 | [11 empty] | dimmable
TBD | SP L/2/F/F/124/50 | image | datasheet | deeplink | TUNGSRAM - Spinella Single module - 12080lm - 124W - 5000K - 70CRI - TBD[SKU] - Side 42-60mm and post 42-76mm | 9.5 | Side 42-60mm and post 42-76mm | LED | 1 | 124 | YES |  |  |  |  | -30°C to +50°C | CE;ENEC |  | CE;ENEC | [6 empty] | 66 | 5000 | 671x366x172 mm |  | 220-240V | -30°C to +50°C | 5 years | A++ |  |  | >70 |  | 5000 | 12080 |  |  |  | L80 > 128000 h |  | 97.42 |  |  | 8 | F | 25 °C | 11.14% | No Built-in accessory | Phased-out | 750/559 | CIE(x=0.34. y=0.35) 5SDCM | Class1. Class2 | IK09 | [11 empty] | dimmable
TBD | SP L/2/F/S/124/50 | image | datasheet | deeplink | TUNGSRAM - Spinella Single module - 11720lm - 124W - 5000K - 70CRI - TBD[SKU] - Side 42-60mm and post 42-76mm | 9.5 | Side 42-60mm and post 42-76mm | LED | 1 | 124 | YES |  |  |  |  | -30°C to +50°C | CE;ENEC |  | CE;ENEC | [6 empty] | 66 | 5000 | 671x366x172 mm |  | 220-240V | -30°C to +50°C | 5 years | A++ |  |  | >70 |  | 5000 | 11720 |  |  |  | L80 > 128000 h |  | 94.52 |  |  | 8 | S | 25 °C | 11.14% | No Built-in accessory | Phased-out | 750/559 | CIE(x=0.34. y=0.35) 5SDCM | Class1. Class2 | IK09 | [11 empty] | dimmable
TBD | SP L/2/F/R/124/50 | image | datasheet | deeplink | TUNGSRAM - Spinella Single module - 11960lm - 124W - 5000K - 70CRI - TBD[SKU] - Side 42-60mm and post 42-76mm | 9.5 | Side 42-60mm and post 42-76mm | LED | 1 | 124 | YES |  |  |  |  | -30°C to +50°C | CE;ENEC |  | CE;ENEC | [6 empty] | 66 | 5000 | 671x366x172 mm |  | 220-240V | -30°C to +50°C | 5 years | A++ |  |  | >70 |  | 5000 | 11960 |  |  |  | L80 > 128000 h |  | 96.45 |  |  | 8 | R | 25 °C | 11.14% | No Built-in accessory | Phased-out | 750/559 | CIE(x=0.34. y=0.35) 5SDCM | Class1. Class2 | IK09 | [11 empty] | dimmable
TBD | SP L/2/F/T/124/50 | image | datasheet | deeplink | TUNGSRAM - Spinella Single module - 12320lm - 124W - 5000K - 70CRI - TBD[SKU] - Side 42-60mm and post 42-76mm | 9.5 | Side 42-60mm and post 42-76mm | LED | 1 | 124 | YES |  |  |  |  | -30°C to +50°C | CE;ENEC |  | CE;ENEC | [6 empty] | 66 | 5000 | 671x366x172 mm |  | 220-240V | -30°C to +50°C | 5 years | A++ |  |  | >70 |  | 5000 | 12320 |  |  |  | L80 > 128000 h |  | 99.35 |  |  | 8 | T | 25 °C | 11.14% | No Built-in accessory | Phased-out | 750/559 | CIE(x=0.34. y=0.35) 5SDCM | Class1. Class2 | IK09 | [11 empty] | dimmable
TBD | SP L/2/F/U/124/50 | image | datasheet | deeplink | TUNGSRAM - Spinella Single module - 11420lm - 124W - 5000K - 70CRI - TBD[SKU] - Side 42-60mm and post 42-76mm | 9.5 | Side 42-60mm and post 42-76mm | LED | 1 | 124 | YES |  |  |  |  | -30°C to +50°C | CE;ENEC |  | CE;ENEC | [6 empty] | 66 | 5000 | 671x366x172 mm |  | 220-240V | -30°C to +50°C | 5 years | A++ |  |  | >70 |  | 5000 | 11420 |  |  |  | L80 > 128000 h |  | 92.1 |  |  | 8 | U | 25 °C | 11.14% | No Built-in accessory | Phased-out | 750/559 | CIE(x=0.34. y=0.35) 5SDCM | Class1. Class2 | IK09 | [11 empty] | dimmable
TBD | SP L/2/F/P/124/50 | image | datasheet | deeplink | TUNGSRAM - Spinella Single module - 11380lm - 124W - 5000K - 70CRI - TBD[SKU] - Side 42-60mm and post 42-76mm | 9.5 | Side 42-60mm and post 42-76mm | LED | 1 | 124 | YES |  |  |  |  | -30°C to +50°C | CE;ENEC |  | CE;ENEC | [6 empty] | 66 | 5000 | 671x366x172 mm |  | 220-240V | -30°C to +50°C | 5 years | A++ |  |  | >70 |  | 5000 | 11380 |  |  |  | L80 > 128000 h |  | 91.77 |  |  | 8 | P | 25 °C | 11.14% | No Built-in accessory | Phased-out | 750/559 | CIE(x=0.34. y=0.35) 5SDCM | Class1. Class2 | IK09 | [11 empty] | dimmable
TBD | SP L/2/F/N/124/50 | image | datasheet | deeplink | TUNGSRAM - Spinella Single module - 12200lm - 124W - 5000K - 70CRI - TBD[SKU] - Side 42-60mm and post 42-76mm | 9.5 | Side 42-60mm and post 42-76mm | LED | 1 | 124 | YES |  |  |  |  | -30°C to +50°C | CE;ENEC |  | CE;ENEC | [6 empty] | 66 | 5000 | 671x366x172 mm |  | 220-240V | -30°C to +50°C | 5 years | A++ |  |  | >70 |  | 5000 | 12200 |  |  |  | L80 > 128000 h |  | 98.39 |  |  | 8 | N | 25 °C | 11.14% | No Built-in accessory | Phased-out | 750/559 | CIE(x=0.34. y=0.35) 5SDCM | Class1. Class2 | IK09 | [11 empty] | dimmable
TBD | SP L/2/F/E/124/50 | image | datasheet | deeplink | TUNGSRAM - Spinella Single module - 11580lm - 124W - 5000K - 70CRI - TBD[SKU] - Side 42-60mm and post 42-76mm | 9.5 | Side 42-60mm and post 42-76mm | LED | 1 | 124 | YES |  |  |  |  | -30°C to +50°C | CE;ENEC |  | CE;ENEC | [6 empty] | 66 | 5000 | 671x366x172 mm |  | 220-240V | -30°C to +50°C | 5 years | A++ |  |  | >70 |  | 5000 | 11580 |  |  |  | L80 > 128000 h |  | 93.39 |  |  | 8 | E | 25 °C | 11.14% | No Built-in accessory | Phased-out | 750/559 | CIE(x=0.34. y=0.35) 5SDCM | Class1. Class2 | IK09 | [11 empty] | dimmable
TBD | SP L/2/F/C/124/50 | image | datasheet | deeplink | TUNGSRAM - Spinella Single module - 11830lm - 124W - 5000K - 70CRI - TBD[SKU] - Side 42-60mm and post 42-76mm | 9.5 | Side 42-60mm and post 42-76mm | LED | 1 | 124 | YES |  |  |  |  | -30°C to +50°C | CE;ENEC |  | CE;ENEC | [6 empty] | 66 | 5000 | 671x366x172 mm |  | 220-240V | -30°C to +50°C | 5 years | A++ |  |  | >70 |  | 5000 | 11830 |  |  |  | L80 > 128000 h |  | 95.4 |  |  | 8 | C | 25 °C | 11.14% | No Built-in accessory | Phased-out | 750/559 | CIE(x=0.34. y=0.35) 5SDCM | Class1. Class2 | IK09 | [11 empty] | dimmable
TBD | SP L/2/F/B/124/50 | image | datasheet | deeplink | TUNGSRAM - Spinella Single module - 11960lm - 124W - 5000K - 70CRI - TBD[SKU] - Side 42-60mm and post 42-76mm | 9.5 | Side 42-60mm and post 42-76mm | LED | 1 | 124 | YES |  |  |  |  | -30°C to +50°C | CE;ENEC |  | CE;ENEC | [6 empty] | 66 | 5000 | 671x366x172 mm |  | 220-240V | -30°C to +50°C | 5 years | A++ |  |  | >70 |  | 5000 | 11960 |  |  |  | L80 > 128000 h |  | 96.45 |  |  | 8 | B | 25 °C | 11.14% | No Built-in accessory | Phased-out | 750/559 | CIE(x=0.34. y=0.35) 5SDCM | Class1. Class2 | IK09 | [11 empty] | dimmable
TBD | SP L/2/F/F/118/50 | image | datasheet | deeplink | TUNGSRAM - Spinella Single module - 11600lm - 118W - 5000K - 70CRI - TBD[SKU] - Side 42-60mm and post 42-76mm | 9.5 | Side 42-60mm and post 42-76mm | LED | 1 | 118 | YES |  |  |  |  | -30°C to +50°C | CE;ENEC |  | CE;ENEC | [6 empty] | 66 | 5000 | 671x366x172 mm |  | 220-240V | -30°C to +50°C | 5 years | A++ |  |  | >70 |  | 5000 | 11600 |  |  |  | L80 > 128000 h |  | 98.31 |  |  | 8 | F | 25 °C | 11.14% | No Built-in accessory | Phased-out | 750/559 | CIE(x=0.34. y=0.35) 5SDCM | Class1. Class2 | IK09 | [11 empty] | dimmable
TBD | SP L/2/F/S/118/50 | image | datasheet | deeplink | TUNGSRAM - Spinella Single module - 11260lm - 118W - 5000K - 70CRI - TBD[SKU] - Side 42-60mm and post 42-76mm | 9.5 | Side 42-60mm and post 42-76mm | LED | 1 | 118 | YES |  |  |  |  | -30°C to +50°C | CE;ENEC |  | CE;ENEC | [6 empty] | 66 | 5000 | 671x366x172 mm |  | 220-240V | -30°C to +50°C | 5 years | A++ |  |  | >70 |  | 5000 | 11260 |  |  |  | L80 > 128000 h |  | 95.42 |  |  | 8 | S | 25 °C | 11.14% | No Built-in accessory | Phased-out | 750/559 | CIE(x=0.34. y=0.35) 5SDCM | Class1. Class2 | IK09 | [11 empty] | dimmable
TBD | SP L/2/F/R/118/50 | image | datasheet | deeplink | TUNGSRAM - Spinella Single module - 11490lm - 118W - 5000K - 70CRI - TBD[SKU] - Side 42-60mm and post 42-76mm | 9.5 | Side 42-60mm and post 42-76mm |  | 1 | 118 | YES |  |  |  |  | -30°C to +50°C | CE;ENEC |  | CE;ENEC | [6 empty] | 66 | 5000 | 671x366x172 mm |  | 220-240V | -30°C to +50°C | 5 years | A++ |  |  | >70 |  | 5000 | 11490 |  |  |  | L80 > 128000 h |  | 97.37 |  |  | 8 | R | 25 °C | 11.14% | No Built-in accessory | Phased-out | 750/559 | CIE(x=0.34. y=0.35) 5SDCM | Class1. Class2 | IK09 | [11 empty] | dimmable
TBD | SP L/2/F/T/118/50 | image | datasheet | deeplink | TUNGSRAM - Spinella Single module - 11830lm - 118W - 5000K - 70CRI - TBD[SKU] - Side 42-60mm and post 42-76mm | 9.5 | Side 42-60mm and post 42-76mm | LED | 1 | 118 | YES |  |  |  |  | -30°C to +50°C | CE;ENEC |  | CE;ENEC | [6 empty] | 66 | 5000 | 671x366x172 mm |  | 220-240V | -30°C to +50°C | 5 years | A++ |  |  | >70 |  | 5000 | 11830 |  |  |  | L80 > 128000 h |  | 100.25 |  |  | 8 | T | 25 °C | 11.14% | No Built-in accessory | Phased-out | 750/559 | CIE(x=0.34. y=0.35) 5SDCM | Class1. Class2 | IK09 | [11 empty] | dimmable
TBD | SP L/2/F/U/118/50 | image | datasheet | deeplink | TUNGSRAM - Spinella Single module - 10970lm - 118W - 5000K - 70CRI - TBD[SKU] - Side 42-60mm and post 42-76mm | 9.5 | Side 42-60mm and post 42-76mm | LED | 1 | 118 | YES |  |  |  |  | -30°C to +50°C | CE;ENEC |  | CE;ENEC | [6 empty] | 66 | 5000 | 671x366x172 mm |  | 220-240V | -30°C to +50°C | 5 years | A++ |  |  | >70 |  | 5000 | 10970 |  |  |  | L80 > 128000 h |  | 92.97 |  |  | 8 | U | 25 °C | 11.14% | No Built-in accessory | Phased-out | 750/559 | CIE(x=0.34. y=0.35) 5SDCM | Class1. Class2 | IK09 | [11 empty] | dimmable
TBD | SP L/2/F/P/118/50 | image | datasheet | deeplink | TUNGSRAM - Spinella Single module - 10930lm - 118W - 5000K - 70CRI - TBD[SKU] - Side 42-60mm and post 42-76mm | 9.5 | Side 42-60mm and post 42-76mm | LED | 1 | 118 | YES |  |  |  |  | -30°C to +50°C | CE;ENEC |  | CE;ENEC | [6 empty] | 66 | 5000 | 671x366x172 mm |  | 220-240V | -30°C to +50°C | 5 years | A++ |  |  | >70 |  | 5000 | 10930 |  |  |  | L80 > 128000 h |  | 92.63 |  |  | 8 | P | 25 °C | 11.14% | No Built-in accessory | Phased-out | 750/559 | CIE(x=0.34. y=0.35) 5SDCM | Class1. Class2 | IK09 | [11 empty] | dimmable
TBD | SP L/2/F/N/118/50 | image | datasheet | deeplink | TUNGSRAM - Spinella Single module - 11720lm - 118W - 5000K - 70CRI - TBD[SKU] - Side 42-60mm and post 42-76mm | 9.5 | Side 42-60mm and post 42-76mm | LED | 1 | 118 | YES |  |  |  |  | -30°C to +50°C | CE;ENEC |  | CE;ENEC | [6 empty] | 66 | 5000 | 671x366x172 mm |  | 220-240V | -30°C to +50°C | 5 years | A++ |  |  | >70 |  | 5000 | 11720 |  |  |  | L80 > 128000 h |  | 99.32 |  |  | 8 | N | 25 °C | 11.14% | No Built-in accessory | Phased-out | 750/559 | CIE(x=0.34. y=0.35) 5SDCM | Class1. Class2 | IK09 | [11 empty] | dimmable
TBD | SP L/2/F/E/118/50 | image | datasheet | deeplink | TUNGSRAM - Spinella Single module - 11130lm - 118W - 5000K - 70CRI - TBD[SKU] - Side 42-60mm and post 42-76mm | 9.5 | Side 42-60mm and post 42-76mm | LED | 1 | 118 | YES |  |  |  |  | -30°C to +50°C | CE;ENEC |  | CE;ENEC | [6 empty] | 66 | 5000 | 671x366x172 mm |  | 220-240V | -30°C to +50°C | 5 years | A++ |  |  | >70 |  | 5000 | 11130 |  |  |  | L80 > 128000 h |  | 94.32 |  |  | 8 | E | 25 °C | 11.14% | No Built-in accessory | Phased-out | 750/559 | CIE(x=0.34. y=0.35) 5SDCM | Class1. Class2 | IK09 | [11 empty] | dimmable
TBD | SP L/2/F/C/118/50 | image | datasheet | deeplink | TUNGSRAM - Spinella Single module - 11360lm - 118W - 5000K - 70CRI - TBD[SKU] - Side 42-60mm and post 42-76mm | 9.5 | Side 42-60mm and post 42-76mm | LED | 1 | 118 | YES |  |  |  |  | -30°C to +50°C | CE;ENEC |  | CE;ENEC | [6 empty] | 66 | 5000 | 671x366x172 mm |  | 220-240V | -30°C to +50°C | 5 years | A++ |  |  | >70 |  | 5000 | 11360 |  |  |  | L80 > 128000 h |  | 96.27 |  |  | 8 | C | 25 °C | 11.14% | No Built-in accessory | Phased-out | 750/559 | CIE(x=0.34. y=0.35) 5SDCM | Class1. Class2 | IK09 | [11 empty] | dimmable
TBD | SP L/2/F/B/118/50 | image | datasheet | deeplink | TUNGSRAM - Spinella Single module - 11490lm - 118W - 5000K - 70CRI - TBD[SKU] - Side 42-60mm and post 42-76mm | 9.5 | Side 42-60mm and post 42-76mm |  | 1 | 118 | YES |  |  |  |  | -30°C to +50°C | CE;ENEC |  | CE;ENEC | [6 empty] | 66 | 5000 | 671x366x172 mm |  | 220-240V | -30°C to +50°C | 5 years | A++ |  |  | >70 |  | 5000 | 11490 |  |  |  | L80 > 128000 h |  | 97.37 |  |  | 8 | B | 25 °C | 11.14% | No Built-in accessory | Phased-out | 750/559 | CIE(x=0.34. y=0.35) 5SDCM | Class1. Class2 | IK09 | [11 empty] | dimmable
TBD | SP L/2/F/F/104/50 | image | datasheet | deeplink | TUNGSRAM - Spinella Single module - 10560lm - 104W - 5000K - 70CRI - TBD[SKU] - Side 42-60mm and post 42-76mm | 9.5 | Side 42-60mm and post 42-76mm | LED | 1 | 104 | YES |  |  |  |  | -30°C to +50°C | CE;ENEC |  | CE;ENEC | [6 empty] | 66 | 5000 | 671x366x172 mm |  | 220-240V | -30°C to +50°C | 5 years | A++ |  |  | >70 |  | 5000 | 10560 |  |  |  | L80 > 128000 h |  | 101.54 |  |  | 8 | F | 25 °C | 11.14% | No Built-in accessory | Phased-out | 750/559 | CIE(x=0.34. y=0.35) 5SDCM | Class1. Class2 | IK09 | [11 empty] | dimmable
TBD | SP L/2/F/S/104/50 | image | datasheet | deeplink | TUNGSRAM - Spinella Single module - 10240lm - 104W - 5000K - 70CRI - TBD[SKU] - Side 42-60mm and post 42-76mm | 9.5 | Side 42-60mm and post 42-76mm | LED | 1 | 104 | YES |  |  |  |  | -30°C to +50°C | CE;ENEC |  | CE;ENEC | [6 empty] | 66 | 5000 | 671x366x172 mm |  | 220-240V | -30°C to +50°C | 5 years | A++ |  |  | >70 |  | 5000 | 10240 |  |  |  | L80 > 128000 h |  | 98.46 |  |  | 8 | S | 25 °C | 11.14% | No Built-in accessory | Phased-out | 750/559 | CIE(x=0.34. y=0.35) 5SDCM | Class1. Class2 | IK09 | [11 empty] | dimmable
TBD | SP L/2/F/R/104/50 | image | datasheet | deeplink | TUNGSRAM - Spinella Single module - 10460lm - 104W - 5000K - 70CRI - TBD[SKU] - Side 42-60mm and post 42-76mm | 9.5 | Side 42-60mm and post 42-76mm |  | 1 | 104 | YES |  |  |  |  | -30°C to +50°C | CE;ENEC |  | CE;ENEC | [6 empty] | 66 | 5000 | 671x366x172 mm |  | 220-240V | -30°C to +50°C | 5 years | A++ |  |  | >70 |  | 5000 | 10460 |  |  |  | L80 > 128000 h |  | 100.58 |  |  | 8 | R | 25 °C | 11.14% | No Built-in accessory | Phased-out | 750/559 | CIE(x=0.34. y=0.35) 5SDCM | Class1. Class2 | IK09 | [11 empty] | dimmable
TBD | SP L/2/F/T/104/50 | image | datasheet | deeplink | TUNGSRAM - Spinella Single module - 10770lm - 104W - 5000K - 70CRI - TBD[SKU] - Side 42-60mm and post 42-76mm | 9.5 | Side 42-60mm and post 42-76mm | LED | 1 | 104 | YES |  |  |  |  | -30°C to +50°C | CE;ENEC |  | CE;ENEC | [6 empty] | 66 | 5000 | 671x366x172 mm |  | 220-240V | -30°C to +50°C | 5 years | A++ |  |  | >70 |  | 5000 | 10770 |  |  |  | L80 > 128000 h |  | 103.56 |  |  | 8 | T | 25 °C | 11.14% | No Built-in accessory | Phased-out | 750/559 | CIE(x=0.34. y=0.35) 5SDCM | Class1. Class2 | IK09 | [11 empty] | dimmable
TBD | SP L/2/F/U/104/50 | image | datasheet | deeplink | TUNGSRAM - Spinella Single module - 9970lm - 104W - 5000K - 70CRI - TBD[SKU] - Side 42-60mm and post 42-76mm | 9.5 | Side 42-60mm and post 42-76mm | LED | 1 | 104 | YES |  |  |  |  | -30°C to +50°C | CE;ENEC |  | CE;ENEC | [6 empty] | 66 | 5000 | 671x366x172 mm |  | 220-240V | -30°C to +50°C | 5 years | A++ |  |  | >70 |  | 5000 | 9970 |  |  |  | L80 > 128000 h |  | 95.87 |  |  | 8 | U | 25 °C | 11.14% | No Built-in accessory | Phased-out | 750/559 | CIE(x=0.34. y=0.35) 5SDCM | Class1. Class2 | IK09 | [11 empty] | dimmable
TBD | SP L/2/F/P/104/50 | image | datasheet | deeplink | TUNGSRAM - Spinella Single module - 9940lm - 104W - 5000K - 70CRI - TBD[SKU] - Side 42-60mm and post 42-76mm | 9.5 | Side 42-60mm and post 42-76mm | LED | 1 | 104 | YES |  |  |  |  | -30°C to +50°C | CE;ENEC |  | CE;ENEC | [6 empty] | 66 | 5000 | 671x366x172 mm |  | 220-240V | -30°C to +50°C | 5 years | A++ |  |  | >70 |  | 5000 | 9940 |  |  |  | L80 > 128000 h |  | 95.58 |  |  | 8 | P | 25 °C | 11.14% | No Built-in accessory | Phased-out | 750/559 | CIE(x=0.34. y=0.35) 5SDCM | Class1. Class2 | IK09 | [11 empty] | dimmable
TBD | SP L/2/F/N/104/50 | image | datasheet | deeplink | TUNGSRAM - Spinella Single module - 10660lm - 104W - 5000K - 70CRI - TBD[SKU] - Side 42-60mm and post 42-76mm | 9.5 | Side 42-60mm and post 42-76mm | LED | 1 | 104 | YES |  |  |  |  | -30°C to +50°C | CE;ENEC |  | CE;ENEC | [6 empty] | 66 | 5000 | 671x366x172 mm |  | 220-240V | -30°C to +50°C | 5 years | A++ |  |  | >70 |  | 5000 | 10660 |  |  |  | L80 > 128000 h |  | 102.5 |  |  | 8 | N | 25 °C | 11.14% | No Built-in accessory | Phased-out | 750/559 | CIE(x=0.34. y=0.35) 5SDCM | Class1. Class2 | IK09 | [11 empty] | dimmable
TBD | SP L/2/F/E/104/50 | image | datasheet | deeplink | TUNGSRAM - Spinella Single module - 10130lm - 104W - 5000K - 70CRI - TBD[SKU] - Side 42-60mm and post 42-76mm | 9.5 | Side 42-60mm and post 42-76mm | LED | 1 | 104 | YES |  |  |  |  | -30°C to +50°C | CE;ENEC |  | CE;ENEC | [6 empty] | 66 | 5000 | 671x366x172 mm |  | 220-240V | -30°C to +50°C | 5 years | A++ |  |  | >70 |  | 5000 | 10130 |  |  |  | L80 > 128000 h |  | 97.4 |  |  | 8 | E | 25 °C | 11.14% | No Built-in accessory | Phased-out | 750/559 | CIE(x=0.34. y=0.35) 5SDCM | Class1. Class2 | IK09 | [11 empty] | dimmable
TBD | SP L/2/F/C/104/50 | image | datasheet | deeplink | TUNGSRAM - Spinella Single module - 10340lm - 104W - 5000K - 70CRI - TBD[SKU] - Side 42-60mm and post 42-76mm | 9.5 | Side 42-60mm and post 42-76mm | LED | 1 | 104 | YES |  |  |  |  | -30°C to +50°C | CE;ENEC |  | CE;ENEC | [6 empty] | 66 | 5000 | 671x366x172 mm |  | 220-240V | -30°C to +50°C | 5 years | A++ |  |  | >70 |  | 5000 | 10340 |  |  |  | L80 > 128000 h |  | 99.42 |  |  | 8 | C | 25 °C | 11.14% | No Built-in accessory | Phased-out | 750/559 | CIE(x=0.34. y=0.35) 5SDCM | Class1. Class2 | IK09 | [11 empty] | dimmable
TBD | SP L/2/F/B/104/50 | image | datasheet | deeplink | TUNGSRAM - Spinella Single module - 10460lm - 104W - 5000K - 70CRI - TBD[SKU] - Side 42-60mm and post 42-76mm | 9.5 | Side 42-60mm and post 42-76mm |  | 1 | 104 | YES |  |  |  |  | -30°C to +50°C | CE;ENEC |  | CE;ENEC | [6 empty] | 66 | 5000 | 671x366x172 mm |  | 220-240V | -30°C to +50°C | 5 years | A++ |  |  | >70 |  | 5000 | 10460 |  |  |  | L80 > 128000 h |  | 100.58 |  |  | 8 | B | 25 °C | 11.14% | No Built-in accessory | Phased-out | 750/559 | CIE(x=0.34. y=0.35) 5SDCM | Class1. Class2 | IK09 | [11 empty] | dimmable
TBD | SP L/2/F/F/90/50 | image | datasheet | deeplink | TUNGSRAM - Spinella Single module - 9430lm - 90W - 5000K - 70CRI - TBD[SKU] - Side 42-60mm and post 42-76mm | 9.5 | Side 42-60mm and post 42-76mm | LED | 1 | 90 | YES |  |  |  |  | -30°C to +50°C | CE;ENEC |  | CE;ENEC | [6 empty] | 66 | 5000 | 671x366x172 mm |  | 220-240V | -30°C to +50°C | 5 years | A++ |  |  | >70 |  | 5000 | 9430 |  |  |  | L80 > 128000 h |  | 104.78 |  |  | 8 | F | 25 °C | 11.14% | No Built-in accessory | Phased-out | 750/559 | CIE(x=0.34. y=0.35) 5SDCM | Class1. Class2 | IK09 | [11 empty] | dimmable
TBD | SP L/2/F/S/90/50 | image | datasheet | deeplink | TUNGSRAM - Spinella Single module - 9160lm - 90W - 5000K - 70CRI - TBD[SKU] - Side 42-60mm and post 42-76mm | 9.5 | Side 42-60mm and post 42-76mm | LED | 1 | 90 | YES |  |  |  |  | -30°C to +50°C | CE;ENEC |  | CE;ENEC | [6 empty] | 66 | 5000 | 671x366x172 mm |  | 220-240V | -30°C to +50°C | 5 years | A++ |  |  | >70 |  | 5000 | 9160 |  |  |  | L80 > 128000 h |  | 101.78 |  |  | 8 | S | 25 °C | 11.14% | No Built-in accessory | Phased-out | 750/559 | CIE(x=0.34. y=0.35) 5SDCM | Class1. Class2 | IK09 | [11 empty] | dimmable
TBD | SP L/2/F/R/90/50 | image | datasheet | deeplink | TUNGSRAM - Spinella Single module - 9350lm - 90W - 5000K - 70CRI - TBD[SKU] - Side 42-60mm and post 42-76mm | 9.5 | Side 42-60mm and post 42-76mm |  | 1 | 90 | YES |  |  |  |  | -30°C to +50°C | CE;ENEC |  | CE;ENEC | [6 empty] | 66 | 5000 | 671x366x172 mm |  | 220-240V | -30°C to +50°C | 5 years | A++ |  |  | >70 |  | 5000 | 9350 |  |  |  | L80 > 128000 h |  | 103.89 |  |  | 8 | R | 25 °C | 11.14% | No Built-in accessory | Phased-out | 750/559 | CIE(x=0.34. y=0.35) 5SDCM | Class1. Class2 | IK09 | [11 empty] | dimmable
TBD | SP L/2/F/T/90/50 | image | datasheet | deeplink | TUNGSRAM - Spinella Single module - 9620lm - 90W - 5000K - 70CRI - TBD[SKU] - Side 42-60mm and post 42-76mm | 9.5 | Side 42-60mm and post 42-76mm | LED | 1 | 90 | YES |  |  |  |  | -30°C to +50°C | CE;ENEC |  | CE;ENEC | [6 empty] | 66 | 5000 | 671x366x172 mm |  | 220-240V | -30°C to +50°C | 5 years | A++ |  |  | >70 |  | 5000 | 9620 |  |  |  | L80 > 128000 h |  | 106.89 |  |  | 8 | T | 25 °C | 11.14% | No Built-in accessory | Phased-out | 750/559 | CIE(x=0.34. y=0.35) 5SDCM | Class1. Class2 | IK09 | [11 empty] | dimmable
TBD | SP L/2/F/U/90/50 | image | datasheet | deeplink | TUNGSRAM - Spinella Single module - 8920lm - 90W - 5000K - 70CRI - TBD[SKU] - Side 42-60mm and post 42-76mm | 9.5 | Side 42-60mm and post 42-76mm | LED | 1 | 90 | YES |  |  |  |  | -30°C to +50°C | CE;ENEC |  | CE;ENEC | [6 empty] | 66 | 5000 | 671x366x172 mm |  | 220-240V | -30°C to +50°C | 5 years | A++ |  |  | >70 |  | 5000 | 8920 |  |  |  | L80 > 128000 h |  | 99.11 |  |  | 8 | U | 25 °C | 11.14% | No Built-in accessory | Phased-out | 750/559 | CIE(x=0.34. y=0.35) 5SDCM | Class1. Class2 | IK09 | [11 empty] | dimmable
TBD | SP L/2/F/P/90/50 | image | datasheet | deeplink | TUNGSRAM - Spinella Single module - 8890lm - 90W - 5000K - 70CRI - TBD[SKU] - Side 42-60mm and post 42-76mm | 9.5 | Side 42-60mm and post 42-76mm | LED | 1 | 90 | YES |  |  |  |  | -30°C to +50°C | CE;ENEC |  | CE;ENEC | [6 empty] | 66 | 5000 | 671x366x172 mm |  | 220-240V | -30°C to +50°C | 5 years | A++ |  |  | >70 |  | 5000 | 8890 |  |  |  | L80 > 128000 h |  | 98.78 |  |  | 8 | P | 25 °C | 11.14% | No Built-in accessory | Phased-out | 750/559 | CIE(x=0.34. y=0.35) 5SDCM | Class1. Class2 | IK09 | [11 empty] | dimmable
TBD | SP L/2/F/N/90/50 | image | datasheet | deeplink | TUNGSRAM - Spinella Single module - 9540lm - 90W - 5000K - 70CRI - TBD[SKU] - Side 42-60mm and post 42-76mm | 9.5 | Side 42-60mm and post 42-76mm | LED | 1 | 90 | YES |  |  |  |  | -30°C to +50°C | CE;ENEC |  | CE;ENEC | [6 empty] | 66 | 5000 | 671x366x172 mm |  | 220-240V | -30°C to +50°C | 5 years | A++ |  |  | >70 |  | 5000 | 9540 |  |  |  | L80 > 128000 h |  | 106 |  |  | 8 | N | 25 °C | 11.14% | No Built-in accessory | Phased-out | 750/559 | CIE(x=0.34. y=0.35) 5SDCM | Class1. Class2 | IK09 | [11 empty] | dimmable
TBD | SP L/2/F/E/90/50 | image | datasheet | deeplink | TUNGSRAM - Spinella Single module - 9060lm - 90W - 5000K - 70CRI - TBD[SKU] - Side 42-60mm and post 42-76mm | 9.5 | Side 42-60mm and post 42-76mm | LED | 1 | 90 | YES |  |  |  |  | -30°C to +50°C | CE;ENEC |  | CE;ENEC | [6 empty] | 66 | 5000 | 671x366x172 mm |  | 220-240V | -30°C to +50°C | 5 years | A++ |  |  | >70 |  | 5000 | 9060 |  |  |  | L80 > 128000 h |  | 100.67 |  |  | 8 | E | 25 °C | 11.14% | No Built-in accessory | Phased-out | 750/559 | CIE(x=0.34. y=0.35) 5SDCM | Class1. Class2 | IK09 | [11 empty] | dimmable
TBD | SP L/2/F/C/90/50 | image | datasheet | deeplink | TUNGSRAM - Spinella Single module - 9240lm - 90W - 5000K - 70CRI - TBD[SKU] - Side 42-60mm and post 42-76mm | 9.5 | Side 42-60mm and post 42-76mm | LED | 1 | 90 | YES |  |  |  |  | -30°C to +50°C | CE;ENEC |  | CE;ENEC | [6 empty] | 66 | 5000 | 671x366x172 mm |  | 220-240V | -30°C to +50°C | 5 years | A++ |  |  | >70 |  | 5000 | 9240 |  |  |  | L80 > 128000 h |  | 102.67 |  |  | 8 | C | 25 °C | 11.14% | No Built-in accessory | Phased-out | 750/559 | CIE(x=0.34. y=0.35) 5SDCM | Class1. Class2 | IK09 | [11 empty] | dimmable
TBD | SP L/2/F/B/90/50 | image | datasheet | deeplink | TUNGSRAM - Spinella Single module - 9350lm - 90W - 5000K - 70CRI - TBD[SKU] - Side 42-60mm and post 42-76mm | 9.5 | Side 42-60mm and post 42-76mm |  | 1 | 90 | YES |  |  |  |  | -30°C to +50°C | CE;ENEC |  | CE;ENEC | [6 empty] | 66 | 5000 | 671x366x172 mm |  | 220-240V | -30°C to +50°C | 5 years | A++ |  |  | >70 |  | 5000 | 9350 |  |  |  | L80 > 128000 h |  | 103.89 |  |  | 8 | B | 25 °C | 11.14% | No Built-in accessory | Phased-out | 750/559 | CIE(x=0.34. y=0.35) 5SDCM | Class1. Class2 | IK09 | [11 empty] | dimmable
TBD | SP L/2/F/F/124/40 | image | datasheet | deeplink | TUNGSRAM - Spinella Single module - 11560lm - 124W - 4000K - 70CRI - TBD[SKU] - Side 42-60mm and post 42-76mm | 9.5 | Side 42-60mm and post 42-76mm | LED | 1 | 124 | YES |  |  |  |  | -30°C to +50°C | CE;ENEC |  | CE;ENEC | [6 empty] | 66 | 4000 | 671x366x172 mm |  | 220-240V | -30°C to +50°C | 5 years | A++ |  |  | >70 |  | 4000 | 11560 |  |  |  | L80 > 128000 h |  | 93.23 |  |  | 8 | F | 25 °C | 11.14% | No Built-in accessory | Phased-out | 740/559 | CIE(x=0.38. y=0.38) 5SDCM | Class1. Class2 | IK09 | [11 empty] | dimmable
TBD | SP L/2/F/S/124/40 | image | datasheet | deeplink | TUNGSRAM - Spinella Single module - 11220lm - 124W - 4000K - 70CRI - TBD[SKU] - Side 42-60mm and post 42-76mm | 9.5 | Side 42-60mm and post 42-76mm | LED | 1 | 124 | YES |  |  |  |  | -30°C to +50°C | CE;ENEC |  | CE;ENEC | [6 empty] | 66 | 4000 | 671x366x172 mm |  | 220-240V | -30°C to +50°C | 5 years | A++ |  |  | >70 |  | 4000 | 11220 |  |  |  | L80 > 128000 h |  | 90.48 |  |  | 8 | S | 25 °C | 11.14% | No Built-in accessory | Phased-out | 740/559 | CIE(x=0.38. y=0.38) 5SDCM | Class1. Class2 | IK09 | [11 empty] | dimmable
TBD | SP L/2/F/R/124/40 | image | datasheet | deeplink | TUNGSRAM - Spinella Single module - 11450lm - 124W - 4000K - 70CRI - TBD[SKU] - Side 42-60mm and post 42-76mm | 9.5 | Side 42-60mm and post 42-76mm | LED | 1 | 124 | YES |  |  |  |  | -30°C to +50°C | CE;ENEC |  | CE;ENEC | [6 empty] | 66 | 4000 | 671x366x172 mm |  | 220-240V | -30°C to +50°C | 5 years | A++ |  |  | >70 |  | 4000 | 11450 |  |  |  | L80 > 128000 h |  | 92.34 |  |  | 8 | R | 25 °C | 11.14% | No Built-in accessory | Phased-out | 740/559 | CIE(x=0.38. y=0.38) 5SDCM | Class1. Class2 | IK09 | [11 empty] | dimmable
TBD | SP L/2/F/T/124/40 | image | datasheet | deeplink | TUNGSRAM - Spinella Single module - 11790lm - 124W - 4000K - 70CRI - TBD[SKU] - Side 42-60mm and post 42-76mm | 9.5 | Side 42-60mm and post 42-76mm | LED | 1 | 124 | YES |  |  |  |  | -30°C to +50°C | CE;ENEC |  | CE;ENEC | [6 empty] | 66 | 4000 | 671x366x172 mm |  | 220-240V | -30°C to +50°C | 5 years | A++ |  |  | >70 |  | 4000 | 11790 |  |  |  | L80 > 128000 h |  | 95.08 |  |  | 8 | T | 25 °C | 11.14% | No Built-in accessory | Phased-out | 740/559 | CIE(x=0.38. y=0.38) 5SDCM | Class1. Class2 | IK09 | [11 empty] | dimmable
TBD | SP L/2/F/U/124/40 | image | datasheet | deeplink | TUNGSRAM - Spinella Single module - 10930lm - 124W - 4000K - 70CRI - TBD[SKU] - Side 42-60mm and post 42-76mm | 9.5 | Side 42-60mm and post 42-76mm | LED | 1 | 124 | YES |  |  |  |  | -30°C to +50°C | CE;ENEC |  | CE;ENEC | [6 empty] | 66 | 4000 | 671x366x172 mm |  | 220-240V | -30°C to +50°C | 5 years | A++ |  |  | >70 |  | 4000 | 10930 |  |  |  | L80 > 128000 h |  | 88.15 |  |  | 8 | U | 25 °C | 11.14% | No Built-in accessory | Phased-out | 740/559 | CIE(x=0.38. y=0.38) 5SDCM | Class1. Class2 | IK09 | [11 empty] | dimmable
TBD | SP L/2/F/P/124/40 | image | datasheet | deeplink | TUNGSRAM - Spinella Single module - 10890lm - 124W - 4000K - 70CRI - TBD[SKU] - Side 42-60mm and post 42-76mm | 9.5 | Side 42-60mm and post 42-76mm | LED | 1 | 124 | YES |  |  |  |  | -30°C to +50°C | CE;ENEC |  | CE;ENEC | [6 empty] | 66 | 4000 | 671x366x172 mm |  | 220-240V | -30°C to +50°C | 5 years | A++ |  |  | >70 |  | 4000 | 10890 |  |  |  | L80 > 128000 h |  | 87.82 |  |  | 8 | P | 25 °C | 11.14% | No Built-in accessory | Phased-out | 740/559 | CIE(x=0.38. y=0.38) 5SDCM | Class1. Class2 | IK09 | [11 empty] | dimmable
TBD | SP L/2/F/N/124/40 | image | datasheet | deeplink | TUNGSRAM - Spinella Single module - 11680lm - 124W - 4000K - 70CRI - TBD[SKU] - Side 42-60mm and post 42-76mm | 9.5 | Side 42-60mm and post 42-76mm | LED | 1 | 124 | YES |  |  |  |  | -30°C to +50°C | CE;ENEC |  | CE;ENEC | [6 empty] | 66 | 4000 | 671x366x172 mm |  | 220-240V | -30°C to +50°C | 5 years | A++ |  |  | >70 |  | 4000 | 11680 |  |  |  | L80 > 128000 h |  | 94.19 |  |  | 8 | N | 25 °C | 11.14% | No Built-in accessory | Phased-out | 740/559 | CIE(x=0.38. y=0.38) 5SDCM | Class1. Class2 | IK09 | [11 empty] | dimmable
TBD | SP L/2/F/E/124/40 | image | datasheet | deeplink | TUNGSRAM - Spinella Single module - 11090lm - 124W - 4000K - 70CRI - TBD[SKU] - Side 42-60mm and post 42-76mm | 9.5 | Side 42-60mm and post 42-76mm | LED | 1 | 124 | YES |  |  |  |  | -30°C to +50°C | CE;ENEC |  | CE;ENEC | [6 empty] | 66 | 4000 | 671x366x172 mm |  | 220-240V | -30°C to +50°C | 5 years | A++ |  |  | >70 |  | 4000 | 11090 |  |  |  | L80 > 128000 h |  | 89.44 |  |  | 8 | E | 25 °C | 11.14% | No Built-in accessory | Phased-out | 740/559 | CIE(x=0.38. y=0.38) 5SDCM | Class1. Class2 | IK09 | [11 empty] | dimmable
TBD | SP L/2/F/C/124/40 | image | datasheet | deeplink | TUNGSRAM - Spinella Single module - 11330lm - 124W - 4000K - 70CRI - TBD[SKU] - Side 42-60mm and post 42-76mm | 9.5 | Side 42-60mm and post 42-76mm | LED | 1 | 124 | YES |  |  |  |  | -30°C to +50°C | CE;ENEC |  | CE;ENEC | [6 empty] | 66 | 4000 | 671x366x172 mm |  | 220-240V | -30°C to +50°C | 5 years | A++ |  |  | >70 |  | 4000 | 11330 |  |  |  | L80 > 128000 h |  | 91.37 |  |  | 8 | C | 25 °C | 11.14% | No Built-in accessory | Phased-out | 740/559 | CIE(x=0.38. y=0.38) 5SDCM | Class1. Class2 | IK09 | [11 empty] | dimmable
TBD | SP L/2/F/B/124/40 | image | datasheet | deeplink | TUNGSRAM - Spinella Single module - 11450lm - 124W - 4000K - 70CRI - TBD[SKU] - Side 42-60mm and post 42-76mm | 9.5 | Side 42-60mm and post 42-76mm | LED | 1 | 124 | YES |  |  |  |  | -30°C to +50°C | CE;ENEC |  | CE;ENEC | [6 empty] | 66 | 4000 | 671x366x172 mm |  | 220-240V | -30°C to +50°C | 5 years | A++ |  |  | >70 |  | 4000 | 11450 |  |  |  | L80 > 128000 h |  | 92.34 |  |  | 8 | B | 25 °C | 11.14% | No Built-in accessory | Phased-out | 740/559 | CIE(x=0.38. y=0.38) 5SDCM | Class1. Class2 | IK09 | [11 empty] | dimmable
TBD | SP L/2/F/F/118/40 | image | datasheet | deeplink | TUNGSRAM - Spinella Single module - 11110lm - 118W - 4000K - 70CRI - TBD[SKU] - Side 42-60mm and post 42-76mm | 9.5 | Side 42-60mm and post 42-76mm | LED | 1 | 118 | YES |  |  |  |  | -30°C to +50°C | CE;ENEC |  | CE;ENEC | [6 empty] | 66 | 4000 | 671x366x172 mm |  | 220-240V | -30°C to +50°C | 5 years | A++ |  |  | >70 |  | 4000 | 11110 |  |  |  | L80 > 128000 h |  | 94.15 |  |  | 8 | F | 25 °C | 11.14% | No Built-in accessory | Phased-out | 740/559 | CIE(x=0.38. y=0.38) 5SDCM | Class1. Class2 | IK09 | [11 empty] | dimmable
TBD | SP L/2/F/S/118/40 | image | datasheet | deeplink | TUNGSRAM - Spinella Single module - 10780lm - 118W - 4000K - 70CRI - TBD[SKU] - Side 42-60mm and post 42-76mm | 9.5 | Side 42-60mm and post 42-76mm | LED | 1 | 118 | YES |  |  |  |  | -30°C to +50°C | CE;ENEC |  | CE;ENEC | [6 empty] | 66 | 4000 | 671x366x172 mm |  | 220-240V | -30°C to +50°C | 5 years | A++ |  |  | >70 |  | 4000 | 10780 |  |  |  | L80 > 128000 h |  | 91.36 |  |  | 8 | S | 25 °C | 11.14% | No Built-in accessory | Phased-out | 740/559 | CIE(x=0.38. y=0.38) 5SDCM | Class1. Class2 | IK09 | [11 empty] | dimmable
TBD | SP L/2/F/R/118/40 | image | datasheet | deeplink | TUNGSRAM - Spinella Single module - 11000lm - 118W - 4000K - 70CRI - TBD[SKU] - Side 42-60mm and post 42-76mm | 9.5 | Side 42-60mm and post 42-76mm |  | 1 | 118 | YES |  |  |  |  | -30°C to +50°C | CE;ENEC |  | CE;ENEC | [6 empty] | 66 | 4000 | 671x366x172 mm |  | 220-240V | -30°C to +50°C | 5 years | A++ |  |  | >70 |  | 4000 | 11000 |  |  |  | L80 > 128000 h |  | 93.22 |  |  | 8 | R | 25 °C | 11.14% | No Built-in accessory | Phased-out | 740/559 | CIE(x=0.38. y=0.38) 5SDCM | Class1. Class2 | IK09 | [11 empty] | dimmable
TBD | SP L/2/F/T/118/40 | image | datasheet | deeplink | TUNGSRAM - Spinella Single module - 11330lm - 118W - 4000K - 70CRI - TBD[SKU] - Side 42-60mm and post 42-76mm | 9.5 | Side 42-60mm and post 42-76mm | LED | 1 | 118 | YES |  |  |  |  | -30°C to +50°C | CE;ENEC |  | CE;ENEC | [6 empty] | 66 | 4000 | 671x366x172 mm |  | 220-240V | -30°C to +50°C | 5 years | A++ |  |  | >70 |  | 4000 | 11330 |  |  |  | L80 > 128000 h |  | 96.02 |  |  | 8 | T | 25 °C | 11.14% | No Built-in accessory | Phased-out | 740/559 | CIE(x=0.38. y=0.38) 5SDCM | Class1. Class2 | IK09 | [11 empty] | dimmable
TBD | SP L/2/F/U/118/40 | image | datasheet | deeplink | TUNGSRAM - Spinella Single module - 10500lm - 118W - 4000K - 70CRI - TBD[SKU] - Side 42-60mm and post 42-76mm | 9.5 | Side 42-60mm and post 42-76mm | LED | 1 | 118 | YES |  |  |  |  | -30°C to +50°C | CE;ENEC |  | CE;ENEC | [6 empty] | 66 | 4000 | 671x366x172 mm |  | 220-240V | -30°C to +50°C | 5 years | A++ |  |  | >70 |  | 4000 | 10500 |  |  |  | L80 > 128000 h |  | 88.98 |  |  | 8 | U | 25 °C | 11.14% | No Built-in accessory | Phased-out | 740/559 | CIE(x=0.38. y=0.38) 5SDCM | Class1. Class2 | IK09 | [11 empty] | dimmable
TBD | SP L/2/F/P/118/40 | image | datasheet | deeplink | TUNGSRAM - Spinella Single module - 10460lm - 118W - 4000K - 70CRI - TBD[SKU] - Side 42-60mm and post 42-76mm | 9.5 | Side 42-60mm and post 42-76mm | LED | 1 | 118 | YES |  |  |  |  | -30°C to +50°C | CE;ENEC |  | CE;ENEC | [6 empty] | 66 | 4000 | 671x366x172 mm |  | 220-240V | -30°C to +50°C | 5 years | A++ |  |  | >70 |  | 4000 | 10460 |  |  |  | L80 > 128000 h |  | 88.64 |  |  | 8 | P | 25 °C | 11.14% | No Built-in accessory | Phased-out | 740/559 | CIE(x=0.38. y=0.38) 5SDCM | Class1. Class2 | IK09 | [11 empty] | dimmable
TBD | SP L/2/F/N/118/40 | image | datasheet | deeplink | TUNGSRAM - Spinella Single module - 11220lm - 118W - 4000K - 70CRI - TBD[SKU] - Side 42-60mm and post 42-76mm | 9.5 | Side 42-60mm and post 42-76mm | LED | 1 | 118 | YES |  |  |  |  | -30°C to +50°C | CE;ENEC |  | CE;ENEC | [6 empty] | 66 | 4000 | 671x366x172 mm |  | 220-240V | -30°C to +50°C | 5 years | A++ |  |  | >70 |  | 4000 | 11220 |  |  |  | L80 > 128000 h |  | 95.08 |  |  | 8 | N | 25 °C | 11.14% | No Built-in accessory | Phased-out | 740/559 | CIE(x=0.38. y=0.38) 5SDCM | Class1. Class2 | IK09 | [11 empty] | dimmable
TBD | SP L/2/F/E/118/40 | image | datasheet | deeplink | TUNGSRAM - Spinella Single module - 10660lm - 118W - 4000K - 70CRI - TBD[SKU] - Side 42-60mm and post 42-76mm | 9.5 | Side 42-60mm and post 42-76mm | LED | 1 | 118 | YES |  |  |  |  | -30°C to +50°C | CE;ENEC |  | CE;ENEC | [6 empty] | 66 | 4000 | 671x366x172 mm |  | 220-240V | -30°C to +50°C | 5 years | A++ |  |  | >70 |  | 4000 | 10660 |  |  |  | L80 > 128000 h |  | 90.34 |  |  | 8 | E | 25 °C | 11.14% | No Built-in accessory | Phased-out | 740/559 | CIE(x=0.38. y=0.38) 5SDCM | Class1. Class2 | IK09 | [11 empty] | dimmable
TBD | SP L/2/F/C/118/40 | image | datasheet | deeplink | TUNGSRAM - Spinella Single module - 10880lm - 118W - 4000K - 70CRI - TBD[SKU] - Side 42-60mm and post 42-76mm | 9.5 | Side 42-60mm and post 42-76mm | LED | 1 | 118 | YES |  |  |  |  | -30°C to +50°C | CE;ENEC |  | CE;ENEC | [6 empty] | 66 | 4000 | 671x366x172 mm |  | 220-240V | -30°C to +50°C | 5 years | A++ |  |  | >70 |  | 4000 | 10880 |  |  |  | L80 > 128000 h |  | 92.2 |  |  | 8 | C | 25 °C | 11.14% | No Built-in accessory | Phased-out | 740/559 | CIE(x=0.38. y=0.38) 5SDCM | Class1. Class2 | IK09 | [11 empty] | dimmable
TBD | SP L/2/F/B/118/40 | image | datasheet | deeplink | TUNGSRAM - Spinella Single module - 11000lm - 118W - 4000K - 70CRI - TBD[SKU] - Side 42-60mm and post 42-76mm | 9.5 | Side 42-60mm and post 42-76mm |  | 1 | 118 | YES |  |  |  |  | -30°C to +50°C | CE;ENEC |  | CE;ENEC | [6 empty] | 66 | 4000 | 671x366x172 mm |  | 220-240V | -30°C to +50°C | 5 years | A++ |  |  | >70 |  | 4000 | 11000 |  |  |  | L80 > 128000 h |  | 93.22 |  |  | 8 | B | 25 °C | 11.14% | No Built-in accessory | Phased-out | 740/559 | CIE(x=0.38. y=0.38) 5SDCM | Class1. Class2 | IK09 | [11 empty] | dimmable
TBD | SP L/2/F/F/104/40 | image | datasheet | deeplink | TUNGSRAM - Spinella Single module - 10110lm - 104W - 4000K - 70CRI - TBD[SKU] - Side 42-60mm and post 42-76mm | 9.5 | Side 42-60mm and post 42-76mm | LED | 1 | 104 | YES |  |  |  |  | -30°C to +50°C | CE;ENEC |  | CE;ENEC | [6 empty] | 66 | 4000 | 671x366x172 mm |  | 220-240V | -30°C to +50°C | 5 years | A++ |  |  | >70 |  | 4000 | 10110 |  |  |  | L80 > 128000 h |  | 97.21 |  |  | 8 | F | 25 °C | 11.14% | No Built-in accessory | Phased-out | 740/559 | CIE(x=0.38. y=0.38) 5SDCM | Class1. Class2 | IK09 | [11 empty] | dimmable
TBD | SP L/2/F/S/104/40 | image | datasheet | deeplink | TUNGSRAM - Spinella Single module - 9800lm - 104W - 4000K - 70CRI - TBD[SKU] - Side 42-60mm and post 42-76mm | 9.5 | Side 42-60mm and post 42-76mm | LED | 1 | 104 | YES |  |  |  |  | -30°C to +50°C | CE;ENEC |  | CE;ENEC | [6 empty] | 66 | 4000 | 671x366x172 mm |  | 220-240V | -30°C to +50°C | 5 years | A++ |  |  | >70 |  | 4000 | 9800 |  |  |  | L80 > 128000 h |  | 94.23 |  |  | 8 | S | 25 °C | 11.14% | No Built-in accessory | Phased-out | 740/559 | CIE(x=0.38. y=0.38) 5SDCM | Class1. Class2 | IK09 | [11 empty] | dimmable
TBD | SP L/2/F/R/104/40 | image | datasheet | deeplink | TUNGSRAM - Spinella Single module - 10010lm - 104W - 4000K - 70CRI - TBD[SKU] - Side 42-60mm and post 42-76mm | 9.5 | Side 42-60mm and post 42-76mm |  | 1 | 104 | YES |  |  |  |  | -30°C to +50°C | CE;ENEC |  | CE;ENEC | [6 empty] | 66 | 4000 | 671x366x172 mm |  | 220-240V | -30°C to +50°C | 5 years | A++ |  |  | >70 |  | 4000 | 10010 |  |  |  | L80 > 128000 h |  | 96.25 |  |  | 8 | R | 25 °C | 11.14% | No Built-in accessory | Phased-out | 740/559 | CIE(x=0.38. y=0.38) 5SDCM | Class1. Class2 | IK09 | [11 empty] | dimmable
TBD | SP L/2/F/T/104/40 | image | datasheet | deeplink | TUNGSRAM - Spinella Single module - 10310lm - 104W - 4000K - 70CRI - TBD[SKU] - Side 42-60mm and post 42-76mm | 9.5 | Side 42-60mm and post 42-76mm | LED | 1 | 104 | YES |  |  |  |  | -30°C to +50°C | CE;ENEC |  | CE;ENEC | [6 empty] | 66 | 4000 | 671x366x172 mm |  | 220-240V | -30°C to +50°C | 5 years | A++ |  |  | >70 |  | 4000 | 10310 |  |  |  | L80 > 128000 h |  | 99.13 |  |  | 8 | T | 25 °C | 11.14% | No Built-in accessory | Phased-out | 740/559 | CIE(x=0.38. y=0.38) 5SDCM | Class1. Class2 | IK09 | [11 empty] | dimmable
TBD | SP L/2/F/U/104/40 | image | datasheet | deeplink | TUNGSRAM - Spinella Single module - 9550lm - 104W - 4000K - 70CRI - TBD[SKU] - Side 42-60mm and post 42-76mm | 9.5 | Side 42-60mm and post 42-76mm | LED | 1 | 104 | YES |  |  |  |  | -30°C to +50°C | CE;ENEC |  | CE;ENEC | [6 empty] | 66 | 4000 | 671x366x172 mm |  | 220-240V | -30°C to +50°C | 5 years | A++ |  |  | >70 |  | 4000 | 9550 |  |  |  | L80 > 128000 h |  | 91.83 |  |  | 8 | U | 25 °C | 11.14% | No Built-in accessory | Phased-out | 740/559 | CIE(x=0.38. y=0.38) 5SDCM | Class1. Class2 | IK09 | [11 empty] | dimmable
TBD | SP L/2/F/P/104/40 | image | datasheet | deeplink | TUNGSRAM - Spinella Single module - 9520lm - 104W - 4000K - 70CRI - TBD[SKU] - Side 42-60mm and post 42-76mm | 9.5 | Side 42-60mm and post 42-76mm | LED | 1 | 104 | YES |  |  |  |  | -30°C to +50°C | CE;ENEC |  | CE;ENEC | [6 empty] | 66 | 4000 | 671x366x172 mm |  | 220-240V | -30°C to +50°C | 5 years | A++ |  |  | >70 |  | 4000 | 9520 |  |  |  | L80 > 128000 h |  | 91.54 |  |  | 8 | P | 25 °C | 11.14% | No Built-in accessory | Phased-out | 740/559 | CIE(x=0.38. y=0.38) 5SDCM | Class1. Class2 | IK09 | [11 empty] | dimmable
TBD | SP L/2/F/N/104/40 | image | datasheet | deeplink | TUNGSRAM - Spinella Single module - 10210lm - 104W - 4000K - 70CRI - TBD[SKU] - Side 42-60mm and post 42-76mm | 9.5 | Side 42-60mm and post 42-76mm | LED | 1 | 104 | YES |  |  |  |  | -30°C to +50°C | CE;ENEC |  | CE;ENEC | [6 empty] | 66 | 4000 | 671x366x172 mm |  | 220-240V | -30°C to +50°C | 5 years | A++ |  |  | >70 |  | 4000 | 10210 |  |  |  | L80 > 128000 h |  | 98.17 |  |  | 8 | N | 25 °C | 11.14% | No Built-in accessory | Phased-out | 740/559 | CIE(x=0.38. y=0.38) 5SDCM | Class1. Class2 | IK09 | [11 empty] | dimmable
TBD | SP L/2/F/E/104/40 | image | datasheet | deeplink | TUNGSRAM - Spinella Single module - 9700lm - 104W - 4000K - 70CRI - TBD[SKU] - Side 42-60mm and post 42-76mm | 9.5 | Side 42-60mm and post 42-76mm | LED | 1 | 104 | YES |  |  |  |  | -30°C to +50°C | CE;ENEC |  | CE;ENEC | [6 empty] | 66 | 4000 | 671x366x172 mm |  | 220-240V | -30°C to +50°C | 5 years | A++ |  |  | >70 |  | 4000 | 9700 |  |  |  | L80 > 128000 h |  | 93.27 |  |  | 8 | E | 25 °C | 11.14% | No Built-in accessory | Phased-out | 740/559 | CIE(x=0.38. y=0.38) 5SDCM | Class1. Class2 | IK09 | [11 empty] | dimmable
TBD | SP L/2/F/C/104/40 | image | datasheet | deeplink | TUNGSRAM - Spinella Single module - 9900lm - 104W - 4000K - 70CRI - TBD[SKU] - Side 42-60mm and post 42-76mm | 9.5 | Side 42-60mm and post 42-76mm | LED | 1 | 104 | YES |  |  |  |  | -30°C to +50°C | CE;ENEC |  | CE;ENEC | [6 empty] | 66 | 4000 | 671x366x172 mm |  | 220-240V | -30°C to +50°C | 5 years | A++ |  |  | >70 |  | 4000 | 9900 |  |  |  | L80 > 128000 h |  | 95.19 |  |  | 8 | C | 25 °C | 11.14% | No Built-in accessory | Phased-out | 740/559 | CIE(x=0.38. y=0.38) 5SDCM | Class1. Class2 | IK09 | [11 empty] | dimmable
TBD | SP L/2/F/B/104/40 | image | datasheet | deeplink | TUNGSRAM - Spinella Single module - 10010lm - 104W - 4000K - 70CRI - TBD[SKU] - Side 42-60mm and post 42-76mm | 9.5 | Side 42-60mm and post 42-76mm |  | 1 | 104 | YES |  |  |  |  | -30°C to +50°C | CE;ENEC |  | CE;ENEC | [6 empty] | 66 | 4000 | 671x366x172 mm |  | 220-240V | -30°C to +50°C | 5 years | A++ |  |  | >70 |  | 4000 | 10010 |  |  |  | L80 > 128000 h |  | 96.25 |  |  | 8 | B | 25 °C | 11.14% | No Built-in accessory | Phased-out | 740/559 | CIE(x=0.38. y=0.38) 5SDCM | Class1. Class2 | IK09 | [11 empty] | dimmable
TBD | SP L/2/F/F/90/40 | image | datasheet | deeplink | TUNGSRAM - Spinella Single module - 9030lm - 90W - 4000K - 70CRI - TBD[SKU] - Side 42-60mm and post 42-76mm | 9.5 | Side 42-60mm and post 42-76mm | LED | 1 | 90 | YES |  |  |  |  | -30°C to +50°C | CE;ENEC |  | CE;ENEC | [6 empty] | 66 | 4000 | 671x366x172 mm |  | 220-240V | -30°C to +50°C | 5 years | A++ |  |  | >70 |  | 4000 | 9030 |  |  |  | L80 > 128000 h |  | 100.33 |  |  | 8 | F | 25 °C | 11.14% | No Built-in accessory | Phased-out | 740/559 | CIE(x=0.38. y=0.38) 5SDCM | Class1. Class2 | IK09 | [11 empty] | dimmable
TBD | SP L/2/F/S/90/40 | image | datasheet | deeplink | TUNGSRAM - Spinella Single module - 8770lm - 90W - 4000K - 70CRI - TBD[SKU] - Side 42-60mm and post 42-76mm | 9.5 | Side 42-60mm and post 42-76mm | LED | 1 | 90 | YES |  |  |  |  | -30°C to +50°C | CE;ENEC |  | CE;ENEC | [6 empty] | 66 | 4000 | 671x366x172 mm |  | 220-240V | -30°C to +50°C | 5 years | A++ |  |  | >70 |  | 4000 | 8770 |  |  |  | L80 > 128000 h |  | 97.44 |  |  | 8 | S | 25 °C | 11.14% | No Built-in accessory | Phased-out | 740/559 | CIE(x=0.38. y=0.38) 5SDCM | Class1. Class2 | IK09 | [11 empty] | dimmable
TBD | SP L/2/F/R/90/40 | image | datasheet | deeplink | TUNGSRAM - Spinella Single module - 8950lm - 90W - 4000K - 70CRI - TBD[SKU] - Side 42-60mm and post 42-76mm | 9.5 | Side 42-60mm and post 42-76mm |  | 1 | 90 | YES |  |  |  |  | -30°C to +50°C | CE;ENEC |  | CE;ENEC | [6 empty] | 66 | 4000 | 671x366x172 mm |  | 220-240V | -30°C to +50°C | 5 years | A++ |  |  | >70 |  | 4000 | 8950 |  |  |  | L80 > 128000 h |  | 99.44 |  |  | 8 | R | 25 °C | 11.14% | No Built-in accessory | Phased-out | 740/559 | CIE(x=0.38. y=0.38) 5SDCM | Class1. Class2 | IK09 | [11 empty] | dimmable
TBD | SP L/2/F/T/90/40 | image | datasheet | deeplink | TUNGSRAM - Spinella Single module - 9210lm - 90W - 4000K - 70CRI - TBD[SKU] - Side 42-60mm and post 42-76mm | 9.5 | Side 42-60mm and post 42-76mm | LED | 1 | 90 | YES |  |  |  |  | -30°C to +50°C | CE;ENEC |  | CE;ENEC | [6 empty] | 66 | 4000 | 671x366x172 mm |  | 220-240V | -30°C to +50°C | 5 years | A++ |  |  | >70 |  | 4000 | 9210 |  |  |  | L80 > 128000 h |  | 102.33 |  |  | 8 | T | 25 °C | 11.14% | No Built-in accessory | Phased-out | 740/559 | CIE(x=0.38. y=0.38) 5SDCM | Class1. Class2 | IK09 | [11 empty] | dimmable
TBD | SP L/2/F/U/90/40 | image | datasheet | deeplink | TUNGSRAM - Spinella Single module - 8540lm - 90W - 4000K - 70CRI - TBD[SKU] - Side 42-60mm and post 42-76mm | 9.5 | Side 42-60mm and post 42-76mm | LED | 1 | 90 | YES |  |  |  |  | -30°C to +50°C | CE;ENEC |  | CE;ENEC | [6 empty] | 66 | 4000 | 671x366x172 mm |  | 220-240V | -30°C to +50°C | 5 years | A++ |  |  | >70 |  | 4000 | 8540 |  |  |  | L80 > 128000 h |  | 94.89 |  |  | 8 | U | 25 °C | 11.14% | No Built-in accessory | Phased-out | 740/559 | CIE(x=0.38. y=0.38) 5SDCM | Class1. Class2 | IK09 | [11 empty] | dimmable
TBD | SP L/2/F/P/90/40 | image | datasheet | deeplink | TUNGSRAM - Spinella Single module - 8510lm - 90W - 4000K - 70CRI - TBD[SKU] - Side 42-60mm and post 42-76mm | 9.5 | Side 42-60mm and post 42-76mm | LED | 1 | 90 | YES |  |  |  |  | -30°C to +50°C | CE;ENEC |  | CE;ENEC | [6 empty] | 66 | 4000 | 671x366x172 mm |  | 220-240V | -30°C to +50°C | 5 years | A++ |  |  | >70 |  | 4000 | 8510 |  |  |  | L80 > 128000 h |  | 94.56 |  |  | 8 | P | 25 °C | 11.14% | No Built-in accessory | Phased-out | 740/559 | CIE(x=0.38. y=0.38) 5SDCM | Class1. Class2 | IK09 | [11 empty] | dimmable
TBD | SP L/2/F/N/90/40 | image | datasheet | deeplink | TUNGSRAM - Spinella Single module - 9130lm - 90W - 4000K - 70CRI - TBD[SKU] - Side 42-60mm and post 42-76mm | 9.5 | Side 42-60mm and post 42-76mm | LED | 1 | 90 | YES |  |  |  |  | -30°C to +50°C | CE;ENEC |  | CE;ENEC | [6 empty] | 66 | 4000 | 671x366x172 mm |  | 220-240V | -30°C to +50°C | 5 years | A++ |  |  | >70 |  | 4000 | 9130 |  |  |  | L80 > 128000 h |  | 101.44 |  |  | 8 | N | 25 °C | 11.14% | No Built-in accessory | Phased-out | 740/559 | CIE(x=0.38. y=0.38) 5SDCM | Class1. Class2 | IK09 | [11 empty] | dimmable
TBD | SP L/2/F/E/90/40 | image | datasheet | deeplink | TUNGSRAM - Spinella Single module - 8670lm - 90W - 4000K - 70CRI - TBD[SKU] - Side 42-60mm and post 42-76mm | 9.5 | Side 42-60mm and post 42-76mm | LED | 1 | 90 | YES |  |  |  |  | -30°C to +50°C | CE;ENEC |  | CE;ENEC | [6 empty] | 66 | 4000 | 671x366x172 mm |  | 220-240V | -30°C to +50°C | 5 years | A++ |  |  | >70 |  | 4000 | 8670 |  |  |  | L80 > 128000 h |  | 96.33 |  |  | 8 | E | 25 °C | 11.14% | No Built-in accessory | Phased-out | 740/559 | CIE(x=0.38. y=0.38) 5SDCM | Class1. Class2 | IK09 | [11 empty] | dimmable
TBD | SP L/2/F/C/90/40 | image | datasheet | deeplink | TUNGSRAM - Spinella Single module - 8850lm - 90W - 4000K - 70CRI - TBD[SKU] - Side 42-60mm and post 42-76mm | 9.5 | Side 42-60mm and post 42-76mm | LED | 1 | 90 | YES |  |  |  |  | -30°C to +50°C | CE;ENEC |  | CE;ENEC | [6 empty] | 66 | 4000 | 671x366x172 mm |  | 220-240V | -30°C to +50°C | 5 years | A++ |  |  | >70 |  | 4000 | 8850 |  |  |  | L80 > 128000 h |  | 98.33 |  |  | 8 | C | 25 °C | 11.14% | No Built-in accessory | Phased-out | 740/559 | CIE(x=0.38. y=0.38) 5SDCM | Class1. Class2 | IK09 | [11 empty] | dimmable
TBD | SP L/2/F/B/90/40 | image | datasheet | deeplink | TUNGSRAM - Spinella Single module - 8950lm - 90W - 4000K - 70CRI - TBD[SKU] - Side 42-60mm and post 42-76mm | 9.5 | Side 42-60mm and post 42-76mm |  | 1 | 90 | YES |  |  |  |  | -30°C to +50°C | CE;ENEC |  | CE;ENEC | [6 empty] | 66 | 4000 | 671x366x172 mm |  | 220-240V | -30°C to +50°C | 5 years | A++ |  |  | >70 |  | 4000 | 8950 |  |  |  | L80 > 128000 h |  | 99.44 |  |  | 8 | B | 25 °C | 11.14% | No Built-in accessory | Phased-out | 740/559 | CIE(x=0.38. y=0.38) 5SDCM | Class1. Class2 | IK09 | [11 empty] | dimmable
TBD | SP L/2/F/F/124/30 | image | datasheet | deeplink | TUNGSRAM - Spinella Single module - 11250lm - 124W - 3000K - 70CRI - TBD[SKU] - Side 42-60mm and post 42-76mm | 9.5 | Side 42-60mm and post 42-76mm | LED | 1 | 124 | YES |  |  |  |  | -30°C to +50°C | CE;ENEC |  | CE;ENEC | [6 empty] | 66 | 3000 | 671x366x172 mm |  | 220-240V | -30°C to +50°C | 5 years | A++ |  |  | >70 |  | 3000 | 11250 |  |  |  | L80 > 128000 h |  | 90.73 |  |  | 8 | F | 25 °C | 11.14% | No Built-in accessory | Phased-out | 730/559 | CIE(x=0.43. y=0.403) 5SDCM | Class1. Class2 | IK09 | [11 empty] | dimmable
TBD | SP L/2/F/S/124/30 | image | datasheet | deeplink | TUNGSRAM - Spinella Single module - 10920lm - 124W - 3000K - 70CRI - TBD[SKU] - Side 42-60mm and post 42-76mm | 9.5 | Side 42-60mm and post 42-76mm | LED | 1 | 124 | YES |  |  |  |  | -30°C to +50°C | CE;ENEC |  | CE;ENEC | [6 empty] | 66 | 3000 | 671x366x172 mm |  | 220-240V | -30°C to +50°C | 5 years | A++ |  |  | >70 |  | 3000 | 10920 |  |  |  | L80 > 128000 h |  | 88.06 |  |  | 8 | S | 25 °C | 11.14% | No Built-in accessory | Phased-out | 730/559 | CIE(x=0.43. y=0.403) 5SDCM | Class1. Class2 | IK09 | [11 empty] | dimmable
TBD | SP L/2/F/R/124/30 | image | datasheet | deeplink | TUNGSRAM - Spinella Single module - 11150lm - 124W - 3000K - 70CRI - TBD[SKU] - Side 42-60mm and post 42-76mm | 9.5 | Side 42-60mm and post 42-76mm | LED | 1 | 124 | YES |  |  |  |  | -30°C to +50°C | CE;ENEC |  | CE;ENEC | [6 empty] | 66 | 3000 | 671x366x172 mm |  | 220-240V | -30°C to +50°C | 5 years | A++ |  |  | >70 |  | 3000 | 11150 |  |  |  | L80 > 128000 h |  | 89.92 |  |  | 8 | R | 25 °C | 11.14% | No Built-in accessory | Phased-out | 730/559 | CIE(x=0.43. y=0.403) 5SDCM | Class1. Class2 | IK09 | [11 empty] | dimmable
TBD | SP L/2/F/T/124/30 | image | datasheet | deeplink | TUNGSRAM - Spinella Single module - 11480lm - 124W - 3000K - 70CRI - TBD[SKU] - Side 42-60mm and post 42-76mm | 9.5 | Side 42-60mm and post 42-76mm | LED | 1 | 124 | YES |  |  |  |  | -30°C to +50°C | CE;ENEC |  | CE;ENEC | [6 empty] | 66 | 3000 | 671x366x172 mm |  | 220-240V | -30°C to +50°C | 5 years | A++ |  |  | >70 |  | 3000 | 11480 |  |  |  | L80 > 128000 h |  | 92.58 |  |  | 8 | T | 25 °C | 11.14% | No Built-in accessory | Phased-out | 730/559 | CIE(x=0.43. y=0.403) 5SDCM | Class1. Class2 | IK09 | [11 empty] | dimmable
TBD | SP L/2/F/U/124/30 | image | datasheet | deeplink | TUNGSRAM - Spinella Single module - 10640lm - 124W - 3000K - 70CRI - TBD[SKU] - Side 42-60mm and post 42-76mm | 9.5 | Side 42-60mm and post 42-76mm | LED | 1 | 124 | YES |  |  |  |  | -30°C to +50°C | CE;ENEC |  | CE;ENEC | [6 empty] | 66 | 3000 | 671x366x172 mm |  | 220-240V | -30°C to +50°C | 5 years | A++ |  |  | >70 |  | 3000 | 10640 |  |  |  | L80 > 128000 h |  | 85.81 |  |  | 8 | U | 25 °C | 11.14% | No Built-in accessory | Phased-out | 730/559 | CIE(x=0.43. y=0.403) 5SDCM | Class1. Class2 | IK09 | [11 empty] | dimmable
TBD | SP L/2/F/P/124/30 | image | datasheet | deeplink | TUNGSRAM - Spinella Single module - 10600lm - 124W - 3000K - 70CRI - TBD[SKU] - Side 42-60mm and post 42-76mm | 9.5 | Side 42-60mm and post 42-76mm | LED | 1 | 124 | YES |  |  |  |  | -30°C to +50°C | CE;ENEC |  | CE;ENEC | [6 empty] | 66 | 3000 | 671x366x172 mm |  | 220-240V | -30°C to +50°C | 5 years | A++ |  |  | >70 |  | 3000 | 10600 |  |  |  | L80 > 128000 h |  | 85.48 |  |  | 8 | P | 25 °C | 11.14% | No Built-in accessory | Phased-out | 730/559 | CIE(x=0.43. y=0.403) 5SDCM | Class1. Class2 | IK09 | [11 empty] | dimmable
TBD | SP L/2/F/N/124/30 | image | datasheet | deeplink | TUNGSRAM - Spinella Single module - 11370lm - 124W - 3000K - 70CRI - TBD[SKU] - Side 42-60mm and post 42-76mm | 9.5 | Side 42-60mm and post 42-76mm | LED | 1 | 124 | YES |  |  |  |  | -30°C to +50°C | CE;ENEC |  | CE;ENEC | [6 empty] | 66 | 3000 | 671x366x172 mm |  | 220-240V | -30°C to +50°C | 5 years | A++ |  |  | >70 |  | 3000 | 11370 |  |  |  | L80 > 128000 h |  | 91.69 |  |  | 8 | N | 25 °C | 11.14% | No Built-in accessory | Phased-out | 730/559 | CIE(x=0.43. y=0.403) 5SDCM | Class1. Class2 | IK09 | [11 empty] | dimmable
TBD | SP L/2/F/E/124/30 | image | datasheet | deeplink | TUNGSRAM - Spinella Single module - 10800lm - 124W - 3000K - 70CRI - TBD[SKU] - Side 42-60mm and post 42-76mm | 9.5 | Side 42-60mm and post 42-76mm | LED | 1 | 124 | YES |  |  |  |  | -30°C to +50°C | CE;ENEC |  | CE;ENEC | [6 empty] | 66 | 3000 | 671x366x172 mm |  | 220-240V | -30°C to +50°C | 5 years | A++ |  |  | >70 |  | 3000 | 10800 |  |  |  | L80 > 128000 h |  | 87.1 |  |  | 8 | E | 25 °C | 11.14% | No Built-in accessory | Phased-out | 730/559 | CIE(x=0.43. y=0.403) 5SDCM | Class1. Class2 | IK09 | [11 empty] | dimmable
TBD | SP L/2/F/C/124/30 | image | datasheet | deeplink | TUNGSRAM - Spinella Single module - 11030lm - 124W - 3000K - 70CRI - TBD[SKU] - Side 42-60mm and post 42-76mm | 9.5 | Side 42-60mm and post 42-76mm | LED | 1 | 124 | YES |  |  |  |  | -30°C to +50°C | CE;ENEC |  | CE;ENEC | [6 empty] | 66 | 3000 | 671x366x172 mm |  | 220-240V | -30°C to +50°C | 5 years | A++ |  |  | >70 |  | 3000 | 11030 |  |  |  | L80 > 128000 h |  | 88.95 |  |  | 8 | C | 25 °C | 11.14% | No Built-in accessory | Phased-out | 730/559 | CIE(x=0.43. y=0.403) 5SDCM | Class1. Class2 | IK09 | [11 empty] | dimmable
TBD | SP L/2/F/B/124/30 | image | datasheet | deeplink | TUNGSRAM - Spinella Single module - 11150lm - 124W - 3000K - 70CRI - TBD[SKU] - Side 42-60mm and post 42-76mm | 9.5 | Side 42-60mm and post 42-76mm | LED | 1 | 124 | YES |  |  |  |  | -30°C to +50°C | CE;ENEC |  | CE;ENEC | [6 empty] | 66 | 3000 | 671x366x172 mm |  | 220-240V | -30°C to +50°C | 5 years | A++ |  |  | >70 |  | 3000 | 11150 |  |  |  | L80 > 128000 h |  | 89.92 |  |  | 8 | B | 25 °C | 11.14% | No Built-in accessory | Phased-out | 730/559 | CIE(x=0.43. y=0.403) 5SDCM | Class1. Class2 | IK09 | [11 empty] | dimmable
TBD | SP L/2/F/F/118/30 | image | datasheet | deeplink | TUNGSRAM - Spinella Single module - 10820lm - 118W - 3000K - 70CRI - TBD[SKU] - Side 42-60mm and post 42-76mm | 9.5 | Side 42-60mm and post 42-76mm | LED | 1 | 118 | YES |  |  |  |  | -30°C to +50°C | CE;ENEC |  | CE;ENEC | [6 empty] | 66 | 3000 | 671x366x172 mm |  | 220-240V | -30°C to +50°C | 5 years | A++ |  |  | >70 |  | 3000 | 10820 |  |  |  | L80 > 128000 h |  | 91.69 |  |  | 8 | F | 25 °C | 11.14% | No Built-in accessory | Phased-out | 730/559 | CIE(x=0.43. y=0.403) 5SDCM | Class1. Class2 | IK09 | [11 empty] | dimmable
TBD | SP L/2/F/S/118/30 | image | datasheet | deeplink | TUNGSRAM - Spinella Single module - 10490lm - 118W - 3000K - 70CRI - TBD[SKU] - Side 42-60mm and post 42-76mm | 9.5 | Side 42-60mm and post 42-76mm | LED | 1 | 118 | YES |  |  |  |  | -30°C to +50°C | CE;ENEC |  | CE;ENEC | [6 empty] | 66 | 3000 | 671x366x172 mm |  | 220-240V | -30°C to +50°C | 5 years | A++ |  |  | >70 |  | 3000 | 10490 |  |  |  | L80 > 128000 h |  | 88.9 |  |  | 8 | S | 25 °C | 11.14% | No Built-in accessory | Phased-out | 730/559 | CIE(x=0.43. y=0.403) 5SDCM | Class1. Class2 | IK09 | [11 empty] | dimmable
TBD | SP L/2/F/R/118/30 | image | datasheet | deeplink | TUNGSRAM - Spinella Single module - 10710lm - 118W - 3000K - 70CRI - TBD[SKU] - Side 42-60mm and post 42-76mm | 9.5 | Side 42-60mm and post 42-76mm |  | 1 | 118 | YES |  |  |  |  | -30°C to +50°C | CE;ENEC |  | CE;ENEC | [6 empty] | 66 | 3000 | 671x366x172 mm |  | 220-240V | -30°C to +50°C | 5 years | A++ |  |  | >70 |  | 3000 | 10710 |  |  |  | L80 > 128000 h |  | 90.76 |  |  | 8 | R | 25 °C | 11.14% | No Built-in accessory | Phased-out | 730/559 | CIE(x=0.43. y=0.403) 5SDCM | Class1. Class2 | IK09 | [11 empty] | dimmable
TBD | SP L/2/F/T/118/30 | image | datasheet | deeplink | TUNGSRAM - Spinella Single module - 11030lm - 118W - 3000K - 70CRI - TBD[SKU] - Side 42-60mm and post 42-76mm | 9.5 | Side 42-60mm and post 42-76mm | LED | 1 | 118 | YES |  |  |  |  | -30°C to +50°C | CE;ENEC |  | CE;ENEC | [6 empty] | 66 | 3000 | 671x366x172 mm |  | 220-240V | -30°C to +50°C | 5 years | A++ |  |  | >70 |  | 3000 | 11030 |  |  |  | L80 > 128000 h |  | 93.47 |  |  | 8 | T | 25 °C | 11.14% | No Built-in accessory | Phased-out | 730/559 | CIE(x=0.43. y=0.403) 5SDCM | Class1. Class2 | IK09 | [11 empty] | dimmable
TBD | SP L/2/F/U/118/30 | image | datasheet | deeplink | TUNGSRAM - Spinella Single module - 10220lm - 118W - 3000K - 70CRI - TBD[SKU] - Side 42-60mm and post 42-76mm | 9.5 | Side 42-60mm and post 42-76mm | LED | 1 | 118 | YES |  |  |  |  | -30°C to +50°C | CE;ENEC |  | CE;ENEC | [6 empty] | 66 | 3000 | 671x366x172 mm |  | 220-240V | -30°C to +50°C | 5 years | A++ |  |  | >70 |  | 3000 | 10220 |  |  |  | L80 > 128000 h |  | 86.61 |  |  | 8 | U | 25 °C | 11.14% | No Built-in accessory | Phased-out | 730/559 | CIE(x=0.43. y=0.403) 5SDCM | Class1. Class2 | IK09 | [11 empty] | dimmable
TBD | SP L/2/F/P/118/30 | image | datasheet | deeplink | TUNGSRAM - Spinella Single module - 10180lm - 118W - 3000K - 70CRI - TBD[SKU] - Side 42-60mm and post 42-76mm | 9.5 | Side 42-60mm and post 42-76mm | LED | 1 | 118 | YES |  |  |  |  | -30°C to +50°C | CE;ENEC |  | CE;ENEC | [6 empty] | 66 | 3000 | 671x366x172 mm |  | 220-240V | -30°C to +50°C | 5 years | A++ |  |  | >70 |  | 3000 | 10180 |  |  |  | L80 > 128000 h |  | 86.27 |  |  | 8 | P | 25 °C | 11.14% | No Built-in accessory | Phased-out | 730/559 | CIE(x=0.43. y=0.403) 5SDCM | Class1. Class2 | IK09 | [11 empty] | dimmable
TBD | SP L/2/F/N/118/30 | image | datasheet | deeplink | TUNGSRAM - Spinella Single module - 10920lm - 118W - 3000K - 70CRI - TBD[SKU] - Side 42-60mm and post 42-76mm | 9.5 | Side 42-60mm and post 42-76mm | LED | 1 | 118 | YES |  |  |  |  | -30°C to +50°C | CE;ENEC |  | CE;ENEC | [6 empty] | 66 | 3000 | 671x366x172 mm |  | 220-240V | -30°C to +50°C | 5 years | A++ |  |  | >70 |  | 3000 | 10920 |  |  |  | L80 > 128000 h |  | 92.54 |  |  | 8 | N | 25 °C | 11.14% | No Built-in accessory | Phased-out | 730/559 | CIE(x=0.43. y=0.403) 5SDCM | Class1. Class2 | IK09 | [11 empty] | dimmable
TBD | SP L/2/F/E/118/30 | image | datasheet | deeplink | TUNGSRAM - Spinella Single module - 10380lm - 118W - 3000K - 70CRI - TBD[SKU] - Side 42-60mm and post 42-76mm | 9.5 | Side 42-60mm and post 42-76mm | LED | 1 | 118 | YES |  |  |  |  | -30°C to +50°C | CE;ENEC |  | CE;ENEC | [6 empty] | 66 | 3000 | 671x366x172 mm |  | 220-240V | -30°C to +50°C | 5 years | A++ |  |  | >70 |  | 3000 | 10380 |  |  |  | L80 > 128000 h |  | 87.97 |  |  | 8 | E | 25 °C | 11.14% | No Built-in accessory | Phased-out | 730/559 | CIE(x=0.43. y=0.403) 5SDCM | Class1. Class2 | IK09 | [11 empty] | dimmable
TBD | SP L/2/F/C/118/30 | image | datasheet | deeplink | TUNGSRAM - Spinella Single module - 10590lm - 118W - 3000K - 70CRI - TBD[SKU] - Side 42-60mm and post 42-76mm | 9.5 | Side 42-60mm and post 42-76mm | LED | 1 | 118 | YES |  |  |  |  | -30°C to +50°C | CE;ENEC |  | CE;ENEC | [6 empty] | 66 | 3000 | 671x366x172 mm |  | 220-240V | -30°C to +50°C | 5 years | A++ |  |  | >70 |  | 3000 | 10590 |  |  |  | L80 > 128000 h |  | 89.75 |  |  | 8 | C | 25 °C | 11.14% | No Built-in accessory | Phased-out | 730/559 | CIE(x=0.43. y=0.403) 5SDCM | Class1. Class2 | IK09 | [11 empty] | dimmable
TBD | SP L/2/F/B/118/30 | image | datasheet | deeplink | TUNGSRAM - Spinella Single module - 10710lm - 118W - 3000K - 70CRI - TBD[SKU] - Side 42-60mm and post 42-76mm | 9.5 | Side 42-60mm and post 42-76mm |  | 1 | 118 | YES |  |  |  |  | -30°C to +50°C | CE;ENEC |  | CE;ENEC | [6 empty] | 66 | 3000 | 671x366x172 mm |  | 220-240V | -30°C to +50°C | 5 years | A++ |  |  | >70 |  | 3000 | 10710 |  |  |  | L80 > 128000 h |  | 90.76 |  |  | 8 | B | 25 °C | 11.14% | No Built-in accessory | Phased-out | 730/559 | CIE(x=0.43. y=0.403) 5SDCM | Class1. Class2 | IK09 | [11 empty] | dimmable
TBD | SP L/2/F/F/104/30 | image | datasheet | deeplink | TUNGSRAM - Spinella Single module - 9840lm - 104W - 3000K - 70CRI - TBD[SKU] - Side 42-60mm and post 42-76mm | 9.5 | Side 42-60mm and post 42-76mm | LED | 1 | 104 | YES |  |  |  |  | -30°C to +50°C | CE;ENEC |  | CE;ENEC | [6 empty] | 66 | 3000 | 671x366x172 mm |  | 220-240V | -30°C to +50°C | 5 years | A++ |  |  | >70 |  | 3000 | 9840 |  |  |  | L80 > 128000 h |  | 94.62 |  |  | 8 | F | 25 °C | 11.14% | No Built-in accessory | Phased-out | 730/559 | CIE(x=0.43. y=0.403) 5SDCM | Class1. Class2 | IK09 | [11 empty] | dimmable
TBD | SP L/2/F/S/104/30 | image | datasheet | deeplink | TUNGSRAM - Spinella Single module - 9540lm - 104W - 3000K - 70CRI - TBD[SKU] - Side 42-60mm and post 42-76mm | 9.5 | Side 42-60mm and post 42-76mm | LED | 1 | 104 | YES |  |  |  |  | -30°C to +50°C | CE;ENEC |  | CE;ENEC | [6 empty] | 66 | 3000 | 671x366x172 mm |  | 220-240V | -30°C to +50°C | 5 years | A++ |  |  | >70 |  | 3000 | 9540 |  |  |  | L80 > 128000 h |  | 91.73 |  |  | 8 | S | 25 °C | 11.14% | No Built-in accessory | Phased-out | 730/559 | CIE(x=0.43. y=0.403) 5SDCM | Class1. Class2 | IK09 | [11 empty] | dimmable
TBD | SP L/2/F/R/104/30 | image | datasheet | deeplink | TUNGSRAM - Spinella Single module - 9740lm - 104W - 3000K - 70CRI - TBD[SKU] - Side 42-60mm and post 42-76mm | 9.5 | Side 42-60mm and post 42-76mm |  | 1 | 104 | YES |  |  |  |  | -30°C to +50°C | CE;ENEC |  | CE;ENEC | [6 empty] | 66 | 3000 | 671x366x172 mm |  | 220-240V | -30°C to +50°C | 5 years | A++ |  |  | >70 |  | 3000 | 9740 |  |  |  | L80 > 128000 h |  | 93.65 |  |  | 8 | R | 25 °C | 11.14% | No Built-in accessory | Phased-out | 730/559 | CIE(x=0.43. y=0.403) 5SDCM | Class1. Class2 | IK09 | [11 empty] | dimmable
TBD | SP L/2/F/T/104/30 | image | datasheet | deeplink | TUNGSRAM - Spinella Single module - 10040lm - 104W - 3000K - 70CRI - TBD[SKU] - Side 42-60mm and post 42-76mm | 9.5 | Side 42-60mm and post 42-76mm | LED | 1 | 104 | YES |  |  |  |  | -30°C to +50°C | CE;ENEC |  | CE;ENEC | [6 empty] | 66 | 3000 | 671x366x172 mm |  | 220-240V | -30°C to +50°C | 5 years | A++ |  |  | >70 |  | 3000 | 10040 |  |  |  | L80 > 128000 h |  | 96.54 |  |  | 8 | T | 25 °C | 11.14% | No Built-in accessory | Phased-out | 730/559 | CIE(x=0.43. y=0.403) 5SDCM | Class1. Class2 | IK09 | [11 empty] | dimmable
TBD | SP L/2/F/U/104/30 | image | datasheet | deeplink | TUNGSRAM - Spinella Single module - 9300lm - 104W - 3000K - 70CRI - TBD[SKU] - Side 42-60mm and post 42-76mm | 9.5 | Side 42-60mm and post 42-76mm | LED | 1 | 104 | YES |  |  |  |  | -30°C to +50°C | CE;ENEC |  | CE;ENEC | [6 empty] | 66 | 3000 | 671x366x172 mm |  | 220-240V | -30°C to +50°C | 5 years | A++ |  |  | >70 |  | 3000 | 9300 |  |  |  | L80 > 128000 h |  | 89.42 |  |  | 8 | U | 25 °C | 11.14% | No Built-in accessory | Phased-out | 730/559 | CIE(x=0.43. y=0.403) 5SDCM | Class1. Class2 | IK09 | [11 empty] | dimmable
TBD | SP L/2/F/P/104/30 | image | datasheet | deeplink | TUNGSRAM - Spinella Single module - 9270lm - 104W - 3000K - 70CRI - TBD[SKU] - Side 42-60mm and post 42-76mm | 9.5 | Side 42-60mm and post 42-76mm | LED | 1 | 104 | YES |  |  |  |  | -30°C to +50°C | CE;ENEC |  | CE;ENEC | [6 empty] | 66 | 3000 | 671x366x172 mm |  | 220-240V | -30°C to +50°C | 5 years | A++ |  |  | >70 |  | 3000 | 9270 |  |  |  | L80 > 128000 h |  | 89.13 |  |  | 8 | P | 25 °C | 11.14% | No Built-in accessory | Phased-out | 730/559 | CIE(x=0.43. y=0.403) 5SDCM | Class1. Class2 | IK09 | [11 empty] | dimmable
TBD | SP L/2/F/N/104/30 | image | datasheet | deeplink | TUNGSRAM - Spinella Single module - 9940lm - 104W - 3000K - 70CRI - TBD[SKU] - Side 42-60mm and post 42-76mm | 9.5 | Side 42-60mm and post 42-76mm | LED | 1 | 104 | YES |  |  |  |  | -30°C to +50°C | CE;ENEC |  | CE;ENEC | [6 empty] | 66 | 3000 | 671x366x172 mm |  | 220-240V | -30°C to +50°C | 5 years | A++ |  |  | >70 |  | 3000 | 9940 |  |  |  | L80 > 128000 h |  | 95.58 |  |  | 8 | N | 25 °C | 11.14% | No Built-in accessory | Phased-out | 730/559 | CIE(x=0.43. y=0.403) 5SDCM | Class1. Class2 | IK09 | [11 empty] | dimmable
TBD | SP L/2/F/E/104/30 | image | datasheet | deeplink | TUNGSRAM - Spinella Single module - 9440lm - 104W - 3000K - 70CRI - TBD[SKU] - Side 42-60mm and post 42-76mm | 9.5 | Side 42-60mm and post 42-76mm | LED | 1 | 104 | YES |  |  |  |  | -30°C to +50°C | CE;ENEC |  | CE;ENEC | [6 empty] | 66 | 3000 | 671x366x172 mm |  | 220-240V | -30°C to +50°C | 5 years | A++ |  |  | >70 |  | 3000 | 9440 |  |  |  | L80 > 128000 h |  | 90.77 |  |  | 8 | E | 25 °C | 11.14% | No Built-in accessory | Phased-out | 730/559 | CIE(x=0.43. y=0.403) 5SDCM | Class1. Class2 | IK09 | [11 empty] | dimmable
TBD | SP L/2/F/C/104/30 | image | datasheet | deeplink | TUNGSRAM - Spinella Single module - 9640lm - 104W - 3000K - 70CRI - TBD[SKU] - Side 42-60mm and post 42-76mm | 9.5 | Side 42-60mm and post 42-76mm | LED | 1 | 104 | YES |  |  |  |  | -30°C to +50°C | CE;ENEC |  | CE;ENEC | [6 empty] | 66 | 3000 | 671x366x172 mm |  | 220-240V | -30°C to +50°C | 5 years | A++ |  |  | >70 |  | 3000 | 9640 |  |  |  | L80 > 128000 h |  | 92.69 |  |  | 8 | C | 25 °C | 11.14% | No Built-in accessory | Phased-out | 730/559 | CIE(x=0.43. y=0.403) 5SDCM | Class1. Class2 | IK09 | [11 empty] | dimmable
TBD | SP L/2/F/B/104/30 | image | datasheet | deeplink | TUNGSRAM - Spinella Single module - 9740lm - 104W - 3000K - 70CRI - TBD[SKU] - Side 42-60mm and post 42-76mm | 9.5 | Side 42-60mm and post 42-76mm |  | 1 | 104 | YES |  |  |  |  | -30°C to +50°C | CE;ENEC |  | CE;ENEC | [6 empty] | 66 | 3000 | 671x366x172 mm |  | 220-240V | -30°C to +50°C | 5 years | A++ |  |  | >70 |  | 3000 | 9740 |  |  |  | L80 > 128000 h |  | 93.65 |  |  | 8 | B | 25 °C | 11.14% | No Built-in accessory | Phased-out | 730/559 | CIE(x=0.43. y=0.403) 5SDCM | Class1. Class2 | IK09 | [11 empty] | dimmable
TBD | SP L/2/F/F/90/30 | image | datasheet | deeplink | TUNGSRAM - Spinella Single module - 8790lm - 90W - 3000K - 70CRI - TBD[SKU] - Side 42-60mm and post 42-76mm | 9.5 | Side 42-60mm and post 42-76mm | LED | 1 | 90 | YES |  |  |  |  | -30°C to +50°C | CE;ENEC |  | CE;ENEC | [6 empty] | 66 | 3000 | 671x366x172 mm |  | 220-240V | -30°C to +50°C | 5 years | A++ |  |  | >70 |  | 3000 | 8790 |  |  |  | L80 > 128000 h |  | 97.67 |  |  | 8 | F | 25 °C | 11.14% | No Built-in accessory | Phased-out | 730/559 | CIE(x=0.43. y=0.403) 5SDCM | Class1. Class2 | IK09 | [11 empty] | dimmable
TBD | SP L/2/F/S/90/30 | image | datasheet | deeplink | TUNGSRAM - Spinella Single module - 8540lm - 90W - 3000K - 70CRI - TBD[SKU] - Side 42-60mm and post 42-76mm | 9.5 | Side 42-60mm and post 42-76mm | LED | 1 | 90 | YES |  |  |  |  | -30°C to +50°C | CE;ENEC |  | CE;ENEC | [6 empty] | 66 | 3000 | 671x366x172 mm |  | 220-240V | -30°C to +50°C | 5 years | A++ |  |  | >70 |  | 3000 | 8540 |  |  |  | L80 > 128000 h |  | 94.89 |  |  | 8 | S | 25 °C | 11.14% | No Built-in accessory | Phased-out | 730/559 | CIE(x=0.43. y=0.403) 5SDCM | Class1. Class2 | IK09 | [11 empty] | dimmable
TBD | SP L/2/F/R/90/30 | image | datasheet | deeplink | TUNGSRAM - Spinella Single module - 8710lm - 90W - 3000K - 70CRI - TBD[SKU] - Side 42-60mm and post 42-76mm | 9.5 | Side 42-60mm and post 42-76mm |  | 1 | 90 | YES |  |  |  |  | -30°C to +50°C | CE;ENEC |  | CE;ENEC | [6 empty] | 66 | 3000 | 671x366x172 mm |  | 220-240V | -30°C to +50°C | 5 years | A++ |  |  | >70 |  | 3000 | 8710 |  |  |  | L80 > 128000 h |  | 96.78 |  |  | 8 | R | 25 °C | 11.14% | No Built-in accessory | Phased-out | 730/559 | CIE(x=0.43. y=0.403) 5SDCM | Class1. Class2 | IK09 | [11 empty] | dimmable
TBD | SP L/2/F/T/90/30 | image | datasheet | deeplink | TUNGSRAM - Spinella Single module - 8970lm - 90W - 3000K - 70CRI - TBD[SKU] - Side 42-60mm and post 42-76mm | 9.5 | Side 42-60mm and post 42-76mm | LED | 1 | 90 | YES |  |  |  |  | -30°C to +50°C | CE;ENEC |  | CE;ENEC | [6 empty] | 66 | 3000 | 671x366x172 mm |  | 220-240V | -30°C to +50°C | 5 years | A++ |  |  | >70 |  | 3000 | 8970 |  |  |  | L80 > 128000 h |  | 99.67 |  |  | 8 | T | 25 °C | 11.14% | No Built-in accessory | Phased-out | 730/559 | CIE(x=0.43. y=0.403) 5SDCM | Class1. Class2 | IK09 | [11 empty] | dimmable
TBD | SP L/2/F/U/90/30 | image | datasheet | deeplink | TUNGSRAM - Spinella Single module - 8310lm - 90W - 3000K - 70CRI - TBD[SKU] - Side 42-60mm and post 42-76mm | 9.5 | Side 42-60mm and post 42-76mm | LED | 1 | 90 | YES |  |  |  |  | -30°C to +50°C | CE;ENEC |  | CE;ENEC | [6 empty] | 66 | 3000 | 671x366x172 mm |  | 220-240V | -30°C to +50°C | 5 years | A++ |  |  | >70 |  | 3000 | 8310 |  |  |  | L80 > 128000 h |  | 92.33 |  |  | 8 | U | 25 °C | 11.14% | No Built-in accessory | Phased-out | 730/559 | CIE(x=0.43. y=0.403) 5SDCM | Class1. Class2 | IK09 | [11 empty] | dimmable
TBD | SP L/2/F/P/90/30 | image | datasheet | deeplink | TUNGSRAM - Spinella Single module - 8280lm - 90W - 3000K - 70CRI - TBD[SKU] - Side 42-60mm and post 42-76mm | 9.5 | Side 42-60mm and post 42-76mm | LED | 1 | 90 | YES |  |  |  |  | -30°C to +50°C | CE;ENEC |  | CE;ENEC | [6 empty] | 66 | 3000 | 671x366x172 mm |  | 220-240V | -30°C to +50°C | 5 years | A++ |  |  | >70 |  | 3000 | 8280 |  |  |  | L80 > 128000 h |  | 92 |  |  | 8 | P | 25 °C | 11.14% | No Built-in accessory | Phased-out | 730/559 | CIE(x=0.43. y=0.403) 5SDCM | Class1. Class2 | IK09 | [11 empty] | dimmable
TBD | SP L/2/F/N/90/30 | image | datasheet | deeplink | TUNGSRAM - Spinella Single module - 8890lm - 90W - 3000K - 70CRI - TBD[SKU] - Side 42-60mm and post 42-76mm | 9.5 | Side 42-60mm and post 42-76mm | LED | 1 | 90 | YES |  |  |  |  | -30°C to +50°C | CE;ENEC |  | CE;ENEC | [6 empty] | 66 | 3000 | 671x366x172 mm |  | 220-240V | -30°C to +50°C | 5 years | A++ |  |  | >70 |  | 3000 | 8890 |  |  |  | L80 > 128000 h |  | 98.78 |  |  | 8 | N | 25 °C | 11.14% | No Built-in accessory | Phased-out | 730/559 | CIE(x=0.43. y=0.403) 5SDCM | Class1. Class2 | IK09 | [11 empty] | dimmable
TBD | SP L/2/F/E/90/30 | image | datasheet | deeplink | TUNGSRAM - Spinella Single module - 8440lm - 90W - 3000K - 70CRI - TBD[SKU] - Side 42-60mm and post 42-76mm | 9.5 | Side 42-60mm and post 42-76mm | LED | 1 | 90 | YES |  |  |  |  | -30°C to +50°C | CE;ENEC |  | CE;ENEC | [6 empty] | 66 | 3000 | 671x366x172 mm |  | 220-240V | -30°C to +50°C | 5 years | A++ |  |  | >70 |  | 3000 | 8440 |  |  |  | L80 > 128000 h |  | 93.78 |  |  | 8 | E | 25 °C | 11.14% | No Built-in accessory | Phased-out | 730/559 | CIE(x=0.43. y=0.403) 5SDCM | Class1. Class2 | IK09 | [11 empty] | dimmable
TBD | SP L/2/F/C/90/30 | image | datasheet | deeplink | TUNGSRAM - Spinella Single module - 8610lm - 90W - 3000K - 70CRI - TBD[SKU] - Side 42-60mm and post 42-76mm | 9.5 | Side 42-60mm and post 42-76mm | LED | 1 | 90 | YES |  |  |  |  | -30°C to +50°C | CE;ENEC |  | CE;ENEC | [6 empty] | 66 | 3000 | 671x366x172 mm |  | 220-240V | -30°C to +50°C | 5 years | A++ |  |  | >70 |  | 3000 | 8610 |  |  |  | L80 > 128000 h |  | 95.67 |  |  | 8 | C | 25 °C | 11.14% | No Built-in accessory | Phased-out | 730/559 | CIE(x=0.43. y=0.403) 5SDCM | Class1. Class2 | IK09 | [11 empty] | dimmable
TBD | SP L/2/F/B/90/30 | image | datasheet | deeplink | TUNGSRAM - Spinella Single module - 8710lm - 90W - 3000K - 70CRI - TBD[SKU] - Side 42-60mm and post 42-76mm | 9.5 | Side 42-60mm and post 42-76mm |  | 1 | 90 | YES |  |  |  |  | -30°C to +50°C | CE;ENEC |  | CE;ENEC | [6 empty] | 66 | 3000 | 671x366x172 mm |  | 220-240V | -30°C to +50°C | 5 years | A++ |  |  | >70 |  | 3000 | 8710 |  |  |  | L80 > 128000 h |  | 96.78 |  |  | 8 | B | 25 °C | 11.14% | No Built-in accessory | Phased-out | 730/559 | CIE(x=0.43. y=0.403) 5SDCM | Class1. Class2 | IK09 | [11 empty] | dimmable
TBD | SP L/2/F/F/67/50 | image | datasheet | deeplink | TUNGSRAM - Spinella Single module - 7360lm - 67W - 5000K - 70CRI - TBD[SKU] - Side 42-60mm and post 42-76mm | 9.5 | Side 42-60mm and post 42-76mm | LED | 1 | 67 | YES |  |  |  |  | -30°C to +50°C | CE;ENEC |  | CE;ENEC | [6 empty] | 66 | 5000 | 671x366x172 mm |  | 220-240V | -30°C to +50°C | 5 years | A++ |  |  | >70 |  | 5000 | 7360 |  |  |  | L80 > 128000 h |  | 109.85 |  |  | 8 | F | 25 °C | 11.14% | No Built-in accessory | Phased-out | 750/559 | CIE(x=0.34. y=0.35) 5SDCM | Class1. Class2 | IK09 | [11 empty] | dimmable
TBD | SP L/2/F/S/67/50 | image | datasheet | deeplink | TUNGSRAM - Spinella Single module - 7150lm - 67W - 5000K - 70CRI - TBD[SKU] - Side 42-60mm and post 42-76mm | 9.5 | Side 42-60mm and post 42-76mm | LED | 1 | 67 | YES |  |  |  |  | -30°C to +50°C | CE;ENEC |  | CE;ENEC | [6 empty] | 66 | 5000 | 671x366x172 mm |  | 220-240V | -30°C to +50°C | 5 years | A++ |  |  | >70 |  | 5000 | 7150 |  |  |  | L80 > 128000 h |  | 106.72 |  |  | 8 | S | 25 °C | 11.14% | No Built-in accessory | Phased-out | 750/559 | CIE(x=0.34. y=0.35) 5SDCM | Class1. Class2 | IK09 | [11 empty] | dimmable
TBD | SP L/2/F/R/67/50 | image | datasheet | deeplink | TUNGSRAM - Spinella Single module - 7300lm - 67W - 5000K - 70CRI - TBD[SKU] - Side 42-60mm and post 42-76mm | 9.5 | Side 42-60mm and post 42-76mm |  | 1 | 67 | YES |  |  |  |  | -30°C to +50°C | CE;ENEC |  | CE;ENEC | [6 empty] | 66 | 5000 | 671x366x172 mm |  | 220-240V | -30°C to +50°C | 5 years | A++ |  |  | >70 |  | 5000 | 7300 |  |  |  | L80 > 128000 h |  | 108.96 |  |  | 8 | R | 25 °C | 11.14% | No Built-in accessory | Phased-out | 750/559 | CIE(x=0.34. y=0.35) 5SDCM | Class1. Class2 | IK09 | [11 empty] | dimmable
TBD | SP L/2/F/T/67/50 | image | datasheet | deeplink | TUNGSRAM - Spinella Single module - 7510lm - 67W - 5000K - 70CRI - TBD[SKU] - Side 42-60mm and post 42-76mm | 9.5 | Side 42-60mm and post 42-76mm | LED | 1 | 67 | YES |  |  |  |  | -30°C to +50°C | CE;ENEC |  | CE;ENEC | [6 empty] | 66 | 5000 | 671x366x172 mm |  | 220-240V | -30°C to +50°C | 5 years | A++ |  |  | >70 |  | 5000 | 7510 |  |  |  | L80 > 128000 h |  | 112.09 |  |  | 8 | T | 25 °C | 11.14% | No Built-in accessory | Phased-out | 750/559 | CIE(x=0.34. y=0.35) 5SDCM | Class1. Class2 | IK09 | [11 empty] | dimmable
TBD | SP L/2/F/U/67/50 | image | datasheet | deeplink | TUNGSRAM - Spinella Single module - 6970lm - 67W - 5000K - 70CRI - TBD[SKU] - Side 42-60mm and post 42-76mm | 9.5 | Side 42-60mm and post 42-76mm | LED | 1 | 67 | YES |  |  |  |  | -30°C to +50°C | CE;ENEC |  | CE;ENEC | [6 empty] | 66 | 5000 | 671x366x172 mm |  | 220-240V | -30°C to +50°C | 5 years | A++ |  |  | >70 |  | 5000 | 6970 |  |  |  | L80 > 128000 h |  | 104.03 |  |  | 8 | U | 25 °C | 11.14% | No Built-in accessory | Phased-out | 750/559 | CIE(x=0.34. y=0.35) 5SDCM | Class1. Class2 | IK09 | [11 empty] | dimmable
TBD | SP L/2/F/P/67/50 | image | datasheet | deeplink | TUNGSRAM - Spinella Single module - 6940lm - 67W - 5000K - 70CRI - TBD[SKU] - Side 42-60mm and post 42-76mm | 9.5 | Side 42-60mm and post 42-76mm | LED | 1 | 67 | YES |  |  |  |  | -30°C to +50°C | CE;ENEC |  | CE;ENEC | [6 empty] | 66 | 5000 | 671x366x172 mm |  | 220-240V | -30°C to +50°C | 5 years | A++ |  |  | >70 |  | 5000 | 6940 |  |  |  | L80 > 128000 h |  | 103.58 |  |  | 8 | P | 25 °C | 11.14% | No Built-in accessory | Phased-out | 750/559 | CIE(x=0.34. y=0.35) 5SDCM | Class1. Class2 | IK09 | [11 empty] | dimmable
TBD | SP L/2/F/N/67/50 | image | datasheet | deeplink | TUNGSRAM - Spinella Single module - 7450lm - 67W - 5000K - 70CRI - TBD[SKU] - Side 42-60mm and post 42-76mm | 9.5 | Side 42-60mm and post 42-76mm | LED | 1 | 67 | YES |  |  |  |  | -30°C to +50°C | CE;ENEC |  | CE;ENEC | [6 empty] | 66 | 5000 | 671x366x172 mm |  | 220-240V | -30°C to +50°C | 5 years | A++ |  |  | >70 |  | 5000 | 7450 |  |  |  | L80 > 128000 h |  | 111.19 |  |  | 8 | N | 25 °C | 11.14% | No Built-in accessory | Phased-out | 750/559 | CIE(x=0.34. y=0.35) 5SDCM | Class1. Class2 | IK09 | [11 empty] | dimmable
TBD | SP L/2/F/E/67/50 | image | datasheet | deeplink | TUNGSRAM - Spinella Single module - 7070lm - 67W - 5000K - 70CRI - TBD[SKU] - Side 42-60mm and post 42-76mm | 9.5 | Side 42-60mm and post 42-76mm | LED | 1 | 67 | YES |  |  |  |  | -30°C to +50°C | CE;ENEC |  | CE;ENEC | [6 empty] | 66 | 5000 | 671x366x172 mm |  | 220-240V | -30°C to +50°C | 5 years | A++ |  |  | >70 |  | 5000 | 7070 |  |  |  | L80 > 128000 h |  | 105.52 |  |  | 8 | E | 25 °C | 11.14% | No Built-in accessory | Phased-out | 750/559 | CIE(x=0.34. y=0.35) 5SDCM | Class1. Class2 | IK09 | [11 empty] | dimmable
TBD | SP L/2/F/C/67/50 | image | datasheet | deeplink | TUNGSRAM - Spinella Single module - 7220lm - 67W - 5000K - 70CRI - TBD[SKU] - Side 42-60mm and post 42-76mm | 9.5 | Side 42-60mm and post 42-76mm | LED | 1 | 67 | YES |  |  |  |  | -30°C to +50°C | CE;ENEC |  | CE;ENEC | [6 empty] | 66 | 5000 | 671x366x172 mm |  | 220-240V | -30°C to +50°C | 5 years | A++ |  |  | >70 |  | 5000 | 7220 |  |  |  | L80 > 128000 h |  | 107.76 |  |  | 8 | C | 25 °C | 11.14% | No Built-in accessory | Phased-out | 750/559 | CIE(x=0.34. y=0.35) 5SDCM | Class1. Class2 | IK09 | [11 empty] | dimmable
TBD | SP L/2/F/B/67/50 | image | datasheet | deeplink | TUNGSRAM - Spinella Single module - 7300lm - 67W - 5000K - 70CRI - TBD[SKU] - Side 42-60mm and post 42-76mm | 9.5 | Side 42-60mm and post 42-76mm |  | 1 | 67 | YES |  |  |  |  | -30°C to +50°C | CE;ENEC |  | CE;ENEC | [6 empty] | 66 | 5000 | 671x366x172 mm |  | 220-240V | -30°C to +50°C | 5 years | A++ |  |  | >70 |  | 5000 | 7300 |  |  |  | L80 > 128000 h |  | 108.96 |  |  | 8 | B | 25 °C | 11.14% | No Built-in accessory | Phased-out | 750/559 | CIE(x=0.34. y=0.35) 5SDCM | Class1. Class2 | IK09 | [11 empty] | dimmable
TBD | SP L/2/F/F/67/40 | image | datasheet | deeplink | TUNGSRAM - Spinella Single module - 7050lm - 67W - 4000K - 70CRI - TBD[SKU] - Side 42-60mm and post 42-76mm | 9.5 | Side 42-60mm and post 42-76mm | LED | 1 | 67 | YES |  |  |  |  | -30°C to +50°C | CE;ENEC |  | CE;ENEC | [6 empty] | 66 | 4000 | 671x366x172 mm |  | 220-240V | -30°C to +50°C | 5 years | A++ |  |  | >70 |  | 4000 | 7050 |  |  |  | L80 > 128000 h |  | 105.22 |  |  | 8 | F | 25 °C | 11.14% | No Built-in accessory | Phased-out | 740/559 | CIE(x=0.38. y=0.38) 5SDCM | Class1. Class2 | IK09 | [11 empty] | dimmable
TBD | SP L/2/F/S/67/40 | image | datasheet | deeplink | TUNGSRAM - Spinella Single module - 6850lm - 67W - 4000K - 70CRI - TBD[SKU] - Side 42-60mm and post 42-76mm | 9.5 | Side 42-60mm and post 42-76mm | LED | 1 | 67 | YES |  |  |  |  | -30°C to +50°C | CE;ENEC |  | CE;ENEC | [6 empty] | 66 | 4000 | 671x366x172 mm |  | 220-240V | -30°C to +50°C | 5 years | A++ |  |  | >70 |  | 4000 | 6850 |  |  |  | L80 > 128000 h |  | 102.24 |  |  | 8 | S | 25 °C | 11.14% | No Built-in accessory | Phased-out | 740/559 | CIE(x=0.38. y=0.38) 5SDCM | Class1. Class2 | IK09 | [11 empty] | dimmable
TBD | SP L/2/F/R/67/40 | image | datasheet | deeplink | TUNGSRAM - Spinella Single module - 6990lm - 67W - 4000K - 70CRI - TBD[SKU] - Side 42-60mm and post 42-76mm | 9.5 | Side 42-60mm and post 42-76mm |  | 1 | 67 | YES |  |  |  |  | -30°C to +50°C | CE;ENEC |  | CE;ENEC | [6 empty] | 66 | 4000 | 671x366x172 mm |  | 220-240V | -30°C to +50°C | 5 years | A++ |  |  | >70 |  | 4000 | 6990 |  |  |  | L80 > 128000 h |  | 104.33 |  |  | 8 | R | 25 °C | 11.14% | No Built-in accessory | Phased-out | 740/559 | CIE(x=0.38. y=0.38) 5SDCM | Class1. Class2 | IK09 | [11 empty] | dimmable
TBD | SP L/2/F/T/67/40 | image | datasheet | deeplink | TUNGSRAM - Spinella Single module - 7190lm - 67W - 4000K - 70CRI - TBD[SKU] - Side 42-60mm and post 42-76mm | 9.5 | Side 42-60mm and post 42-76mm | LED | 1 | 67 | YES |  |  |  |  | -30°C to +50°C | CE;ENEC |  | CE;ENEC | [6 empty] | 66 | 4000 | 671x366x172 mm |  | 220-240V | -30°C to +50°C | 5 years | A++ |  |  | >70 |  | 4000 | 7190 |  |  |  | L80 > 128000 h |  | 107.31 |  |  | 8 | T | 25 °C | 11.14% | No Built-in accessory | Phased-out | 740/559 | CIE(x=0.38. y=0.38) 5SDCM | Class1. Class2 | IK09 | [11 empty] | dimmable
TBD | SP L/2/F/U/67/40 | image | datasheet | deeplink | TUNGSRAM - Spinella Single module - 6670lm - 67W - 4000K - 70CRI - TBD[SKU] - Side 42-60mm and post 42-76mm | 9.5 | Side 42-60mm and post 42-76mm | LED | 1 | 67 | YES |  |  |  |  | -30°C to +50°C | CE;ENEC |  | CE;ENEC | [6 empty] | 66 | 4000 | 671x366x172 mm |  | 220-240V | -30°C to +50°C | 5 years | A++ |  |  | >70 |  | 4000 | 6670 |  |  |  | L80 > 128000 h |  | 99.55 |  |  | 8 | U | 25 °C | 11.14% | No Built-in accessory | Phased-out | 740/559 | CIE(x=0.38. y=0.38) 5SDCM | Class1. Class2 | IK09 | [11 empty] | dimmable
TBD | SP L/2/F/P/67/40 | image | datasheet | deeplink | TUNGSRAM - Spinella Single module - 6650lm - 67W - 4000K - 70CRI - TBD[SKU] - Side 42-60mm and post 42-76mm | 9.5 | Side 42-60mm and post 42-76mm | LED | 1 | 67 | YES |  |  |  |  | -30°C to +50°C | CE;ENEC |  | CE;ENEC | [6 empty] | 66 | 4000 | 671x366x172 mm |  | 220-240V | -30°C to +50°C | 5 years | A++ |  |  | >70 |  | 4000 | 6650 |  |  |  | L80 > 128000 h |  | 99.25 |  |  | 8 | P | 25 °C | 11.14% | No Built-in accessory | Phased-out | 740/559 | CIE(x=0.38. y=0.38) 5SDCM | Class1. Class2 | IK09 | [11 empty] | dimmable
TBD | SP L/2/F/N/67/40 | image | datasheet | deeplink | TUNGSRAM - Spinella Single module - 7130lm - 67W - 4000K - 70CRI - TBD[SKU] - Side 42-60mm and post 42-76mm | 9.5 | Side 42-60mm and post 42-76mm | LED | 1 | 67 | YES |  |  |  |  | -30°C to +50°C | CE;ENEC |  | CE;ENEC | [6 empty] | 66 | 4000 | 671x366x172 mm |  | 220-240V | -30°C to +50°C | 5 years | A++ |  |  | >70 |  | 4000 | 7130 |  |  |  | L80 > 128000 h |  | 106.42 |  |  | 8 | N | 25 °C | 11.14% | No Built-in accessory | Phased-out | 740/559 | CIE(x=0.38. y=0.38) 5SDCM | Class1. Class2 | IK09 | [11 empty] | dimmable
TBD | SP L/2/F/E/67/40 | image | datasheet | deeplink | TUNGSRAM - Spinella Single module - 6770lm - 67W - 4000K - 70CRI - TBD[SKU] - Side 42-60mm and post 42-76mm | 9.5 | Side 42-60mm and post 42-76mm | LED | 1 | 67 | YES |  |  |  |  | -30°C to +50°C | CE;ENEC |  | CE;ENEC | [6 empty] | 66 | 4000 | 671x366x172 mm |  | 220-240V | -30°C to +50°C | 5 years | A++ |  |  | >70 |  | 4000 | 6770 |  |  |  | L80 > 128000 h |  | 101.04 |  |  | 8 | E | 25 °C | 11.14% | No Built-in accessory | Phased-out | 740/559 | CIE(x=0.38. y=0.38) 5SDCM | Class1. Class2 | IK09 | [11 empty] | dimmable
TBD | SP L/2/F/C/67/40 | image | datasheet | deeplink | TUNGSRAM - Spinella Single module - 6910lm - 67W - 4000K - 70CRI - TBD[SKU] - Side 42-60mm and post 42-76mm | 9.5 | Side 42-60mm and post 42-76mm | LED | 1 | 67 | YES |  |  |  |  | -30°C to +50°C | CE;ENEC |  | CE;ENEC | [6 empty] | 66 | 4000 | 671x366x172 mm |  | 220-240V | -30°C to +50°C | 5 years | A++ |  |  | >70 |  | 4000 | 6910 |  |  |  | L80 > 128000 h |  | 103.13 |  |  | 8 | C | 25 °C | 11.14% | No Built-in accessory | Phased-out | 740/559 | CIE(x=0.38. y=0.38) 5SDCM | Class1. Class2 | IK09 | [11 empty] | dimmable
TBD | SP L/2/F/B/67/40 | image | datasheet | deeplink | TUNGSRAM - Spinella Single module - 6990lm - 67W - 4000K - 70CRI - TBD[SKU] - Side 42-60mm and post 42-76mm | 9.5 | Side 42-60mm and post 42-76mm |  | 1 | 67 | YES |  |  |  |  | -30°C to +50°C | CE;ENEC |  | CE;ENEC | [6 empty] | 66 | 4000 | 671x366x172 mm |  | 220-240V | -30°C to +50°C | 5 years | A++ |  |  | >70 |  | 4000 | 6990 |  |  |  | L80 > 128000 h |  | 104.33 |  |  | 8 | B | 25 °C | 11.14% | No Built-in accessory | Phased-out | 740/559 | CIE(x=0.38. y=0.38) 5SDCM | Class1. Class2 | IK09 | [11 empty] | dimmable
TBD | SP L/2/F/F/67/30 | image | datasheet | deeplink | TUNGSRAM - Spinella Single module - 6860lm - 67W - 3000K - 70CRI - TBD[SKU] - Side 42-60mm and post 42-76mm | 9.5 | Side 42-60mm and post 42-76mm | LED | 1 | 67 | YES |  |  |  |  | -30°C to +50°C | CE;ENEC |  | CE;ENEC | [6 empty] | 66 | 3000 | 671x366x172 mm |  | 220-240V | -30°C to +50°C | 5 years | A++ |  |  | >70 |  | 3000 | 6860 |  |  |  | L80 > 128000 h |  | 102.39 |  |  | 8 | F | 25 °C | 11.14% | No Built-in accessory | Phased-out | 730/559 | CIE(x=0.43. y=0.403) 5SDCM | Class1. Class2 | IK09 | [11 empty] | dimmable
TBD | SP L/2/F/S/67/30 | image | datasheet | deeplink | TUNGSRAM - Spinella Single module - 6670lm - 67W - 3000K - 70CRI - TBD[SKU] - Side 42-60mm and post 42-76mm | 9.5 | Side 42-60mm and post 42-76mm | LED | 1 | 67 | YES |  |  |  |  | -30°C to +50°C | CE;ENEC |  | CE;ENEC | [6 empty] | 66 | 3000 | 671x366x172 mm |  | 220-240V | -30°C to +50°C | 5 years | A++ |  |  | >70 |  | 3000 | 6670 |  |  |  | L80 > 128000 h |  | 99.55 |  |  | 8 | S | 25 °C | 11.14% | No Built-in accessory | Phased-out | 730/559 | CIE(x=0.43. y=0.403) 5SDCM | Class1. Class2 | IK09 | [11 empty] | dimmable
TBD | SP L/2/F/R/67/30 | image | datasheet | deeplink | TUNGSRAM - Spinella Single module - 6800lm - 67W - 3000K - 70CRI - TBD[SKU] - Side 42-60mm and post 42-76mm | 9.5 | Side 42-60mm and post 42-76mm |  | 1 | 67 | YES |  |  |  |  | -30°C to +50°C | CE;ENEC |  | CE;ENEC | [6 empty] | 66 | 3000 | 671x366x172 mm |  | 220-240V | -30°C to +50°C | 5 years | A++ |  |  | >70 |  | 3000 | 6800 |  |  |  | L80 > 128000 h |  | 101.49 |  |  | 8 | R | 25 °C | 11.14% | No Built-in accessory | Phased-out | 730/559 | CIE(x=0.43. y=0.403) 5SDCM | Class1. Class2 | IK09 | [11 empty] | dimmable
TBD | SP L/2/F/T/67/30 | image | datasheet | deeplink | TUNGSRAM - Spinella Single module - 7000lm - 67W - 3000K - 70CRI - TBD[SKU] - Side 42-60mm and post 42-76mm | 9.5 | Side 42-60mm and post 42-76mm | LED | 1 | 67 | YES |  |  |  |  | -30°C to +50°C | CE;ENEC |  | CE;ENEC | [6 empty] | 66 | 3000 | 671x366x172 mm |  | 220-240V | -30°C to +50°C | 5 years | A++ |  |  | >70 |  | 3000 | 7000 |  |  |  | L80 > 128000 h |  | 104.48 |  |  | 8 | T | 25 °C | 11.14% | No Built-in accessory | Phased-out | 730/559 | CIE(x=0.43. y=0.403) 5SDCM | Class1. Class2 | IK09 | [11 empty] | dimmable
TBD | SP L/2/F/U/67/30 | image | datasheet | deeplink | TUNGSRAM - Spinella Single module - 6490lm - 67W - 3000K - 70CRI - TBD[SKU] - Side 42-60mm and post 42-76mm | 9.5 | Side 42-60mm and post 42-76mm | LED | 1 | 67 | YES |  |  |  |  | -30°C to +50°C | CE;ENEC |  | CE;ENEC | [6 empty] | 66 | 3000 | 671x366x172 mm |  | 220-240V | -30°C to +50°C | 5 years | A++ |  |  | >70 |  | 3000 | 6490 |  |  |  | L80 > 128000 h |  | 96.87 |  |  | 8 | U | 25 °C | 11.14% | No Built-in accessory | Phased-out | 730/559 | CIE(x=0.43. y=0.403) 5SDCM | Class1. Class2 | IK09 | [11 empty] | dimmable
TBD | SP L/2/F/P/67/30 | image | datasheet | deeplink | TUNGSRAM - Spinella Single module - 6470lm - 67W - 3000K - 70CRI - TBD[SKU] - Side 42-60mm and post 42-76mm | 9.5 | Side 42-60mm and post 42-76mm | LED | 1 | 67 | YES |  |  |  |  | -30°C to +50°C | CE;ENEC |  | CE;ENEC | [6 empty] | 66 | 3000 | 671x366x172 mm |  | 220-240V | -30°C to +50°C | 5 years | A++ |  |  | >70 |  | 3000 | 6470 |  |  |  | L80 > 128000 h |  | 96.57 |  |  | 8 | P | 25 °C | 11.14% | No Built-in accessory | Phased-out | 730/559 | CIE(x=0.43. y=0.403) 5SDCM | Class1. Class2 | IK09 | [11 empty] | dimmable
TBD | SP L/2/F/N/67/30 | image | datasheet | deeplink | TUNGSRAM - Spinella Single module - 6940lm - 67W - 3000K - 70CRI - TBD[SKU] - Side 42-60mm and post 42-76mm | 9.5 | Side 42-60mm and post 42-76mm | LED | 1 | 67 | YES |  |  |  |  | -30°C to +50°C | CE;ENEC |  | CE;ENEC | [6 empty] | 66 | 3000 | 671x366x172 mm |  | 220-240V | -30°C to +50°C | 5 years | A++ |  |  | >70 |  | 3000 | 6940 |  |  |  | L80 > 128000 h |  | 103.58 |  |  | 8 | N | 25 °C | 11.14% | No Built-in accessory | Phased-out | 730/559 | CIE(x=0.43. y=0.403) 5SDCM | Class1. Class2 | IK09 | [11 empty] | dimmable
TBD | SP L/2/F/E/67/30 | image | datasheet | deeplink | TUNGSRAM - Spinella Single module - 6590lm - 67W - 3000K - 70CRI - TBD[SKU] - Side 42-60mm and post 42-76mm | 9.5 | Side 42-60mm and post 42-76mm | LED | 1 | 67 | YES |  |  |  |  | -30°C to +50°C | CE;ENEC |  | CE;ENEC | [6 empty] | 66 | 3000 | 671x366x172 mm |  | 220-240V | -30°C to +50°C | 5 years | A++ |  |  | >70 |  | 3000 | 6590 |  |  |  | L80 > 128000 h |  | 98.36 |  |  | 8 | E | 25 °C | 11.14% | No Built-in accessory | Phased-out | 730/559 | CIE(x=0.43. y=0.403) 5SDCM | Class1. Class2 | IK09 | [11 empty] | dimmable
TBD | SP L/2/F/C/67/30 | image | datasheet | deeplink | TUNGSRAM - Spinella Single module - 6730lm - 67W - 3000K - 70CRI - TBD[SKU] - Side 42-60mm and post 42-76mm | 9.5 | Side 42-60mm and post 42-76mm | LED | 1 | 67 | YES |  |  |  |  | -30°C to +50°C | CE;ENEC |  | CE;ENEC | [6 empty] | 66 | 3000 | 671x366x172 mm |  | 220-240V | -30°C to +50°C | 5 years | A++ |  |  | >70 |  | 3000 | 6730 |  |  |  | L80 > 128000 h |  | 100.45 |  |  | 8 | C | 25 °C | 11.14% | No Built-in accessory | Phased-out | 730/559 | CIE(x=0.43. y=0.403) 5SDCM | Class1. Class2 | IK09 | [11 empty] | dimmable
TBD | SP L/2/F/B/67/30 | image | datasheet | deeplink | TUNGSRAM - Spinella Single module - 6800lm - 67W - 3000K - 70CRI - TBD[SKU] - Side 42-60mm and post 42-76mm | 9.5 | Side 42-60mm and post 42-76mm |  | 1 | 67 | YES |  |  |  |  | -30°C to +50°C | CE;ENEC |  | CE;ENEC | [6 empty] | 66 | 3000 | 671x366x172 mm |  | 220-240V | -30°C to +50°C | 5 years | A++ |  |  | >70 |  | 3000 | 6800 |  |  |  | L80 > 128000 h |  | 101.49 |  |  | 8 | B | 25 °C | 11.14% | No Built-in accessory | Phased-out | 730/559 | CIE(x=0.43. y=0.403) 5SDCM | Class1. Class2 | IK09 | [11 empty] | dimmable
TBD | SP L/2/F/F/52/50 | image | datasheet | deeplink | TUNGSRAM - Spinella Single module - 5950lm - 52W - 5000K - 70CRI - TBD[SKU] - Side 42-60mm and post 42-76mm | 9.5 | Side 42-60mm and post 42-76mm | LED | 1 | 52 | YES |  |  |  |  | -30°C to +50°C | CE;ENEC |  | CE;ENEC | [6 empty] | 66 | 5000 | 671x366x172 mm |  | 220-240V | -30°C to +50°C | 5 years | A++ |  |  | >70 |  | 5000 | 5950 |  |  |  | L80 > 128000 h |  | 114.42 |  |  | 8 | F | 25 °C | 11.14% | No Built-in accessory | Phased-out | 750/559 | CIE(x=0.34. y=0.35) 5SDCM | Class1. Class2 | IK09 | [11 empty] | dimmable
TBD | SP L/2/F/S/52/50 | image | datasheet | deeplink | TUNGSRAM - Spinella Single module - 5770lm - 52W - 5000K - 70CRI - TBD[SKU] - Side 42-60mm and post 42-76mm | 9.5 | Side 42-60mm and post 42-76mm | LED | 1 | 52 | YES |  |  |  |  | -30°C to +50°C | CE;ENEC |  | CE;ENEC | [6 empty] | 66 | 5000 | 671x366x172 mm |  | 220-240V | -30°C to +50°C | 5 years | A++ |  |  | >70 |  | 5000 | 5770 |  |  |  | L80 > 128000 h |  | 110.96 |  |  | 8 | S | 25 °C | 11.14% | No Built-in accessory | Phased-out | 750/559 | CIE(x=0.34. y=0.35) 5SDCM | Class1. Class2 | IK09 | [11 empty] | dimmable
TBD | SP L/2/F/R/52/50 | image | datasheet | deeplink | TUNGSRAM - Spinella Single module - 5900lm - 52W - 5000K - 70CRI - TBD[SKU] - Side 42-60mm and post 42-76mm | 9.5 | Side 42-60mm and post 42-76mm |  | 1 | 52 | YES |  |  |  |  | -30°C to +50°C | CE;ENEC |  | CE;ENEC | [6 empty] | 66 | 5000 | 671x366x172 mm |  | 220-240V | -30°C to +50°C | 5 years | A++ |  |  | >70 |  | 5000 | 5900 |  |  |  | L80 > 128000 h |  | 113.46 |  |  | 8 | R | 25 °C | 11.14% | No Built-in accessory | Phased-out | 750/559 | CIE(x=0.34. y=0.35) 5SDCM | Class1. Class2 | IK09 | [11 empty] | dimmable
TBD | SP L/2/F/T/52/50 | image | datasheet | deeplink | TUNGSRAM - Spinella Single module - 6070lm - 52W - 5000K - 70CRI - TBD[SKU] - Side 42-60mm and post 42-76mm | 9.5 | Side 42-60mm and post 42-76mm | LED | 1 | 52 | YES |  |  |  |  | -30°C to +50°C | CE;ENEC |  | CE;ENEC | [6 empty] | 66 | 5000 | 671x366x172 mm |  | 220-240V | -30°C to +50°C | 5 years | A++ |  |  | >70 |  | 5000 | 6070 |  |  |  | L80 > 128000 h |  | 116.73 |  |  | 8 | T | 25 °C | 11.14% | No Built-in accessory | Phased-out | 750/559 | CIE(x=0.34. y=0.35) 5SDCM | Class1. Class2 | IK09 | [11 empty] | dimmable
TBD | SP L/2/F/U/52/50 | image | datasheet | deeplink | TUNGSRAM - Spinella Single module - 5630lm - 52W - 5000K - 70CRI - TBD[SKU] - Side 42-60mm and post 42-76mm | 9.5 | Side 42-60mm and post 42-76mm | LED | 1 | 52 | YES |  |  |  |  | -30°C to +50°C | CE;ENEC |  | CE;ENEC | [6 empty] | 66 | 5000 | 671x366x172 mm |  | 220-240V | -30°C to +50°C | 5 years | A++ |  |  | >70 |  | 5000 | 5630 |  |  |  | L80 > 128000 h |  | 108.27 |  |  | 8 | U | 25 °C | 11.14% | No Built-in accessory | Phased-out | 750/559 | CIE(x=0.34. y=0.35) 5SDCM | Class1. Class2 | IK09 | [11 empty] | dimmable
TBD | SP L/2/F/P/52/50 | image | datasheet | deeplink | TUNGSRAM - Spinella Single module - 5610lm - 52W - 5000K - 70CRI - TBD[SKU] - Side 42-60mm and post 42-76mm | 9.5 | Side 42-60mm and post 42-76mm | LED | 1 | 52 | YES |  |  |  |  | -30°C to +50°C | CE;ENEC |  | CE;ENEC | [6 empty] | 66 | 5000 | 671x366x172 mm |  | 220-240V | -30°C to +50°C | 5 years | A++ |  |  | >70 |  | 5000 | 5610 |  |  |  | L80 > 128000 h |  | 107.88 |  |  | 8 | P | 25 °C | 11.14% | No Built-in accessory | Phased-out | 750/559 | CIE(x=0.34. y=0.35) 5SDCM | Class1. Class2 | IK09 | [11 empty] | dimmable
TBD | SP L/2/F/N/52/50 | image | datasheet | deeplink | TUNGSRAM - Spinella Single module - 6010lm - 52W - 5000K - 70CRI - TBD[SKU] - Side 42-60mm and post 42-76mm | 9.5 | Side 42-60mm and post 42-76mm | LED | 1 | 52 | YES |  |  |  |  | -30°C to +50°C | CE;ENEC |  | CE;ENEC | [6 empty] | 66 | 5000 | 671x366x172 mm |  | 220-240V | -30°C to +50°C | 5 years | A++ |  |  | >70 |  | 5000 | 6010 |  |  |  | L80 > 128000 h |  | 115.58 |  |  | 8 | N | 25 °C | 11.14% | No Built-in accessory | Phased-out | 750/559 | CIE(x=0.34. y=0.35) 5SDCM | Class1. Class2 | IK09 | [11 empty] | dimmable
TBD | SP L/2/F/E/52/50 | image | datasheet | deeplink | TUNGSRAM - Spinella Single module - 5710lm - 52W - 5000K - 70CRI - TBD[SKU] - Side 42-60mm and post 42-76mm | 9.5 | Side 42-60mm and post 42-76mm | LED | 1 | 52 | YES |  |  |  |  | -30°C to +50°C | CE;ENEC |  | CE;ENEC | [6 empty] | 66 | 5000 | 671x366x172 mm |  | 220-240V | -30°C to +50°C | 5 years | A++ |  |  | >70 |  | 5000 | 5710 |  |  |  | L80 > 128000 h |  | 109.81 |  |  | 8 | E | 25 °C | 11.14% | No Built-in accessory | Phased-out | 750/559 | CIE(x=0.34. y=0.35) 5SDCM | Class1. Class2 | IK09 | [11 empty] | dimmable
TBD | SP L/2/F/C/52/50 | image | datasheet | deeplink | TUNGSRAM - Spinella Single module - 5840lm - 52W - 5000K - 70CRI - TBD[SKU] - Side 42-60mm and post 42-76mm | 9.5 | Side 42-60mm and post 42-76mm | LED | 1 | 52 | YES |  |  |  |  | -30°C to +50°C | CE;ENEC |  | CE;ENEC | [6 empty] | 66 | 5000 | 671x366x172 mm |  | 220-240V | -30°C to +50°C | 5 years | A++ |  |  | >70 |  | 5000 | 5840 |  |  |  | L80 > 128000 h |  | 112.31 |  |  | 8 | C | 25 °C | 11.14% | No Built-in accessory | Phased-out | 750/559 | CIE(x=0.34. y=0.35) 5SDCM | Class1. Class2 | IK09 | [11 empty] | dimmable
TBD | SP L/2/F/B/52/50 | image | datasheet | deeplink | TUNGSRAM - Spinella Single module - 5900lm - 52W - 5000K - 70CRI - TBD[SKU] - Side 42-60mm and post 42-76mm | 9.5 | Side 42-60mm and post 42-76mm |  | 1 | 52 | YES |  |  |  |  | -30°C to +50°C | CE;ENEC |  | CE;ENEC | [6 empty] | 66 | 5000 | 671x366x172 mm |  | 220-240V | -30°C to +50°C | 5 years | A++ |  |  | >70 |  | 5000 | 5900 |  |  |  | L80 > 128000 h |  | 113.46 |  |  | 8 | B | 25 °C | 11.14% | No Built-in accessory | Phased-out | 750/559 | CIE(x=0.34. y=0.35) 5SDCM | Class1. Class2 | IK09 | [11 empty] | dimmable
TBD | SP L/2/F/F/44/50 | image | datasheet | deeplink | TUNGSRAM - Spinella Single module - 5040lm - 44W - 5000K - 70CRI - TBD[SKU] - Side 42-60mm and post 42-76mm | 9.5 | Side 42-60mm and post 42-76mm | LED | 1 | 44 | YES |  |  |  |  | -30°C to +50°C | CE;ENEC |  | CE;ENEC | [6 empty] | 66 | 5000 | 671x366x172 mm |  | 220-240V | -30°C to +50°C | 5 years | A++ |  |  | >70 |  | 5000 | 5040 |  |  |  | L80 > 128000 h |  | 114.55 |  |  | 8 | F | 25 °C | 11.14% | No Built-in accessory | Phased-out | 750/559 | CIE(x=0.34. y=0.35) 5SDCM | Class1. Class2 | IK09 | [11 empty] | dimmable
TBD | SP L/2/F/S/44/50 | image | datasheet | deeplink | TUNGSRAM - Spinella Single module - 4900lm - 44W - 5000K - 70CRI - TBD[SKU] - Side 42-60mm and post 42-76mm | 9.5 | Side 42-60mm and post 42-76mm | LED | 1 | 44 | YES |  |  |  |  | -30°C to +50°C | CE;ENEC |  | CE;ENEC | [6 empty] | 66 | 5000 | 671x366x172 mm |  | 220-240V | -30°C to +50°C | 5 years | A++ |  |  | >70 |  | 5000 | 4900 |  |  |  | L80 > 128000 h |  | 111.36 |  |  | 8 | S | 25 °C | 11.14% | No Built-in accessory | Phased-out | 750/559 | CIE(x=0.34. y=0.35) 5SDCM | Class1. Class2 | IK09 | [11 empty] | dimmable
TBD | SP L/2/F/R/44/50 | image | datasheet | deeplink | TUNGSRAM - Spinella Single module - 5000lm - 44W - 5000K - 70CRI - TBD[SKU] - Side 42-60mm and post 42-76mm | 9.5 | Side 42-60mm and post 42-76mm |  | 1 | 44 | YES |  |  |  |  | -30°C to +50°C | CE;ENEC |  | CE;ENEC | [6 empty] | 66 | 5000 | 671x366x172 mm |  | 220-240V | -30°C to +50°C | 5 years | A++ |  |  | >70 |  | 5000 | 5000 |  |  |  | L80 > 128000 h |  | 113.64 |  |  | 8 | R | 25 °C | 11.14% | No Built-in accessory | Phased-out | 750/559 | CIE(x=0.34. y=0.35) 5SDCM | Class1. Class2 | IK09 | [11 empty] | dimmable
TBD | SP L/2/F/T/44/50 | image | datasheet | deeplink | TUNGSRAM - Spinella Single module - 5150lm - 44W - 5000K - 70CRI - TBD[SKU] - Side 42-60mm and post 42-76mm | 9.5 | Side 42-60mm and post 42-76mm | LED | 1 | 44 | YES |  |  |  |  | -30°C to +50°C | CE;ENEC |  | CE;ENEC | [6 empty] | 66 | 5000 | 671x366x172 mm |  | 220-240V | -30°C to +50°C | 5 years | A++ |  |  | >70 |  | 5000 | 5150 |  |  |  | L80 > 128000 h |  | 117.05 |  |  | 8 | T | 25 °C | 11.14% | No Built-in accessory | Phased-out | 750/559 | CIE(x=0.34. y=0.35) 5SDCM | Class1. Class2 | IK09 | [11 empty] | dimmable
TBD | SP L/2/F/U/44/50 | image | datasheet | deeplink | TUNGSRAM - Spinella Single module - 4770lm - 44W - 5000K - 70CRI - TBD[SKU] - Side 42-60mm and post 42-76mm | 9.5 | Side 42-60mm and post 42-76mm | LED | 1 | 44 | YES |  |  |  |  | -30°C to +50°C | CE;ENEC |  | CE;ENEC | [6 empty] | 66 | 5000 | 671x366x172 mm |  | 220-240V | -30°C to +50°C | 5 years | A++ |  |  | >70 |  | 5000 | 4770 |  |  |  | L80 > 128000 h |  | 108.41 |  |  | 8 | U | 25 °C | 11.14% | No Built-in accessory | Phased-out | 750/559 | CIE(x=0.34. y=0.35) 5SDCM | Class1. Class2 | IK09 | [11 empty] | dimmable
TBD | SP L/2/F/P/44/50 | image | datasheet | deeplink | TUNGSRAM - Spinella Single module - 4750lm - 44W - 5000K - 70CRI - TBD[SKU] - Side 42-60mm and post 42-76mm | 9.5 | Side 42-60mm and post 42-76mm | LED | 1 | 44 | YES |  |  |  |  | -30°C to +50°C | CE;ENEC |  | CE;ENEC | [6 empty] | 66 | 5000 | 671x366x172 mm |  | 220-240V | -30°C to +50°C | 5 years | A++ |  |  | >70 |  | 5000 | 4750 |  |  |  | L80 > 128000 h |  | 107.95 |  |  | 8 | P | 25 °C | 11.14% | No Built-in accessory | Phased-out | 750/559 | CIE(x=0.34. y=0.35) 5SDCM | Class1. Class2 | IK09 | [11 empty] | dimmable
TBD | SP L/2/F/N/44/50 | image | datasheet | deeplink | TUNGSRAM - Spinella Single module - 5090lm - 44W - 5000K - 70CRI - TBD[SKU] - Side 42-60mm and post 42-76mm | 9.5 | Side 42-60mm and post 42-76mm | LED | 1 | 44 | YES |  |  |  |  | -30°C to +50°C | CE;ENEC |  | CE;ENEC | [6 empty] | 66 | 5000 | 671x366x172 mm |  | 220-240V | -30°C to +50°C | 5 years | A++ |  |  | >70 |  | 5000 | 5090 |  |  |  | L80 > 128000 h |  | 115.68 |  |  | 8 | N | 25 °C | 11.14% | No Built-in accessory | Phased-out | 750/559 | CIE(x=0.34. y=0.35) 5SDCM | Class1. Class2 | IK09 | [11 empty] | dimmable
TBD | SP L/2/F/E/44/50 | image | datasheet | deeplink | TUNGSRAM - Spinella Single module - 4840lm - 44W - 5000K - 70CRI - TBD[SKU] - Side 42-60mm and post 42-76mm | 9.5 | Side 42-60mm and post 42-76mm | LED | 1 | 44 | YES |  |  |  |  | -30°C to +50°C | CE;ENEC |  | CE;ENEC | [6 empty] | 66 | 5000 | 671x366x172 mm |  | 220-240V | -30°C to +50°C | 5 years | A++ |  |  | >70 |  | 5000 | 4840 |  |  |  | L80 > 128000 h |  | 110 |  |  | 8 | E | 25 °C | 11.14% | No Built-in accessory | Phased-out | 750/559 | CIE(x=0.34. y=0.35) 5SDCM | Class1. Class2 | IK09 | [11 empty] | dimmable
TBD | SP L/2/F/C/44/50 | image | datasheet | deeplink | TUNGSRAM - Spinella Single module - 4950lm - 44W - 5000K - 70CRI - TBD[SKU] - Side 42-60mm and post 42-76mm | 9.5 | Side 42-60mm and post 42-76mm | LED | 1 | 44 | YES |  |  |  |  | -30°C to +50°C | CE;ENEC |  | CE;ENEC | [6 empty] | 66 | 5000 | 671x366x172 mm |  | 220-240V | -30°C to +50°C | 5 years | A++ |  |  | >70 |  | 5000 | 4950 |  |  |  | L80 > 128000 h |  | 112.5 |  |  | 8 | C | 25 °C | 11.14% | No Built-in accessory | Phased-out | 750/559 | CIE(x=0.34. y=0.35) 5SDCM | Class1. Class2 | IK09 | [11 empty] | dimmable
TBD | SP L/2/F/B/44/50 | image | datasheet | deeplink | TUNGSRAM - Spinella Single module - 5000lm - 44W - 5000K - 70CRI - TBD[SKU] - Side 42-60mm and post 42-76mm | 9.5 | Side 42-60mm and post 42-76mm |  | 1 | 44 | YES |  |  |  |  | -30°C to +50°C | CE;ENEC |  | CE;ENEC | [6 empty] | 66 | 5000 | 671x366x172 mm |  | 220-240V | -30°C to +50°C | 5 years | A++ |  |  | >70 |  | 5000 | 5000 |  |  |  | L80 > 128000 h |  | 113.64 |  |  | 8 | B | 25 °C | 11.14% | No Built-in accessory | Phased-out | 750/559 | CIE(x=0.34. y=0.35) 5SDCM | Class1. Class2 | IK09 | [11 empty] | dimmable
TBD | SP L/2/F/F/28/50 | image | datasheet | deeplink | TUNGSRAM - Spinella Single module - 3280lm - 28W - 5000K - 70CRI - TBD[SKU] - Side 42-60mm and post 42-76mm | 9.5 | Side 42-60mm and post 42-76mm | LED | 1 | 28 | YES |  |  |  |  | -30°C to +50°C | CE;ENEC |  | CE;ENEC | [6 empty] | 66 | 5000 | 671x366x172 mm |  | 220-240V | -30°C to +50°C | 5 years | A++ |  |  | >70 |  | 5000 | 3280 |  |  |  | L80 > 128000 h |  | 117.14 |  |  | 8 | F | 25 °C | 11.14% | No Built-in accessory | Phased-out | 750/559 | CIE(x=0.34. y=0.35) 5SDCM | Class1. Class2 | IK09 | [11 empty] | dimmable
TBD | SP L/2/F/S/28/50 | image | datasheet | deeplink | TUNGSRAM - Spinella Single module - 3170lm - 28W - 5000K - 70CRI - TBD[SKU] - Side 42-60mm and post 42-76mm | 9.5 | Side 42-60mm and post 42-76mm | LED | 1 | 28 | YES |  |  |  |  | -30°C to +50°C | CE;ENEC |  | CE;ENEC | [6 empty] | 66 | 5000 | 671x366x172 mm |  | 220-240V | -30°C to +50°C | 5 years | A++ |  |  | >70 |  | 5000 | 3170 |  |  |  | L80 > 128000 h |  | 113.21 |  |  | 8 | S | 25 °C | 11.14% | No Built-in accessory | Phased-out | 750/559 | CIE(x=0.34. y=0.35) 5SDCM | Class1. Class2 | IK09 | [11 empty] | dimmable
TBD | SP L/2/F/R/28/50 | image | datasheet | deeplink | TUNGSRAM - Spinella Single module - 3240lm - 28W - 5000K - 70CRI - TBD[SKU] - Side 42-60mm and post 42-76mm | 9.5 | Side 42-60mm and post 42-76mm |  | 1 | 28 | YES |  |  |  |  | -30°C to +50°C | CE;ENEC |  | CE;ENEC | [6 empty] | 66 | 5000 | 671x366x172 mm |  | 220-240V | -30°C to +50°C | 5 years | A++ |  |  | >70 |  | 5000 | 3240 |  |  |  | L80 > 128000 h |  | 115.71 |  |  | 8 | R | 25 °C | 11.14% | No Built-in accessory | Phased-out | 750/559 | CIE(x=0.34. y=0.35) 5SDCM | Class1. Class2 | IK09 | [11 empty] | dimmable
TBD | SP L/2/F/T/28/50 | image | datasheet | deeplink | TUNGSRAM - Spinella Single module - 3340lm - 28W - 5000K - 70CRI - TBD[SKU] - Side 42-60mm and post 42-76mm | 9.5 | Side 42-60mm and post 42-76mm | LED | 1 | 28 | YES |  |  |  |  | -30°C to +50°C | CE;ENEC |  | CE;ENEC | [6 empty] | 66 | 5000 | 671x366x172 mm |  | 220-240V | -30°C to +50°C | 5 years | A++ |  |  | >70 |  | 5000 | 3340 |  |  |  | L80 > 128000 h |  | 119.29 |  |  | 8 | T | 25 °C | 11.14% | No Built-in accessory | Phased-out | 750/559 | CIE(x=0.34. y=0.35) 5SDCM | Class1. Class2 | IK09 | [11 empty] | dimmable
TBD | SP L/2/F/U/28/50 | image | datasheet | deeplink | TUNGSRAM - Spinella Single module - 3100lm - 28W - 5000K - 70CRI - TBD[SKU] - Side 42-60mm and post 42-76mm | 9.5 | Side 42-60mm and post 42-76mm | LED | 1 | 28 | YES |  |  |  |  | -30°C to +50°C | CE;ENEC |  | CE;ENEC | [6 empty] | 66 | 5000 | 671x366x172 mm |  | 220-240V | -30°C to +50°C | 5 years | A++ |  |  | >70 |  | 5000 | 3100 |  |  |  | L80 > 128000 h |  | 110.71 |  |  | 8 | U | 25 °C | 11.14% | No Built-in accessory | Phased-out | 750/559 | CIE(x=0.34. y=0.35) 5SDCM | Class1. Class2 | IK09 | [11 empty] | dimmable
TBD | SP L/2/F/P/28/50 | image | datasheet | deeplink | TUNGSRAM - Spinella Single module - 3080lm - 28W - 5000K - 70CRI - TBD[SKU] - Side 42-60mm and post 42-76mm | 9.5 | Side 42-60mm and post 42-76mm | LED | 1 | 28 | YES |  |  |  |  | -30°C to +50°C | CE;ENEC |  | CE;ENEC | [6 empty] | 66 | 5000 | 671x366x172 mm |  | 220-240V | -30°C to +50°C | 5 years | A++ |  |  | >70 |  | 5000 | 3080 |  |  |  | L80 > 128000 h |  | 110 |  |  | 8 | P | 25 °C | 11.14% | No Built-in accessory | Phased-out | 750/559 | CIE(x=0.34. y=0.35) 5SDCM | Class1. Class2 | IK09 | [11 empty] | dimmable
TBD | SP L/2/F/N/28/50 | image | datasheet | deeplink | TUNGSRAM - Spinella Single module - 3310lm - 28W - 5000K - 70CRI - TBD[SKU] - Side 42-60mm and post 42-76mm | 9.5 | Side 42-60mm and post 42-76mm | LED | 1 | 28 | YES |  |  |  |  | -30°C to +50°C | CE;ENEC |  | CE;ENEC | [6 empty] | 66 | 5000 | 671x366x172 mm |  | 220-240V | -30°C to +50°C | 5 years | A++ |  |  | >70 |  | 5000 | 3310 |  |  |  | L80 > 128000 h |  | 118.21 |  |  | 8 | N | 25 °C | 11.14% | No Built-in accessory | Phased-out | 750/559 | CIE(x=0.34. y=0.35) 5SDCM | Class1. Class2 | IK09 | [11 empty] | dimmable
TBD | SP L/2/F/E/28/50 | image | datasheet | deeplink | TUNGSRAM - Spinella Single module - 3140lm - 28W - 5000K - 70CRI - TBD[SKU] - Side 42-60mm and post 42-76mm | 9.5 | Side 42-60mm and post 42-76mm | LED | 1 | 28 | YES |  |  |  |  | -30°C to +50°C | CE;ENEC |  | CE;ENEC | [6 empty] | 66 | 5000 | 671x366x172 mm |  | 220-240V | -30°C to +50°C | 5 years | A++ |  |  | >70 |  | 5000 | 3140 |  |  |  | L80 > 128000 h |  | 112.14 |  |  | 8 | E | 25 °C | 11.14% | No Built-in accessory | Phased-out | 750/559 | CIE(x=0.34. y=0.35) 5SDCM | Class1. Class2 | IK09 | [11 empty] | dimmable
TBD | SP L/2/F/C/28/50 | image | datasheet | deeplink | TUNGSRAM - Spinella Single module - 3200lm - 28W - 5000K - 70CRI - TBD[SKU] - Side 42-60mm and post 42-76mm | 9.5 | Side 42-60mm and post 42-76mm | LED | 1 | 28 | YES |  |  |  |  | -30°C to +50°C | CE;ENEC |  | CE;ENEC | [6 empty] | 66 | 5000 | 671x366x172 mm |  | 220-240V | -30°C to +50°C | 5 years | A++ |  |  | >70 |  | 5000 | 3200 |  |  |  | L80 > 128000 h |  | 114.29 |  |  | 8 | C | 25 °C | 11.14% | No Built-in accessory | Phased-out | 750/559 | CIE(x=0.34. y=0.35) 5SDCM | Class1. Class2 | IK09 | [11 empty] | dimmable
TBD | SP L/2/F/B/28/50 | image | datasheet | deeplink | TUNGSRAM - Spinella Single module - 3240lm - 28W - 5000K - 70CRI - TBD[SKU] - Side 42-60mm and post 42-76mm | 9.5 | Side 42-60mm and post 42-76mm |  | 1 | 28 | YES |  |  |  |  | -30°C to +50°C | CE;ENEC |  | CE;ENEC | [6 empty] | 66 | 5000 | 671x366x172 mm |  | 220-240V | -30°C to +50°C | 5 years | A++ |  |  | >70 |  | 5000 | 3240 |  |  |  | L80 > 128000 h |  | 115.71 |  |  | 8 | B | 25 °C | 11.14% | No Built-in accessory | Phased-out | 750/559 | CIE(x=0.34. y=0.35) 5SDCM | Class1. Class2 | IK09 | [11 empty] | dimmable
TBD | SP L/2/F/F/52/40 | image | datasheet | deeplink | TUNGSRAM - Spinella Single module - 5700lm - 52W - 4000K - 70CRI - TBD[SKU] - Side 42-60mm and post 42-76mm | 9.5 | Side 42-60mm and post 42-76mm | LED | 1 | 52 | YES |  |  |  |  | -30°C to +50°C | CE;ENEC |  | CE;ENEC | [6 empty] | 66 | 4000 | 671x366x172 mm |  | 220-240V | -30°C to +50°C | 5 years | A++ |  |  | >70 |  | 4000 | 5700 |  |  |  | L80 > 128000 h |  | 109.62 |  |  | 8 | F | 25 °C | 11.14% | No Built-in accessory | Phased-out | 740/559 | CIE(x=0.38. y=0.38) 5SDCM | Class1. Class2 | IK09 | [11 empty] | dimmable
TBD | SP L/2/F/S/52/40 | image | datasheet | deeplink | TUNGSRAM - Spinella Single module - 5530lm - 52W - 4000K - 70CRI - TBD[SKU] - Side 42-60mm and post 42-76mm | 9.5 | Side 42-60mm and post 42-76mm | LED | 1 | 52 | YES |  |  |  |  | -30°C to +50°C | CE;ENEC |  | CE;ENEC | [6 empty] | 66 | 4000 | 671x366x172 mm |  | 220-240V | -30°C to +50°C | 5 years | A++ |  |  | >70 |  | 4000 | 5530 |  |  |  | L80 > 128000 h |  | 106.35 |  |  | 8 | S | 25 °C | 11.14% | No Built-in accessory | Phased-out | 740/559 | CIE(x=0.38. y=0.38) 5SDCM | Class1. Class2 | IK09 | [11 empty] | dimmable
TBD | SP L/2/F/R/52/40 | image | datasheet | deeplink | TUNGSRAM - Spinella Single module - 5650lm - 52W - 4000K - 70CRI - TBD[SKU] - Side 42-60mm and post 42-76mm | 9.5 | Side 42-60mm and post 42-76mm |  | 1 | 52 | YES |  |  |  |  | -30°C to +50°C | CE;ENEC |  | CE;ENEC | [6 empty] | 66 | 4000 | 671x366x172 mm |  | 220-240V | -30°C to +50°C | 5 years | A++ |  |  | >70 |  | 4000 | 5650 |  |  |  | L80 > 128000 h |  | 108.65 |  |  | 8 | R | 25 °C | 11.14% | No Built-in accessory | Phased-out | 740/559 | CIE(x=0.38. y=0.38) 5SDCM | Class1. Class2 | IK09 | [11 empty] | dimmable
TBD | SP L/2/F/T/52/40 | image | datasheet | deeplink | TUNGSRAM - Spinella Single module - 5810lm - 52W - 4000K - 70CRI - TBD[SKU] - Side 42-60mm and post 42-76mm | 9.5 | Side 42-60mm and post 42-76mm | LED | 1 | 52 | YES |  |  |  |  | -30°C to +50°C | CE;ENEC |  | CE;ENEC | [6 empty] | 66 | 4000 | 671x366x172 mm |  | 220-240V | -30°C to +50°C | 5 years | A++ |  |  | >70 |  | 4000 | 5810 |  |  |  | L80 > 128000 h |  | 111.73 |  |  | 8 | T | 25 °C | 11.14% | No Built-in accessory | Phased-out | 740/559 | CIE(x=0.38. y=0.38) 5SDCM | Class1. Class2 | IK09 | [11 empty] | dimmable
TBD | SP L/2/F/U/52/40 | image | datasheet | deeplink | TUNGSRAM - Spinella Single module - 5390lm - 52W - 4000K - 70CRI - TBD[SKU] - Side 42-60mm and post 42-76mm | 9.5 | Side 42-60mm and post 42-76mm | LED | 1 | 52 | YES |  |  |  |  | -30°C to +50°C | CE;ENEC |  | CE;ENEC | [6 empty] | 66 | 4000 | 671x366x172 mm |  | 220-240V | -30°C to +50°C | 5 years | A++ |  |  | >70 |  | 4000 | 5390 |  |  |  | L80 > 128000 h |  | 103.65 |  |  | 8 | U | 25 °C | 11.14% | No Built-in accessory | Phased-out | 740/559 | CIE(x=0.38. y=0.38) 5SDCM | Class1. Class2 | IK09 | [11 empty] | dimmable
TBD | SP L/2/F/P/52/40 | image | datasheet | deeplink | TUNGSRAM - Spinella Single module - 5370lm - 52W - 4000K - 70CRI - TBD[SKU] - Side 42-60mm and post 42-76mm | 9.5 | Side 42-60mm and post 42-76mm | LED | 1 | 52 | YES |  |  |  |  | -30°C to +50°C | CE;ENEC |  | CE;ENEC | [6 empty] | 66 | 4000 | 671x366x172 mm |  | 220-240V | -30°C to +50°C | 5 years | A++ |  |  | >70 |  | 4000 | 5370 |  |  |  | L80 > 128000 h |  | 103.27 |  |  | 8 | P | 25 °C | 11.14% | No Built-in accessory | Phased-out | 740/559 | CIE(x=0.38. y=0.38) 5SDCM | Class1. Class2 | IK09 | [11 empty] | dimmable
TBD | SP L/2/F/N/52/40 | image | datasheet | deeplink | TUNGSRAM - Spinella Single module - 5760lm - 52W - 4000K - 70CRI - TBD[SKU] - Side 42-60mm and post 42-76mm | 9.5 | Side 42-60mm and post 42-76mm | LED | 1 | 52 | YES |  |  |  |  | -30°C to +50°C | CE;ENEC |  | CE;ENEC | [6 empty] | 66 | 4000 | 671x366x172 mm |  | 220-240V | -30°C to +50°C | 5 years | A++ |  |  | >70 |  | 4000 | 5760 |  |  |  | L80 > 128000 h |  | 110.77 |  |  | 8 | N | 25 °C | 11.14% | No Built-in accessory | Phased-out | 740/559 | CIE(x=0.38. y=0.38) 5SDCM | Class1. Class2 | IK09 | [11 empty] | dimmable
TBD | SP L/2/F/E/52/40 | image | datasheet | deeplink | TUNGSRAM - Spinella Single module - 5470lm - 52W - 4000K - 70CRI - TBD[SKU] - Side 42-60mm and post 42-76mm | 9.5 | Side 42-60mm and post 42-76mm | LED | 1 | 52 | YES |  |  |  |  | -30°C to +50°C | CE;ENEC |  | CE;ENEC | [6 empty] | 66 | 4000 | 671x366x172 mm |  | 220-240V | -30°C to +50°C | 5 years | A++ |  |  | >70 |  | 4000 | 5470 |  |  |  | L80 > 128000 h |  | 105.19 |  |  | 8 | E | 25 °C | 11.14% | No Built-in accessory | Phased-out | 740/559 | CIE(x=0.38. y=0.38) 5SDCM | Class1. Class2 | IK09 | [11 empty] | dimmable
TBD | SP L/2/F/C/52/40 | image | datasheet | deeplink | TUNGSRAM - Spinella Single module - 5590lm - 52W - 4000K - 70CRI - TBD[SKU] - Side 42-60mm and post 42-76mm | 9.5 | Side 42-60mm and post 42-76mm | LED | 1 | 52 | YES |  |  |  |  | -30°C to +50°C | CE;ENEC |  | CE;ENEC | [6 empty] | 66 | 4000 | 671x366x172 mm |  | 220-240V | -30°C to +50°C | 5 years | A++ |  |  | >70 |  | 4000 | 5590 |  |  |  | L80 > 128000 h |  | 107.5 |  |  | 8 | C | 25 °C | 11.14% | No Built-in accessory | Phased-out | 740/559 | CIE(x=0.38. y=0.38) 5SDCM | Class1. Class2 | IK09 | [11 empty] | dimmable
TBD | SP L/2/F/B/52/40 | image | datasheet | deeplink | TUNGSRAM - Spinella Single module - 5650lm - 52W - 4000K - 70CRI - TBD[SKU] - Side 42-60mm and post 42-76mm | 9.5 | Side 42-60mm and post 42-76mm |  | 1 | 52 | YES |  |  |  |  | -30°C to +50°C | CE;ENEC |  | CE;ENEC | [6 empty] | 66 | 4000 | 671x366x172 mm |  | 220-240V | -30°C to +50°C | 5 years | A++ |  |  | >70 |  | 4000 | 5650 |  |  |  | L80 > 128000 h |  | 108.65 |  |  | 8 | B | 25 °C | 11.14% | No Built-in accessory | Phased-out | 740/559 | CIE(x=0.38. y=0.38) 5SDCM | Class1. Class2 | IK09 | [11 empty] | dimmable
TBD | SP L/2/F/F/44/40 | image | datasheet | deeplink | TUNGSRAM - Spinella Single module - 4830lm - 44W - 4000K - 70CRI - TBD[SKU] - Side 42-60mm and post 42-76mm | 9.5 | Side 42-60mm and post 42-76mm | LED | 1 | 44 | YES |  |  |  |  | -30°C to +50°C | CE;ENEC |  | CE;ENEC | [6 empty] | 66 | 4000 | 671x366x172 mm |  | 220-240V | -30°C to +50°C | 5 years | A++ |  |  | >70 |  | 4000 | 4830 |  |  |  | L80 > 128000 h |  | 109.77 |  |  | 8 | F | 25 °C | 11.14% | No Built-in accessory | Phased-out | 740/559 | CIE(x=0.38. y=0.38) 5SDCM | Class1. Class2 | IK09 | [11 empty] | dimmable
TBD | SP L/2/F/S/44/40 | image | datasheet | deeplink | TUNGSRAM - Spinella Single module - 4690lm - 44W - 4000K - 70CRI - TBD[SKU] - Side 42-60mm and post 42-76mm | 9.5 | Side 42-60mm and post 42-76mm | LED | 1 | 44 | YES |  |  |  |  | -30°C to +50°C | CE;ENEC |  | CE;ENEC | [6 empty] | 66 | 4000 | 671x366x172 mm |  | 220-240V | -30°C to +50°C | 5 years | A++ |  |  | >70 |  | 4000 | 4690 |  |  |  | L80 > 128000 h |  | 106.59 |  |  | 8 | S | 25 °C | 11.14% | No Built-in accessory | Phased-out | 740/559 | CIE(x=0.38. y=0.38) 5SDCM | Class1. Class2 | IK09 | [11 empty] | dimmable
TBD | SP L/2/F/R/44/40 | image | datasheet | deeplink | TUNGSRAM - Spinella Single module - 4790lm - 44W - 4000K - 70CRI - TBD[SKU] - Side 42-60mm and post 42-76mm | 9.5 | Side 42-60mm and post 42-76mm |  | 1 | 44 | YES |  |  |  |  | -30°C to +50°C | CE;ENEC |  | CE;ENEC | [6 empty] | 66 | 4000 | 671x366x172 mm |  | 220-240V | -30°C to +50°C | 5 years | A++ |  |  | >70 |  | 4000 | 4790 |  |  |  | L80 > 128000 h |  | 108.86 |  |  | 8 | R | 25 °C | 11.14% | No Built-in accessory | Phased-out | 740/559 | CIE(x=0.38. y=0.38) 5SDCM | Class1. Class2 | IK09 | [11 empty] | dimmable
TBD | SP L/2/F/T/44/40 | image | datasheet | deeplink | TUNGSRAM - Spinella Single module - 4930lm - 44W - 4000K - 70CRI - TBD[SKU] - Side 42-60mm and post 42-76mm | 9.5 | Side 42-60mm and post 42-76mm | LED | 1 | 44 | YES |  |  |  |  | -30°C to +50°C | CE;ENEC |  | CE;ENEC | [6 empty] | 66 | 4000 | 671x366x172 mm |  | 220-240V | -30°C to +50°C | 5 years | A++ |  |  | >70 |  | 4000 | 4930 |  |  |  | L80 > 128000 h |  | 112.05 |  |  | 8 | T | 25 °C | 11.14% | No Built-in accessory | Phased-out | 740/559 | CIE(x=0.38. y=0.38) 5SDCM | Class1. Class2 | IK09 | [11 empty] | dimmable
TBD | SP L/2/F/U/44/40 | image | datasheet | deeplink | TUNGSRAM - Spinella Single module - 4570lm - 44W - 4000K - 70CRI - TBD[SKU] - Side 42-60mm and post 42-76mm | 9.5 | Side 42-60mm and post 42-76mm | LED | 1 | 44 | YES |  |  |  |  | -30°C to +50°C | CE;ENEC |  | CE;ENEC | [6 empty] | 66 | 4000 | 671x366x172 mm |  | 220-240V | -30°C to +50°C | 5 years | A++ |  |  | >70 |  | 4000 | 4570 |  |  |  | L80 > 128000 h |  | 103.86 |  |  | 8 | U | 25 °C | 11.14% | No Built-in accessory | Phased-out | 740/559 | CIE(x=0.38. y=0.38) 5SDCM | Class1. Class2 | IK09 | [11 empty] | dimmable
TBD | SP L/2/F/P/44/40 | image | datasheet | deeplink | TUNGSRAM - Spinella Single module - 4550lm - 44W - 4000K - 70CRI - TBD[SKU] - Side 42-60mm and post 42-76mm | 9.5 | Side 42-60mm and post 42-76mm | LED | 1 | 44 | YES |  |  |  |  | -30°C to +50°C | CE;ENEC |  | CE;ENEC | [6 empty] | 66 | 4000 | 671x366x172 mm |  | 220-240V | -30°C to +50°C | 5 years | A++ |  |  | >70 |  | 4000 | 4550 |  |  |  | L80 > 128000 h |  | 103.41 |  |  | 8 | P | 25 °C | 11.14% | No Built-in accessory | Phased-out | 740/559 | CIE(x=0.38. y=0.38) 5SDCM | Class1. Class2 | IK09 | [11 empty] | dimmable
TBD | SP L/2/F/N/44/40 | image | datasheet | deeplink | TUNGSRAM - Spinella Single module - 4880lm - 44W - 4000K - 70CRI - TBD[SKU] - Side 42-60mm and post 42-76mm | 9.5 | Side 42-60mm and post 42-76mm | LED | 1 | 44 | YES |  |  |  |  | -30°C to +50°C | CE;ENEC |  | CE;ENEC | [6 empty] | 66 | 4000 | 671x366x172 mm |  | 220-240V | -30°C to +50°C | 5 years | A++ |  |  | >70 |  | 4000 | 4880 |  |  |  | L80 > 128000 h |  | 110.91 |  |  | 8 | N | 25 °C | 11.14% | No Built-in accessory | Phased-out | 740/559 | CIE(x=0.38. y=0.38) 5SDCM | Class1. Class2 | IK09 | [11 empty] | dimmable
TBD | SP L/2/F/E/44/40 | image | datasheet | deeplink | TUNGSRAM - Spinella Single module - 4640lm - 44W - 4000K - 70CRI - TBD[SKU] - Side 42-60mm and post 42-76mm | 9.5 | Side 42-60mm and post 42-76mm | LED | 1 | 44 | YES |  |  |  |  | -30°C to +50°C | CE;ENEC |  | CE;ENEC | [6 empty] | 66 | 4000 | 671x366x172 mm |  | 220-240V | -30°C to +50°C | 5 years | A++ |  |  | >70 |  | 4000 | 4640 |  |  |  | L80 > 128000 h |  | 105.45 |  |  | 8 | E | 25 °C | 11.14% | No Built-in accessory | Phased-out | 740/559 | CIE(x=0.38. y=0.38) 5SDCM | Class1. Class2 | IK09 | [11 empty] | dimmable
TBD | SP L/2/F/C/44/40 | image | datasheet | deeplink | TUNGSRAM - Spinella Single module - 4740lm - 44W - 4000K - 70CRI - TBD[SKU] - Side 42-60mm and post 42-76mm | 9.5 | Side 42-60mm and post 42-76mm | LED | 1 | 44 | YES |  |  |  |  | -30°C to +50°C | CE;ENEC |  | CE;ENEC | [6 empty] | 66 | 4000 | 671x366x172 mm |  | 220-240V | -30°C to +50°C | 5 years | A++ |  |  | >70 |  | 4000 | 4740 |  |  |  | L80 > 128000 h |  | 107.73 |  |  | 8 | C | 25 °C | 11.14% | No Built-in accessory | Phased-out | 740/559 | CIE(x=0.38. y=0.38) 5SDCM | Class1. Class2 | IK09 | [11 empty] | dimmable
TBD | SP L/2/F/B/44/40 | image | datasheet | deeplink | TUNGSRAM - Spinella Single module - 4790lm - 44W - 4000K - 70CRI - TBD[SKU] - Side 42-60mm and post 42-76mm | 9.5 | Side 42-60mm and post 42-76mm |  | 1 | 44 | YES |  |  |  |  | -30°C to +50°C | CE;ENEC |  | CE;ENEC | [6 empty] | 66 | 4000 | 671x366x172 mm |  | 220-240V | -30°C to +50°C | 5 years | A++ |  |  | >70 |  | 4000 | 4790 |  |  |  | L80 > 128000 h |  | 108.86 |  |  | 8 | B | 25 °C | 11.14% | No Built-in accessory | Phased-out | 740/559 | CIE(x=0.38. y=0.38) 5SDCM | Class1. Class2 | IK09 | [11 empty] | dimmable
TBD | SP L/2/F/F/28/40 | image | datasheet | deeplink | TUNGSRAM - Spinella Single module - 3140lm - 28W - 4000K - 70CRI - TBD[SKU] - Side 42-60mm and post 42-76mm | 9.5 | Side 42-60mm and post 42-76mm | LED | 1 | 28 | YES |  |  |  |  | -30°C to +50°C | CE;ENEC |  | CE;ENEC | [6 empty] | 66 | 4000 | 671x366x172 mm |  | 220-240V | -30°C to +50°C | 5 years | A++ |  |  | >70 |  | 4000 | 3140 |  |  |  | L80 > 128000 h |  | 112.14 |  |  | 8 | F | 25 °C | 11.14% | No Built-in accessory | Phased-out | 740/559 | CIE(x=0.38. y=0.38) 5SDCM | Class1. Class2 | IK09 | [11 empty] | dimmable
TBD | SP L/2/F/S/28/40 | image | datasheet | deeplink | TUNGSRAM - Spinella Single module - 3040lm - 28W - 4000K - 70CRI - TBD[SKU] - Side 42-60mm and post 42-76mm | 9.5 | Side 42-60mm and post 42-76mm | LED | 1 | 28 | YES |  |  |  |  | -30°C to +50°C | CE;ENEC |  | CE;ENEC | [6 empty] | 66 | 4000 | 671x366x172 mm |  | 220-240V | -30°C to +50°C | 5 years | A++ |  |  | >70 |  | 4000 | 3040 |  |  |  | L80 > 128000 h |  | 108.57 |  |  | 8 | S | 25 °C | 11.14% | No Built-in accessory | Phased-out | 740/559 | CIE(x=0.38. y=0.38) 5SDCM | Class1. Class2 | IK09 | [11 empty] | dimmable
TBD | SP L/2/F/R/28/40 | image | datasheet | deeplink | TUNGSRAM - Spinella Single module - 3110lm - 28W - 4000K - 70CRI - TBD[SKU] - Side 42-60mm and post 42-76mm | 9.5 | Side 42-60mm and post 42-76mm |  | 1 | 28 | YES |  |  |  |  | -30°C to +50°C | CE;ENEC |  | CE;ENEC | [6 empty] | 66 | 4000 | 671x366x172 mm |  | 220-240V | -30°C to +50°C | 5 years | A++ |  |  | >70 |  | 4000 | 3110 |  |  |  | L80 > 128000 h |  | 111.07 |  |  | 8 | R | 25 °C | 11.14% | No Built-in accessory | Phased-out | 740/559 | CIE(x=0.38. y=0.38) 5SDCM | Class1. Class2 | IK09 | [11 empty] | dimmable
TBD | SP L/2/F/T/28/40 | image | datasheet | deeplink | TUNGSRAM - Spinella Single module - 3200lm - 28W - 4000K - 70CRI - TBD[SKU] - Side 42-60mm and post 42-76mm | 9.5 | Side 42-60mm and post 42-76mm | LED | 1 | 28 | YES |  |  |  |  | -30°C to +50°C | CE;ENEC |  | CE;ENEC | [6 empty] | 66 | 4000 | 671x366x172 mm |  | 220-240V | -30°C to +50°C | 5 years | A++ |  |  | >70 |  | 4000 | 3200 |  |  |  | L80 > 128000 h |  | 114.29 |  |  | 8 | T | 25 °C | 11.14% | No Built-in accessory | Phased-out | 740/559 | CIE(x=0.38. y=0.38) 5SDCM | Class1. Class2 | IK09 | [11 empty] | dimmable
TBD | SP L/2/F/U/28/40 | image | datasheet | deeplink | TUNGSRAM - Spinella Single module - 2970lm - 28W - 4000K - 70CRI - TBD[SKU] - Side 42-60mm and post 42-76mm | 9.5 | Side 42-60mm and post 42-76mm | LED | 1 | 28 | YES |  |  |  |  | -30°C to +50°C | CE;ENEC |  | CE;ENEC | [6 empty] | 66 | 4000 | 671x366x172 mm |  | 220-240V | -30°C to +50°C | 5 years | A++ |  |  | >70 |  | 4000 | 2970 |  |  |  | L80 > 128000 h |  | 106.07 |  |  | 8 | U | 25 °C | 11.14% | No Built-in accessory | Phased-out | 740/559 | CIE(x=0.38. y=0.38) 5SDCM | Class1. Class2 | IK09 | [11 empty] | dimmable
TBD | SP L/2/F/P/28/40 | image | datasheet | deeplink | TUNGSRAM - Spinella Single module - 2950lm - 28W - 4000K - 70CRI - TBD[SKU] - Side 42-60mm and post 42-76mm | 9.5 | Side 42-60mm and post 42-76mm | LED | 1 | 28 | YES |  |  |  |  | -30°C to +50°C | CE;ENEC |  | CE;ENEC | [6 empty] | 66 | 4000 | 671x366x172 mm |  | 220-240V | -30°C to +50°C | 5 years | A++ |  |  | >70 |  | 4000 | 2950 |  |  |  | L80 > 128000 h |  | 105.36 |  |  | 8 | P | 25 °C | 11.14% | No Built-in accessory | Phased-out | 740/559 | CIE(x=0.38. y=0.38) 5SDCM | Class1. Class2 | IK09 | [11 empty] | dimmable
TBD | SP L/2/F/N/28/40 | image | datasheet | deeplink | TUNGSRAM - Spinella Single module - 3170lm - 28W - 4000K - 70CRI - TBD[SKU] - Side 42-60mm and post 42-76mm | 9.5 | Side 42-60mm and post 42-76mm | LED | 1 | 28 | YES |  |  |  |  | -30°C to +50°C | CE;ENEC |  | CE;ENEC | [6 empty] | 66 | 4000 | 671x366x172 mm |  | 220-240V | -30°C to +50°C | 5 years | A++ |  |  | >70 |  | 4000 | 3170 |  |  |  | L80 > 128000 h |  | 113.21 |  |  | 8 | N | 25 °C | 11.14% | No Built-in accessory | Phased-out | 740/559 | CIE(x=0.38. y=0.38) 5SDCM | Class1. Class2 | IK09 | [11 empty] | dimmable
TBD | SP L/2/F/E/28/40 | image | datasheet | deeplink | TUNGSRAM - Spinella Single module - 3010lm - 28W - 4000K - 70CRI - TBD[SKU] - Side 42-60mm and post 42-76mm | 9.5 | Side 42-60mm and post 42-76mm |  | 1 | 28 | YES |  |  |  |  | -30°C to +50°C | CE;ENEC |  | CE;ENEC | [6 empty] | 66 | 4000 | 671x366x172 mm |  | 220-240V | -30°C to +50°C | 5 years | A++ |  |  | >70 |  | 4000 | 3010 |  |  |  | L80 > 128000 h |  | 107.5 |  |  | 8 | E | 25 °C | 11.14% | No Built-in accessory | Phased-out | 740/559 | CIE(x=0.38. y=0.38) 5SDCM | Class1. Class2 | IK09 | [11 empty] | dimmable
TBD | SP L/2/F/C/28/40 | image | datasheet | deeplink | TUNGSRAM - Spinella Single module - 3070lm - 28W - 4000K - 70CRI - TBD[SKU] - Side 42-60mm and post 42-76mm | 9.5 | Side 42-60mm and post 42-76mm | LED | 1 | 28 | YES |  |  |  |  | -30°C to +50°C | CE;ENEC |  | CE;ENEC | [6 empty] | 66 | 4000 | 671x366x172 mm |  | 220-240V | -30°C to +50°C | 5 years | A++ |  |  | >70 |  | 4000 | 3070 |  |  |  | L80 > 128000 h |  | 109.64 |  |  | 8 | C | 25 °C | 11.14% | No Built-in accessory | Phased-out | 740/559 | CIE(x=0.38. y=0.38) 5SDCM | Class1. Class2 | IK09 | [11 empty] | dimmable
TBD | SP L/2/F/B/28/40 | image | datasheet | deeplink | TUNGSRAM - Spinella Single module - 3110lm - 28W - 4000K - 70CRI - TBD[SKU] - Side 42-60mm and post 42-76mm | 9.5 | Side 42-60mm and post 42-76mm |  | 1 | 28 | YES |  |  |  |  | -30°C to +50°C | CE;ENEC |  | CE;ENEC | [6 empty] | 66 | 4000 | 671x366x172 mm |  | 220-240V | -30°C to +50°C | 5 years | A++ |  |  | >70 |  | 4000 | 3110 |  |  |  | L80 > 128000 h |  | 111.07 |  |  | 8 | B | 25 °C | 11.14% | No Built-in accessory | Phased-out | 740/559 | CIE(x=0.38. y=0.38) 5SDCM | Class1. Class2 | IK09 | [11 empty] | dimmable
TBD | SP L/2/F/F/52/30 | image | datasheet | deeplink | TUNGSRAM - Spinella Single module - 5550lm - 52W - 3000K - 70CRI - TBD[SKU] - Side 42-60mm and post 42-76mm | 9.5 | Side 42-60mm and post 42-76mm | LED | 1 | 52 | YES |  |  |  |  | -30°C to +50°C | CE;ENEC |  | CE;ENEC | [6 empty] | 66 | 3000 | 671x366x172 mm |  | 220-240V | -30°C to +50°C | 5 years | A++ |  |  | >70 |  | 3000 | 5550 |  |  |  | L80 > 128000 h |  | 106.73 |  |  | 8 | F | 25 °C | 11.14% | No Built-in accessory | Phased-out | 730/559 | CIE(x=0.43. y=0.403) 5SDCM | Class1. Class2 | IK09 | [11 empty] | dimmable
TBD | SP L/2/F/S/52/30 | image | datasheet | deeplink | TUNGSRAM - Spinella Single module - 5380lm - 52W - 3000K - 70CRI - TBD[SKU] - Side 42-60mm and post 42-76mm | 9.5 | Side 42-60mm and post 42-76mm | LED | 1 | 52 | YES |  |  |  |  | -30°C to +50°C | CE;ENEC |  | CE;ENEC | [6 empty] | 66 | 3000 | 671x366x172 mm |  | 220-240V | -30°C to +50°C | 5 years | A++ |  |  | >70 |  | 3000 | 5380 |  |  |  | L80 > 128000 h |  | 103.46 |  |  | 8 | S | 25 °C | 11.14% | No Built-in accessory | Phased-out | 730/559 | CIE(x=0.43. y=0.403) 5SDCM | Class1. Class2 | IK09 | [11 empty] | dimmable
TBD | SP L/2/F/R/52/30 | image | datasheet | deeplink | TUNGSRAM - Spinella Single module - 5500lm - 52W - 3000K - 70CRI - TBD[SKU] - Side 42-60mm and post 42-76mm | 9.5 | Side 42-60mm and post 42-76mm |  | 1 | 52 | YES |  |  |  |  | -30°C to +50°C | CE;ENEC |  | CE;ENEC | [6 empty] | 66 | 3000 | 671x366x172 mm |  | 220-240V | -30°C to +50°C | 5 years | A++ |  |  | >70 |  | 3000 | 5500 |  |  |  | L80 > 128000 h |  | 105.77 |  |  | 8 | R | 25 °C | 11.14% | No Built-in accessory | Phased-out | 730/559 | CIE(x=0.43. y=0.403) 5SDCM | Class1. Class2 | IK09 | [11 empty] | dimmable
TBD | SP L/2/F/T/52/30 | image | datasheet | deeplink | TUNGSRAM - Spinella Single module - 5650lm - 52W - 3000K - 70CRI - TBD[SKU] - Side 42-60mm and post 42-76mm | 9.5 | Side 42-60mm and post 42-76mm | LED | 1 | 52 | YES |  |  |  |  | -30°C to +50°C | CE;ENEC |  | CE;ENEC | [6 empty] | 66 | 3000 | 671x366x172 mm |  | 220-240V | -30°C to +50°C | 5 years | A++ |  |  | >70 |  | 3000 | 5650 |  |  |  | L80 > 128000 h |  | 108.65 |  |  | 8 | T | 25 °C | 11.14% | No Built-in accessory | Phased-out | 730/559 | CIE(x=0.43. y=0.403) 5SDCM | Class1. Class2 | IK09 | [11 empty] | dimmable
TBD | SP L/2/F/U/52/30 | image | datasheet | deeplink | TUNGSRAM - Spinella Single module - 5240lm - 52W - 3000K - 70CRI - TBD[SKU] - Side 42-60mm and post 42-76mm | 9.5 | Side 42-60mm and post 42-76mm | LED | 1 | 52 | YES |  |  |  |  | -30°C to +50°C | CE;ENEC |  | CE;ENEC | [6 empty] | 66 | 3000 | 671x366x172 mm |  | 220-240V | -30°C to +50°C | 5 years | A++ |  |  | >70 |  | 3000 | 5240 |  |  |  | L80 > 128000 h |  | 100.77 |  |  | 8 | U | 25 °C | 11.14% | No Built-in accessory | Phased-out | 730/559 | CIE(x=0.43. y=0.403) 5SDCM | Class1. Class2 | IK09 | [11 empty] | dimmable
TBD | SP L/2/F/P/52/30 | image | datasheet | deeplink | TUNGSRAM - Spinella Single module - 5230lm - 52W - 3000K - 70CRI - TBD[SKU] - Side 42-60mm and post 42-76mm | 9.5 | Side 42-60mm and post 42-76mm | LED | 1 | 52 | YES |  |  |  |  | -30°C to +50°C | CE;ENEC |  | CE;ENEC | [6 empty] | 66 | 3000 | 671x366x172 mm |  | 220-240V | -30°C to +50°C | 5 years | A++ |  |  | >70 |  | 3000 | 5230 |  |  |  | L80 > 128000 h |  | 100.58 |  |  | 8 | P | 25 °C | 11.14% | No Built-in accessory | Phased-out | 730/559 | CIE(x=0.43. y=0.403) 5SDCM | Class1. Class2 | IK09 | [11 empty] | dimmable
TBD | SP L/2/F/N/52/30 | image | datasheet | deeplink | TUNGSRAM - Spinella Single module - 5610lm - 52W - 3000K - 70CRI - TBD[SKU] - Side 42-60mm and post 42-76mm | 9.5 | Side 42-60mm and post 42-76mm |  | 1 | 52 | YES |  |  |  |  | -30°C to +50°C | CE;ENEC |  | CE;ENEC | [6 empty] | 66 | 3000 | 671x366x172 mm |  | 220-240V | -30°C to +50°C | 5 years | A++ |  |  | >70 |  | 3000 | 5610 |  |  |  | L80 > 128000 h |  | 107.88 |  |  | 8 | N | 25 °C | 11.14% | No Built-in accessory | Phased-out | 730/559 | CIE(x=0.43. y=0.403) 5SDCM | Class1. Class2 | IK09 | [11 empty] | dimmable
TBD | SP L/2/F/E/52/30 | image | datasheet | deeplink | TUNGSRAM - Spinella Single module - 5320lm - 52W - 3000K - 70CRI - TBD[SKU] - Side 42-60mm and post 42-76mm | 9.5 | Side 42-60mm and post 42-76mm | LED | 1 | 52 | YES |  |  |  |  | -30°C to +50°C | CE;ENEC |  | CE;ENEC | [6 empty] | 66 | 3000 | 671x366x172 mm |  | 220-240V | -30°C to +50°C | 5 years | A++ |  |  | >70 |  | 3000 | 5320 |  |  |  | L80 > 128000 h |  | 102.31 |  |  | 8 | E | 25 °C | 11.14% | No Built-in accessory | Phased-out | 730/559 | CIE(x=0.43. y=0.403) 5SDCM | Class1. Class2 | IK09 | [11 empty] | dimmable
TBD | SP L/2/F/C/52/30 | image | datasheet | deeplink | TUNGSRAM - Spinella Single module - 5440lm - 52W - 3000K - 70CRI - TBD[SKU] - Side 42-60mm and post 42-76mm | 9.5 | Side 42-60mm and post 42-76mm | LED | 1 | 52 | YES |  |  |  |  | -30°C to +50°C | CE;ENEC |  | CE;ENEC | [6 empty] | 66 | 3000 | 671x366x172 mm |  | 220-240V | -30°C to +50°C | 5 years | A++ |  |  | >70 |  | 3000 | 5440 |  |  |  | L80 > 128000 h |  | 104.62 |  |  | 8 | C | 25 °C | 11.14% | No Built-in accessory | Phased-out | 730/559 | CIE(x=0.43. y=0.403) 5SDCM | Class1. Class2 | IK09 | [11 empty] | dimmable
TBD | SP L/2/F/B/52/30 | image | datasheet | deeplink | TUNGSRAM - Spinella Single module - 5500lm - 52W - 3000K - 70CRI - TBD[SKU] - Side 42-60mm and post 42-76mm | 9.5 | Side 42-60mm and post 42-76mm |  | 1 | 52 | YES |  |  |  |  | -30°C to +50°C | CE;ENEC |  | CE;ENEC | [6 empty] | 66 | 3000 | 671x366x172 mm |  | 220-240V | -30°C to +50°C | 5 years | A++ |  |  | >70 |  | 3000 | 5500 |  |  |  | L80 > 128000 h |  | 105.77 |  |  | 8 | B | 25 °C | 11.14% | No Built-in accessory | Phased-out | 730/559 | CIE(x=0.43. y=0.403) 5SDCM | Class1. Class2 | IK09 | [11 empty] | dimmable
TBD | SP L/2/F/F/44/30 | image | datasheet | deeplink | TUNGSRAM - Spinella Single module - 4700lm - 44W - 3000K - 70CRI - TBD[SKU] - Side 42-60mm and post 42-76mm | 9.5 | Side 42-60mm and post 42-76mm | LED | 1 | 44 | YES |  |  |  |  | -30°C to +50°C | CE;ENEC |  | CE;ENEC | [6 empty] | 66 | 3000 | 671x366x172 mm |  | 220-240V | -30°C to +50°C | 5 years | A++ |  |  | >70 |  | 3000 | 4700 |  |  |  | L80 > 128000 h |  | 106.82 |  |  | 8 | F | 25 °C | 11.14% | No Built-in accessory | Phased-out | 730/559 | CIE(x=0.43. y=0.403) 5SDCM | Class1. Class2 | IK09 | [11 empty] | dimmable
TBD | SP L/2/F/S/44/30 | image | datasheet | deeplink | TUNGSRAM - Spinella Single module - 4560lm - 44W - 3000K - 70CRI - TBD[SKU] - Side 42-60mm and post 42-76mm | 9.5 | Side 42-60mm and post 42-76mm | LED | 1 | 44 | YES |  |  |  |  | -30°C to +50°C | CE;ENEC |  | CE;ENEC | [6 empty] | 66 | 3000 | 671x366x172 mm |  | 220-240V | -30°C to +50°C | 5 years | A++ |  |  | >70 |  | 3000 | 4560 |  |  |  | L80 > 128000 h |  | 103.64 |  |  | 8 | S | 25 °C | 11.14% | No Built-in accessory | Phased-out | 730/559 | CIE(x=0.43. y=0.403) 5SDCM | Class1. Class2 | IK09 | [11 empty] | dimmable
TBD | SP L/2/F/R/44/30 | image | datasheet | deeplink | TUNGSRAM - Spinella Single module - 4660lm - 44W - 3000K - 70CRI - TBD[SKU] - Side 42-60mm and post 42-76mm | 9.5 | Side 42-60mm and post 42-76mm |  | 1 | 44 | YES |  |  |  |  | -30°C to +50°C | CE;ENEC |  | CE;ENEC | [6 empty] | 66 | 3000 | 671x366x172 mm |  | 220-240V | -30°C to +50°C | 5 years | A++ |  |  | >70 |  | 3000 | 4660 |  |  |  | L80 > 128000 h |  | 105.91 |  |  | 8 | R | 25 °C | 11.14% | No Built-in accessory | Phased-out | 730/559 | CIE(x=0.43. y=0.403) 5SDCM | Class1. Class2 | IK09 | [11 empty] | dimmable
TBD | SP L/2/F/T/44/30 | image | datasheet | deeplink | TUNGSRAM - Spinella Single module - 4800lm - 44W - 3000K - 70CRI - TBD[SKU] - Side 42-60mm and post 42-76mm | 9.5 | Side 42-60mm and post 42-76mm | LED | 1 | 44 | YES |  |  |  |  | -30°C to +50°C | CE;ENEC |  | CE;ENEC | [6 empty] | 66 | 3000 | 671x366x172 mm |  | 220-240V | -30°C to +50°C | 5 years | A++ |  |  | >70 |  | 3000 | 4800 |  |  |  | L80 > 128000 h |  | 109.09 |  |  | 8 | T | 25 °C | 11.14% | No Built-in accessory | Phased-out | 730/559 | CIE(x=0.43. y=0.403) 5SDCM | Class1. Class2 | IK09 | [11 empty] | dimmable
TBD | SP L/2/F/U/44/30 | image | datasheet | deeplink | TUNGSRAM - Spinella Single module - 4450lm - 44W - 3000K - 70CRI - TBD[SKU] - Side 42-60mm and post 42-76mm | 9.5 | Side 42-60mm and post 42-76mm | LED | 1 | 44 | YES |  |  |  |  | -30°C to +50°C | CE;ENEC |  | CE;ENEC | [6 empty] | 66 | 3000 | 671x366x172 mm |  | 220-240V | -30°C to +50°C | 5 years | A++ |  |  | >70 |  | 3000 | 4450 |  |  |  | L80 > 128000 h |  | 101.14 |  |  | 8 | U | 25 °C | 11.14% | No Built-in accessory | Phased-out | 730/559 | CIE(x=0.43. y=0.403) 5SDCM | Class1. Class2 | IK09 | [11 empty] | dimmable
TBD | SP L/2/F/P/44/30 | image | datasheet | deeplink | TUNGSRAM - Spinella Single module - 4430lm - 44W - 3000K - 70CRI - TBD[SKU] - Side 42-60mm and post 42-76mm | 9.5 | Side 42-60mm and post 42-76mm | LED | 1 | 44 | YES |  |  |  |  | -30°C to +50°C | CE;ENEC |  | CE;ENEC | [6 empty] | 66 | 3000 | 671x366x172 mm |  | 220-240V | -30°C to +50°C | 5 years | A++ |  |  | >70 |  | 3000 | 4430 |  |  |  | L80 > 128000 h |  | 100.68 |  |  | 8 | P | 25 °C | 11.14% | No Built-in accessory | Phased-out | 730/559 | CIE(x=0.43. y=0.403) 5SDCM | Class1. Class2 | IK09 | [11 empty] | dimmable
TBD | SP L/2/F/N/44/30 | image | datasheet | deeplink | TUNGSRAM - Spinella Single module - 4750lm - 44W - 3000K - 70CRI - TBD[SKU] - Side 42-60mm and post 42-76mm | 9.5 | Side 42-60mm and post 42-76mm | LED | 1 | 44 | YES |  |  |  |  | -30°C to +50°C | CE;ENEC |  | CE;ENEC | [6 empty] | 66 | 3000 | 671x366x172 mm |  | 220-240V | -30°C to +50°C | 5 years | A++ |  |  | >70 |  | 3000 | 4750 |  |  |  | L80 > 128000 h |  | 107.95 |  |  | 8 | N | 25 °C | 11.14% | No Built-in accessory | Phased-out | 730/559 | CIE(x=0.43. y=0.403) 5SDCM | Class1. Class2 | IK09 | [11 empty] | dimmable
TBD | SP L/2/F/E/44/30 | image | datasheet | deeplink | TUNGSRAM - Spinella Single module - 4510lm - 44W - 3000K - 70CRI - TBD[SKU] - Side 42-60mm and post 42-76mm | 9.5 | Side 42-60mm and post 42-76mm | LED | 1 | 44 | YES |  |  |  |  | -30°C to +50°C | CE;ENEC |  | CE;ENEC | [6 empty] | 66 | 3000 | 671x366x172 mm |  | 220-240V | -30°C to +50°C | 5 years | A++ |  |  | >70 |  | 3000 | 4510 |  |  |  | L80 > 128000 h |  | 102.5 |  |  | 8 | E | 25 °C | 11.14% | No Built-in accessory | Phased-out | 730/559 | CIE(x=0.43. y=0.403) 5SDCM | Class1. Class2 | IK09 | [11 empty] | dimmable
TBD | SP L/2/F/C/44/30 | image | datasheet | deeplink | TUNGSRAM - Spinella Single module - 4610lm - 44W - 3000K - 70CRI - TBD[SKU] - Side 42-60mm and post 42-76mm | 9.5 | Side 42-60mm and post 42-76mm | LED | 1 | 44 | YES |  |  |  |  | -30°C to +50°C | CE;ENEC |  | CE;ENEC | [6 empty] | 66 | 3000 | 671x366x172 mm |  | 220-240V | -30°C to +50°C | 5 years | A++ |  |  | >70 |  | 3000 | 4610 |  |  |  | L80 > 128000 h |  | 104.77 |  |  | 8 | C | 25 °C | 11.14% | No Built-in accessory | Phased-out | 730/559 | CIE(x=0.43. y=0.403) 5SDCM | Class1. Class2 | IK09 | [11 empty] | dimmable
TBD | SP L/2/F/B/44/30 | image | datasheet | deeplink | TUNGSRAM - Spinella Single module - 4660lm - 44W - 3000K - 70CRI - TBD[SKU] - Side 42-60mm and post 42-76mm | 9.5 | Side 42-60mm and post 42-76mm |  | 1 | 44 | YES |  |  |  |  | -30°C to +50°C | CE;ENEC |  | CE;ENEC | [6 empty] | 66 | 3000 | 671x366x172 mm |  | 220-240V | -30°C to +50°C | 5 years | A++ |  |  | >70 |  | 3000 | 4660 |  |  |  | L80 > 128000 h |  | 105.91 |  |  | 8 | B | 25 °C | 11.14% | No Built-in accessory | Phased-out | 730/559 | CIE(x=0.43. y=0.403) 5SDCM | Class1. Class2 | IK09 | [11 empty] | dimmable
TBD | SP L/2/F/F/28/30 | image | datasheet | deeplink | TUNGSRAM - Spinella Single module - 3050lm - 28W - 3000K - 70CRI - TBD[SKU] - Side 42-60mm and post 42-76mm | 9.5 | Side 42-60mm and post 42-76mm | LED | 1 | 28 | YES |  |  |  |  | -30°C to +50°C | CE;ENEC |  | CE;ENEC | [6 empty] | 66 | 3000 | 671x366x172 mm |  | 220-240V | -30°C to +50°C | 5 years | A++ |  |  | >70 |  | 3000 | 3050 |  |  |  | L80 > 128000 h |  | 108.93 |  |  | 8 | F | 25 °C | 11.14% | No Built-in accessory | Phased-out | 730/559 | CIE(x=0.43. y=0.403) 5SDCM | Class1. Class2 | IK09 | [11 empty] | dimmable
TBD | SP L/2/F/S/28/30 | image | datasheet | deeplink | TUNGSRAM - Spinella Single module - 2960lm - 28W - 3000K - 70CRI - TBD[SKU] - Side 42-60mm and post 42-76mm | 9.5 | Side 42-60mm and post 42-76mm | LED | 1 | 28 | YES |  |  |  |  | -30°C to +50°C | CE;ENEC |  | CE;ENEC | [6 empty] | 66 | 3000 | 671x366x172 mm |  | 220-240V | -30°C to +50°C | 5 years | A++ |  |  | >70 |  | 3000 | 2960 |  |  |  | L80 > 128000 h |  | 105.71 |  |  | 8 | S | 25 °C | 11.14% | No Built-in accessory | Phased-out | 730/559 | CIE(x=0.43. y=0.403) 5SDCM | Class1. Class2 | IK09 | [11 empty] | dimmable
TBD | SP L/2/F/R/28/30 | image | datasheet | deeplink | TUNGSRAM - Spinella Single module - 3020lm - 28W - 3000K - 70CRI - TBD[SKU] - Side 42-60mm and post 42-76mm | 9.5 | Side 42-60mm and post 42-76mm |  | 1 | 28 | YES |  |  |  |  | -30°C to +50°C | CE;ENEC |  | CE;ENEC | [6 empty] | 66 | 3000 | 671x366x172 mm |  | 220-240V | -30°C to +50°C | 5 years | A++ |  |  | >70 |  | 3000 | 3020 |  |  |  | L80 > 128000 h |  | 107.86 |  |  | 8 | R | 25 °C | 11.14% | No Built-in accessory | Phased-out | 730/559 | CIE(x=0.43. y=0.403) 5SDCM | Class1. Class2 | IK09 | [11 empty] | dimmable
TBD | SP L/2/F/T/28/30 | image | datasheet | deeplink | TUNGSRAM - Spinella Single module - 3110lm - 28W - 3000K - 70CRI - TBD[SKU] - Side 42-60mm and post 42-76mm | 9.5 | Side 42-60mm and post 42-76mm | LED | 1 | 28 | YES |  |  |  |  | -30°C to +50°C | CE;ENEC |  | CE;ENEC | [6 empty] | 66 | 3000 | 671x366x172 mm |  | 220-240V | -30°C to +50°C | 5 years | A++ |  |  | >70 |  | 3000 | 3110 |  |  |  | L80 > 128000 h |  | 111.07 |  |  | 8 | T | 25 °C | 11.14% | No Built-in accessory | Phased-out | 730/559 | CIE(x=0.43. y=0.403) 5SDCM | Class1. Class2 | IK09 | [11 empty] | dimmable
TBD | SP L/2/F/U/28/30 | image | datasheet | deeplink | TUNGSRAM - Spinella Single module - 2890lm - 28W - 3000K - 70CRI - TBD[SKU] - Side 42-60mm and post 42-76mm | 9.5 | Side 42-60mm and post 42-76mm | LED | 1 | 28 | YES |  |  |  |  | -30°C to +50°C | CE;ENEC |  | CE;ENEC | [6 empty] | 66 | 3000 | 671x366x172 mm |  | 220-240V | -30°C to +50°C | 5 years | A++ |  |  | >70 |  | 3000 | 2890 |  |  |  | L80 > 128000 h |  | 103.21 |  |  | 8 | U | 25 °C | 11.14% | No Built-in accessory | Phased-out | 730/559 | CIE(x=0.43. y=0.403) 5SDCM | Class1. Class2 | IK09 | [11 empty] | dimmable
TBD | SP L/2/F/P/28/30 | image | datasheet | deeplink | TUNGSRAM - Spinella Single module - 2870lm - 28W - 3000K - 70CRI - TBD[SKU] - Side 42-60mm and post 42-76mm | 9.5 | Side 42-60mm and post 42-76mm | LED | 1 | 28 | YES |  |  |  |  | -30°C to +50°C | CE;ENEC |  | CE;ENEC | [6 empty] | 66 | 3000 | 671x366x172 mm |  | 220-240V | -30°C to +50°C | 5 years | A++ |  |  | >70 |  | 3000 | 2870 |  |  |  | L80 > 128000 h |  | 102.5 |  |  | 8 | P | 25 °C | 11.14% | No Built-in accessory | Phased-out | 730/559 | CIE(x=0.43. y=0.403) 5SDCM | Class1. Class2 | IK09 | [11 empty] | dimmable
TBD | SP L/2/F/N/28/30 | image | datasheet | deeplink | TUNGSRAM - Spinella Single module - 3080lm - 28W - 3000K - 70CRI - TBD[SKU] - Side 42-60mm and post 42-76mm | 9.5 | Side 42-60mm and post 42-76mm | LED | 1 | 28 | YES |  |  |  |  | -30°C to +50°C | CE;ENEC |  | CE;ENEC | [6 empty] | 66 | 3000 | 671x366x172 mm |  | 220-240V | -30°C to +50°C | 5 years | A++ |  |  | >70 |  | 3000 | 3080 |  |  |  | L80 > 128000 h |  | 110 |  |  | 8 | N | 25 °C | 11.14% | No Built-in accessory | Phased-out | 730/559 | CIE(x=0.43. y=0.403) 5SDCM | Class1. Class2 | IK09 | [11 empty] | dimmable
TBD | SP L/2/F/E/28/30 | image | datasheet | deeplink | TUNGSRAM - Spinella Single module - 2930lm - 28W - 3000K - 70CRI - TBD[SKU] - Side 42-60mm and post 42-76mm | 9.5 | Side 42-60mm and post 42-76mm |  | 1 | 28 | YES |  |  |  |  | -30°C to +50°C | CE;ENEC |  | CE;ENEC | [6 empty] | 66 | 3000 | 671x366x172 mm |  | 220-240V | -30°C to +50°C | 5 years | A++ |  |  | >70 |  | 3000 | 2930 |  |  |  | L80 > 128000 h |  | 104.64 |  |  | 8 | E | 25 °C | 11.14% | No Built-in accessory | Phased-out | 730/559 | CIE(x=0.43. y=0.403) 5SDCM | Class1. Class2 | IK09 | [11 empty] | dimmable
TBD | SP L/2/F/C/28/30 | image | datasheet | deeplink | TUNGSRAM - Spinella Single module - 2990lm - 28W - 3000K - 70CRI - TBD[SKU] - Side 42-60mm and post 42-76mm | 9.5 | Side 42-60mm and post 42-76mm | LED | 1 | 28 | YES |  |  |  |  | -30°C to +50°C | CE;ENEC |  | CE;ENEC | [6 empty] | 66 | 3000 | 671x366x172 mm |  | 220-240V | -30°C to +50°C | 5 years | A++ |  |  | >70 |  | 3000 | 2990 |  |  |  | L80 > 128000 h |  | 106.79 |  |  | 8 | C | 25 °C | 11.14% | No Built-in accessory | Phased-out | 730/559 | CIE(x=0.43. y=0.403) 5SDCM | Class1. Class2 | IK09 | [11 empty] | dimmable
TBD | SP L/2/F/B/28/30 | image | datasheet | deeplink | TUNGSRAM - Spinella Single module - 3020lm - 28W - 3000K - 70CRI - TBD[SKU] - Side 42-60mm and post 42-76mm | 9.5 | Side 42-60mm and post 42-76mm |  | 1 | 28 | YES |  |  |  |  | -30°C to +50°C | CE;ENEC |  | CE;ENEC | [6 empty] | 66 | 3000 | 671x366x172 mm |  | 220-240V | -30°C to +50°C | 5 years | A++ |  |  | >70 |  | 3000 | 3020 |  |  |  | L80 > 128000 h |  | 107.86 |  |  | 8 | B | 25 °C | 11.14% | No Built-in accessory | Phased-out | 730/559 | CIE(x=0.43. y=0.403) 5SDCM | Class1. Class2 | IK09 | [11 empty] | dimmable
TBD | TMBt/3/F/E1/151/4 | image | datasheet | deeplink | TUNGSRAM - TLBt/TMBt - 17310lm - 151W - 4000K - 70CRI - TBD[SKU] - Bracket (ceiling. wall) | 9 | Bracket (ceiling. wall) | LED | 1 | 151 | YES |  |  |  |  | -40°C to +50°C | CE |  | CE | [6 empty] | 66 | 4000 | 510x316x148 mm |  | 220-240V | -40°C to +50°C | 5 years | A++ |  |  | >70 |  | 4000 | 17310 |  |  |  | L80 > 193000 h |  | 114.64 |  |  | 8 | AE | 25 °C | 3.12% | No Built-in accessory | Phased-out | 740/559 | CIE(x=0.38. y=0.38) 5SDCM | Class1 | IK08 | [11 empty] | dimmable
TBD | TMBt/3/F/D1/151/4 | image | datasheet | deeplink | TUNGSRAM - TLBt/TMBt - 16770lm - 151W - 4000K - 70CRI - TBD[SKU] - Bracket (ceiling. wall) | 9 | Bracket (ceiling. wall) | LED | 1 | 151 | YES |  |  |  |  | -40°C to +50°C | CE |  | CE | [6 empty] | 66 | 4000 | 510x316x148 mm |  | 220-240V | -40°C to +50°C | 5 years | A++ |  |  | >70 |  | 4000 | 16770 |  |  |  | L80 > 193000 h |  | 111.06 |  |  | 8 | AD | 25 °C | 3.12% | No Built-in accessory | Phased-out | 740/559 | CIE(x=0.38. y=0.38) 5SDCM | Class1 | IK08 | [11 empty] | dimmable
TBD | TMBt/3/F/CX/151/4 | image | datasheet | deeplink | TUNGSRAM - TLBt/TMBt - 17200lm - 151W - 4000K - 70CRI - TBD[SKU] - Bracket (ceiling. wall) | 9 | Bracket (ceiling. wall) | LED | 1 | 151 | YES |  |  |  |  | -40°C to +50°C | CE |  | CE | [6 empty] | 66 | 4000 | 510x316x148 mm |  | 220-240V | -40°C to +50°C | 5 years | A++ |  |  | >70 |  | 4000 | 17200 |  |  |  | L80 > 193000 h |  | 113.91 |  |  | 8 | AC | 25 °C | 3.12% | No Built-in accessory | Phased-out | 740/559 | CIE(x=0.38. y=0.38) 5SDCM | Class1 | IK08 | [11 empty] | dimmable
TBD | TMBt/3/F/B1/151/4 | image | datasheet | deeplink | TUNGSRAM - TLBt/TMBt - 17170lm - 151W - 4000K - 70CRI - TBD[SKU] - Bracket (ceiling. wall) | 9 | Bracket (ceiling. wall) | LED | 1 | 151 | YES |  |  |  |  | -40°C to +50°C | CE |  | CE | [6 empty] | 66 | 4000 | 510x316x148 mm |  | 220-240V | -40°C to +50°C | 5 years | A++ |  |  | >70 |  | 4000 | 17170 |  |  |  | L80 > 193000 h |  | 113.71 |  |  | 8 | AB | 25 °C | 3.12% | No Built-in accessory | Phased-out | 740/559 | CIE(x=0.38. y=0.38) 5SDCM | Class1 | IK08 | [11 empty] | dimmable
TBD | TMBt/3/F/AX/151/4 | image | datasheet | deeplink | TUNGSRAM - TLBt/TMBt - 16660lm - 151W - 4000K - 70CRI - TBD[SKU] - Bracket (ceiling. wall) | 9 | Bracket (ceiling. wall) | LED | 1 | 151 | YES |  |  |  |  | -40°C to +50°C | CE |  | CE | [6 empty] | 66 | 4000 | 510x316x148 mm |  | 220-240V | -40°C to +50°C | 5 years | A++ |  |  | >70 |  | 4000 | 16660 |  |  |  | L80 > 193000 h |  | 110.33 |  |  | 8 | AA | 25 °C | 3.12% | No Built-in accessory | Phased-out | 740/559 | CIE(x=0.38. y=0.38) 5SDCM | Class1 | IK08 | [11 empty] | dimmable
TBD | TMBt/3/F/E1/130/4 | image | datasheet | deeplink | TUNGSRAM - TLBt/TMBt - 15160lm - 130W - 4000K - 70CRI - TBD[SKU] - Bracket (ceiling. wall) | 9 | Bracket (ceiling. wall) | LED | 1 | 130 | YES |  |  |  |  | -40°C to +50°C | CE |  | CE | [6 empty] | 66 | 4000 | 510x316x148 mm |  | 220-240V | -40°C to +50°C | 5 years | A++ |  |  | >70 |  | 4000 | 15160 |  |  |  | L80 > 193000 h |  | 116.62 |  |  | 8 | AE | 25 °C | 3.12% | No Built-in accessory | Phased-out | 740/559 | CIE(x=0.38. y=0.38) 5SDCM | Class1 | IK08 | [11 empty] | dimmable
TBD | TMBt/3/F/D1/130/4 | image | datasheet | deeplink | TUNGSRAM - TLBt/TMBt - 14690lm - 130W - 4000K - 70CRI - TBD[SKU] - Bracket (ceiling. wall) | 9 | Bracket (ceiling. wall) | LED | 1 | 130 | YES |  |  |  |  | -40°C to +50°C | CE |  | CE | [6 empty] | 66 | 4000 | 510x316x148 mm |  | 220-240V | -40°C to +50°C | 5 years | A++ |  |  | >70 |  | 4000 | 14690 |  |  |  | L80 > 193000 h |  | 113 |  |  | 8 | AD | 25 °C | 3.12% | No Built-in accessory | Phased-out | 740/559 | CIE(x=0.38. y=0.38) 5SDCM | Class1 | IK08 | [11 empty] | dimmable
TBD | TMBt/3/F/CX/130/4 | image | datasheet | deeplink | TUNGSRAM - TLBt/TMBt - 15070lm - 130W - 4000K - 70CRI - TBD[SKU] - Bracket (ceiling. wall) | 9 | Bracket (ceiling. wall) | LED | 1 | 130 | YES |  |  |  |  | -40°C to +50°C | CE |  | CE | [6 empty] | 66 | 4000 | 510x316x148 mm |  | 220-240V | -40°C to +50°C | 5 years | A++ |  |  | >70 |  | 4000 | 15070 |  |  |  | L80 > 193000 h |  | 115.92 |  |  | 8 | AC | 25 °C | 3.12% | No Built-in accessory | Phased-out | 740/559 | CIE(x=0.38. y=0.38) 5SDCM | Class1 | IK08 | [11 empty] | dimmable
TBD | TMBt/3/F/B1/130/4 | image | datasheet | deeplink | TUNGSRAM - TLBt/TMBt - 15040lm - 130W - 4000K - 70CRI - TBD[SKU] - Bracket (ceiling. wall) | 9 | Bracket (ceiling. wall) | LED | 1 | 130 | YES |  |  |  |  | -40°C to +50°C | CE |  | CE | [6 empty] | 66 | 4000 | 510x316x148 mm |  | 220-240V | -40°C to +50°C | 5 years | A++ |  |  | >70 |  | 4000 | 15040 |  |  |  | L80 > 193000 h |  | 115.69 |  |  | 8 | AB | 25 °C | 3.12% | No Built-in accessory | Phased-out | 740/559 | CIE(x=0.38. y=0.38) 5SDCM | Class1 | IK08 | [11 empty] | dimmable
TBD | TMBt/3/F/AX/130/4 | image | datasheet | deeplink | TUNGSRAM - TLBt/TMBt - 14590lm - 130W - 4000K - 70CRI - TBD[SKU] - Bracket (ceiling. wall) | 9 | Bracket (ceiling. wall) | LED | 1 | 130 | YES |  |  |  |  | -40°C to +50°C | CE |  | CE | [6 empty] | 66 | 4000 | 510x316x148 mm |  | 220-240V | -40°C to +50°C | 5 years | A++ |  |  | >70 |  | 4000 | 14590 |  |  |  | L80 > 193000 h |  | 112.23 |  |  | 8 | AA | 25 °C | 3.12% | No Built-in accessory | Phased-out | 740/559 | CIE(x=0.38. y=0.38) 5SDCM | Class1 | IK08 | [11 empty] | dimmable
TBD | SLBT/2/F/D/21/40 | image | datasheet | deeplink | TUNGSRAM - SLBt - 2080lm - 21W - 4000K - 70CRI - TBD[SKU] - Side 35-60mm and post 42-76mm | 4.5 | Side 35-60mm and post 42-76mm | LED | 1 | 21 | YES |  |  |  |  | -30°C to +35°C | CE;ENEC |  | CE & ENEC | [6 empty] | 66 | 4000 | 386x347x72 mm |  | 220-240V | -30°C to +35°C | 5 years | A++ |  |  | >70 |  | 4000 | 2080 |  |  |  | L80 > 195000 h |  | 99.05 |  |  | 8 | D | 25 °C | 11.5% | No Built-in accessory | Phased-out | 740/559 | CIE(x=0.38. y=0.38) 5SDCM | Class1. Class2 | IK09 | [11 empty] | dimmable
TBD | SLBT/2/F/N/21/40 | image | datasheet | deeplink | TUNGSRAM - SLBt - 2180lm - 21W - 4000K - 70CRI - TBD[SKU] - Side 35-60mm and post 42-76mm | 4.5 | Side 35-60mm and post 42-76mm | LED | 1 | 21 | YES |  |  |  |  | -30°C to +35°C | CE;ENEC |  | CE & ENEC | [6 empty] | 66 | 4000 | 386x347x72 mm |  | 220-240V | -30°C to +35°C | 5 years | A++ |  |  | >70 |  | 4000 | 2180 |  |  |  | L80 > 195000 h |  | 103.81 |  |  | 8 | N | 25 °C | 11.5% | No Built-in accessory | Phased-out | 740/559 | CIE(x=0.38. y=0.38) 5SDCM | Class1. Class2 | IK09 | [11 empty] | dimmable
TBD | SLBT/2/F/F/21/40 | image | datasheet | deeplink | TUNGSRAM - SLBt - 2160lm - 21W - 4000K - 70CRI - TBD[SKU] - Side 35-60mm and post 42-76mm | 4.5 | Side 35-60mm and post 42-76mm | LED | 1 | 21 | YES |  |  |  |  | -30°C to +35°C | CE;ENEC |  | CE & ENEC | [6 empty] | 66 | 4000 | 386x347x72 mm |  | 220-240V | -30°C to +35°C | 5 years | A++ |  |  | >70 |  | 4000 | 2160 |  |  |  | L80 > 195000 h |  | 102.86 |  |  | 8 | F | 25 °C | 11.5% | No Built-in accessory | Phased-out | 740/559 | CIE(x=0.38. y=0.38) 5SDCM | Class1. Class2 | IK09 | [11 empty] | dimmable
TBD | SLBT/2/F/T/21/40 | image | datasheet | deeplink | TUNGSRAM - SLBt - 2200lm - 21W - 4000K - 70CRI - TBD[SKU] - Side 35-60mm and post 42-76mm | 4.5 | Side 35-60mm and post 42-76mm | LED | 1 | 21 | YES |  |  |  |  | -30°C to +35°C | CE;ENEC |  | CE & ENEC | [6 empty] | 66 | 4000 | 386x347x72 mm |  | 220-240V | -30°C to +35°C | 5 years | A++ |  |  | >70 |  | 4000 | 2200 |  |  |  | L80 > 195000 h |  | 104.76 |  |  | 8 | T | 25 °C | 11.5% | No Built-in accessory | Phased-out | 740/559 | CIE(x=0.38. y=0.38) 5SDCM | Class1. Class2 | IK09 | [11 empty] | dimmable
TBD | SLBT/2/F/C/21/40 | image | datasheet | deeplink | TUNGSRAM - SLBt - 2110lm - 21W - 4000K - 70CRI - TBD[SKU] - Side 35-60mm and post 42-76mm | 4.5 | Side 35-60mm and post 42-76mm | LED | 1 | 21 | YES |  |  |  |  | -30°C to +35°C | CE;ENEC |  | CE & ENEC | [6 empty] | 66 | 4000 | 386x347x72 mm |  | 220-240V | -30°C to +35°C | 5 years | A++ |  |  | >70 |  | 4000 | 2110 |  |  |  | L80 > 195000 h |  | 100.48 |  |  | 8 | C | 25 °C | 11.5% | No Built-in accessory | Phased-out | 740/559 | CIE(x=0.38. y=0.38) 5SDCM | Class1. Class2 | IK09 | [11 empty] | dimmable
TBD | SLBT/2/F/P/21/40 | image | datasheet | deeplink | TUNGSRAM - SLBt - 2030lm - 21W - 4000K - 70CRI - TBD[SKU] - Side 35-60mm and post 42-76mm | 4.5 | Side 35-60mm and post 42-76mm | LED | 1 | 21 | YES |  |  |  |  | -30°C to +35°C | CE;ENEC |  | CE & ENEC | [6 empty] | 66 | 4000 | 386x347x72 mm |  | 220-240V | -30°C to +35°C | 5 years | A++ |  |  | >70 |  | 4000 | 2030 |  |  |  | L80 > 195000 h |  | 96.67 |  |  | 8 | P | 25 °C | 11.5% | No Built-in accessory | Phased-out | 740/559 | CIE(x=0.38. y=0.38) 5SDCM | Class1. Class2 | IK09 | [11 empty] | dimmable
TBD | SLBT/2/F/S/21/40 | image | datasheet | deeplink | TUNGSRAM - SLBt - 2090lm - 21W - 4000K - 70CRI - TBD[SKU] - Side 35-60mm and post 42-76mm | 4.5 | Side 35-60mm and post 42-76mm | LED | 1 | 21 | YES |  |  |  |  | -30°C to +35°C | CE;ENEC |  | CE & ENEC | [6 empty] | 66 | 4000 | 386x347x72 mm |  | 220-240V | -30°C to +35°C | 5 years | A++ |  |  | >70 |  | 4000 | 2090 |  |  |  | L80 > 195000 h |  | 99.52 |  |  | 8 | S | 25 °C | 11.5% | No Built-in accessory | Phased-out | 740/559 | CIE(x=0.38. y=0.38) 5SDCM | Class1. Class2 | IK09 | [11 empty] | dimmable
TBD | SLBT/2/F/R/21/40 | image | datasheet | deeplink | TUNGSRAM - SLBt - 2140lm - 21W - 4000K - 70CRI - TBD[SKU] - Side 35-60mm and post 42-76mm | 4.5 | Side 35-60mm and post 42-76mm |  | 1 | 21 | YES |  |  |  |  | -30°C to +35°C | CE;ENEC |  | CE & ENEC | [6 empty] | 66 | 4000 | 386x347x72 mm |  | 220-240V | -30°C to +35°C | 5 years | A++ |  |  | >70 |  | 4000 | 2140 |  |  |  | L80 > 195000 h |  | 101.9 |  |  | 8 | R | 25 °C | 11.5% | No Built-in accessory | Phased-out | 740/559 | CIE(x=0.38. y=0.38) 5SDCM | Class1. Class2 | IK09 | [11 empty] | dimmable
TBD | SLBT/2/F/B/21/40 | image | datasheet | deeplink | TUNGSRAM - SLBt - 2140lm - 21W - 4000K - 70CRI - TBD[SKU] - Side 35-60mm and post 42-76mm | 4.5 | Side 35-60mm and post 42-76mm |  | 1 | 21 | YES |  |  |  |  | -30°C to +35°C | CE;ENEC |  | CE & ENEC | [6 empty] | 66 | 4000 | 386x347x72 mm |  | 220-240V | -30°C to +35°C | 5 years | A++ |  |  | >70 |  | 4000 | 2140 |  |  |  | L80 > 195000 h |  | 101.9 |  |  | 8 | B | 25 °C | 11.5% | No Built-in accessory | Phased-out | 740/559 | CIE(x=0.38. y=0.38) 5SDCM | Class1. Class2 | IK09 | [11 empty] | dimmable
TBD | SLBT/2/F/D/72/40 | image | datasheet | deeplink | TUNGSRAM - SLBt - 7510lm - 72W - 4000K - 70CRI - TBD[SKU] - Side 35-60mm and post 42-76mm | 4.5 | Side 35-60mm and post 42-76mm | LED | 1 | 72 | YES |  |  |  |  | -30°C to +35°C | CE;ENEC |  | CE & ENEC | [6 empty] | 66 | 4000 | 386x347x72 mm |  | 220-240V | -30°C to +35°C | 5 years | A++ |  |  | >70 |  | 4000 | 7510 |  |  |  | L80 > 195000 h |  | 104.31 |  |  | 8 | D | 25 °C | 11.5% | No Built-in accessory | Phased-out | 740/559 | CIE(x=0.38. y=0.38) 5SDCM | Class1. Class2 | IK09 | [11 empty] | dimmable
TBD | SLBT/2/F/N/72/40 | image | datasheet | deeplink | TUNGSRAM - SLBt - 7860lm - 72W - 4000K - 70CRI - TBD[SKU] - Side 35-60mm and post 42-76mm | 4.5 | Side 35-60mm and post 42-76mm | LED | 1 | 72 | YES |  |  |  |  | -30°C to +35°C | CE;ENEC |  | CE & ENEC | [6 empty] | 66 | 4000 | 386x347x72 mm |  | 220-240V | -30°C to +35°C | 5 years | A++ |  |  | >70 |  | 4000 | 7860 |  |  |  | L80 > 195000 h |  | 109.17 |  |  | 8 | N | 25 °C | 11.5% | No Built-in accessory | Phased-out | 740/559 | CIE(x=0.38. y=0.38) 5SDCM | Class1. Class2 | IK09 | [11 empty] | dimmable
TBD | SLBT/2/F/F/72/40 | image | datasheet | deeplink | TUNGSRAM - SLBt - 7780lm - 72W - 4000K - 70CRI - TBD[SKU] - Side 35-60mm and post 42-76mm | 4.5 | Side 35-60mm and post 42-76mm | LED | 1 | 72 | YES |  |  |  |  | -30°C to +35°C | CE;ENEC |  | CE & ENEC | [6 empty] | 66 | 4000 | 386x347x72 mm |  | 220-240V | -30°C to +35°C | 5 years | A++ |  |  | >70 |  | 4000 | 7780 |  |  |  | L80 > 195000 h |  | 108.06 |  |  | 8 | F | 25 °C | 11.5% | No Built-in accessory | Phased-out | 740/559 | CIE(x=0.38. y=0.38) 5SDCM | Class1. Class2 | IK09 | [11 empty] | dimmable
TBD | SLBT/2/F/T/72/40 | image | datasheet | deeplink | TUNGSRAM - SLBt - 7940lm - 72W - 4000K - 70CRI - TBD[SKU] - Side 35-60mm and post 42-76mm | 4.5 | Side 35-60mm and post 42-76mm | LED | 1 | 72 | YES |  |  |  |  | -30°C to +35°C | CE;ENEC |  | CE & ENEC | [6 empty] | 66 | 4000 | 386x347x72 mm |  | 220-240V | -30°C to +35°C | 5 years | A++ |  |  | >70 |  | 4000 | 7940 |  |  |  | L80 > 195000 h |  | 110.28 |  |  | 8 | T | 25 °C | 11.5% | No Built-in accessory | Phased-out | 740/559 | CIE(x=0.38. y=0.38) 5SDCM | Class1. Class2 | IK09 | [11 empty] | dimmable
TBD | SLBT/2/F/C/72/40 | image | datasheet | deeplink | TUNGSRAM - SLBt - 7630lm - 72W - 4000K - 70CRI - TBD[SKU] - Side 35-60mm and post 42-76mm | 4.5 | Side 35-60mm and post 42-76mm | LED | 1 | 72 | YES |  |  |  |  | -30°C to +35°C | CE;ENEC |  | CE & ENEC | [6 empty] | 66 | 4000 | 386x347x72 mm |  | 220-240V | -30°C to +35°C | 5 years | A++ |  |  | >70 |  | 4000 | 7630 |  |  |  | L80 > 195000 h |  | 105.97 |  |  | 8 | C | 25 °C | 11.5% | No Built-in accessory | Phased-out | 740/559 | CIE(x=0.38. y=0.38) 5SDCM | Class1. Class2 | IK09 | [11 empty] | dimmable
TBD | SLBT/2/F/P/72/40 | image | datasheet | deeplink | TUNGSRAM - SLBt - 7330lm - 72W - 4000K - 70CRI - TBD[SKU] - Side 35-60mm and post 42-76mm | 4.5 | Side 35-60mm and post 42-76mm | LED | 1 | 72 | YES |  |  |  |  | -30°C to +35°C | CE;ENEC |  | CE & ENEC | [6 empty] | 66 | 4000 | 386x347x72 mm |  | 220-240V | -30°C to +35°C | 5 years | A++ |  |  | >70 |  | 4000 | 7330 |  |  |  | L80 > 195000 h |  | 101.81 |  |  | 8 | P | 25 °C | 11.5% | No Built-in accessory | Phased-out | 740/559 | CIE(x=0.38. y=0.38) 5SDCM | Class1. Class2 | IK09 | [11 empty] | dimmable
TBD | SLBT/2/F/S/72/40 | image | datasheet | deeplink | TUNGSRAM - SLBt - 7550lm - 72W - 4000K - 70CRI - TBD[SKU] - Side 35-60mm and post 42-76mm | 4.5 | Side 35-60mm and post 42-76mm | LED | 1 | 72 | YES |  |  |  |  | -30°C to +35°C | CE;ENEC |  | CE & ENEC | [6 empty] | 66 | 4000 | 386x347x72 mm |  | 220-240V | -30°C to +35°C | 5 years | A++ |  |  | >70 |  | 4000 | 7550 |  |  |  | L80 > 195000 h |  | 104.86 |  |  | 8 | S | 25 °C | 11.5% | No Built-in accessory | Phased-out | 740/559 | CIE(x=0.38. y=0.38) 5SDCM | Class1. Class2 | IK09 | [11 empty] | dimmable
TBD | SLBT/2/F/R/72/40 | image | datasheet | deeplink | TUNGSRAM - SLBt - 7710lm - 72W - 4000K - 70CRI - TBD[SKU] - Side 35-60mm and post 42-76mm | 4.5 | Side 35-60mm and post 42-76mm |  | 1 | 72 | YES |  |  |  |  | -30°C to +35°C | CE;ENEC |  | CE & ENEC | [6 empty] | 66 | 4000 | 386x347x72 mm |  | 220-240V | -30°C to +35°C | 5 years | A++ |  |  | >70 |  | 4000 | 7710 |  |  |  | L80 > 195000 h |  | 107.08 |  |  | 8 | R | 25 °C | 11.5% | No Built-in accessory | Phased-out | 740/559 | CIE(x=0.38. y=0.38) 5SDCM | Class1. Class2 | IK09 | [11 empty] | dimmable
TBD | SLBT/2/F/B/72/40 | image | datasheet | deeplink | TUNGSRAM - SLBt - 7710lm - 72W - 4000K - 70CRI - TBD[SKU] - Side 35-60mm and post 42-76mm | 4.5 | Side 35-60mm and post 42-76mm |  | 1 | 72 | YES |  |  |  |  | -30°C to +35°C | CE;ENEC |  | CE & ENEC | [6 empty] | 66 | 4000 | 386x347x72 mm |  | 220-240V | -30°C to +35°C | 5 years | A++ |  |  | >70 |  | 4000 | 7710 |  |  |  | L80 > 195000 h |  | 107.08 |  |  | 8 | B | 25 °C | 11.5% | No Built-in accessory | Phased-out | 740/559 | CIE(x=0.38. y=0.38) 5SDCM | Class1. Class2 | IK09 | [11 empty] | dimmable
TBD | SLBT/2/F/D/56/40 | image | datasheet | deeplink | TUNGSRAM - SLBt - 5980lm - 56W - 4000K - 70CRI - TBD[SKU] - Side 35-60mm and post 42-76mm | 4.5 | Side 35-60mm and post 42-76mm | LED | 1 | 56 | YES |  |  |  |  | -30°C to +35°C | CE;ENEC |  | CE & ENEC | [6 empty] | 66 | 4000 | 386x347x72 mm |  | 220-240V | -30°C to +35°C | 5 years | A++ |  |  | >70 |  | 4000 | 5980 |  |  |  | L80 > 195000 h |  | 106.79 |  |  | 8 | D | 25 °C | 11.5% | No Built-in accessory | Phased-out | 740/559 | CIE(x=0.38. y=0.38) 5SDCM | Class1. Class2 | IK09 | [11 empty] | dimmable
TBD | SLBT/2/F/N/56/40 | image | datasheet | deeplink | TUNGSRAM - SLBt - 6260lm - 56W - 4000K - 70CRI - TBD[SKU] - Side 35-60mm and post 42-76mm | 4.5 | Side 35-60mm and post 42-76mm | LED | 1 | 56 | YES |  |  |  |  | -30°C to +35°C | CE;ENEC |  | CE & ENEC | [6 empty] | 66 | 4000 | 386x347x72 mm |  | 220-240V | -30°C to +35°C | 5 years | A++ |  |  | >70 |  | 4000 | 6260 |  |  |  | L80 > 195000 h |  | 111.79 |  |  | 8 | N | 25 °C | 11.5% | No Built-in accessory | Phased-out | 740/559 | CIE(x=0.38. y=0.38) 5SDCM | Class1. Class2 | IK09 | [11 empty] | dimmable
TBD | SLBT/2/F/F/56/40 | image | datasheet | deeplink | TUNGSRAM - SLBt - 6200lm - 56W - 4000K - 70CRI - TBD[SKU] - Side 35-60mm and post 42-76mm | 4.5 | Side 35-60mm and post 42-76mm | LED | 1 | 56 | YES |  |  |  |  | -30°C to +35°C | CE;ENEC |  | CE & ENEC | [6 empty] | 66 | 4000 | 386x347x72 mm |  | 220-240V | -30°C to +35°C | 5 years | A++ |  |  | >70 |  | 4000 | 6200 |  |  |  | L80 > 195000 h |  | 110.71 |  |  | 8 | F | 25 °C | 11.5% | No Built-in accessory | Phased-out | 740/559 | CIE(x=0.38. y=0.38) 5SDCM | Class1. Class2 | IK09 | [11 empty] | dimmable
TBD | SLBT/2/F/T/56/40 | image | datasheet | deeplink | TUNGSRAM - SLBt - 6320lm - 56W - 4000K - 70CRI - TBD[SKU] - Side 35-60mm and post 42-76mm | 4.5 | Side 35-60mm and post 42-76mm | LED | 1 | 56 | YES |  |  |  |  | -30°C to +35°C | CE;ENEC |  | CE & ENEC | [6 empty] | 66 | 4000 | 386x347x72 mm |  | 220-240V | -30°C to +35°C | 5 years | A++ |  |  | >70 |  | 4000 | 6320 |  |  |  | L80 > 195000 h |  | 112.86 |  |  | 8 | T | 25 °C | 11.5% | No Built-in accessory | Phased-out | 740/559 | CIE(x=0.38. y=0.38) 5SDCM | Class1. Class2 | IK09 | [11 empty] | dimmable
TBD | SLBT/2/F/C/56/40 | image | datasheet | deeplink | TUNGSRAM - SLBt - 6070lm - 56W - 4000K - 70CRI - TBD[SKU] - Side 35-60mm and post 42-76mm | 4.5 | Side 35-60mm and post 42-76mm | LED | 1 | 56 | YES |  |  |  |  | -30°C to +35°C | CE;ENEC |  | CE & ENEC | [6 empty] | 66 | 4000 | 386x347x72 mm |  | 220-240V | -30°C to +35°C | 5 years | A++ |  |  | >70 |  | 4000 | 6070 |  |  |  | L80 > 195000 h |  | 108.39 |  |  | 8 | C | 25 °C | 11.5% | No Built-in accessory | Phased-out | 740/559 | CIE(x=0.38. y=0.38) 5SDCM | Class1. Class2 | IK09 | [11 empty] | dimmable
TBD | SLBT/2/F/P/56/40 | image | datasheet | deeplink | TUNGSRAM - SLBt - 5840lm - 56W - 4000K - 70CRI - TBD[SKU] - Side 35-60mm and post 42-76mm | 4.5 | Side 35-60mm and post 42-76mm | LED | 1 | 56 | YES |  |  |  |  | -30°C to +35°C | CE;ENEC |  | CE & ENEC | [6 empty] | 66 | 4000 | 386x347x72 mm |  | 220-240V | -30°C to +35°C | 5 years | A++ |  |  | >70 |  | 4000 | 5840 |  |  |  | L80 > 195000 h |  | 104.29 |  |  | 8 | P | 25 °C | 11.5% | No Built-in accessory | Phased-out | 740/559 | CIE(x=0.38. y=0.38) 5SDCM | Class1. Class2 | IK09 | [11 empty] | dimmable
TBD | SLBT/2/F/S/56/40 | image | datasheet | deeplink | TUNGSRAM - SLBt - 6010lm - 56W - 4000K - 70CRI - TBD[SKU] - Side 35-60mm and post 42-76mm | 4.5 | Side 35-60mm and post 42-76mm | LED | 1 | 56 | YES |  |  |  |  | -30°C to +35°C | CE;ENEC |  | CE & ENEC | [6 empty] | 66 | 4000 | 386x347x72 mm |  | 220-240V | -30°C to +35°C | 5 years | A++ |  |  | >70 |  | 4000 | 6010 |  |  |  | L80 > 195000 h |  | 107.32 |  |  | 8 | S | 25 °C | 11.5% | No Built-in accessory | Phased-out | 740/559 | CIE(x=0.38. y=0.38) 5SDCM | Class1. Class2 | IK09 | [11 empty] | dimmable
TBD | SLBT/2/F/R/56/40 | image | datasheet | deeplink | TUNGSRAM - SLBt - 6140lm - 56W - 4000K - 70CRI - TBD[SKU] - Side 35-60mm and post 42-76mm | 4.5 | Side 35-60mm and post 42-76mm |  | 1 | 56 | YES |  |  |  |  | -30°C to +35°C | CE;ENEC |  | CE & ENEC | [6 empty] | 66 | 4000 | 386x347x72 mm |  | 220-240V | -30°C to +35°C | 5 years | A++ |  |  | >70 |  | 4000 | 6140 |  |  |  | L80 > 195000 h |  | 109.64 |  |  | 8 | R | 25 °C | 11.5% | No Built-in accessory | Phased-out | 740/559 | CIE(x=0.38. y=0.38) 5SDCM | Class1. Class2 | IK09 | [11 empty] | dimmable
TBD | SLBT/2/F/B/56/40 | image | datasheet | deeplink | TUNGSRAM - SLBt - 6140lm - 56W - 4000K - 70CRI - TBD[SKU] - Side 35-60mm and post 42-76mm | 4.5 | Side 35-60mm and post 42-76mm |  | 1 | 56 | YES |  |  |  |  | -30°C to +35°C | CE;ENEC |  | CE & ENEC | [6 empty] | 66 | 4000 | 386x347x72 mm |  | 220-240V | -30°C to +35°C | 5 years | A++ |  |  | >70 |  | 4000 | 6140 |  |  |  | L80 > 195000 h |  | 109.64 |  |  | 8 | B | 25 °C | 11.5% | No Built-in accessory | Phased-out | 740/559 | CIE(x=0.38. y=0.38) 5SDCM | Class1. Class2 | IK09 | [11 empty] | dimmable
TBD | SLBT/2/F/D/43/40 | image | datasheet | deeplink | TUNGSRAM - SLBt - 4620lm - 43W - 4000K - 70CRI - TBD[SKU] - Side 35-60mm and post 42-76mm | 4.5 | Side 35-60mm and post 42-76mm | LED | 1 | 43 | YES |  |  |  |  | -30°C to +35°C | CE;ENEC |  | CE & ENEC | [6 empty] | 66 | 4000 | 386x347x72 mm |  | 220-240V | -30°C to +35°C | 5 years | A++ |  |  | >70 |  | 4000 | 4620 |  |  |  | L80 > 195000 h |  | 107.44 |  |  | 8 | D | 25 °C | 11.5% | No Built-in accessory | Phased-out | 740/559 | CIE(x=0.38. y=0.38) 5SDCM | Class1. Class2 | IK09 | [11 empty] | dimmable
TBD | SLBT/2/F/N/43/40 | image | datasheet | deeplink | TUNGSRAM - SLBt - 4830lm - 43W - 4000K - 70CRI - TBD[SKU] - Side 35-60mm and post 42-76mm | 4.5 | Side 35-60mm and post 42-76mm | LED | 1 | 43 | YES |  |  |  |  | -30°C to +35°C | CE;ENEC |  | CE & ENEC | [6 empty] | 66 | 4000 | 386x347x72 mm |  | 220-240V | -30°C to +35°C | 5 years | A++ |  |  | >70 |  | 4000 | 4830 |  |  |  | L80 > 195000 h |  | 112.33 |  |  | 8 | N | 25 °C | 11.5% | No Built-in accessory | Phased-out | 740/559 | CIE(x=0.38. y=0.38) 5SDCM | Class1. Class2 | IK09 | [11 empty] | dimmable
TBD | SLBT/2/F/F/43/40 | image | datasheet | deeplink | TUNGSRAM - SLBt - 4780lm - 43W - 4000K - 70CRI - TBD[SKU] - Side 35-60mm and post 42-76mm | 4.5 | Side 35-60mm and post 42-76mm | LED | 1 | 43 | YES |  |  |  |  | -30°C to +35°C | CE;ENEC |  | CE & ENEC | [6 empty] | 66 | 4000 | 386x347x72 mm |  | 220-240V | -30°C to +35°C | 5 years | A++ |  |  | >70 |  | 4000 | 4780 |  |  |  | L80 > 195000 h |  | 111.16 |  |  | 8 | F | 25 °C | 11.5% | No Built-in accessory | Phased-out | 740/559 | CIE(x=0.38. y=0.38) 5SDCM | Class1. Class2 | IK09 | [11 empty] | dimmable
TBD | SLBT/2/F/T/43/40 | image | datasheet | deeplink | TUNGSRAM - SLBt - 4880lm - 43W - 4000K - 70CRI - TBD[SKU] - Side 35-60mm and post 42-76mm | 4.5 | Side 35-60mm and post 42-76mm | LED | 1 | 43 | YES |  |  |  |  | -30°C to +35°C | CE;ENEC |  | CE & ENEC | [6 empty] | 66 | 4000 | 386x347x72 mm |  | 220-240V | -30°C to +35°C | 5 years | A++ |  |  | >70 |  | 4000 | 4880 |  |  |  | L80 > 195000 h |  | 113.49 |  |  | 8 | T | 25 °C | 11.5% | No Built-in accessory | Phased-out | 740/559 | CIE(x=0.38. y=0.38) 5SDCM | Class1. Class2 | IK09 | [11 empty] | dimmable
TBD | SLBT/2/F/C/43/40 | image | datasheet | deeplink | TUNGSRAM - SLBt - 4690lm - 43W - 4000K - 70CRI - TBD[SKU] - Side 35-60mm and post 42-76mm | 4.5 | Side 35-60mm and post 42-76mm | LED | 1 | 43 | YES |  |  |  |  | -30°C to +35°C | CE;ENEC |  | CE & ENEC | [6 empty] | 66 | 4000 | 386x347x72 mm |  | 220-240V | -30°C to +35°C | 5 years | A++ |  |  | >70 |  | 4000 | 4690 |  |  |  | L80 > 195000 h |  | 109.07 |  |  | 8 | C | 25 °C | 11.5% | No Built-in accessory | Phased-out | 740/559 | CIE(x=0.38. y=0.38) 5SDCM | Class1. Class2 | IK09 | [11 empty] | dimmable
TBD | SLBT/2/F/P/43/40 | image | datasheet | deeplink | TUNGSRAM - SLBt - 4500lm - 43W - 4000K - 70CRI - TBD[SKU] - Side 35-60mm and post 42-76mm | 4.5 | Side 35-60mm and post 42-76mm | LED | 1 | 43 | YES |  |  |  |  | -30°C to +35°C | CE;ENEC |  | CE & ENEC | [6 empty] | 66 | 4000 | 386x347x72 mm |  | 220-240V | -30°C to +35°C | 5 years | A++ |  |  | >70 |  | 4000 | 4500 |  |  |  | L80 > 195000 h |  | 104.65 |  |  | 8 | P | 25 °C | 11.5% | No Built-in accessory | Phased-out | 740/559 | CIE(x=0.38. y=0.38) 5SDCM | Class1. Class2 | IK09 | [11 empty] | dimmable
TBD | SLBT/2/F/S/43/40 | image | datasheet | deeplink | TUNGSRAM - SLBt - 4640lm - 43W - 4000K - 70CRI - TBD[SKU] - Side 35-60mm and post 42-76mm | 4.5 | Side 35-60mm and post 42-76mm | LED | 1 | 43 | YES |  |  |  |  | -30°C to +35°C | CE;ENEC |  | CE & ENEC | [6 empty] | 66 | 4000 | 386x347x72 mm |  | 220-240V | -30°C to +35°C | 5 years | A++ |  |  | >70 |  | 4000 | 4640 |  |  |  | L80 > 195000 h |  | 107.91 |  |  | 8 | S | 25 °C | 11.5% | No Built-in accessory | Phased-out | 740/559 | CIE(x=0.38. y=0.38) 5SDCM | Class1. Class2 | IK09 | [11 empty] | dimmable
TBD | SLBT/2/F/R/43/40 | image | datasheet | deeplink | TUNGSRAM - SLBt - 4740lm - 43W - 4000K - 70CRI - TBD[SKU] - Side 35-60mm and post 42-76mm | 4.5 | Side 35-60mm and post 42-76mm |  | 1 | 43 | YES |  |  |  |  | -30°C to +35°C | CE;ENEC |  | CE & ENEC | [6 empty] | 66 | 4000 | 386x347x72 mm |  | 220-240V | -30°C to +35°C | 5 years | A++ |  |  | >70 |  | 4000 | 4740 |  |  |  | L80 > 195000 h |  | 110.23 |  |  | 8 | R | 25 °C | 11.5% | No Built-in accessory | Phased-out | 740/559 | CIE(x=0.38. y=0.38) 5SDCM | Class1. Class2 | IK09 | [11 empty] | dimmable
TBD | SLBT/2/F/B/43/40 | image | datasheet | deeplink | TUNGSRAM - SLBt - 4740lm - 43W - 4000K - 70CRI - TBD[SKU] - Side 35-60mm and post 42-76mm | 4.5 | Side 35-60mm and post 42-76mm |  | 1 | 43 | YES |  |  |  |  | -30°C to +35°C | CE;ENEC |  | CE & ENEC | [6 empty] | 66 | 4000 | 386x347x72 mm |  | 220-240V | -30°C to +35°C | 5 years | A++ |  |  | >70 |  | 4000 | 4740 |  |  |  | L80 > 195000 h |  | 110.23 |  |  | 8 | B | 25 °C | 11.5% | No Built-in accessory | Phased-out | 740/559 | CIE(x=0.38. y=0.38) 5SDCM | Class1. Class2 | IK09 | [11 empty] | dimmable
TBD | SLBT/2/F/D/50/40 | image | datasheet | deeplink | TUNGSRAM - SLBt - 5070lm - 50W - 4000K - 70CRI - TBD[SKU] - Side 35-60mm and post 42-76mm | 4.5 | Side 35-60mm and post 42-76mm | LED | 1 | 50 | YES |  |  |  |  | -30°C to +35°C | CE;ENEC |  | CE & ENEC | [6 empty] | 66 | 4000 | 386x347x72 mm |  | 220-240V | -30°C to +35°C | 5 years | A++ |  |  | >70 |  | 4000 | 5070 |  |  |  | L80 > 195000 h |  | 101.4 |  |  | 8 | D | 25 °C | 11.5% | No Built-in accessory | Phased-out | 740/559 | CIE(x=0.38. y=0.38) 5SDCM | Class1. Class2 | IK09 | [11 empty] | dimmable
TBD | SLBT/2/F/N/50/40 | image | datasheet | deeplink | TUNGSRAM - SLBt - 5300lm - 50W - 4000K - 70CRI - TBD[SKU] - Side 35-60mm and post 42-76mm | 4.5 | Side 35-60mm and post 42-76mm | LED | 1 | 50 | YES |  |  |  |  | -30°C to +35°C | CE;ENEC |  | CE & ENEC | [6 empty] | 66 | 4000 | 386x347x72 mm |  | 220-240V | -30°C to +35°C | 5 years | A++ |  |  | >70 |  | 4000 | 5300 |  |  |  | L80 > 195000 h |  | 106 |  |  | 8 | N | 25 °C | 11.5% | No Built-in accessory | Phased-out | 740/559 | CIE(x=0.38. y=0.38) 5SDCM | Class1. Class2 | IK09 | [11 empty] | dimmable
TBD | SLBT/2/F/F/50/40 | image | datasheet | deeplink | TUNGSRAM - SLBt - 5250lm - 50W - 4000K - 70CRI - TBD[SKU] - Side 35-60mm and post 42-76mm | 4.5 | Side 35-60mm and post 42-76mm | LED | 1 | 50 | YES |  |  |  |  | -30°C to +35°C | CE;ENEC |  | CE & ENEC | [6 empty] | 66 | 4000 | 386x347x72 mm |  | 220-240V | -30°C to +35°C | 5 years | A++ |  |  | >70 |  | 4000 | 5250 |  |  |  | L80 > 195000 h |  | 105 |  |  | 8 | F | 25 °C | 11.5% | No Built-in accessory | Phased-out | 740/559 | CIE(x=0.38. y=0.38) 5SDCM | Class1. Class2 | IK09 | [11 empty] | dimmable
TBD | SLBT/2/F/T/50/40 | image | datasheet | deeplink | TUNGSRAM - SLBt - 5350lm - 50W - 4000K - 70CRI - TBD[SKU] - Side 35-60mm and post 42-76mm | 4.5 | Side 35-60mm and post 42-76mm | LED | 1 | 50 | YES |  |  |  |  | -30°C to +35°C | CE;ENEC |  | CE & ENEC | [6 empty] | 66 | 4000 | 386x347x72 mm |  | 220-240V | -30°C to +35°C | 5 years | A++ |  |  | >70 |  | 4000 | 5350 |  |  |  | L80 > 195000 h |  | 107 |  |  | 8 | T | 25 °C | 11.5% | No Built-in accessory | Phased-out | 740/559 | CIE(x=0.38. y=0.38) 5SDCM | Class1. Class2 | IK09 | [11 empty] | dimmable
TBD | SLBT/2/F/C/50/40 | image | datasheet | deeplink | TUNGSRAM - SLBt - 5140lm - 50W - 4000K - 70CRI - TBD[SKU] - Side 35-60mm and post 42-76mm | 4.5 | Side 35-60mm and post 42-76mm | LED | 1 | 50 | YES |  |  |  |  | -30°C to +35°C | CE;ENEC |  | CE & ENEC | [6 empty] | 66 | 4000 | 386x347x72 mm |  | 220-240V | -30°C to +35°C | 5 years | A++ |  |  | >70 |  | 4000 | 5140 |  |  |  | L80 > 195000 h |  | 102.8 |  |  | 8 | C | 25 °C | 11.5% | No Built-in accessory | Phased-out | 740/559 | CIE(x=0.38. y=0.38) 5SDCM | Class1. Class2 | IK09 | [11 empty] | dimmable
TBD | SLBT/2/F/P/50/40 | image | datasheet | deeplink | TUNGSRAM - SLBt - 4940lm - 50W - 4000K - 70CRI - TBD[SKU] - Side 35-60mm and post 42-76mm | 4.5 | Side 35-60mm and post 42-76mm | LED | 1 | 50 | YES |  |  |  |  | -30°C to +35°C | CE;ENEC |  | CE & ENEC | [6 empty] | 66 | 4000 | 386x347x72 mm |  | 220-240V | -30°C to +35°C | 5 years | A++ |  |  | >70 |  | 4000 | 4940 |  |  |  | L80 > 195000 h |  | 98.8 |  |  | 8 | P | 25 °C | 11.5% | No Built-in accessory | Phased-out | 740/559 | CIE(x=0.38. y=0.38) 5SDCM | Class1. Class2 | IK09 | [11 empty] | dimmable
TBD | SLBT/2/F/S/50/40 | image | datasheet | deeplink | TUNGSRAM - SLBt - 5090lm - 50W - 4000K - 70CRI - TBD[SKU] - Side 35-60mm and post 42-76mm | 4.5 | Side 35-60mm and post 42-76mm | LED | 1 | 50 | YES |  |  |  |  | -30°C to +35°C | CE;ENEC |  | CE & ENEC | [6 empty] | 66 | 4000 | 386x347x72 mm |  | 220-240V | -30°C to +35°C | 5 years | A++ |  |  | >70 |  | 4000 | 5090 |  |  |  | L80 > 195000 h |  | 101.8 |  |  | 8 | S | 25 °C | 11.5% | No Built-in accessory | Phased-out | 740/559 | CIE(x=0.38. y=0.38) 5SDCM | Class1. Class2 | IK09 | [11 empty] | dimmable
TBD | SLBT/2/F/R/50/40 | image | datasheet | deeplink | TUNGSRAM - SLBt - 5200lm - 50W - 4000K - 70CRI - TBD[SKU] - Side 35-60mm and post 42-76mm | 4.5 | Side 35-60mm and post 42-76mm |  | 1 | 50 | YES |  |  |  |  | -30°C to +35°C | CE;ENEC |  | CE & ENEC | [6 empty] | 66 | 4000 | 386x347x72 mm |  | 220-240V | -30°C to +35°C | 5 years | A++ |  |  | >70 |  | 4000 | 5200 |  |  |  | L80 > 195000 h |  | 104 |  |  | 8 | R | 25 °C | 11.5% | No Built-in accessory | Phased-out | 740/559 | CIE(x=0.38. y=0.38) 5SDCM | Class1. Class2 | IK09 | [11 empty] | dimmable
TBD | SLBT/2/F/B/50/40 | image | datasheet | deeplink | TUNGSRAM - SLBt - 5200lm - 50W - 4000K - 70CRI - TBD[SKU] - Side 35-60mm and post 42-76mm | 4.5 | Side 35-60mm and post 42-76mm |  | 1 | 50 | YES |  |  |  |  | -30°C to +35°C | CE;ENEC |  | CE & ENEC | [6 empty] | 66 | 4000 | 386x347x72 mm |  | 220-240V | -30°C to +35°C | 5 years | A++ |  |  | >70 |  | 4000 | 5200 |  |  |  | L80 > 195000 h |  | 104 |  |  | 8 | B | 25 °C | 11.5% | No Built-in accessory | Phased-out | 740/559 | CIE(x=0.38. y=0.38) 5SDCM | Class1. Class2 | IK09 | [11 empty] | dimmable
TBD | SLBT/2/F/D/35/40 | image | datasheet | deeplink | TUNGSRAM - SLBt - 3780lm - 35W - 4000K - 70CRI - TBD[SKU] - Side 35-60mm and post 42-76mm | 4.5 | Side 35-60mm and post 42-76mm |  | 1 | 35 | YES |  |  |  |  | -30°C to +35°C | CE;ENEC |  | CE & ENEC | [6 empty] | 66 | 4000 | 386x347x72 mm |  | 220-240V | -30°C to +35°C | 5 years | A++ |  |  | >70 |  | 4000 | 3780 |  |  |  | L80 > 195000 h |  | 108 |  |  | 8 | D | 25 °C | 11.5% | No Built-in accessory | Phased-out | 740/559 | CIE(x=0.38. y=0.38) 5SDCM | Class1. Class2 | IK09 | [11 empty] | dimmable
TBD | SLBT/2/F/N/35/40 | image | datasheet | deeplink | TUNGSRAM - SLBt - 3950lm - 35W - 4000K - 70CRI - TBD[SKU] - Side 35-60mm and post 42-76mm | 4.5 | Side 35-60mm and post 42-76mm |  | 1 | 35 | YES |  |  |  |  | -30°C to +35°C | CE;ENEC |  | CE & ENEC | [6 empty] | 66 | 4000 | 386x347x72 mm |  | 220-240V | -30°C to +35°C | 5 years | A++ |  |  | >70 |  | 4000 | 3950 |  |  |  | L80 > 195000 h |  | 112.86 |  |  | 8 | N | 25 °C | 11.5% | No Built-in accessory | Phased-out | 740/559 | CIE(x=0.38. y=0.38) 5SDCM | Class1. Class2 | IK09 | [11 empty] | dimmable
TBD | SLBT/2/F/F/35/40 | image | datasheet | deeplink | TUNGSRAM - SLBt - 3910lm - 35W - 4000K - 70CRI - TBD[SKU] - Side 35-60mm and post 42-76mm | 4.5 | Side 35-60mm and post 42-76mm |  | 1 | 35 | YES |  |  |  |  | -30°C to +35°C | CE;ENEC |  | CE & ENEC | [6 empty] | 66 | 4000 | 386x347x72 mm |  | 220-240V | -30°C to +35°C | 5 years | A++ |  |  | >70 |  | 4000 | 3910 |  |  |  | L80 > 195000 h |  | 111.71 |  |  | 8 | F | 25 °C | 11.5% | No Built-in accessory | Phased-out | 740/559 | CIE(x=0.38. y=0.38) 5SDCM | Class1. Class2 | IK09 | [11 empty] | dimmable
TBD | SLBT/2/F/T/35/40 | image | datasheet | deeplink | TUNGSRAM - SLBt - 3990lm - 35W - 4000K - 70CRI - TBD[SKU] - Side 35-60mm and post 42-76mm | 4.5 | Side 35-60mm and post 42-76mm |  | 1 | 35 | YES |  |  |  |  | -30°C to +35°C | CE;ENEC |  | CE & ENEC | [6 empty] | 66 | 4000 | 386x347x72 mm |  | 220-240V | -30°C to +35°C | 5 years | A++ |  |  | >70 |  | 4000 | 3990 |  |  |  | L80 > 195000 h |  | 114 |  |  | 8 | T | 25 °C | 11.5% | No Built-in accessory | Phased-out | 740/559 | CIE(x=0.38. y=0.38) 5SDCM | Class1. Class2 | IK09 | [11 empty] | dimmable
TBD | SLBT/2/F/C/35/40 | image | datasheet | deeplink | TUNGSRAM - SLBt - 3840lm - 35W - 4000K - 70CRI - TBD[SKU] - Side 35-60mm and post 42-76mm | 4.5 | Side 35-60mm and post 42-76mm |  | 1 | 35 | YES |  |  |  |  | -30°C to +35°C | CE;ENEC |  | CE & ENEC | [6 empty] | 66 | 4000 | 386x347x72 mm |  | 220-240V | -30°C to +35°C | 5 years | A++ |  |  | >70 |  | 4000 | 3840 |  |  |  | L80 > 195000 h |  | 109.71 |  |  | 8 | C | 25 °C | 11.5% | No Built-in accessory | Phased-out | 740/559 | CIE(x=0.38. y=0.38) 5SDCM | Class1. Class2 | IK09 | [11 empty] | dimmable
TBD | SLBT/2/F/P/35/40 | image | datasheet | deeplink | TUNGSRAM - SLBt - 3690lm - 35W - 4000K - 70CRI - TBD[SKU] - Side 35-60mm and post 42-76mm | 4.5 | Side 35-60mm and post 42-76mm |  | 1 | 35 | YES |  |  |  |  | -30°C to +35°C | CE;ENEC |  | CE & ENEC | [6 empty] | 66 | 4000 | 386x347x72 mm |  | 220-240V | -30°C to +35°C | 5 years | A++ |  |  | >70 |  | 4000 | 3690 |  |  |  | L80 > 195000 h |  | 105.43 |  |  | 8 | P | 25 °C | 11.5% | No Built-in accessory | Phased-out | 740/559 | CIE(x=0.38. y=0.38) 5SDCM | Class1. Class2 | IK09 | [11 empty] | dimmable
TBD | SLBT/2/F/S/35/40 | image | datasheet | deeplink | TUNGSRAM - SLBt - 3800lm - 35W - 4000K - 70CRI - TBD[SKU] - Side 35-60mm and post 42-76mm | 4.5 | Side 35-60mm and post 42-76mm |  | 1 | 35 | YES |  |  |  |  | -30°C to +35°C | CE;ENEC |  | CE & ENEC | [6 empty] | 66 | 4000 | 386x347x72 mm |  | 220-240V | -30°C to +35°C | 5 years | A++ |  |  | >70 |  | 4000 | 3800 |  |  |  | L80 > 195000 h |  | 108.57 |  |  | 8 | S | 25 °C | 11.5% | No Built-in accessory | Phased-out | 740/559 | CIE(x=0.38. y=0.38) 5SDCM | Class1. Class2 | IK09 | [11 empty] | dimmable
TBD | SLBT/2/F/R/35/40 | image | datasheet | deeplink | TUNGSRAM - SLBt - 3880lm - 35W - 4000K - 70CRI - TBD[SKU] - Side 35-60mm and post 42-76mm | 4.5 | Side 35-60mm and post 42-76mm |  | 1 | 35 | YES |  |  |  |  | -30°C to +35°C | CE;ENEC |  | CE & ENEC | [6 empty] | 66 | 4000 | 386x347x72 mm |  | 220-240V | -30°C to +35°C | 5 years | A++ |  |  | >70 |  | 4000 | 3880 |  |  |  | L80 > 195000 h |  | 110.86 |  |  | 8 | R | 25 °C | 11.5% | No Built-in accessory | Phased-out | 740/559 | CIE(x=0.38. y=0.38) 5SDCM | Class1. Class2 | IK09 | [11 empty] | dimmable
TBD | SLBT/2/F/B/35/40 | image | datasheet | deeplink | TUNGSRAM - SLBt - 3880lm - 35W - 4000K - 70CRI - TBD[SKU] - Side 35-60mm and post 42-76mm | 4.5 | Side 35-60mm and post 42-76mm |  | 1 | 35 | YES |  |  |  |  | -30°C to +35°C | CE;ENEC |  | CE & ENEC | [6 empty] | 66 | 4000 | 386x347x72 mm |  | 220-240V | -30°C to +35°C | 5 years | A++ |  |  | >70 |  | 4000 | 3880 |  |  |  | L80 > 195000 h |  | 110.86 |  |  | 8 | B | 25 °C | 11.5% | No Built-in accessory | Phased-out | 740/559 | CIE(x=0.38. y=0.38) 5SDCM | Class1. Class2 | IK09 | [11 empty] | dimmable
TBD | SLBT/2/F/D/30/40 | image | datasheet | deeplink | TUNGSRAM - SLBt - 3010lm - 30W - 4000K - 70CRI - TBD[SKU] - Side 35-60mm and post 42-76mm | 4.5 | Side 35-60mm and post 42-76mm | LED | 1 | 30 | YES |  |  |  |  | -30°C to +35°C | CE;ENEC |  | CE & ENEC | [6 empty] | 66 | 4000 | 386x347x72 mm |  | 220-240V | -30°C to +35°C | 5 years | A++ |  |  | >70 |  | 4000 | 3010 |  |  |  | L80 > 195000 h |  | 100.33 |  |  | 8 | D | 25 °C | 11.5% | No Built-in accessory | Phased-out | 740/559 | CIE(x=0.38. y=0.38) 5SDCM | Class1. Class2 | IK09 | [11 empty] | dimmable
TBD | SLBT/2/F/N/30/40 | image | datasheet | deeplink | TUNGSRAM - SLBt - 3150lm - 30W - 4000K - 70CRI - TBD[SKU] - Side 35-60mm and post 42-76mm | 4.5 | Side 35-60mm and post 42-76mm |  | 1 | 30 | YES |  |  |  |  | -30°C to +35°C | CE;ENEC |  | CE & ENEC | [6 empty] | 66 | 4000 | 386x347x72 mm |  | 220-240V | -30°C to +35°C | 5 years | A++ |  |  | >70 |  | 4000 | 3150 |  |  |  | L80 > 195000 h |  | 105 |  |  | 8 | N | 25 °C | 11.5% | No Built-in accessory | Phased-out | 740/559 | CIE(x=0.38. y=0.38) 5SDCM | Class1. Class2 | IK09 | [11 empty] | dimmable
TBD | SLBT/2/F/F/30/40 | image | datasheet | deeplink | TUNGSRAM - SLBt - 3120lm - 30W - 4000K - 70CRI - TBD[SKU] - Side 35-60mm and post 42-76mm | 4.5 | Side 35-60mm and post 42-76mm | LED | 1 | 30 | YES |  |  |  |  | -30°C to +35°C | CE;ENEC |  | CE & ENEC | [6 empty] | 66 | 4000 | 386x347x72 mm |  | 220-240V | -30°C to +35°C | 5 years | A++ |  |  | >70 |  | 4000 | 3120 |  |  |  | L80 > 195000 h |  | 104 |  |  | 8 | F | 25 °C | 11.5% | No Built-in accessory | Phased-out | 740/559 | CIE(x=0.38. y=0.38) 5SDCM | Class1. Class2 | IK09 | [11 empty] | dimmable
TBD | SLBT/2/F/T/30/40 | image | datasheet | deeplink | TUNGSRAM - SLBt - 3180lm - 30W - 4000K - 70CRI - TBD[SKU] - Side 35-60mm and post 42-76mm | 4.5 | Side 35-60mm and post 42-76mm | LED | 1 | 30 | YES |  |  |  |  | -30°C to +35°C | CE;ENEC |  | CE & ENEC | [6 empty] | 66 | 4000 | 386x347x72 mm |  | 220-240V | -30°C to +35°C | 5 years | A++ |  |  | >70 |  | 4000 | 3180 |  |  |  | L80 > 195000 h |  | 106 |  |  | 8 | T | 25 °C | 11.5% | No Built-in accessory | Phased-out | 740/559 | CIE(x=0.38. y=0.38) 5SDCM | Class1. Class2 | IK09 | [11 empty] | dimmable
TBD | SLBT/2/F/C/30/40 | image | datasheet | deeplink | TUNGSRAM - SLBt - 3050lm - 30W - 4000K - 70CRI - TBD[SKU] - Side 35-60mm and post 42-76mm | 4.5 | Side 35-60mm and post 42-76mm | LED | 1 | 30 | YES |  |  |  |  | -30°C to +35°C | CE;ENEC |  | CE & ENEC | [6 empty] | 66 | 4000 | 386x347x72 mm |  | 220-240V | -30°C to +35°C | 5 years | A++ |  |  | >70 |  | 4000 | 3050 |  |  |  | L80 > 195000 h |  | 101.67 |  |  | 8 | C | 25 °C | 11.5% | No Built-in accessory | Phased-out | 740/559 | CIE(x=0.38. y=0.38) 5SDCM | Class1. Class2 | IK09 | [11 empty] | dimmable
TBD | SLBT/2/F/P/30/40 | image | datasheet | deeplink | TUNGSRAM - SLBt - 2930lm - 30W - 4000K - 70CRI - TBD[SKU] - Side 35-60mm and post 42-76mm | 4.5 | Side 35-60mm and post 42-76mm | LED | 1 | 30 | YES |  |  |  |  | -30°C to +35°C | CE;ENEC |  | CE & ENEC | [6 empty] | 66 | 4000 | 386x347x72 mm |  | 220-240V | -30°C to +35°C | 5 years | A++ |  |  | >70 |  | 4000 | 2930 |  |  |  | L80 > 195000 h |  | 97.67 |  |  | 8 | P | 25 °C | 11.5% | No Built-in accessory | Phased-out | 740/559 | CIE(x=0.38. y=0.38) 5SDCM | Class1. Class2 | IK09 | [11 empty] | dimmable
TBD | SLBT/2/F/S/30/40 | image | datasheet | deeplink | TUNGSRAM - SLBt - 3020lm - 30W - 4000K - 70CRI - TBD[SKU] - Side 35-60mm and post 42-76mm | 4.5 | Side 35-60mm and post 42-76mm | LED | 1 | 30 | YES |  |  |  |  | -30°C to +35°C | CE;ENEC |  | CE & ENEC | [6 empty] | 66 | 4000 | 386x347x72 mm |  | 220-240V | -30°C to +35°C | 5 years | A++ |  |  | >70 |  | 4000 | 3020 |  |  |  | L80 > 195000 h |  | 100.67 |  |  | 8 | S | 25 °C | 11.5% | No Built-in accessory | Phased-out | 740/559 | CIE(x=0.38. y=0.38) 5SDCM | Class1. Class2 | IK09 | [11 empty] | dimmable
TBD | SLBT/2/F/R/30/40 | image | datasheet | deeplink | TUNGSRAM - SLBt - 3090lm - 30W - 4000K - 70CRI - TBD[SKU] - Side 35-60mm and post 42-76mm | 4.5 | Side 35-60mm and post 42-76mm |  | 1 | 30 | YES |  |  |  |  | -30°C to +35°C | CE;ENEC |  | CE & ENEC | [6 empty] | 66 | 4000 | 386x347x72 mm |  | 220-240V | -30°C to +35°C | 5 years | A++ |  |  | >70 |  | 4000 | 3090 |  |  |  | L80 > 195000 h |  | 103 |  |  | 8 | R | 25 °C | 11.5% | No Built-in accessory | Phased-out | 740/559 | CIE(x=0.38. y=0.38) 5SDCM | Class1. Class2 | IK09 | [11 empty] | dimmable
TBD | SLBT/2/F/B/30/40 | image | datasheet | deeplink | TUNGSRAM - SLBt - 3090lm - 30W - 4000K - 70CRI - TBD[SKU] - Side 35-60mm and post 42-76mm | 4.5 | Side 35-60mm and post 42-76mm |  | 1 | 30 | YES |  |  |  |  | -30°C to +35°C | CE;ENEC |  | CE & ENEC | [6 empty] | 66 | 4000 | 386x347x72 mm |  | 220-240V | -30°C to +35°C | 5 years | A++ |  |  | >70 |  | 4000 | 3090 |  |  |  | L80 > 195000 h |  | 103 |  |  | 8 | B | 25 °C | 11.5% | No Built-in accessory | Phased-out | 740/559 | CIE(x=0.38. y=0.38) 5SDCM | Class1. Class2 | IK09 | [11 empty] | dimmable
TBD | SLBT/2/F/D/15/40 | image | datasheet | deeplink | TUNGSRAM - SLBt - 1520lm - 15W - 4000K - 70CRI - TBD[SKU] - Side 35-60mm and post 42-76mm | 4.5 | Side 35-60mm and post 42-76mm |  | 1 | 15 | YES |  |  |  |  | -30°C to +35°C | CE;ENEC |  | CE & ENEC | [6 empty] | 66 | 4000 | 386x347x72 mm |  | 220-240V | -30°C to +35°C | 5 years | A++ |  |  | >70 |  | 4000 | 1520 |  |  |  | L80 > 195000 h |  | 101.33 |  |  | 8 | D | 25 °C | 11.5% | No Built-in accessory | Phased-out | 740/559 | CIE(x=0.38. y=0.38) 5SDCM | Class1. Class2 | IK09 | [11 empty] | dimmable
TBD | SLBT/2/F/N/15/40 | image | datasheet | deeplink | TUNGSRAM - SLBt - 1590lm - 15W - 4000K - 70CRI - TBD[SKU] - Side 35-60mm and post 42-76mm | 4.5 | Side 35-60mm and post 42-76mm | LED | 1 | 15 | YES |  |  |  |  | -30°C to +35°C | CE;ENEC |  | CE & ENEC | [6 empty] | 66 | 4000 | 386x347x72 mm |  | 220-240V | -30°C to +35°C | 5 years | A++ |  |  | >70 |  | 4000 | 1590 |  |  |  | L80 > 195000 h |  | 106 |  |  | 8 | N | 25 °C | 11.5% | No Built-in accessory | Phased-out | 740/559 | CIE(x=0.38. y=0.38) 5SDCM | Class1. Class2 | IK09 | [11 empty] | dimmable
TBD | SLBT/2/F/F/15/40 | image | datasheet | deeplink | TUNGSRAM - SLBt - 1570lm - 15W - 4000K - 70CRI - TBD[SKU] - Side 35-60mm and post 42-76mm | 4.5 | Side 35-60mm and post 42-76mm |  | 1 | 15 | YES |  |  |  |  | -30°C to +35°C | CE;ENEC |  | CE & ENEC | [6 empty] | 66 | 4000 | 386x347x72 mm |  | 220-240V | -30°C to +35°C | 5 years | A++ |  |  | >70 |  | 4000 | 1570 |  |  |  | L80 > 195000 h |  | 104.67 |  |  | 8 | F | 25 °C | 11.5% | No Built-in accessory | Phased-out | 740/559 | CIE(x=0.38. y=0.38) 5SDCM | Class1. Class2 | IK09 | [11 empty] | dimmable
TBD | SLBT/2/F/T/15/40 | image | datasheet | deeplink | TUNGSRAM - SLBt - 1600lm - 15W - 4000K - 70CRI - TBD[SKU] - Side 35-60mm and post 42-76mm | 4.5 | Side 35-60mm and post 42-76mm |  | 1 | 15 | YES |  |  |  |  | -30°C to +35°C | CE;ENEC |  | CE & ENEC | [6 empty] | 66 | 4000 | 386x347x72 mm |  | 220-240V | -30°C to +35°C | 5 years | A++ |  |  | >70 |  | 4000 | 1600 |  |  |  | L80 > 195000 h |  | 106.67 |  |  | 8 | T | 25 °C | 11.5% | No Built-in accessory | Phased-out | 740/559 | CIE(x=0.38. y=0.38) 5SDCM | Class1. Class2 | IK09 | [11 empty] | dimmable
TBD | SLBT/2/F/C/15/40 | image | datasheet | deeplink | TUNGSRAM - SLBt - 1540lm - 15W - 4000K - 70CRI - TBD[SKU] - Side 35-60mm and post 42-76mm | 4.5 | Side 35-60mm and post 42-76mm |  | 1 | 15 | YES |  |  |  |  | -30°C to +35°C | CE;ENEC |  | CE & ENEC | [6 empty] | 66 | 4000 | 386x347x72 mm |  | 220-240V | -30°C to +35°C | 5 years | A++ |  |  | >70 |  | 4000 | 1540 |  |  |  | L80 > 195000 h |  | 102.67 |  |  | 8 | C | 25 °C | 11.5% | No Built-in accessory | Phased-out | 740/559 | CIE(x=0.38. y=0.38) 5SDCM | Class1. Class2 | IK09 | [11 empty] | dimmable
TBD | SLBT/2/F/P/15/40 | image | datasheet | deeplink | TUNGSRAM - SLBt - 1480lm - 15W - 4000K - 70CRI - TBD[SKU] - Side 35-60mm and post 42-76mm | 4.5 | Side 35-60mm and post 42-76mm | LED | 1 | 15 | YES |  |  |  |  | -30°C to +35°C | CE;ENEC |  | CE & ENEC | [6 empty] | 66 | 4000 | 386x347x72 mm |  | 220-240V | -30°C to +35°C | 5 years | A++ |  |  | >70 |  | 4000 | 1480 |  |  |  | L80 > 195000 h |  | 98.67 |  |  | 8 | P | 25 °C | 11.5% | No Built-in accessory | Phased-out | 740/559 | CIE(x=0.38. y=0.38) 5SDCM | Class1. Class2 | IK09 | [11 empty] | dimmable
TBD | SLBT/2/F/S/15/40 | image | datasheet | deeplink | TUNGSRAM - SLBt - 1520lm - 15W - 4000K - 70CRI - TBD[SKU] - Side 35-60mm and post 42-76mm | 4.5 | Side 35-60mm and post 42-76mm |  | 1 | 15 | YES |  |  |  |  | -30°C to +35°C | CE;ENEC |  | CE & ENEC | [6 empty] | 66 | 4000 | 386x347x72 mm |  | 220-240V | -30°C to +35°C | 5 years | A++ |  |  | >70 |  | 4000 | 1520 |  |  |  | L80 > 195000 h |  | 101.33 |  |  | 8 | S | 25 °C | 11.5% | No Built-in accessory | Phased-out | 740/559 | CIE(x=0.38. y=0.38) 5SDCM | Class1. Class2 | IK09 | [11 empty] | dimmable
TBD | SLBT/2/F/R/15/40 | image | datasheet | deeplink | TUNGSRAM - SLBt - 1560lm - 15W - 4000K - 70CRI - TBD[SKU] - Side 35-60mm and post 42-76mm | 4.5 | Side 35-60mm and post 42-76mm |  | 1 | 15 | YES |  |  |  |  | -30°C to +35°C | CE;ENEC |  | CE & ENEC | [6 empty] | 66 | 4000 | 386x347x72 mm |  | 220-240V | -30°C to +35°C | 5 years | A++ |  |  | >70 |  | 4000 | 1560 |  |  |  | L80 > 195000 h |  | 104 |  |  | 8 | R | 25 °C | 11.5% | No Built-in accessory | Phased-out | 740/559 | CIE(x=0.38. y=0.38) 5SDCM | Class1. Class2 | IK09 | [11 empty] | dimmable
TBD | SLBT/2/F/B/15/40 | image | datasheet | deeplink | TUNGSRAM - SLBt - 1560lm - 15W - 4000K - 70CRI - TBD[SKU] - Side 35-60mm and post 42-76mm | 4.5 | Side 35-60mm and post 42-76mm |  | 1 | 15 | YES |  |  |  |  | -30°C to +35°C | CE;ENEC |  | CE & ENEC | [6 empty] | 66 | 4000 | 386x347x72 mm |  | 220-240V | -30°C to +35°C | 5 years | A++ |  |  | >70 |  | 4000 | 1560 |  |  |  | L80 > 195000 h |  | 104 |  |  | 8 | B | 25 °C | 11.5% | No Built-in accessory | Phased-out | 740/559 | CIE(x=0.38. y=0.38) 5SDCM | Class1. Class2 | IK09 | [11 empty] | dimmable
TBD | SLBT/2/F/D/12/40 | image | datasheet | deeplink | TUNGSRAM - SLBt - 1180lm - 12W - 4000K - 70CRI - TBD[SKU] - Side 35-60mm and post 42-76mm | 4.5 | Side 35-60mm and post 42-76mm |  | 1 | 12 | YES |  |  |  |  | -30°C to +35°C | CE;ENEC |  | CE & ENEC | [6 empty] | 66 | 4000 | 386x347x72 mm |  | 220-240V | -30°C to +35°C | 5 years | A++ |  |  | >70 |  | 4000 | 1180 |  |  |  | L80 > 195000 h |  | 98.33 |  |  | 8 | D | 25 °C | 11.5% | No Built-in accessory | Phased-out | 740/559 | CIE(x=0.38. y=0.38) 5SDCM | Class1. Class2 | IK09 | [11 empty] | dimmable
TBD | SLBT/2/F/N/12/40 | image | datasheet | deeplink | TUNGSRAM - SLBt - 1240lm - 12W - 4000K - 70CRI - TBD[SKU] - Side 35-60mm and post 42-76mm | 4.5 | Side 35-60mm and post 42-76mm | LED | 1 | 12 | YES |  |  |  |  | -30°C to +35°C | CE;ENEC |  | CE & ENEC | [6 empty] | 66 | 4000 | 386x347x72 mm |  | 220-240V | -30°C to +35°C | 5 years | A++ |  |  | >70 |  | 4000 | 1240 |  |  |  | L80 > 195000 h |  | 103.33 |  |  | 8 | N | 25 °C | 11.5% | No Built-in accessory | Phased-out | 740/559 | CIE(x=0.38. y=0.38) 5SDCM | Class1. Class2 | IK09 | [11 empty] | dimmable
TBD | SLBT/2/F/F/12/40 | image | datasheet | deeplink | TUNGSRAM - SLBt - 1230lm - 12W - 4000K - 70CRI - TBD[SKU] - Side 35-60mm and post 42-76mm | 4.5 | Side 35-60mm and post 42-76mm | LED | 1 | 12 | YES |  |  |  |  | -30°C to +35°C | CE;ENEC |  | CE & ENEC | [6 empty] | 66 | 4000 | 386x347x72 mm |  | 220-240V | -30°C to +35°C | 5 years | A++ |  |  | >70 |  | 4000 | 1230 |  |  |  | L80 > 195000 h |  | 102.5 |  |  | 8 | F | 25 °C | 11.5% | No Built-in accessory | Phased-out | 740/559 | CIE(x=0.38. y=0.38) 5SDCM | Class1. Class2 | IK09 | [11 empty] | dimmable
TBD | SLBT/2/F/T/12/40 | image | datasheet | deeplink | TUNGSRAM - SLBt - 1250lm - 12W - 4000K - 70CRI - TBD[SKU] - Side 35-60mm and post 42-76mm | 4.5 | Side 35-60mm and post 42-76mm | LED | 1 | 12 | YES |  |  |  |  | -30°C to +35°C | CE;ENEC |  | CE & ENEC | [6 empty] | 66 | 4000 | 386x347x72 mm |  | 220-240V | -30°C to +35°C | 5 years | A++ |  |  | >70 |  | 4000 | 1250 |  |  |  | L80 > 195000 h |  | 104.17 |  |  | 8 | T | 25 °C | 11.5% | No Built-in accessory | Phased-out | 740/559 | CIE(x=0.38. y=0.38) 5SDCM | Class1. Class2 | IK09 | [11 empty] | dimmable
TBD | SLBT/2/F/C/12/40 | image | datasheet | deeplink | TUNGSRAM - SLBt - 1200lm - 12W - 4000K - 70CRI - TBD[SKU] - Side 35-60mm and post 42-76mm | 4.5 | Side 35-60mm and post 42-76mm | LED | 1 | 12 | YES |  |  |  |  | -30°C to +35°C | CE;ENEC |  | CE & ENEC | [6 empty] | 66 | 4000 | 386x347x72 mm |  | 220-240V | -30°C to +35°C | 5 years | A++ |  |  | >70 |  | 4000 | 1200 |  |  |  | L80 > 195000 h |  | 100 |  |  | 8 | C | 25 °C | 11.5% | No Built-in accessory | Phased-out | 740/559 | CIE(x=0.38. y=0.38) 5SDCM | Class1. Class2 | IK09 | [11 empty] | dimmable
TBD | SLBT/2/F/P/12/40 | image | datasheet | deeplink | TUNGSRAM - SLBt - 1160lm - 12W - 4000K - 70CRI - TBD[SKU] - Side 35-60mm and post 42-76mm | 4.5 | Side 35-60mm and post 42-76mm | LED | 1 | 12 | YES |  |  |  |  | -30°C to +35°C | CE;ENEC |  | CE & ENEC | [6 empty] | 66 | 4000 | 386x347x72 mm |  | 220-240V | -30°C to +35°C | 5 years | A++ |  |  | >70 |  | 4000 | 1160 |  |  |  | L80 > 195000 h |  | 96.67 |  |  | 8 | P | 25 °C | 11.5% | No Built-in accessory | Phased-out | 740/559 | CIE(x=0.38. y=0.38) 5SDCM | Class1. Class2 | IK09 | [11 empty] | dimmable
TBD | SLBT/2/F/S/12/40 | image | datasheet | deeplink | TUNGSRAM - SLBt - 1190lm - 12W - 4000K - 70CRI - TBD[SKU] - Side 35-60mm and post 42-76mm | 4.5 | Side 35-60mm and post 42-76mm | LED | 1 | 12 | YES |  |  |  |  | -30°C to +35°C | CE;ENEC |  | CE & ENEC | [6 empty] | 66 | 4000 | 386x347x72 mm |  | 220-240V | -30°C to +35°C | 5 years | A++ |  |  | >70 |  | 4000 | 1190 |  |  |  | L80 > 195000 h |  | 99.17 |  |  | 8 | S | 25 °C | 11.5% | No Built-in accessory | Phased-out | 740/559 | CIE(x=0.38. y=0.38) 5SDCM | Class1. Class2 | IK09 | [11 empty] | dimmable
TBD | SLBT/2/F/R/12/40 | image | datasheet | deeplink | TUNGSRAM - SLBt - 1220lm - 12W - 4000K - 70CRI - TBD[SKU] - Side 35-60mm and post 42-76mm | 4.5 | Side 35-60mm and post 42-76mm |  | 1 | 12 | YES |  |  |  |  | -30°C to +35°C | CE;ENEC |  | CE & ENEC | [6 empty] | 66 | 4000 | 386x347x72 mm |  | 220-240V | -30°C to +35°C | 5 years | A++ |  |  | >70 |  | 4000 | 1220 |  |  |  | L80 > 195000 h |  | 101.67 |  |  | 8 | R | 25 °C | 11.5% | No Built-in accessory | Phased-out | 740/559 | CIE(x=0.38. y=0.38) 5SDCM | Class1. Class2 | IK09 | [11 empty] | dimmable
TBD | SLBT/2/F/B/12/40 | image | datasheet | deeplink | TUNGSRAM - SLBt - 1220lm - 12W - 4000K - 70CRI - TBD[SKU] - Side 35-60mm and post 42-76mm | 4.5 | Side 35-60mm and post 42-76mm |  | 1 | 12 | YES |  |  |  |  | -30°C to +35°C | CE;ENEC |  | CE & ENEC | [6 empty] | 66 | 4000 | 386x347x72 mm |  | 220-240V | -30°C to +35°C | 5 years | A++ |  |  | >70 |  | 4000 | 1220 |  |  |  | L80 > 195000 h |  | 101.67 |  |  | 8 | B | 25 °C | 11.5% | No Built-in accessory | Phased-out | 740/559 | CIE(x=0.38. y=0.38) 5SDCM | Class1. Class2 | IK09 | [11 empty] | dimmable
TBD | SLBT/2/F/G2/21/40 | image | datasheet | deeplink | TUNGSRAM - SLBt - 2270lm - 21W - 4000K - 70CRI - TBD[SKU] - Side 35-60mm and post 42-76mm | 4.5 | Side 35-60mm and post 42-76mm | LED | 1 | 21 | YES |  |  |  |  | -30°C to +35°C | CE;ENEC |  | CE & ENEC | [6 empty] | 66 | 4000 | 386x347x72 mm |  | 220-240V | -30°C to +35°C | 5 years | A++ |  |  | >70 |  | 4000 | 2270 |  |  |  | L80 > 195000 h |  | 108.1 |  |  | 8 | G2 | 25 °C | 11.5% | No Built-in accessory | Phased-out | 740/559 | CIE(x=0.38. y=0.38) 5SDCM | Class1. Class2 | IK09 | [11 empty] | dimmable
TBD | SLBT/2/F/Y5/21/40 | image | datasheet | deeplink | TUNGSRAM - SLBt - 2220lm - 21W - 4000K - 70CRI - TBD[SKU] - Side 35-60mm and post 42-76mm | 4.5 | Side 35-60mm and post 42-76mm | LED | 1 | 21 | YES |  |  |  |  | -30°C to +35°C | CE;ENEC |  | CE & ENEC | [6 empty] | 66 | 4000 | 386x347x72 mm |  | 220-240V | -30°C to +35°C | 5 years | A++ |  |  | >70 |  | 4000 | 2220 |  |  |  | L80 > 195000 h |  | 105.71 |  |  | 8 | Y5 | 25 °C | 11.5% | No Built-in accessory | Phased-out | 740/559 | CIE(x=0.38. y=0.38) 5SDCM | Class1. Class2 | IK09 | [11 empty] | dimmable
TBD | SLBT/2/F/Z5/21/40 | image | datasheet | deeplink | TUNGSRAM - SLBt - 2260lm - 21W - 4000K - 70CRI - TBD[SKU] - Side 35-60mm and post 42-76mm | 4.5 | Side 35-60mm and post 42-76mm |  | 1 | 21 | YES |  |  |  |  | -30°C to +35°C | CE;ENEC |  | CE & ENEC | [6 empty] | 66 | 4000 | 386x347x72 mm |  | 220-240V | -30°C to +35°C | 5 years | A++ |  |  | >70 |  | 4000 | 2260 |  |  |  | L80 > 195000 h |  | 107.62 |  |  | 8 | Z5 | 25 °C | 11.5% | No Built-in accessory | Phased-out | 740/559 | CIE(x=0.38. y=0.38) 5SDCM | Class1. Class2 | IK09 | [11 empty] | dimmable
TBD | SLBT/2/F/X5/21/40 | image | datasheet | deeplink | TUNGSRAM - SLBt - 2280lm - 21W - 4000K - 70CRI - TBD[SKU] - Side 35-60mm and post 42-76mm | 4.5 | Side 35-60mm and post 42-76mm |  | 1 | 21 | YES |  |  |  |  | -30°C to +35°C | CE;ENEC |  | CE & ENEC | [6 empty] | 66 | 4000 | 386x347x72 mm |  | 220-240V | -30°C to +35°C | 5 years | A++ |  |  | >70 |  | 4000 | 2280 |  |  |  | L80 > 195000 h |  | 108.57 |  |  | 8 | X5 | 25 °C | 11.5% | No Built-in accessory | Phased-out | 740/559 | CIE(x=0.38. y=0.38) 5SDCM | Class1. Class2 | IK09 | [11 empty] | dimmable
TBD | SLBT/2/F/B2/21/40 | image | datasheet | deeplink | TUNGSRAM - SLBt - 2290lm - 21W - 4000K - 70CRI - TBD[SKU] - Side 35-60mm and post 42-76mm | 4.5 | Side 35-60mm and post 42-76mm |  | 1 | 21 | YES |  |  |  |  | -30°C to +35°C | CE;ENEC |  | CE & ENEC | [6 empty] | 66 | 4000 | 386x347x72 mm |  | 220-240V | -30°C to +35°C | 5 years | A++ |  |  | >70 |  | 4000 | 2290 |  |  |  | L80 > 195000 h |  | 109.05 |  |  | 8 | B2 | 25 °C | 11.5% | No Built-in accessory | Phased-out | 740/559 | CIE(x=0.38. y=0.38) 5SDCM | Class1. Class2 | IK09 | [11 empty] | dimmable
TBD | SLBT/2/F/P5/21/40 | image | datasheet | deeplink | TUNGSRAM - SLBt - 2290lm - 21W - 4000K - 70CRI - TBD[SKU] - Side 35-60mm and post 42-76mm | 4.5 | Side 35-60mm and post 42-76mm |  | 1 | 21 | YES |  |  |  |  | -30°C to +35°C | CE;ENEC |  | CE & ENEC | [6 empty] | 66 | 4000 | 386x347x72 mm |  | 220-240V | -30°C to +35°C | 5 years | A++ |  |  | >70 |  | 4000 | 2290 |  |  |  | L80 > 195000 h |  | 109.05 |  |  | 8 | P5 | 25 °C | 11.5% | No Built-in accessory | Phased-out | 740/559 | CIE(x=0.38. y=0.38) 5SDCM | Class1. Class2 | IK09 | [11 empty] | dimmable
TBD | SLBT/2/F/E2/21/40 | image | datasheet | deeplink | TUNGSRAM - SLBt - 2280lm - 21W - 4000K - 70CRI - TBD[SKU] - Side 35-60mm and post 42-76mm | 4.5 | Side 35-60mm and post 42-76mm |  | 1 | 21 | YES |  |  |  |  | -30°C to +35°C | CE;ENEC |  | CE & ENEC | [6 empty] | 66 | 4000 | 386x347x72 mm |  | 220-240V | -30°C to +35°C | 5 years | A++ |  |  | >70 |  | 4000 | 2280 |  |  |  | L80 > 195000 h |  | 108.57 |  |  | 8 | E2 | 25 °C | 11.5% | No Built-in accessory | Phased-out | 740/559 | CIE(x=0.38. y=0.38) 5SDCM | Class1. Class2 | IK09 | [11 empty] | dimmable
TBD | SLBT/2/F/F5/21/40 | image | datasheet | deeplink | TUNGSRAM - SLBt - 2260lm - 21W - 4000K - 70CRI - TBD[SKU] - Side 35-60mm and post 42-76mm | 4.5 | Side 35-60mm and post 42-76mm |  | 1 | 21 | YES |  |  |  |  | -30°C to +35°C | CE;ENEC |  | CE & ENEC | [6 empty] | 66 | 4000 | 386x347x72 mm |  | 220-240V | -30°C to +35°C | 5 years | A++ |  |  | >70 |  | 4000 | 2260 |  |  |  | L80 > 195000 h |  | 107.62 |  |  | 8 | F5 | 25 °C | 11.5% | No Built-in accessory | Phased-out | 740/559 | CIE(x=0.38. y=0.38) 5SDCM | Class1. Class2 | IK09 | [11 empty] | dimmable
TBD | SLBT/2/F/E5/21/40 | image | datasheet | deeplink | TUNGSRAM - SLBt - 2290lm - 21W - 4000K - 70CRI - TBD[SKU] - Side 35-60mm and post 42-76mm | 4.5 | Side 35-60mm and post 42-76mm |  | 1 | 21 | YES |  |  |  |  | -30°C to +35°C | CE;ENEC |  | CE & ENEC | [6 empty] | 66 | 4000 | 386x347x72 mm |  | 220-240V | -30°C to +35°C | 5 years | A++ |  |  | >70 |  | 4000 | 2290 |  |  |  | L80 > 195000 h |  | 109.05 |  |  | 8 | E5 | 25 °C | 11.5% | No Built-in accessory | Phased-out | 740/559 | CIE(x=0.38. y=0.38) 5SDCM | Class1. Class2 | IK09 | [11 empty] | dimmable
TBD | SLBT/2/F/C5/21/40 | image | datasheet | deeplink | TUNGSRAM - SLBt - 2290lm - 21W - 4000K - 70CRI - TBD[SKU] - Side 35-60mm and post 42-76mm | 4.5 | Side 35-60mm and post 42-76mm |  | 1 | 21 | YES |  |  |  |  | -30°C to +35°C | CE;ENEC |  | CE & ENEC | [6 empty] | 66 | 4000 | 386x347x72 mm |  | 220-240V | -30°C to +35°C | 5 years | A++ |  |  | >70 |  | 4000 | 2290 |  |  |  | L80 > 195000 h |  | 109.05 |  |  | 8 | C5 | 25 °C | 11.5% | No Built-in accessory | Phased-out | 740/559 | CIE(x=0.38. y=0.38) 5SDCM | Class1. Class2 | IK09 | [11 empty] | dimmable
TBD | SLBT/2/F/B5/21/40 | image | datasheet | deeplink | TUNGSRAM - SLBt - 2320lm - 21W - 4000K - 70CRI - TBD[SKU] - Side 35-60mm and post 42-76mm | 4.5 | Side 35-60mm and post 42-76mm | LED | 1 | 21 | YES |  |  |  |  | -30°C to +35°C | CE;ENEC |  | CE & ENEC | [6 empty] | 66 | 4000 | 386x347x72 mm |  | 220-240V | -30°C to +35°C | 5 years | A++ |  |  | >70 |  | 4000 | 2320 |  |  |  | L80 > 195000 h |  | 110.48 |  |  | 8 | B5 | 25 °C | 11.5% | No Built-in accessory | Phased-out | 740/559 | CIE(x=0.38. y=0.38) 5SDCM | Class1. Class2 | IK09 | [11 empty] | dimmable
TBD | SLBT/2/F/E1/21/40 | image | datasheet | deeplink | TUNGSRAM - SLBt - 2070lm - 21W - 4000K - 70CRI - TBD[SKU] - Side 35-60mm and post 42-76mm | 4.5 | Side 35-60mm and post 42-76mm | LED | 1 | 21 | YES |  |  |  |  | -30°C to +35°C | CE;ENEC |  | CE & ENEC | [6 empty] | 66 | 4000 | 386x347x72 mm |  | 220-240V | -30°C to +35°C | 5 years | A++ |  |  | >70 |  | 4000 | 2070 |  |  |  | L80 > 195000 h |  | 98.57 |  |  | 8 | E | 25 °C | 11.5% | No Built-in accessory | Phased-out | 740/559 | CIE(x=0.38. y=0.38) 5SDCM | Class1. Class2 | IK09 | [11 empty] | dimmable
TBD | SLBT/2/F/G2/21/30 | image | datasheet | deeplink | TUNGSRAM - SLBt - 2210lm - 21W - 3000K - 70CRI - TBD[SKU] - Side 35-60mm and post 42-76mm | 4.5 | Side 35-60mm and post 42-76mm | LED | 1 | 21 | YES |  |  |  |  | -30°C to +35°C | CE;ENEC |  | CE & ENEC | [6 empty] | 66 | 3000 | 386x347x72 mm |  | 220-240V | -30°C to +35°C | 5 years | A++ |  |  | >70 |  | 3000 | 2210 |  |  |  | L80 > 195000 h |  | 105.24 |  |  | 8 | G2 | 25 °C | 11.5% | No Built-in accessory | Phased-out | 730/559 | CIE(x=0.43. y=0.403) 5SDCM | Class1. Class2 | IK09 | [11 empty] | dimmable
TBD | SLBT/2/F/Y5/21/30 | image | datasheet | deeplink | TUNGSRAM - SLBt - 2160lm - 21W - 3000K - 70CRI - TBD[SKU] - Side 35-60mm and post 42-76mm | 4.5 | Side 35-60mm and post 42-76mm | LED | 1 | 21 | YES |  |  |  |  | -30°C to +35°C | CE;ENEC |  | CE & ENEC | [6 empty] | 66 | 3000 | 386x347x72 mm |  | 220-240V | -30°C to +35°C | 5 years | A++ |  |  | >70 |  | 3000 | 2160 |  |  |  | L80 > 195000 h |  | 102.86 |  |  | 8 | Y5 | 25 °C | 11.5% | No Built-in accessory | Phased-out | 730/559 | CIE(x=0.43. y=0.403) 5SDCM | Class1. Class2 | IK09 | [11 empty] | dimmable
TBD | SLBT/2/F/Z5/21/30 | image | datasheet | deeplink | TUNGSRAM - SLBt - 2200lm - 21W - 3000K - 70CRI - TBD[SKU] - Side 35-60mm and post 42-76mm | 4.5 | Side 35-60mm and post 42-76mm |  | 1 | 21 | YES |  |  |  |  | -30°C to +35°C | CE;ENEC |  | CE & ENEC | [6 empty] | 66 | 3000 | 386x347x72 mm |  | 220-240V | -30°C to +35°C | 5 years | A++ |  |  | >70 |  | 3000 | 2200 |  |  |  | L80 > 195000 h |  | 104.76 |  |  | 8 | Z5 | 25 °C | 11.5% | No Built-in accessory | Phased-out | 730/559 | CIE(x=0.43. y=0.403) 5SDCM | Class1. Class2 | IK09 | [11 empty] | dimmable
TBD | SLBT/2/F/X5/21/30 | image | datasheet | deeplink | TUNGSRAM - SLBt - 2220lm - 21W - 3000K - 70CRI - TBD[SKU] - Side 35-60mm and post 42-76mm | 4.5 | Side 35-60mm and post 42-76mm |  | 1 | 21 | YES |  |  |  |  | -30°C to +35°C | CE;ENEC |  | CE & ENEC | [6 empty] | 66 | 3000 | 386x347x72 mm |  | 220-240V | -30°C to +35°C | 5 years | A++ |  |  | >70 |  | 3000 | 2220 |  |  |  | L80 > 195000 h |  | 105.71 |  |  | 8 | X5 | 25 °C | 11.5% | No Built-in accessory | Phased-out | 730/559 | CIE(x=0.43. y=0.403) 5SDCM | Class1. Class2 | IK09 | [11 empty] | dimmable
TBD | SLBT/2/F/B2/21/30 | image | datasheet | deeplink | TUNGSRAM - SLBt - 2230lm - 21W - 3000K - 70CRI - TBD[SKU] - Side 35-60mm and post 42-76mm | 4.5 | Side 35-60mm and post 42-76mm |  | 1 | 21 | YES |  |  |  |  | -30°C to +35°C | CE;ENEC |  | CE & ENEC | [6 empty] | 66 | 3000 | 386x347x72 mm |  | 220-240V | -30°C to +35°C | 5 years | A++ |  |  | >70 |  | 3000 | 2230 |  |  |  | L80 > 195000 h |  | 106.19 |  |  | 8 | B2 | 25 °C | 11.5% | No Built-in accessory | Phased-out | 730/559 | CIE(x=0.43. y=0.403) 5SDCM | Class1. Class2 | IK09 | [11 empty] | dimmable
TBD | SLBT/2/F/P5/21/30 | image | datasheet | deeplink | TUNGSRAM - SLBt - 2230lm - 21W - 3000K - 70CRI - TBD[SKU] - Side 35-60mm and post 42-76mm | 4.5 | Side 35-60mm and post 42-76mm |  | 1 | 21 | YES |  |  |  |  | -30°C to +35°C | CE;ENEC |  | CE & ENEC | [6 empty] | 66 | 3000 | 386x347x72 mm |  | 220-240V | -30°C to +35°C | 5 years | A++ |  |  | >70 |  | 3000 | 2230 |  |  |  | L80 > 195000 h |  | 106.19 |  |  | 8 | P5 | 25 °C | 11.5% | No Built-in accessory | Phased-out | 730/559 | CIE(x=0.43. y=0.403) 5SDCM | Class1. Class2 | IK09 | [11 empty] | dimmable
TBD | SLBT/2/F/E2/21/30 | image | datasheet | deeplink | TUNGSRAM - SLBt - 2220lm - 21W - 3000K - 70CRI - TBD[SKU] - Side 35-60mm and post 42-76mm | 4.5 | Side 35-60mm and post 42-76mm |  | 1 | 21 | YES |  |  |  |  | -30°C to +35°C | CE;ENEC |  | CE & ENEC | [6 empty] | 66 | 3000 | 386x347x72 mm |  | 220-240V | -30°C to +35°C | 5 years | A++ |  |  | >70 |  | 3000 | 2220 |  |  |  | L80 > 195000 h |  | 105.71 |  |  | 8 | E2 | 25 °C | 11.5% | No Built-in accessory | Phased-out | 730/559 | CIE(x=0.43. y=0.403) 5SDCM | Class1. Class2 | IK09 | [11 empty] | dimmable
TBD | SLBT/2/F/F5/21/30 | image | datasheet | deeplink | TUNGSRAM - SLBt - 2200lm - 21W - 3000K - 70CRI - TBD[SKU] - Side 35-60mm and post 42-76mm | 4.5 | Side 35-60mm and post 42-76mm |  | 1 | 21 | YES |  |  |  |  | -30°C to +35°C | CE;ENEC |  | CE & ENEC | [6 empty] | 66 | 3000 | 386x347x72 mm |  | 220-240V | -30°C to +35°C | 5 years | A++ |  |  | >70 |  | 3000 | 2200 |  |  |  | L80 > 195000 h |  | 104.76 |  |  | 8 | F5 | 25 °C | 11.5% | No Built-in accessory | Phased-out | 730/559 | CIE(x=0.43. y=0.403) 5SDCM | Class1. Class2 | IK09 | [11 empty] | dimmable
TBD | SLBT/2/F/E5/21/30 | image | datasheet | deeplink | TUNGSRAM - SLBt - 2230lm - 21W - 3000K - 70CRI - TBD[SKU] - Side 35-60mm and post 42-76mm | 4.5 | Side 35-60mm and post 42-76mm |  | 1 | 21 | YES |  |  |  |  | -30°C to +35°C | CE;ENEC |  | CE & ENEC | [6 empty] | 66 | 3000 | 386x347x72 mm |  | 220-240V | -30°C to +35°C | 5 years | A++ |  |  | >70 |  | 3000 | 2230 |  |  |  | L80 > 195000 h |  | 106.19 |  |  | 8 | E5 | 25 °C | 11.5% | No Built-in accessory | Phased-out | 730/559 | CIE(x=0.43. y=0.403) 5SDCM | Class1. Class2 | IK09 | [11 empty] | dimmable
TBD | SLBT/2/F/C5/21/30 | image | datasheet | deeplink | TUNGSRAM - SLBt - 2230lm - 21W - 3000K - 70CRI - TBD[SKU] - Side 35-60mm and post 42-76mm | 4.5 | Side 35-60mm and post 42-76mm |  | 1 | 21 | YES |  |  |  |  | -30°C to +35°C | CE;ENEC |  | CE & ENEC | [6 empty] | 66 | 3000 | 386x347x72 mm |  | 220-240V | -30°C to +35°C | 5 years | A++ |  |  | >70 |  | 3000 | 2230 |  |  |  | L80 > 195000 h |  | 106.19 |  |  | 8 | C5 | 25 °C | 11.5% | No Built-in accessory | Phased-out | 730/559 | CIE(x=0.43. y=0.403) 5SDCM | Class1. Class2 | IK09 | [11 empty] | dimmable
TBD | SLBT/2/F/B5/21/30 | image | datasheet | deeplink | TUNGSRAM - SLBt - 2250lm - 21W - 3000K - 70CRI - TBD[SKU] - Side 35-60mm and post 42-76mm | 4.5 | Side 35-60mm and post 42-76mm | LED | 1 | 21 | YES |  |  |  |  | -30°C to +35°C | CE;ENEC |  | CE & ENEC | [6 empty] | 66 | 3000 | 386x347x72 mm |  | 220-240V | -30°C to +35°C | 5 years | A++ |  |  | >70 |  | 3000 | 2250 |  |  |  | L80 > 195000 h |  | 107.14 |  |  | 8 | B5 | 25 °C | 11.5% | No Built-in accessory | Phased-out | 730/559 | CIE(x=0.43. y=0.403) 5SDCM | Class1. Class2 | IK09 | [11 empty] | dimmable
TBD | SLBT/2/F/D1/21/30 | image | datasheet | deeplink | TUNGSRAM - SLBt - 2020lm - 21W - 3000K - 70CRI - TBD[SKU] - Side 35-60mm and post 42-76mm | 4.5 | Side 35-60mm and post 42-76mm | LED | 1 | 21 | YES |  |  |  |  | -30°C to +35°C | CE;ENEC |  | CE & ENEC | [6 empty] | 66 | 3000 | 386x347x72 mm |  | 220-240V | -30°C to +35°C | 5 years | A++ |  |  | >70 |  | 3000 | 2020 |  |  |  | L80 > 195000 h |  | 96.19 |  |  | 8 | D1 | 25 °C | 11.5% | No Built-in accessory | Phased-out | 730/559 | CIE(x=0.43. y=0.403) 5SDCM | Class1. Class2 | IK09 | [11 empty] | dimmable
TBD | SLBT/2/F/NX/21/30 | image | datasheet | deeplink | TUNGSRAM - SLBt - 2120lm - 21W - 3000K - 70CRI - TBD[SKU] - Side 35-60mm and post 42-76mm | 4.5 | Side 35-60mm and post 42-76mm | LED | 1 | 21 | YES |  |  |  |  | -30°C to +35°C | CE;ENEC |  | CE & ENEC | [6 empty] | 66 | 3000 | 386x347x72 mm |  | 220-240V | -30°C to +35°C | 5 years | A++ |  |  | >70 |  | 3000 | 2120 |  |  |  | L80 > 195000 h |  | 100.95 |  |  | 8 | NX | 25 °C | 11.5% | No Built-in accessory | Phased-out | 730/559 | CIE(x=0.43. y=0.403) 5SDCM | Class1. Class2 | IK09 | [11 empty] | dimmable
TBD | SLBT/2/F/F1/21/30 | image | datasheet | deeplink | TUNGSRAM - SLBt - 2100lm - 21W - 3000K - 70CRI - TBD[SKU] - Side 35-60mm and post 42-76mm | 4.5 | Side 35-60mm and post 42-76mm | LED | 1 | 21 | YES |  |  |  |  | -30°C to +35°C | CE;ENEC |  | CE & ENEC | [6 empty] | 66 | 3000 | 386x347x72 mm |  | 220-240V | -30°C to +35°C | 5 years | A++ |  |  | >70 |  | 3000 | 2100 |  |  |  | L80 > 195000 h |  | 100 |  |  | 8 | F1 | 25 °C | 11.5% | No Built-in accessory | Phased-out | 730/559 | CIE(x=0.43. y=0.403) 5SDCM | Class1. Class2 | IK09 | [11 empty] | dimmable
TBD | SLBT/2/F/E1/21/30 | image | datasheet | deeplink | TUNGSRAM - SLBt - 2010lm - 21W - 3000K - 70CRI - TBD[SKU] - Side 35-60mm and post 42-76mm | 4.5 | Side 35-60mm and post 42-76mm | LED | 1 | 21 | YES |  |  |  |  | -30°C to +35°C | CE;ENEC |  | CE & ENEC | [6 empty] | 66 | 3000 | 386x347x72 mm |  | 220-240V | -30°C to +35°C | 5 years | A++ |  |  | >70 |  | 3000 | 2010 |  |  |  | L80 > 195000 h |  | 95.71 |  |  | 8 | E1 | 25 °C | 11.5% | No Built-in accessory | Phased-out | 730/559 | CIE(x=0.43. y=0.403) 5SDCM | Class1. Class2 | IK09 | [11 empty] | dimmable
TBD | SLBT/2/F/TX/21/30 | image | datasheet | deeplink | TUNGSRAM - SLBt - 2140lm - 21W - 3000K - 70CRI - TBD[SKU] - Side 35-60mm and post 42-76mm | 4.5 | Side 35-60mm and post 42-76mm | LED | 1 | 21 | YES |  |  |  |  | -30°C to +35°C | CE;ENEC |  | CE & ENEC | [6 empty] | 66 | 3000 | 386x347x72 mm |  | 220-240V | -30°C to +35°C | 5 years | A++ |  |  | >70 |  | 3000 | 2140 |  |  |  | L80 > 195000 h |  | 101.9 |  |  | 8 | TX | 25 °C | 11.5% | No Built-in accessory | Phased-out | 730/559 | CIE(x=0.43. y=0.403) 5SDCM | Class1. Class2 | IK09 | [11 empty] | dimmable
TBD | SLBT/2/F/PX/21/30 | image | datasheet | deeplink | TUNGSRAM - SLBt - 1970lm - 21W - 3000K - 70CRI - TBD[SKU] - Side 35-60mm and post 42-76mm | 4.5 | Side 35-60mm and post 42-76mm | LED | 1 | 21 | YES |  |  |  |  | -30°C to +35°C | CE;ENEC |  | CE & ENEC | [6 empty] | 66 | 3000 | 386x347x72 mm |  | 220-240V | -30°C to +35°C | 5 years | A++ |  |  | >70 |  | 3000 | 1970 |  |  |  | L80 > 195000 h |  | 93.81 |  |  | 8 | PX | 25 °C | 11.5% | No Built-in accessory | Phased-out | 730/559 | CIE(x=0.43. y=0.403) 5SDCM | Class1. Class2 | IK09 | [11 empty] | dimmable
TBD | SLBT/2/F/S1/21/30 | image | datasheet | deeplink | TUNGSRAM - SLBt - 2030lm - 21W - 3000K - 70CRI - TBD[SKU] - Side 35-60mm and post 42-76mm | 4.5 | Side 35-60mm and post 42-76mm | LED | 1 | 21 | YES |  |  |  |  | -30°C to +35°C | CE;ENEC |  | CE & ENEC | [6 empty] | 66 | 3000 | 386x347x72 mm |  | 220-240V | -30°C to +35°C | 5 years | A++ |  |  | >70 |  | 3000 | 2030 |  |  |  | L80 > 195000 h |  | 96.67 |  |  | 8 | S1 | 25 °C | 11.5% | No Built-in accessory | Phased-out | 730/559 | CIE(x=0.43. y=0.403) 5SDCM | Class1. Class2 | IK09 | [11 empty] | dimmable
TBD | SLBT/2/F/R1/21/30 | image | datasheet | deeplink | TUNGSRAM - SLBt - 2080lm - 21W - 3000K - 70CRI - TBD[SKU] - Side 35-60mm and post 42-76mm | 4.5 | Side 35-60mm and post 42-76mm |  | 1 | 21 | YES |  |  |  |  | -30°C to +35°C | CE;ENEC |  | CE & ENEC | [6 empty] | 66 | 3000 | 386x347x72 mm |  | 220-240V | -30°C to +35°C | 5 years | A++ |  |  | >70 |  | 3000 | 2080 |  |  |  | L80 > 195000 h |  | 99.05 |  |  | 8 | R1 | 25 °C | 11.5% | No Built-in accessory | Phased-out | 730/559 | CIE(x=0.43. y=0.403) 5SDCM | Class1. Class2 | IK09 | [11 empty] | dimmable
TBD | SLBT/2/F/B1/21/30 | image | datasheet | deeplink | TUNGSRAM - SLBt - 2080lm - 21W - 3000K - 70CRI - TBD[SKU] - Side 35-60mm and post 42-76mm | 4.5 | Side 35-60mm and post 42-76mm |  | 1 | 21 | YES |  |  |  |  | -30°C to +35°C | CE;ENEC |  | CE & ENEC | [6 empty] | 66 | 3000 | 386x347x72 mm |  | 220-240V | -30°C to +35°C | 5 years | A++ |  |  | >70 |  | 3000 | 2080 |  |  |  | L80 > 195000 h |  | 99.05 |  |  | 8 | B1 | 25 °C | 11.5% | No Built-in accessory | Phased-out | 730/559 | CIE(x=0.43. y=0.403) 5SDCM | Class1. Class2 | IK09 | [11 empty] | dimmable
TBD | SLBT/2/F/G2/72/30 | image | datasheet | deeplink | TUNGSRAM - SLBt - 7950lm - 72W - 3000K - 70CRI - TBD[SKU] - Side 35-60mm and post 42-76mm | 4.5 | Side 35-60mm and post 42-76mm | LED | 1 | 72 | YES |  |  |  |  | -30°C to +35°C | CE;ENEC |  | CE & ENEC | [6 empty] | 66 | 3000 | 386x347x72 mm |  | 220-240V | -30°C to +35°C | 5 years | A++ |  |  | >70 |  | 3000 | 7950 |  |  |  | L80 > 195000 h |  | 110.42 |  |  | 8 | G2 | 25 °C | 11.5% | No Built-in accessory | Phased-out | 730/559 | CIE(x=0.43. y=0.403) 5SDCM | Class1. Class2 | IK09 | [11 empty] | dimmable
TBD | SLBT/2/F/Y5/72/30 | image | datasheet | deeplink | TUNGSRAM - SLBt - 7800lm - 72W - 3000K - 70CRI - TBD[SKU] - Side 35-60mm and post 42-76mm | 4.5 | Side 35-60mm and post 42-76mm | LED | 1 | 72 | YES |  |  |  |  | -30°C to +35°C | CE;ENEC |  | CE & ENEC | [6 empty] | 66 | 3000 | 386x347x72 mm |  | 220-240V | -30°C to +35°C | 5 years | A++ |  |  | >70 |  | 3000 | 7800 |  |  |  | L80 > 195000 h |  | 108.33 |  |  | 8 | Y5 | 25 °C | 11.5% | No Built-in accessory | Phased-out | 730/559 | CIE(x=0.43. y=0.403) 5SDCM | Class1. Class2 | IK09 | [11 empty] | dimmable
TBD | SLBT/2/F/Z5/72/30 | image | datasheet | deeplink | TUNGSRAM - SLBt - 7930lm - 72W - 3000K - 70CRI - TBD[SKU] - Side 35-60mm and post 42-76mm | 4.5 | Side 35-60mm and post 42-76mm | LED | 1 | 72 | YES |  |  |  |  | -30°C to +35°C | CE;ENEC |  | CE & ENEC | [6 empty] | 66 | 3000 | 386x347x72 mm |  | 220-240V | -30°C to +35°C | 5 years | A++ |  |  | >70 |  | 3000 | 7930 |  |  |  | L80 > 195000 h |  | 110.14 |  |  | 8 | Z5 | 25 °C | 11.5% | No Built-in accessory | Phased-out | 730/559 | CIE(x=0.43. y=0.403) 5SDCM | Class1. Class2 | IK09 | [11 empty] | dimmable
TBD | SLBT/2/F/X5/72/30 | image | datasheet | deeplink | TUNGSRAM - SLBt - 8000lm - 72W - 3000K - 70CRI - TBD[SKU] - Side 35-60mm and post 42-76mm | 4.5 | Side 35-60mm and post 42-76mm |  | 1 | 72 | YES |  |  |  |  | -30°C to +35°C | CE;ENEC |  | CE & ENEC | [6 empty] | 66 | 3000 | 386x347x72 mm |  | 220-240V | -30°C to +35°C | 5 years | A++ |  |  | >70 |  | 3000 | 8000 |  |  |  | L80 > 195000 h |  | 111.11 |  |  | 8 | X5 | 25 °C | 11.5% | No Built-in accessory | Phased-out | 730/559 | CIE(x=0.43. y=0.403) 5SDCM | Class1. Class2 | IK09 | [11 empty] | dimmable
TBD | SLBT/2/F/B2/72/30 | image | datasheet | deeplink | TUNGSRAM - SLBt - 8060lm - 72W - 3000K - 70CRI - TBD[SKU] - Side 35-60mm and post 42-76mm | 4.5 | Side 35-60mm and post 42-76mm |  | 1 | 72 | YES |  |  |  |  | -30°C to +35°C | CE;ENEC |  | CE & ENEC | [6 empty] | 66 | 3000 | 386x347x72 mm |  | 220-240V | -30°C to +35°C | 5 years | A++ |  |  | >70 |  | 3000 | 8060 |  |  |  | L80 > 195000 h |  | 111.94 |  |  | 8 | B2 | 25 °C | 11.5% | No Built-in accessory | Phased-out | 730/559 | CIE(x=0.43. y=0.403) 5SDCM | Class1. Class2 | IK09 | [11 empty] | dimmable
TBD | SLBT/2/F/P5/72/30 | image | datasheet | deeplink | TUNGSRAM - SLBt - 8030lm - 72W - 3000K - 70CRI - TBD[SKU] - Side 35-60mm and post 42-76mm | 4.5 | Side 35-60mm and post 42-76mm |  | 1 | 72 | YES |  |  |  |  | -30°C to +35°C | CE;ENEC |  | CE & ENEC | [6 empty] | 66 | 3000 | 386x347x72 mm |  | 220-240V | -30°C to +35°C | 5 years | A++ |  |  | >70 |  | 3000 | 8030 |  |  |  | L80 > 195000 h |  | 111.53 |  |  | 8 | P5 | 25 °C | 11.5% | No Built-in accessory | Phased-out | 730/559 | CIE(x=0.43. y=0.403) 5SDCM | Class1. Class2 | IK09 | [11 empty] | dimmable
TBD | SLBT/2/F/G2/56/30 | image | datasheet | deeplink | TUNGSRAM - SLBt - 6340lm - 56W - 3000K - 70CRI - TBD[SKU] - Side 35-60mm and post 42-76mm | 4.5 | Side 35-60mm and post 42-76mm | LED | 1 | 56 | YES |  |  |  |  | -30°C to +35°C | CE;ENEC |  | CE & ENEC | [6 empty] | 66 | 3000 | 386x347x72 mm |  | 220-240V | -30°C to +35°C | 5 years | A++ |  |  | >70 |  | 3000 | 6340 |  |  |  | L80 > 195000 h |  | 113.21 |  |  | 8 | G2 | 25 °C | 11.5% | No Built-in accessory | Phased-out | 730/559 | CIE(x=0.43. y=0.403) 5SDCM | Class1. Class2 | IK09 | [11 empty] | dimmable
TBD | SLBT/2/F/Y5/56/30 | image | datasheet | deeplink | TUNGSRAM - SLBt - 6210lm - 56W - 3000K - 70CRI - TBD[SKU] - Side 35-60mm and post 42-76mm | 4.5 | Side 35-60mm and post 42-76mm | LED | 1 | 56 | YES |  |  |  |  | -30°C to +35°C | CE;ENEC |  | CE & ENEC | [6 empty] | 66 | 3000 | 386x347x72 mm |  | 220-240V | -30°C to +35°C | 5 years | A++ |  |  | >70 |  | 3000 | 6210 |  |  |  | L80 > 195000 h |  | 110.89 |  |  | 8 | Y5 | 25 °C | 11.5% | No Built-in accessory | Phased-out | 730/559 | CIE(x=0.43. y=0.403) 5SDCM | Class1. Class2 | IK09 | [11 empty] | dimmable
TBD | SLBT/2/F/Z5/56/30 | image | datasheet | deeplink | TUNGSRAM - SLBt - 6320lm - 56W - 3000K - 70CRI - TBD[SKU] - Side 35-60mm and post 42-76mm | 4.5 | Side 35-60mm and post 42-76mm | LED | 1 | 56 | YES |  |  |  |  | -30°C to +35°C | CE;ENEC |  | CE & ENEC | [6 empty] | 66 | 3000 | 386x347x72 mm |  | 220-240V | -30°C to +35°C | 5 years | A++ |  |  | >70 |  | 3000 | 6320 |  |  |  | L80 > 195000 h |  | 112.86 |  |  | 8 | Z5 | 25 °C | 11.5% | No Built-in accessory | Phased-out | 730/559 | CIE(x=0.43. y=0.403) 5SDCM | Class1. Class2 | IK09 | [11 empty] | dimmable
TBD | SLBT/2/F/X5/56/30 | image | datasheet | deeplink | TUNGSRAM - SLBt - 6370lm - 56W - 3000K - 70CRI - TBD[SKU] - Side 35-60mm and post 42-76mm | 4.5 | Side 35-60mm and post 42-76mm |  | 1 | 56 | YES |  |  |  |  | -30°C to +35°C | CE;ENEC |  | CE & ENEC | [6 empty] | 66 | 3000 | 386x347x72 mm |  | 220-240V | -30°C to +35°C | 5 years | A++ |  |  | >70 |  | 3000 | 6370 |  |  |  | L80 > 195000 h |  | 113.75 |  |  | 8 | X5 | 25 °C | 11.5% | No Built-in accessory | Phased-out | 730/559 | CIE(x=0.43. y=0.403) 5SDCM | Class1. Class2 | IK09 | [11 empty] | dimmable
TBD | SLBT/2/F/B2/56/30 | image | datasheet | deeplink | TUNGSRAM - SLBt - 6410lm - 56W - 3000K - 70CRI - TBD[SKU] - Side 35-60mm and post 42-76mm | 4.5 | Side 35-60mm and post 42-76mm |  | 1 | 56 | YES |  |  |  |  | -30°C to +35°C | CE;ENEC |  | CE & ENEC | [6 empty] | 66 | 3000 | 386x347x72 mm |  | 220-240V | -30°C to +35°C | 5 years | A++ |  |  | >70 |  | 3000 | 6410 |  |  |  | L80 > 195000 h |  | 114.46 |  |  | 8 | B2 | 25 °C | 11.5% | No Built-in accessory | Phased-out | 730/559 | CIE(x=0.43. y=0.403) 5SDCM | Class1. Class2 | IK09 | [11 empty] | dimmable
TBD | SLBT/2/F/P5/56/30 | image | datasheet | deeplink | TUNGSRAM - SLBt - 6390lm - 56W - 3000K - 70CRI - TBD[SKU] - Side 35-60mm and post 42-76mm | 4.5 | Side 35-60mm and post 42-76mm |  | 1 | 56 | YES |  |  |  |  | -30°C to +35°C | CE;ENEC |  | CE & ENEC | [6 empty] | 66 | 3000 | 386x347x72 mm |  | 220-240V | -30°C to +35°C | 5 years | A++ |  |  | >70 |  | 3000 | 6390 |  |  |  | L80 > 195000 h |  | 114.11 |  |  | 8 | P5 | 25 °C | 11.5% | No Built-in accessory | Phased-out | 730/559 | CIE(x=0.43. y=0.403) 5SDCM | Class1. Class2 | IK09 | [11 empty] | dimmable
TBD | SLBT/2/F/G2/43/30 | image | datasheet | deeplink | TUNGSRAM - SLBt - 4880lm - 43W - 3000K - 70CRI - TBD[SKU] - Side 35-60mm and post 42-76mm | 4.5 | Side 35-60mm and post 42-76mm | LED | 1 | 43 | YES |  |  |  |  | -30°C to +35°C | CE;ENEC |  | CE & ENEC | [6 empty] | 66 | 3000 | 386x347x72 mm |  | 220-240V | -30°C to +35°C | 5 years | A++ |  |  | >70 |  | 3000 | 4880 |  |  |  | L80 > 195000 h |  | 113.49 |  |  | 8 | G2 | 25 °C | 11.5% | No Built-in accessory | Phased-out | 730/559 | CIE(x=0.43. y=0.403) 5SDCM | Class1. Class2 | IK09 | [11 empty] | dimmable
TBD | SLBT/2/F/Y5/43/30 | image | datasheet | deeplink | TUNGSRAM - SLBt - 4790lm - 43W - 3000K - 70CRI - TBD[SKU] - Side 35-60mm and post 42-76mm | 4.5 | Side 35-60mm and post 42-76mm | LED | 1 | 43 | YES |  |  |  |  | -30°C to +35°C | CE;ENEC |  | CE & ENEC | [6 empty] | 66 | 3000 | 386x347x72 mm |  | 220-240V | -30°C to +35°C | 5 years | A++ |  |  | >70 |  | 3000 | 4790 |  |  |  | L80 > 195000 h |  | 111.4 |  |  | 8 | Y5 | 25 °C | 11.5% | No Built-in accessory | Phased-out | 730/559 | CIE(x=0.43. y=0.403) 5SDCM | Class1. Class2 | IK09 | [11 empty] | dimmable
TBD | SLBT/2/F/Z5/43/30 | image | datasheet | deeplink | TUNGSRAM - SLBt - 4870lm - 43W - 3000K - 70CRI - TBD[SKU] - Side 35-60mm and post 42-76mm | 4.5 | Side 35-60mm and post 42-76mm |  | 1 | 43 | YES |  |  |  |  | -30°C to +35°C | CE;ENEC |  | CE & ENEC | [6 empty] | 66 | 3000 | 386x347x72 mm |  | 220-240V | -30°C to +35°C | 5 years | A++ |  |  | >70 |  | 3000 | 4870 |  |  |  | L80 > 195000 h |  | 113.26 |  |  | 8 | Z5 | 25 °C | 11.5% | No Built-in accessory | Phased-out | 730/559 | CIE(x=0.43. y=0.403) 5SDCM | Class1. Class2 | IK09 | [11 empty] | dimmable
TBD | SLBT/2/F/X5/43/30 | image | datasheet | deeplink | TUNGSRAM - SLBt - 4910lm - 43W - 3000K - 70CRI - TBD[SKU] - Side 35-60mm and post 42-76mm | 4.5 | Side 35-60mm and post 42-76mm |  | 1 | 43 | YES |  |  |  |  | -30°C to +35°C | CE;ENEC |  | CE & ENEC | [6 empty] | 66 | 3000 | 386x347x72 mm |  | 220-240V | -30°C to +35°C | 5 years | A++ |  |  | >70 |  | 3000 | 4910 |  |  |  | L80 > 195000 h |  | 114.19 |  |  | 8 | X5 | 25 °C | 11.5% | No Built-in accessory | Phased-out | 730/559 | CIE(x=0.43. y=0.403) 5SDCM | Class1. Class2 | IK09 | [11 empty] | dimmable
TBD | SLBT/2/F/B2/43/30 | image | datasheet | deeplink | TUNGSRAM - SLBt - 4950lm - 43W - 3000K - 70CRI - TBD[SKU] - Side 35-60mm and post 42-76mm | 4.5 | Side 35-60mm and post 42-76mm |  | 1 | 43 | YES |  |  |  |  | -30°C to +35°C | CE;ENEC |  | CE & ENEC | [6 empty] | 66 | 3000 | 386x347x72 mm |  | 220-240V | -30°C to +35°C | 5 years | A++ |  |  | >70 |  | 3000 | 4950 |  |  |  | L80 > 195000 h |  | 115.12 |  |  | 8 | B2 | 25 °C | 11.5% | No Built-in accessory | Phased-out | 730/559 | CIE(x=0.43. y=0.403) 5SDCM | Class1. Class2 | IK09 | [11 empty] | dimmable
TBD | SLBT/2/F/P5/43/30 | image | datasheet | deeplink | TUNGSRAM - SLBt - 4930lm - 43W - 3000K - 70CRI - TBD[SKU] - Side 35-60mm and post 42-76mm | 4.5 | Side 35-60mm and post 42-76mm |  | 1 | 43 | YES |  |  |  |  | -30°C to +35°C | CE;ENEC |  | CE & ENEC | [6 empty] | 66 | 3000 | 386x347x72 mm |  | 220-240V | -30°C to +35°C | 5 years | A++ |  |  | >70 |  | 3000 | 4930 |  |  |  | L80 > 195000 h |  | 114.65 |  |  | 8 | P5 | 25 °C | 11.5% | No Built-in accessory | Phased-out | 730/559 | CIE(x=0.43. y=0.403) 5SDCM | Class1. Class2 | IK09 | [11 empty] | dimmable
TBD | SLBT/2/F/G2/72/40 | image | datasheet | deeplink | TUNGSRAM - SLBt - 8170lm - 72W - 4000K - 70CRI - TBD[SKU] - Side 35-60mm and post 42-76mm | 4.5 | Side 35-60mm and post 42-76mm | LED | 1 | 72 | YES |  |  |  |  | -30°C to +35°C | CE;ENEC |  | CE & ENEC | [6 empty] | 66 | 4000 | 386x347x72 mm |  | 220-240V | -30°C to +35°C | 5 years | A++ |  |  | >70 |  | 4000 | 8170 |  |  |  | L80 > 195000 h |  | 113.47 |  |  | 8 | G2 | 25 °C | 11.5% | No Built-in accessory | Phased-out | 740/559 | CIE(x=0.38. y=0.38) 5SDCM | Class1. Class2 | IK09 | [11 empty] | dimmable
TBD | SLBT/2/F/Y5/72/40 | image | datasheet | deeplink | TUNGSRAM - SLBt - 8010lm - 72W - 4000K - 70CRI - TBD[SKU] - Side 35-60mm and post 42-76mm | 4.5 | Side 35-60mm and post 42-76mm | LED | 1 | 72 | YES |  |  |  |  | -30°C to +35°C | CE;ENEC |  | CE & ENEC | [6 empty] | 66 | 4000 | 386x347x72 mm |  | 220-240V | -30°C to +35°C | 5 years | A++ |  |  | >70 |  | 4000 | 8010 |  |  |  | L80 > 195000 h |  | 111.25 |  |  | 8 | Y5 | 25 °C | 11.5% | No Built-in accessory | Phased-out | 740/559 | CIE(x=0.38. y=0.38) 5SDCM | Class1. Class2 | IK09 | [11 empty] | dimmable
TBD | SLBT/2/F/Z5/72/40 | image | datasheet | deeplink | TUNGSRAM - SLBt - 8150lm - 72W - 4000K - 70CRI - TBD[SKU] - Side 35-60mm and post 42-76mm | 4.5 | Side 35-60mm and post 42-76mm | LED | 1 | 72 | YES |  |  |  |  | -30°C to +35°C | CE;ENEC |  | CE & ENEC | [6 empty] | 66 | 4000 | 386x347x72 mm |  | 220-240V | -30°C to +35°C | 5 years | A++ |  |  | >70 |  | 4000 | 8150 |  |  |  | L80 > 195000 h |  | 113.19 |  |  | 8 | Z5 | 25 °C | 11.5% | No Built-in accessory | Phased-out | 740/559 | CIE(x=0.38. y=0.38) 5SDCM | Class1. Class2 | IK09 | [11 empty] | dimmable
TBD | SLBT/2/F/X5/72/40 | image | datasheet | deeplink | TUNGSRAM - SLBt - 8220lm - 72W - 4000K - 70CRI - TBD[SKU] - Side 35-60mm and post 42-76mm | 4.5 | Side 35-60mm and post 42-76mm |  | 1 | 72 | YES |  |  |  |  | -30°C to +35°C | CE;ENEC |  | CE & ENEC | [6 empty] | 66 | 4000 | 386x347x72 mm |  | 220-240V | -30°C to +35°C | 5 years | A++ |  |  | >70 |  | 4000 | 8220 |  |  |  | L80 > 195000 h |  | 114.17 |  |  | 8 | X5 | 25 °C | 11.5% | No Built-in accessory | Phased-out | 740/559 | CIE(x=0.38. y=0.38) 5SDCM | Class1. Class2 | IK09 | [11 empty] | dimmable
TBD | SLBT/2/F/B2/72/40 | image | datasheet | deeplink | TUNGSRAM - SLBt - 8280lm - 72W - 4000K - 70CRI - TBD[SKU] - Side 35-60mm and post 42-76mm | 4.5 | Side 35-60mm and post 42-76mm |  | 1 | 72 | YES |  |  |  |  | -30°C to +35°C | CE;ENEC |  | CE & ENEC | [6 empty] | 66 | 4000 | 386x347x72 mm |  | 220-240V | -30°C to +35°C | 5 years | A++ |  |  | >70 |  | 4000 | 8280 |  |  |  | L80 > 195000 h |  | 115 |  |  | 8 | B2 | 25 °C | 11.5% | No Built-in accessory | Phased-out | 740/559 | CIE(x=0.38. y=0.38) 5SDCM | Class1. Class2 | IK09 | [11 empty] | dimmable
TBD | SLBT/2/F/P5/72/40 | image | datasheet | deeplink | TUNGSRAM - SLBt - 8250lm - 72W - 4000K - 70CRI - TBD[SKU] - Side 35-60mm and post 42-76mm | 4.5 | Side 35-60mm and post 42-76mm |  | 1 | 72 | YES |  |  |  |  | -30°C to +35°C | CE;ENEC |  | CE & ENEC | [6 empty] | 66 | 4000 | 386x347x72 mm |  | 220-240V | -30°C to +35°C | 5 years | A++ |  |  | >70 |  | 4000 | 8250 |  |  |  | L80 > 195000 h |  | 114.58 |  |  | 8 | P5 | 25 °C | 11.5% | No Built-in accessory | Phased-out | 740/559 | CIE(x=0.38. y=0.38) 5SDCM | Class1. Class2 | IK09 | [11 empty] | dimmable
TBD | SLBT/2/F/G2/56/40 | image | datasheet | deeplink | TUNGSRAM - SLBt - 6510lm - 56W - 4000K - 70CRI - TBD[SKU] - Side 35-60mm and post 42-76mm | 4.5 | Side 35-60mm and post 42-76mm | LED | 1 | 56 | YES |  |  |  |  | -30°C to +35°C | CE;ENEC |  | CE & ENEC | [6 empty] | 66 | 4000 | 386x347x72 mm |  | 220-240V | -30°C to +35°C | 5 years | A++ |  |  | >70 |  | 4000 | 6510 |  |  |  | L80 > 195000 h |  | 116.25 |  |  | 8 | G2 | 25 °C | 11.5% | No Built-in accessory | Phased-out | 740/559 | CIE(x=0.38. y=0.38) 5SDCM | Class1. Class2 | IK09 | [11 empty] | dimmable
TBD | SLBT/2/F/Y5/56/40 | image | datasheet | deeplink | TUNGSRAM - SLBt - 6380lm - 56W - 4000K - 70CRI - TBD[SKU] - Side 35-60mm and post 42-76mm | 4.5 | Side 35-60mm and post 42-76mm | LED | 1 | 56 | YES |  |  |  |  | -30°C to +35°C | CE;ENEC |  | CE & ENEC | [6 empty] | 66 | 4000 | 386x347x72 mm |  | 220-240V | -30°C to +35°C | 5 years | A++ |  |  | >70 |  | 4000 | 6380 |  |  |  | L80 > 195000 h |  | 113.93 |  |  | 8 | Y5 | 25 °C | 11.5% | No Built-in accessory | Phased-out | 740/559 | CIE(x=0.38. y=0.38) 5SDCM | Class1. Class2 | IK09 | [11 empty] | dimmable
TBD | SLBT/2/F/Z5/56/40 | image | datasheet | deeplink | TUNGSRAM - SLBt - 6490lm - 56W - 4000K - 70CRI - TBD[SKU] - Side 35-60mm and post 42-76mm | 4.5 | Side 35-60mm and post 42-76mm | LED | 1 | 56 | YES |  |  |  |  | -30°C to +35°C | CE;ENEC |  | CE & ENEC | [6 empty] | 66 | 4000 | 386x347x72 mm |  | 220-240V | -30°C to +35°C | 5 years | A++ |  |  | >70 |  | 4000 | 6490 |  |  |  | L80 > 195000 h |  | 115.89 |  |  | 8 | Z5 | 25 °C | 11.5% | No Built-in accessory | Phased-out | 740/559 | CIE(x=0.38. y=0.38) 5SDCM | Class1. Class2 | IK09 | [11 empty] | dimmable
TBD | SLBT/2/F/X5/56/40 | image | datasheet | deeplink | TUNGSRAM - SLBt - 6550lm - 56W - 4000K - 70CRI - TBD[SKU] - Side 35-60mm and post 42-76mm | 4.5 | Side 35-60mm and post 42-76mm |  | 1 | 56 | YES |  |  |  |  | -30°C to +35°C | CE;ENEC |  | CE & ENEC | [6 empty] | 66 | 4000 | 386x347x72 mm |  | 220-240V | -30°C to +35°C | 5 years | A++ |  |  | >70 |  | 4000 | 6550 |  |  |  | L80 > 195000 h |  | 116.96 |  |  | 8 | X5 | 25 °C | 11.5% | No Built-in accessory | Phased-out | 740/559 | CIE(x=0.38. y=0.38) 5SDCM | Class1. Class2 | IK09 | [11 empty] | dimmable
TBD | SLBT/2/F/B2/56/40 | image | datasheet | deeplink | TUNGSRAM - SLBt - 6590lm - 56W - 4000K - 70CRI - TBD[SKU] - Side 35-60mm and post 42-76mm | 4.5 | Side 35-60mm and post 42-76mm |  | 1 | 56 | YES |  |  |  |  | -30°C to +35°C | CE;ENEC |  | CE & ENEC | [6 empty] | 66 | 4000 | 386x347x72 mm |  | 220-240V | -30°C to +35°C | 5 years | A++ |  |  | >70 |  | 4000 | 6590 |  |  |  | L80 > 195000 h |  | 117.68 |  |  | 8 | B2 | 25 °C | 11.5% | No Built-in accessory | Phased-out | 740/559 | CIE(x=0.38. y=0.38) 5SDCM | Class1. Class2 | IK09 | [11 empty] | dimmable
TBD | SLBT/2/F/P5/56/40 | image | datasheet | deeplink | TUNGSRAM - SLBt - 6570lm - 56W - 4000K - 70CRI - TBD[SKU] - Side 35-60mm and post 42-76mm | 4.5 | Side 35-60mm and post 42-76mm |  | 1 | 56 | YES |  |  |  |  | -30°C to +35°C | CE;ENEC |  | CE & ENEC | [6 empty] | 66 | 4000 | 386x347x72 mm |  | 220-240V | -30°C to +35°C | 5 years | A++ |  |  | >70 |  | 4000 | 6570 |  |  |  | L80 > 195000 h |  | 117.32 |  |  | 8 | P5 | 25 °C | 11.5% | No Built-in accessory | Phased-out | 740/559 | CIE(x=0.38. y=0.38) 5SDCM | Class1. Class2 | IK09 | [11 empty] | dimmable
TBD | SLBT/2/F/G2/43/40 | image | datasheet | deeplink | TUNGSRAM - SLBt - 5020lm - 43W - 4000K - 70CRI - TBD[SKU] - Side 35-60mm and post 42-76mm | 4.5 | Side 35-60mm and post 42-76mm | LED | 1 | 43 | YES |  |  |  |  | -30°C to +35°C | CE;ENEC |  | CE & ENEC | [6 empty] | 66 | 4000 | 386x347x72 mm |  | 220-240V | -30°C to +35°C | 5 years | A++ |  |  | >70 |  | 4000 | 5020 |  |  |  | L80 > 195000 h |  | 116.74 |  |  | 8 | G2 | 25 °C | 11.5% | No Built-in accessory | Phased-out | 740/559 | CIE(x=0.38. y=0.38) 5SDCM | Class1. Class2 | IK09 | [11 empty] | dimmable
TBD | SLBT/2/F/Y5/43/40 | image | datasheet | deeplink | TUNGSRAM - SLBt - 4920lm - 43W - 4000K - 70CRI - TBD[SKU] - Side 35-60mm and post 42-76mm | 4.5 | Side 35-60mm and post 42-76mm | LED | 1 | 43 | YES |  |  |  |  | -30°C to +35°C | CE;ENEC |  | CE & ENEC | [6 empty] | 66 | 4000 | 386x347x72 mm |  | 220-240V | -30°C to +35°C | 5 years | A++ |  |  | >70 |  | 4000 | 4920 |  |  |  | L80 > 195000 h |  | 114.42 |  |  | 8 | Y5 | 25 °C | 11.5% | No Built-in accessory | Phased-out | 740/559 | CIE(x=0.38. y=0.38) 5SDCM | Class1. Class2 | IK09 | [11 empty] | dimmable
TBD | SLBT/2/F/Z5/43/40 | image | datasheet | deeplink | TUNGSRAM - SLBt - 5010lm - 43W - 4000K - 70CRI - TBD[SKU] - Side 35-60mm and post 42-76mm | 4.5 | Side 35-60mm and post 42-76mm | LED | 1 | 43 | YES |  |  |  |  | -30°C to +35°C | CE;ENEC |  | CE & ENEC | [6 empty] | 66 | 4000 | 386x347x72 mm |  | 220-240V | -30°C to +35°C | 5 years | A++ |  |  | >70 |  | 4000 | 5010 |  |  |  | L80 > 195000 h |  | 116.51 |  |  | 8 | Z5 | 25 °C | 11.5% | No Built-in accessory | Phased-out | 740/559 | CIE(x=0.38. y=0.38) 5SDCM | Class1. Class2 | IK09 | [11 empty] | dimmable
TBD | SLBT/2/F/X5/43/40 | image | datasheet | deeplink | TUNGSRAM - SLBt - 5050lm - 43W - 4000K - 70CRI - TBD[SKU] - Side 35-60mm and post 42-76mm | 4.5 | Side 35-60mm and post 42-76mm |  | 1 | 43 | YES |  |  |  |  | -30°C to +35°C | CE;ENEC |  | CE & ENEC | [6 empty] | 66 | 4000 | 386x347x72 mm |  | 220-240V | -30°C to +35°C | 5 years | A++ |  |  | >70 |  | 4000 | 5050 |  |  |  | L80 > 195000 h |  | 117.44 |  |  | 8 | X5 | 25 °C | 11.5% | No Built-in accessory | Phased-out | 740/559 | CIE(x=0.38. y=0.38) 5SDCM | Class1. Class2 | IK09 | [11 empty] | dimmable
TBD | SLBT/2/F/B2/43/40 | image | datasheet | deeplink | TUNGSRAM - SLBt - 5090lm - 43W - 4000K - 70CRI - TBD[SKU] - Side 35-60mm and post 42-76mm | 4.5 | Side 35-60mm and post 42-76mm |  | 1 | 43 | YES |  |  |  |  | -30°C to +35°C | CE;ENEC |  | CE & ENEC | [6 empty] | 66 | 4000 | 386x347x72 mm |  | 220-240V | -30°C to +35°C | 5 years | A++ |  |  | >70 |  | 4000 | 5090 |  |  |  | L80 > 195000 h |  | 118.37 |  |  | 8 | B2 | 25 °C | 11.5% | No Built-in accessory | Phased-out | 740/559 | CIE(x=0.38. y=0.38) 5SDCM | Class1. Class2 | IK09 | [11 empty] | dimmable
TBD | SLBT/2/F/P5/43/40 | image | datasheet | deeplink | TUNGSRAM - SLBt - 5070lm - 43W - 4000K - 70CRI - TBD[SKU] - Side 35-60mm and post 42-76mm | 4.5 | Side 35-60mm and post 42-76mm |  | 1 | 43 | YES |  |  |  |  | -30°C to +35°C | CE;ENEC |  | CE & ENEC | [6 empty] | 66 | 4000 | 386x347x72 mm |  | 220-240V | -30°C to +35°C | 5 years | A++ |  |  | >70 |  | 4000 | 5070 |  |  |  | L80 > 195000 h |  | 117.91 |  |  | 8 | P5 | 25 °C | 11.5% | No Built-in accessory | Phased-out | 740/559 | CIE(x=0.38. y=0.38) 5SDCM | Class1. Class2 | IK09 | [11 empty] | dimmable
TBD | SLBT/2/F/G2/50/40 | image | datasheet | deeplink | TUNGSRAM - SLBt - 5510lm - 50W - 4000K - 70CRI - TBD[SKU] - Side 35-60mm and post 42-76mm | 4.5 | Side 35-60mm and post 42-76mm | LED | 1 | 50 | YES |  |  |  |  | -30°C to +35°C | CE;ENEC |  | CE & ENEC | [6 empty] | 66 | 4000 | 386x347x72 mm |  | 220-240V | -30°C to +35°C | 5 years | A++ |  |  | >70 |  | 4000 | 5510 |  |  |  | L80 > 195000 h |  | 110.2 |  |  | 8 | G2 | 25 °C | 11.5% | No Built-in accessory | Phased-out | 740/559 | CIE(x=0.38. y=0.38) 5SDCM | Class1. Class2 | IK09 | [11 empty] | dimmable
TBD | SLBT/2/F/Y5/50/40 | image | datasheet | deeplink | TUNGSRAM - SLBt - 5400lm - 50W - 4000K - 70CRI - TBD[SKU] - Side 35-60mm and post 42-76mm | 4.5 | Side 35-60mm and post 42-76mm | LED | 1 | 50 | YES |  |  |  |  | -30°C to +35°C | CE;ENEC |  | CE & ENEC | [6 empty] | 66 | 4000 | 386x347x72 mm |  | 220-240V | -30°C to +35°C | 5 years | A++ |  |  | >70 |  | 4000 | 5400 |  |  |  | L80 > 195000 h |  | 108 |  |  | 8 | Y5 | 25 °C | 11.5% | No Built-in accessory | Phased-out | 740/559 | CIE(x=0.38. y=0.38) 5SDCM | Class1. Class2 | IK09 | [11 empty] | dimmable
TBD | SLBT/2/F/Z5/50/40 | image | datasheet | deeplink | TUNGSRAM - SLBt - 5500lm - 50W - 4000K - 70CRI - TBD[SKU] - Side 35-60mm and post 42-76mm | 4.5 | Side 35-60mm and post 42-76mm | LED | 1 | 50 | YES |  |  |  |  | -30°C to +35°C | CE;ENEC |  | CE & ENEC | [6 empty] | 66 | 4000 | 386x347x72 mm |  | 220-240V | -30°C to +35°C | 5 years | A++ |  |  | >70 |  | 4000 | 5500 |  |  |  | L80 > 195000 h |  | 110 |  |  | 8 | Z5 | 25 °C | 11.5% | No Built-in accessory | Phased-out | 740/559 | CIE(x=0.38. y=0.38) 5SDCM | Class1. Class2 | IK09 | [11 empty] | dimmable
TBD | SLBT/2/F/X5/50/40 | image | datasheet | deeplink | TUNGSRAM - SLBt - 5540lm - 50W - 4000K - 70CRI - TBD[SKU] - Side 35-60mm and post 42-76mm | 4.5 | Side 35-60mm and post 42-76mm |  | 1 | 50 | YES |  |  |  |  | -30°C to +35°C | CE;ENEC |  | CE & ENEC | [6 empty] | 66 | 4000 | 386x347x72 mm |  | 220-240V | -30°C to +35°C | 5 years | A++ |  |  | >70 |  | 4000 | 5540 |  |  |  | L80 > 195000 h |  | 110.8 |  |  | 8 | X5 | 25 °C | 11.5% | No Built-in accessory | Phased-out | 740/559 | CIE(x=0.38. y=0.38) 5SDCM | Class1. Class2 | IK09 | [11 empty] | dimmable
TBD | SLBT/2/F/B2/50/40 | image | datasheet | deeplink | TUNGSRAM - SLBt - 5580lm - 50W - 4000K - 70CRI - TBD[SKU] - Side 35-60mm and post 42-76mm | 4.5 | Side 35-60mm and post 42-76mm |  | 1 | 50 | YES |  |  |  |  | -30°C to +35°C | CE;ENEC |  | CE & ENEC | [6 empty] | 66 | 4000 | 386x347x72 mm |  | 220-240V | -30°C to +35°C | 5 years | A++ |  |  | >70 |  | 4000 | 5580 |  |  |  | L80 > 195000 h |  | 111.6 |  |  | 8 | B2 | 25 °C | 11.5% | No Built-in accessory | Phased-out | 740/559 | CIE(x=0.38. y=0.38) 5SDCM | Class1. Class2 | IK09 | [11 empty] | dimmable
TBD | SLBT/2/F/P5/50/40 | image | datasheet | deeplink | TUNGSRAM - SLBt - 5560lm - 50W - 4000K - 70CRI - TBD[SKU] - Side 35-60mm and post 42-76mm | 4.5 | Side 35-60mm and post 42-76mm |  | 1 | 50 | YES |  |  |  |  | -30°C to +35°C | CE;ENEC |  | CE & ENEC | [6 empty] | 66 | 4000 | 386x347x72 mm |  | 220-240V | -30°C to +35°C | 5 years | A++ |  |  | >70 |  | 4000 | 5560 |  |  |  | L80 > 195000 h |  | 111.2 |  |  | 8 | P5 | 25 °C | 11.5% | No Built-in accessory | Phased-out | 740/559 | CIE(x=0.38. y=0.38) 5SDCM | Class1. Class2 | IK09 | [11 empty] | dimmable
TBD | SLBT/2/F/G2/35/40 | image | datasheet | deeplink | TUNGSRAM - SLBt - 4110lm - 35W - 4000K - 70CRI - TBD[SKU] - Side 35-60mm and post 42-76mm | 4.5 | Side 35-60mm and post 42-76mm |  | 1 | 35 | YES |  |  |  |  | -30°C to +35°C | CE;ENEC |  | CE & ENEC | [6 empty] | 66 | 4000 | 386x347x72 mm |  | 220-240V | -30°C to +35°C | 5 years | A++ |  |  | >70 |  | 4000 | 4110 |  |  |  | L80 > 195000 h |  | 117.43 |  |  | 8 | G2 | 25 °C | 11.5% | No Built-in accessory | Phased-out | 740/559 | CIE(x=0.38. y=0.38) 5SDCM | Class1. Class2 | IK09 | [11 empty] | dimmable
TBD | SLBT/2/F/Y5/35/40 | image | datasheet | deeplink | TUNGSRAM - SLBt - 4030lm - 35W - 4000K - 70CRI - TBD[SKU] - Side 35-60mm and post 42-76mm | 4.5 | Side 35-60mm and post 42-76mm |  | 1 | 35 | YES |  |  |  |  | -30°C to +35°C | CE;ENEC |  | CE & ENEC | [6 empty] | 66 | 4000 | 386x347x72 mm |  | 220-240V | -30°C to +35°C | 5 years | A++ |  |  | >70 |  | 4000 | 4030 |  |  |  | L80 > 195000 h |  | 115.14 |  |  | 8 | Y5 | 25 °C | 11.5% | No Built-in accessory | Phased-out | 740/559 | CIE(x=0.38. y=0.38) 5SDCM | Class1. Class2 | IK09 | [11 empty] | dimmable
TBD | SLBT/2/F/Z5/35/40 | image | datasheet | deeplink | TUNGSRAM - SLBt - 4100lm - 35W - 4000K - 70CRI - TBD[SKU] - Side 35-60mm and post 42-76mm | 4.5 | Side 35-60mm and post 42-76mm |  | 1 | 35 | YES |  |  |  |  | -30°C to +35°C | CE;ENEC |  | CE & ENEC | [6 empty] | 66 | 4000 | 386x347x72 mm |  | 220-240V | -30°C to +35°C | 5 years | A++ |  |  | >70 |  | 4000 | 4100 |  |  |  | L80 > 195000 h |  | 117.14 |  |  | 8 | Z5 | 25 °C | 11.5% | No Built-in accessory | Phased-out | 740/559 | CIE(x=0.38. y=0.38) 5SDCM | Class1. Class2 | IK09 | [11 empty] | dimmable
TBD | SLBT/2/F/X5/35/40 | image | datasheet | deeplink | TUNGSRAM - SLBt - 4130lm - 35W - 4000K - 70CRI - TBD[SKU] - Side 35-60mm and post 42-76mm | 4.5 | Side 35-60mm and post 42-76mm |  | 1 | 35 | YES |  |  |  |  | -30°C to +35°C | CE;ENEC |  | CE & ENEC | [6 empty] | 66 | 4000 | 386x347x72 mm |  | 220-240V | -30°C to +35°C | 5 years | A++ |  |  | >70 |  | 4000 | 4130 |  |  |  | L80 > 195000 h |  | 118 |  |  | 8 | X5 | 25 °C | 11.5% | No Built-in accessory | Phased-out | 740/559 | CIE(x=0.38. y=0.38) 5SDCM | Class1. Class2 | IK09 | [11 empty] | dimmable
TBD | SLBT/2/F/B2/35/40 | image | datasheet | deeplink | TUNGSRAM - SLBt - 4160lm - 35W - 4000K - 70CRI - TBD[SKU] - Side 35-60mm and post 42-76mm | 4.5 | Side 35-60mm and post 42-76mm |  | 1 | 35 | YES |  |  |  |  | -30°C to +35°C | CE;ENEC |  | CE & ENEC | [6 empty] | 66 | 4000 | 386x347x72 mm |  | 220-240V | -30°C to +35°C | 5 years | A++ |  |  | >70 |  | 4000 | 4160 |  |  |  | L80 > 195000 h |  | 118.86 |  |  | 8 | B2 | 25 °C | 11.5% | No Built-in accessory | Phased-out | 740/559 | CIE(x=0.38. y=0.38) 5SDCM | Class1. Class2 | IK09 | [11 empty] | dimmable
TBD | SLBT/2/F/P5/35/40 | image | datasheet | deeplink | TUNGSRAM - SLBt - 4150lm - 35W - 4000K - 70CRI - TBD[SKU] - Side 35-60mm and post 42-76mm | 4.5 | Side 35-60mm and post 42-76mm |  | 1 | 35 | YES |  |  |  |  | -30°C to +35°C | CE;ENEC |  | CE & ENEC | [6 empty] | 66 | 4000 | 386x347x72 mm |  | 220-240V | -30°C to +35°C | 5 years | A++ |  |  | >70 |  | 4000 | 4150 |  |  |  | L80 > 195000 h |  | 118.57 |  |  | 8 | P5 | 25 °C | 11.5% | No Built-in accessory | Phased-out | 740/559 | CIE(x=0.38. y=0.38) 5SDCM | Class1. Class2 | IK09 | [11 empty] | dimmable
TBD | SLBT/2/F/G2/30/40 | image | datasheet | deeplink | TUNGSRAM - SLBt - 3270lm - 30W - 4000K - 70CRI - TBD[SKU] - Side 35-60mm and post 42-76mm | 4.5 | Side 35-60mm and post 42-76mm |  | 1 | 30 | YES |  |  |  |  | -30°C to +35°C | CE;ENEC |  | CE & ENEC | [6 empty] | 66 | 4000 | 386x347x72 mm |  | 220-240V | -30°C to +35°C | 5 years | A++ |  |  | >70 |  | 4000 | 3270 |  |  |  | L80 > 195000 h |  | 109 |  |  | 8 | G2 | 25 °C | 11.5% | No Built-in accessory | Phased-out | 740/559 | CIE(x=0.38. y=0.38) 5SDCM | Class1. Class2 | IK09 | [11 empty] | dimmable
TBD | SLBT/2/F/Y5/30/40 | image | datasheet | deeplink | TUNGSRAM - SLBt - 3210lm - 30W - 4000K - 70CRI - TBD[SKU] - Side 35-60mm and post 42-76mm | 4.5 | Side 35-60mm and post 42-76mm | LED | 1 | 30 | YES |  |  |  |  | -30°C to +35°C | CE;ENEC |  | CE & ENEC | [6 empty] | 66 | 4000 | 386x347x72 mm |  | 220-240V | -30°C to +35°C | 5 years | A++ |  |  | >70 |  | 4000 | 3210 |  |  |  | L80 > 195000 h |  | 107 |  |  | 8 | Y5 | 25 °C | 11.5% | No Built-in accessory | Phased-out | 740/559 | CIE(x=0.38. y=0.38) 5SDCM | Class1. Class2 | IK09 | [11 empty] | dimmable
TBD | SLBT/2/F/Z5/30/40 | image | datasheet | deeplink | TUNGSRAM - SLBt - 3270lm - 30W - 4000K - 70CRI - TBD[SKU] - Side 35-60mm and post 42-76mm | 4.5 | Side 35-60mm and post 42-76mm |  | 1 | 30 | YES |  |  |  |  | -30°C to +35°C | CE;ENEC |  | CE & ENEC | [6 empty] | 66 | 4000 | 386x347x72 mm |  | 220-240V | -30°C to +35°C | 5 years | A++ |  |  | >70 |  | 4000 | 3270 |  |  |  | L80 > 195000 h |  | 109 |  |  | 8 | Z5 | 25 °C | 11.5% | No Built-in accessory | Phased-out | 740/559 | CIE(x=0.38. y=0.38) 5SDCM | Class1. Class2 | IK09 | [11 empty] | dimmable
TBD | SLBT/2/F/X5/30/40 | image | datasheet | deeplink | TUNGSRAM - SLBt - 3290lm - 30W - 4000K - 70CRI - TBD[SKU] - Side 35-60mm and post 42-76mm | 4.5 | Side 35-60mm and post 42-76mm |  | 1 | 30 | YES |  |  |  |  | -30°C to +35°C | CE;ENEC |  | CE & ENEC | [6 empty] | 66 | 4000 | 386x347x72 mm |  | 220-240V | -30°C to +35°C | 5 years | A++ |  |  | >70 |  | 4000 | 3290 |  |  |  | L80 > 195000 h |  | 109.67 |  |  | 8 | X5 | 25 °C | 11.5% | No Built-in accessory | Phased-out | 740/559 | CIE(x=0.38. y=0.38) 5SDCM | Class1. Class2 | IK09 | [11 empty] | dimmable
TBD | SLBT/2/F/B2/30/40 | image | datasheet | deeplink | TUNGSRAM - SLBt - 3310lm - 30W - 4000K - 70CRI - TBD[SKU] - Side 35-60mm and post 42-76mm | 4.5 | Side 35-60mm and post 42-76mm |  | 1 | 30 | YES |  |  |  |  | -30°C to +35°C | CE;ENEC |  | CE & ENEC | [6 empty] | 66 | 4000 | 386x347x72 mm |  | 220-240V | -30°C to +35°C | 5 years | A++ |  |  | >70 |  | 4000 | 3310 |  |  |  | L80 > 195000 h |  | 110.33 |  |  | 8 | B2 | 25 °C | 11.5% | No Built-in accessory | Phased-out | 740/559 | CIE(x=0.38. y=0.38) 5SDCM | Class1. Class2 | IK09 | [11 empty] | dimmable
TBD | SLBT/2/F/P5/30/40 | image | datasheet | deeplink | TUNGSRAM - SLBt - 3300lm - 30W - 4000K - 70CRI - TBD[SKU] - Side 35-60mm and post 42-76mm | 4.5 | Side 35-60mm and post 42-76mm |  | 1 | 30 | YES |  |  |  |  | -30°C to +35°C | CE;ENEC |  | CE & ENEC | [6 empty] | 66 | 4000 | 386x347x72 mm |  | 220-240V | -30°C to +35°C | 5 years | A++ |  |  | >70 |  | 4000 | 3300 |  |  |  | L80 > 195000 h |  | 110 |  |  | 8 | P5 | 25 °C | 11.5% | No Built-in accessory | Phased-out | 740/559 | CIE(x=0.38. y=0.38) 5SDCM | Class1. Class2 | IK09 | [11 empty] | dimmable
TBD | SLBT/2/F/G2/15/40 | image | datasheet | deeplink | TUNGSRAM - SLBt - 1650lm - 15W - 4000K - 70CRI - TBD[SKU] - Side 35-60mm and post 42-76mm | 4.5 | Side 35-60mm and post 42-76mm |  | 1 | 15 | YES |  |  |  |  | -30°C to +35°C | CE;ENEC |  | CE & ENEC | [6 empty] | 66 | 4000 | 386x347x72 mm |  | 220-240V | -30°C to +35°C | 5 years | A++ |  |  | >70 |  | 4000 | 1650 |  |  |  | L80 > 195000 h |  | 110 |  |  | 8 | G2 | 25 °C | 11.5% | No Built-in accessory | Phased-out | 740/559 | CIE(x=0.38. y=0.38) 5SDCM | Class1. Class2 | IK09 | [11 empty] | dimmable
TBD | SLBT/2/F/Y5/15/40 | image | datasheet | deeplink | TUNGSRAM - SLBt - 1620lm - 15W - 4000K - 70CRI - TBD[SKU] - Side 35-60mm and post 42-76mm | 4.5 | Side 35-60mm and post 42-76mm | LED | 1 | 15 | YES |  |  |  |  | -30°C to +35°C | CE;ENEC |  | CE & ENEC | [6 empty] | 66 | 4000 | 386x347x72 mm |  | 220-240V | -30°C to +35°C | 5 years | A++ |  |  | >70 |  | 4000 | 1620 |  |  |  | L80 > 195000 h |  | 108 |  |  | 8 | Y5 | 25 °C | 11.5% | No Built-in accessory | Phased-out | 740/559 | CIE(x=0.38. y=0.38) 5SDCM | Class1. Class2 | IK09 | [11 empty] | dimmable
TBD | SLBT/2/F/Z5/15/40 | image | datasheet | deeplink | TUNGSRAM - SLBt - 1650lm - 15W - 4000K - 70CRI - TBD[SKU] - Side 35-60mm and post 42-76mm | 4.5 | Side 35-60mm and post 42-76mm |  | 1 | 15 | YES |  |  |  |  | -30°C to +35°C | CE;ENEC |  | CE & ENEC | [6 empty] | 66 | 4000 | 386x347x72 mm |  | 220-240V | -30°C to +35°C | 5 years | A++ |  |  | >70 |  | 4000 | 1650 |  |  |  | L80 > 195000 h |  | 110 |  |  | 8 | Z5 | 25 °C | 11.5% | No Built-in accessory | Phased-out | 740/559 | CIE(x=0.38. y=0.38) 5SDCM | Class1. Class2 | IK09 | [11 empty] | dimmable
TBD | SLBT/2/F/X5/15/40 | image | datasheet | deeplink | TUNGSRAM - SLBt - 1660lm - 15W - 4000K - 70CRI - TBD[SKU] - Side 35-60mm and post 42-76mm | 4.5 | Side 35-60mm and post 42-76mm |  | 1 | 15 | YES |  |  |  |  | -30°C to +35°C | CE;ENEC |  | CE & ENEC | [6 empty] | 66 | 4000 | 386x347x72 mm |  | 220-240V | -30°C to +35°C | 5 years | A++ |  |  | >70 |  | 4000 | 1660 |  |  |  | L80 > 195000 h |  | 110.67 |  |  | 8 | X5 | 25 °C | 11.5% | No Built-in accessory | Phased-out | 740/559 | CIE(x=0.38. y=0.38) 5SDCM | Class1. Class2 | IK09 | [11 empty] | dimmable
TBD | SLBT/2/F/B2/15/40 | image | datasheet | deeplink | TUNGSRAM - SLBt - 1670lm - 15W - 4000K - 70CRI - TBD[SKU] - Side 35-60mm and post 42-76mm | 4.5 | Side 35-60mm and post 42-76mm |  | 1 | 15 | YES |  |  |  |  | -30°C to +35°C | CE;ENEC |  | CE & ENEC | [6 empty] | 66 | 4000 | 386x347x72 mm |  | 220-240V | -30°C to +35°C | 5 years | A++ |  |  | >70 |  | 4000 | 1670 |  |  |  | L80 > 195000 h |  | 111.33 |  |  | 8 | B2 | 25 °C | 11.5% | No Built-in accessory | Phased-out | 740/559 | CIE(x=0.38. y=0.38) 5SDCM | Class1. Class2 | IK09 | [11 empty] | dimmable
TBD | SLBT/2/F/P5/15/40 | image | datasheet | deeplink | TUNGSRAM - SLBt - 1670lm - 15W - 4000K - 70CRI - TBD[SKU] - Side 35-60mm and post 42-76mm | 4.5 | Side 35-60mm and post 42-76mm |  | 1 | 15 | YES |  |  |  |  | -30°C to +35°C | CE;ENEC |  | CE & ENEC | [6 empty] | 66 | 4000 | 386x347x72 mm |  | 220-240V | -30°C to +35°C | 5 years | A++ |  |  | >70 |  | 4000 | 1670 |  |  |  | L80 > 195000 h |  | 111.33 |  |  | 8 | P5 | 25 °C | 11.5% | No Built-in accessory | Phased-out | 740/559 | CIE(x=0.38. y=0.38) 5SDCM | Class1. Class2 | IK09 | [11 empty] | dimmable
TBD | SLBT/2/F/G2/12/40 | image | datasheet | deeplink | TUNGSRAM - SLBt - 1290lm - 12W - 4000K - 70CRI - TBD[SKU] - Side 35-60mm and post 42-76mm | 4.5 | Side 35-60mm and post 42-76mm |  | 1 | 12 | YES |  |  |  |  | -30°C to +35°C | CE;ENEC |  | CE & ENEC | [6 empty] | 66 | 4000 | 386x347x72 mm |  | 220-240V | -30°C to +35°C | 5 years | A++ |  |  | >70 |  | 4000 | 1290 |  |  |  | L80 > 195000 h |  | 107.5 |  |  | 8 | G2 | 25 °C | 11.5% | No Built-in accessory | Phased-out | 740/559 | CIE(x=0.38. y=0.38) 5SDCM | Class1. Class2 | IK09 | [11 empty] | dimmable
TBD | SLBT/2/F/Y5/12/40 | image | datasheet | deeplink | TUNGSRAM - SLBt - 1260lm - 12W - 4000K - 70CRI - TBD[SKU] - Side 35-60mm and post 42-76mm | 4.5 | Side 35-60mm and post 42-76mm | LED | 1 | 12 | YES |  |  |  |  | -30°C to +35°C | CE;ENEC |  | CE & ENEC | [6 empty] | 66 | 4000 | 386x347x72 mm |  | 220-240V | -30°C to +35°C | 5 years | A++ |  |  | >70 |  | 4000 | 1260 |  |  |  | L80 > 195000 h |  | 105 |  |  | 8 | Y5 | 25 °C | 11.5% | No Built-in accessory | Phased-out | 740/559 | CIE(x=0.38. y=0.38) 5SDCM | Class1. Class2 | IK09 | [11 empty] | dimmable
TBD | SLBT/2/F/Z5/12/40 | image | datasheet | deeplink | TUNGSRAM - SLBt - 1290lm - 12W - 4000K - 70CRI - TBD[SKU] - Side 35-60mm and post 42-76mm | 4.5 | Side 35-60mm and post 42-76mm |  | 1 | 12 | YES |  |  |  |  | -30°C to +35°C | CE;ENEC |  | CE & ENEC | [6 empty] | 66 | 4000 | 386x347x72 mm |  | 220-240V | -30°C to +35°C | 5 years | A++ |  |  | >70 |  | 4000 | 1290 |  |  |  | L80 > 195000 h |  | 107.5 |  |  | 8 | Z5 | 25 °C | 11.5% | No Built-in accessory | Phased-out | 740/559 | CIE(x=0.38. y=0.38) 5SDCM | Class1. Class2 | IK09 | [11 empty] | dimmable
TBD | SLBT/2/F/X5/12/40 | image | datasheet | deeplink | TUNGSRAM - SLBt - 1300lm - 12W - 4000K - 70CRI - TBD[SKU] - Side 35-60mm and post 42-76mm | 4.5 | Side 35-60mm and post 42-76mm |  | 1 | 12 | YES |  |  |  |  | -30°C to +35°C | CE;ENEC |  | CE & ENEC | [6 empty] | 66 | 4000 | 386x347x72 mm |  | 220-240V | -30°C to +35°C | 5 years | A++ |  |  | >70 |  | 4000 | 1300 |  |  |  | L80 > 195000 h |  | 108.33 |  |  | 8 | X5 | 25 °C | 11.5% | No Built-in accessory | Phased-out | 740/559 | CIE(x=0.38. y=0.38) 5SDCM | Class1. Class2 | IK09 | [11 empty] | dimmable
TBD | SLBT/2/F/B2/12/40 | image | datasheet | deeplink | TUNGSRAM - SLBt - 1310lm - 12W - 4000K - 70CRI - TBD[SKU] - Side 35-60mm and post 42-76mm | 4.5 | Side 35-60mm and post 42-76mm |  | 1 | 12 | YES |  |  |  |  | -30°C to +35°C | CE;ENEC |  | CE & ENEC | [6 empty] | 66 | 4000 | 386x347x72 mm |  | 220-240V | -30°C to +35°C | 5 years | A++ |  |  | >70 |  | 4000 | 1310 |  |  |  | L80 > 195000 h |  | 109.17 |  |  | 8 | B2 | 25 °C | 11.5% | No Built-in accessory | Phased-out | 740/559 | CIE(x=0.38. y=0.38) 5SDCM | Class1. Class2 | IK09 | [11 empty] | dimmable
TBD | SLBT/2/F/P5/12/40 | image | datasheet | deeplink | TUNGSRAM - SLBt - 1300lm - 12W - 4000K - 70CRI - TBD[SKU] - Side 35-60mm and post 42-76mm | 4.5 | Side 35-60mm and post 42-76mm |  | 1 | 12 | YES |  |  |  |  | -30°C to +35°C | CE;ENEC |  | CE & ENEC | [6 empty] | 66 | 4000 | 386x347x72 mm |  | 220-240V | -30°C to +35°C | 5 years | A++ |  |  | >70 |  | 4000 | 1300 |  |  |  | L80 > 195000 h |  | 108.33 |  |  | 8 | P5 | 25 °C | 11.5% | No Built-in accessory | Phased-out | 740/559 | CIE(x=0.38. y=0.38) 5SDCM | Class1. Class2 | IK09 | [11 empty] | dimmable
TBD | SLBT/2/F/G2/50/30 | image | datasheet | deeplink | TUNGSRAM - SLBt - 5360lm - 50W - 3000K - 70CRI - TBD[SKU] - Side 35-60mm and post 42-76mm | 4.5 | Side 35-60mm and post 42-76mm | LED | 1 | 50 | YES |  |  |  |  | -30°C to +35°C | CE;ENEC |  | CE & ENEC | [6 empty] | 66 | 3000 | 386x347x72 mm |  | 220-240V | -30°C to +35°C | 5 years | A++ |  |  | >70 |  | 3000 | 5360 |  |  |  | L80 > 195000 h |  | 107.2 |  |  | 8 | G2 | 25 °C | 11.5% | No Built-in accessory | Phased-out | 730/559 | CIE(x=0.43. y=0.403) 5SDCM | Class1. Class2 | IK09 | [11 empty] | dimmable
TBD | SLBT/2/F/Y5/50/30 | image | datasheet | deeplink | TUNGSRAM - SLBt - 5250lm - 50W - 3000K - 70CRI - TBD[SKU] - Side 35-60mm and post 42-76mm | 4.5 | Side 35-60mm and post 42-76mm | LED | 1 | 50 | YES |  |  |  |  | -30°C to +35°C | CE;ENEC |  | CE & ENEC | [6 empty] | 66 | 3000 | 386x347x72 mm |  | 220-240V | -30°C to +35°C | 5 years | A++ |  |  | >70 |  | 3000 | 5250 |  |  |  | L80 > 195000 h |  | 105 |  |  | 8 | Y5 | 25 °C | 11.5% | No Built-in accessory | Phased-out | 730/559 | CIE(x=0.43. y=0.403) 5SDCM | Class1. Class2 | IK09 | [11 empty] | dimmable
TBD | SLBT/2/F/Z5/50/30 | image | datasheet | deeplink | TUNGSRAM - SLBt - 5350lm - 50W - 3000K - 70CRI - TBD[SKU] - Side 35-60mm and post 42-76mm | 4.5 | Side 35-60mm and post 42-76mm | LED | 1 | 50 | YES |  |  |  |  | -30°C to +35°C | CE;ENEC |  | CE & ENEC | [6 empty] | 66 | 3000 | 386x347x72 mm |  | 220-240V | -30°C to +35°C | 5 years | A++ |  |  | >70 |  | 3000 | 5350 |  |  |  | L80 > 195000 h |  | 107 |  |  | 8 | Z5 | 25 °C | 11.5% | No Built-in accessory | Phased-out | 730/559 | CIE(x=0.43. y=0.403) 5SDCM | Class1. Class2 | IK09 | [11 empty] | dimmable
TBD | SLBT/2/F/X5/50/30 | image | datasheet | deeplink | TUNGSRAM - SLBt - 5390lm - 50W - 3000K - 70CRI - TBD[SKU] - Side 35-60mm and post 42-76mm | 4.5 | Side 35-60mm and post 42-76mm |  | 1 | 50 | YES |  |  |  |  | -30°C to +35°C | CE;ENEC |  | CE & ENEC | [6 empty] | 66 | 3000 | 386x347x72 mm |  | 220-240V | -30°C to +35°C | 5 years | A++ |  |  | >70 |  | 3000 | 5390 |  |  |  | L80 > 195000 h |  | 107.8 |  |  | 8 | X5 | 25 °C | 11.5% | No Built-in accessory | Phased-out | 730/559 | CIE(x=0.43. y=0.403) 5SDCM | Class1. Class2 | IK09 | [11 empty] | dimmable
TBD | SLBT/2/F/B2/50/30 | image | datasheet | deeplink | TUNGSRAM - SLBt - 5430lm - 50W - 3000K - 70CRI - TBD[SKU] - Side 35-60mm and post 42-76mm | 4.5 | Side 35-60mm and post 42-76mm |  | 1 | 50 | YES |  |  |  |  | -30°C to +35°C | CE;ENEC |  | CE & ENEC | [6 empty] | 66 | 3000 | 386x347x72 mm |  | 220-240V | -30°C to +35°C | 5 years | A++ |  |  | >70 |  | 3000 | 5430 |  |  |  | L80 > 195000 h |  | 108.6 |  |  | 8 | B2 | 25 °C | 11.5% | No Built-in accessory | Phased-out | 730/559 | CIE(x=0.43. y=0.403) 5SDCM | Class1. Class2 | IK09 | [11 empty] | dimmable
TBD | SLBT/2/F/P5/50/30 | image | datasheet | deeplink | TUNGSRAM - SLBt - 5410lm - 50W - 3000K - 70CRI - TBD[SKU] - Side 35-60mm and post 42-76mm | 4.5 | Side 35-60mm and post 42-76mm |  | 1 | 50 | YES |  |  |  |  | -30°C to +35°C | CE;ENEC |  | CE & ENEC | [6 empty] | 66 | 3000 | 386x347x72 mm |  | 220-240V | -30°C to +35°C | 5 years | A++ |  |  | >70 |  | 3000 | 5410 |  |  |  | L80 > 195000 h |  | 108.2 |  |  | 8 | P5 | 25 °C | 11.5% | No Built-in accessory | Phased-out | 730/559 | CIE(x=0.43. y=0.403) 5SDCM | Class1. Class2 | IK09 | [11 empty] | dimmable
TBD | SLBT/2/F/G2/35/30 | image | datasheet | deeplink | TUNGSRAM - SLBt - 4000lm - 35W - 3000K - 70CRI - TBD[SKU] - Side 35-60mm and post 42-76mm | 4.5 | Side 35-60mm and post 42-76mm |  | 1 | 35 | YES |  |  |  |  | -30°C to +35°C | CE;ENEC |  | CE & ENEC | [6 empty] | 66 | 3000 | 386x347x72 mm |  | 220-240V | -30°C to +35°C | 5 years | A++ |  |  | >70 |  | 3000 | 4000 |  |  |  | L80 > 195000 h |  | 114.29 |  |  | 8 | G2 | 25 °C | 11.5% | No Built-in accessory | Phased-out | 730/559 | CIE(x=0.43. y=0.403) 5SDCM | Class1. Class2 | IK09 | [11 empty] | dimmable
TBD | SLBT/2/F/Y5/35/30 | image | datasheet | deeplink | TUNGSRAM - SLBt - 3920lm - 35W - 3000K - 70CRI - TBD[SKU] - Side 35-60mm and post 42-76mm | 4.5 | Side 35-60mm and post 42-76mm |  | 1 | 35 | YES |  |  |  |  | -30°C to +35°C | CE;ENEC |  | CE & ENEC | [6 empty] | 66 | 3000 | 386x347x72 mm |  | 220-240V | -30°C to +35°C | 5 years | A++ |  |  | >70 |  | 3000 | 3920 |  |  |  | L80 > 195000 h |  | 112 |  |  | 8 | Y5 | 25 °C | 11.5% | No Built-in accessory | Phased-out | 730/559 | CIE(x=0.43. y=0.403) 5SDCM | Class1. Class2 | IK09 | [11 empty] | dimmable
TBD | SLBT/2/F/Z5/35/30 | image | datasheet | deeplink | TUNGSRAM - SLBt - 3990lm - 35W - 3000K - 70CRI - TBD[SKU] - Side 35-60mm and post 42-76mm | 4.5 | Side 35-60mm and post 42-76mm |  | 1 | 35 | YES |  |  |  |  | -30°C to +35°C | CE;ENEC |  | CE & ENEC | [6 empty] | 66 | 3000 | 386x347x72 mm |  | 220-240V | -30°C to +35°C | 5 years | A++ |  |  | >70 |  | 3000 | 3990 |  |  |  | L80 > 195000 h |  | 114 |  |  | 8 | Z5 | 25 °C | 11.5% | No Built-in accessory | Phased-out | 730/559 | CIE(x=0.43. y=0.403) 5SDCM | Class1. Class2 | IK09 | [11 empty] | dimmable
TBD | SLBT/2/F/X5/35/30 | image | datasheet | deeplink | TUNGSRAM - SLBt - 4020lm - 35W - 3000K - 70CRI - TBD[SKU] - Side 35-60mm and post 42-76mm | 4.5 | Side 35-60mm and post 42-76mm |  | 1 | 35 | YES |  |  |  |  | -30°C to +35°C | CE;ENEC |  | CE & ENEC | [6 empty] | 66 | 3000 | 386x347x72 mm |  | 220-240V | -30°C to +35°C | 5 years | A++ |  |  | >70 |  | 3000 | 4020 |  |  |  | L80 > 195000 h |  | 114.86 |  |  | 8 | X5 | 25 °C | 11.5% | No Built-in accessory | Phased-out | 730/559 | CIE(x=0.43. y=0.403) 5SDCM | Class1. Class2 | IK09 | [11 empty] | dimmable
TBD | SLBT/2/F/B2/35/30 | image | datasheet | deeplink | TUNGSRAM - SLBt - 4050lm - 35W - 3000K - 70CRI - TBD[SKU] - Side 35-60mm and post 42-76mm | 4.5 | Side 35-60mm and post 42-76mm |  | 1 | 35 | YES |  |  |  |  | -30°C to +35°C | CE;ENEC |  | CE & ENEC | [6 empty] | 66 | 3000 | 386x347x72 mm |  | 220-240V | -30°C to +35°C | 5 years | A++ |  |  | >70 |  | 3000 | 4050 |  |  |  | L80 > 195000 h |  | 115.71 |  |  | 8 | B2 | 25 °C | 11.5% | No Built-in accessory | Phased-out | 730/559 | CIE(x=0.43. y=0.403) 5SDCM | Class1. Class2 | IK09 | [11 empty] | dimmable
TBD | SLBT/2/F/P5/35/30 | image | datasheet | deeplink | TUNGSRAM - SLBt - 4040lm - 35W - 3000K - 70CRI - TBD[SKU] - Side 35-60mm and post 42-76mm | 4.5 | Side 35-60mm and post 42-76mm |  | 1 | 35 | YES |  |  |  |  | -30°C to +35°C | CE;ENEC |  | CE & ENEC | [6 empty] | 66 | 3000 | 386x347x72 mm |  | 220-240V | -30°C to +35°C | 5 years | A++ |  |  | >70 |  | 3000 | 4040 |  |  |  | L80 > 195000 h |  | 115.43 |  |  | 8 | P5 | 25 °C | 11.5% | No Built-in accessory | Phased-out | 730/559 | CIE(x=0.43. y=0.403) 5SDCM | Class1. Class2 | IK09 | [11 empty] | dimmable
TBD | SLBT/2/F/G2/30/30 | image | datasheet | deeplink | TUNGSRAM - SLBt - 3180lm - 30W - 3000K - 70CRI - TBD[SKU] - Side 35-60mm and post 42-76mm | 4.5 | Side 35-60mm and post 42-76mm |  | 1 | 30 | YES |  |  |  |  | -30°C to +35°C | CE;ENEC |  | CE & ENEC | [6 empty] | 66 | 3000 | 386x347x72 mm |  | 220-240V | -30°C to +35°C | 5 years | A++ |  |  | >70 |  | 3000 | 3180 |  |  |  | L80 > 195000 h |  | 106 |  |  | 8 | G2 | 25 °C | 11.5% | No Built-in accessory | Phased-out | 730/559 | CIE(x=0.43. y=0.403) 5SDCM | Class1. Class2 | IK09 | [11 empty] | dimmable
TBD | SLBT/2/F/Y5/30/30 | image | datasheet | deeplink | TUNGSRAM - SLBt - 3120lm - 30W - 3000K - 70CRI - TBD[SKU] - Side 35-60mm and post 42-76mm | 4.5 | Side 35-60mm and post 42-76mm | LED | 1 | 30 | YES |  |  |  |  | -30°C to +35°C | CE;ENEC |  | CE & ENEC | [6 empty] | 66 | 3000 | 386x347x72 mm |  | 220-240V | -30°C to +35°C | 5 years | A++ |  |  | >70 |  | 3000 | 3120 |  |  |  | L80 > 195000 h |  | 104 |  |  | 8 | Y5 | 25 °C | 11.5% | No Built-in accessory | Phased-out | 730/559 | CIE(x=0.43. y=0.403) 5SDCM | Class1. Class2 | IK09 | [11 empty] | dimmable
TBD | SLBT/2/F/Z5/30/30 | image | datasheet | deeplink | TUNGSRAM - SLBt - 3180lm - 30W - 3000K - 70CRI - TBD[SKU] - Side 35-60mm and post 42-76mm | 4.5 | Side 35-60mm and post 42-76mm |  | 1 | 30 | YES |  |  |  |  | -30°C to +35°C | CE;ENEC |  | CE & ENEC | [6 empty] | 66 | 3000 | 386x347x72 mm |  | 220-240V | -30°C to +35°C | 5 years | A++ |  |  | >70 |  | 3000 | 3180 |  |  |  | L80 > 195000 h |  | 106 |  |  | 8 | Z5 | 25 °C | 11.5% | No Built-in accessory | Phased-out | 730/559 | CIE(x=0.43. y=0.403) 5SDCM | Class1. Class2 | IK09 | [11 empty] | dimmable
TBD | SLBT/2/F/X5/30/30 | image | datasheet | deeplink | TUNGSRAM - SLBt - 3200lm - 30W - 3000K - 70CRI - TBD[SKU] - Side 35-60mm and post 42-76mm | 4.5 | Side 35-60mm and post 42-76mm |  | 1 | 30 | YES |  |  |  |  | -30°C to +35°C | CE;ENEC |  | CE & ENEC | [6 empty] | 66 | 3000 | 386x347x72 mm |  | 220-240V | -30°C to +35°C | 5 years | A++ |  |  | >70 |  | 3000 | 3200 |  |  |  | L80 > 195000 h |  | 106.67 |  |  | 8 | X5 | 25 °C | 11.5% | No Built-in accessory | Phased-out | 730/559 | CIE(x=0.43. y=0.403) 5SDCM | Class1. Class2 | IK09 | [11 empty] | dimmable
TBD | SLBT/2/F/B2/30/30 | image | datasheet | deeplink | TUNGSRAM - SLBt - 3220lm - 30W - 3000K - 70CRI - TBD[SKU] - Side 35-60mm and post 42-76mm | 4.5 | Side 35-60mm and post 42-76mm |  | 1 | 30 | YES |  |  |  |  | -30°C to +35°C | CE;ENEC |  | CE & ENEC | [6 empty] | 66 | 3000 | 386x347x72 mm |  | 220-240V | -30°C to +35°C | 5 years | A++ |  |  | >70 |  | 3000 | 3220 |  |  |  | L80 > 195000 h |  | 107.33 |  |  | 8 | B2 | 25 °C | 11.5% | No Built-in accessory | Phased-out | 730/559 | CIE(x=0.43. y=0.403) 5SDCM | Class1. Class2 | IK09 | [11 empty] | dimmable
TBD | SLBT/2/F/P5/30/30 | image | datasheet | deeplink | TUNGSRAM - SLBt - 3210lm - 30W - 3000K - 70CRI - TBD[SKU] - Side 35-60mm and post 42-76mm | 4.5 | Side 35-60mm and post 42-76mm |  | 1 | 30 | YES |  |  |  |  | -30°C to +35°C | CE;ENEC |  | CE & ENEC | [6 empty] | 66 | 3000 | 386x347x72 mm |  | 220-240V | -30°C to +35°C | 5 years | A++ |  |  | >70 |  | 3000 | 3210 |  |  |  | L80 > 195000 h |  | 107 |  |  | 8 | P5 | 25 °C | 11.5% | No Built-in accessory | Phased-out | 730/559 | CIE(x=0.43. y=0.403) 5SDCM | Class1. Class2 | IK09 | [11 empty] | dimmable
TBD | SLBT/2/F/G2/15/30 | image | datasheet | deeplink | TUNGSRAM - SLBt - 1600lm - 15W - 3000K - 70CRI - TBD[SKU] - Side 35-60mm and post 42-76mm | 4.5 | Side 35-60mm and post 42-76mm |  | 1 | 15 | YES |  |  |  |  | -30°C to +35°C | CE;ENEC |  | CE & ENEC | [6 empty] | 66 | 3000 | 386x347x72 mm |  | 220-240V | -30°C to +35°C | 5 years | A++ |  |  | >70 |  | 3000 | 1600 |  |  |  | L80 > 195000 h |  | 106.67 |  |  | 8 | G2 | 25 °C | 11.5% | No Built-in accessory | Phased-out | 730/559 | CIE(x=0.43. y=0.403) 5SDCM | Class1. Class2 | IK09 | [11 empty] | dimmable
TBD | SLBT/2/F/Y5/15/30 | image | datasheet | deeplink | TUNGSRAM - SLBt - 1570lm - 15W - 3000K - 70CRI - TBD[SKU] - Side 35-60mm and post 42-76mm | 4.5 | Side 35-60mm and post 42-76mm | LED | 1 | 15 | YES |  |  |  |  | -30°C to +35°C | CE;ENEC |  | CE & ENEC | [6 empty] | 66 | 3000 | 386x347x72 mm |  | 220-240V | -30°C to +35°C | 5 years | A++ |  |  | >70 |  | 3000 | 1570 |  |  |  | L80 > 195000 h |  | 104.67 |  |  | 8 | Y5 | 25 °C | 11.5% | No Built-in accessory | Phased-out | 730/559 | CIE(x=0.43. y=0.403) 5SDCM | Class1. Class2 | IK09 | [11 empty] | dimmable
TBD | SLBT/2/F/Z5/15/30 | image | datasheet | deeplink | TUNGSRAM - SLBt - 1600lm - 15W - 3000K - 70CRI - TBD[SKU] - Side 35-60mm and post 42-76mm | 4.5 | Side 35-60mm and post 42-76mm |  | 1 | 15 | YES |  |  |  |  | -30°C to +35°C | CE;ENEC |  | CE & ENEC | [6 empty] | 66 | 3000 | 386x347x72 mm |  | 220-240V | -30°C to +35°C | 5 years | A++ |  |  | >70 |  | 3000 | 1600 |  |  |  | L80 > 195000 h |  | 106.67 |  |  | 8 | Z5 | 25 °C | 11.5% | No Built-in accessory | Phased-out | 730/559 | CIE(x=0.43. y=0.403) 5SDCM | Class1. Class2 | IK09 | [11 empty] | dimmable
TBD | SLBT/2/F/X5/15/30 | image | datasheet | deeplink | TUNGSRAM - SLBt - 1610lm - 15W - 3000K - 70CRI - TBD[SKU] - Side 35-60mm and post 42-76mm | 4.5 | Side 35-60mm and post 42-76mm |  | 1 | 15 | YES |  |  |  |  | -30°C to +35°C | CE;ENEC |  | CE & ENEC | [6 empty] | 66 | 3000 | 386x347x72 mm |  | 220-240V | -30°C to +35°C | 5 years | A++ |  |  | >70 |  | 3000 | 1610 |  |  |  | L80 > 195000 h |  | 107.33 |  |  | 8 | X5 | 25 °C | 11.5% | No Built-in accessory | Phased-out | 730/559 | CIE(x=0.43. y=0.403) 5SDCM | Class1. Class2 | IK09 | [11 empty] | dimmable
TBD | SLBT/2/F/B2/15/30 | image | datasheet | deeplink | TUNGSRAM - SLBt - 1620lm - 15W - 3000K - 70CRI - TBD[SKU] - Side 35-60mm and post 42-76mm | 4.5 | Side 35-60mm and post 42-76mm |  | 1 | 15 | YES |  |  |  |  | -30°C to +35°C | CE;ENEC |  | CE & ENEC | [6 empty] | 66 | 3000 | 386x347x72 mm |  | 220-240V | -30°C to +35°C | 5 years | A++ |  |  | >70 |  | 3000 | 1620 |  |  |  | L80 > 195000 h |  | 108 |  |  | 8 | B2 | 25 °C | 11.5% | No Built-in accessory | Phased-out | 730/559 | CIE(x=0.43. y=0.403) 5SDCM | Class1. Class2 | IK09 | [11 empty] | dimmable
TBD | SLBT/2/F/P5/15/30 | image | datasheet | deeplink | TUNGSRAM - SLBt - 1620lm - 15W - 3000K - 70CRI - TBD[SKU] - Side 35-60mm and post 42-76mm | 4.5 | Side 35-60mm and post 42-76mm |  | 1 | 15 | YES |  |  |  |  | -30°C to +35°C | CE;ENEC |  | CE & ENEC | [6 empty] | 66 | 3000 | 386x347x72 mm |  | 220-240V | -30°C to +35°C | 5 years | A++ |  |  | >70 |  | 3000 | 1620 |  |  |  | L80 > 195000 h |  | 108 |  |  | 8 | P5 | 25 °C | 11.5% | No Built-in accessory | Phased-out | 730/559 | CIE(x=0.43. y=0.403) 5SDCM | Class1. Class2 | IK09 | [11 empty] | dimmable
TBD | SLBT/2/F/G2/12/30 | image | datasheet | deeplink | TUNGSRAM - SLBt - 1250lm - 12W - 3000K - 70CRI - TBD[SKU] - Side 35-60mm and post 42-76mm | 4.5 | Side 35-60mm and post 42-76mm |  | 1 | 12 | YES |  |  |  |  | -30°C to +35°C | CE;ENEC |  | CE & ENEC | [6 empty] | 66 | 3000 | 386x347x72 mm |  | 220-240V | -30°C to +35°C | 5 years | A++ |  |  | >70 |  | 3000 | 1250 |  |  |  | L80 > 195000 h |  | 104.17 |  |  | 8 | G2 | 25 °C | 11.5% | No Built-in accessory | Phased-out | 730/559 | CIE(x=0.43. y=0.403) 5SDCM | Class1. Class2 | IK09 | [11 empty] | dimmable
TBD | SLBT/2/F/Y5/12/30 | image | datasheet | deeplink | TUNGSRAM - SLBt - 1220lm - 12W - 3000K - 70CRI - TBD[SKU] - Side 35-60mm and post 42-76mm | 4.5 | Side 35-60mm and post 42-76mm | LED | 1 | 12 | YES |  |  |  |  | -30°C to +35°C | CE;ENEC |  | CE & ENEC | [6 empty] | 66 | 3000 | 386x347x72 mm |  | 220-240V | -30°C to +35°C | 5 years | A++ |  |  | >70 |  | 3000 | 1220 |  |  |  | L80 > 195000 h |  | 101.67 |  |  | 8 | Y5 | 25 °C | 11.5% | No Built-in accessory | Phased-out | 730/559 | CIE(x=0.43. y=0.403) 5SDCM | Class1. Class2 | IK09 | [11 empty] | dimmable
TBD | SLBT/2/F/Z5/12/30 | image | datasheet | deeplink | TUNGSRAM - SLBt - 1250lm - 12W - 3000K - 70CRI - TBD[SKU] - Side 35-60mm and post 42-76mm | 4.5 | Side 35-60mm and post 42-76mm |  | 1 | 12 | YES |  |  |  |  | -30°C to +35°C | CE;ENEC |  | CE & ENEC | [6 empty] | 66 | 3000 | 386x347x72 mm |  | 220-240V | -30°C to +35°C | 5 years | A++ |  |  | >70 |  | 3000 | 1250 |  |  |  | L80 > 195000 h |  | 104.17 |  |  | 8 | Z5 | 25 °C | 11.5% | No Built-in accessory | Phased-out | 730/559 | CIE(x=0.43. y=0.403) 5SDCM | Class1. Class2 | IK09 | [11 empty] | dimmable
TBD | SLBT/2/F/X5/12/30 | image | datasheet | deeplink | TUNGSRAM - SLBt - 1260lm - 12W - 3000K - 70CRI - TBD[SKU] - Side 35-60mm and post 42-76mm | 4.5 | Side 35-60mm and post 42-76mm |  | 1 | 12 | YES |  |  |  |  | -30°C to +35°C | CE;ENEC |  | CE & ENEC | [6 empty] | 66 | 3000 | 386x347x72 mm |  | 220-240V | -30°C to +35°C | 5 years | A++ |  |  | >70 |  | 3000 | 1260 |  |  |  | L80 > 195000 h |  | 105 |  |  | 8 | X5 | 25 °C | 11.5% | No Built-in accessory | Phased-out | 730/559 | CIE(x=0.43. y=0.403) 5SDCM | Class1. Class2 | IK09 | [11 empty] | dimmable
TBD | SLBT/2/F/B2/12/30 | image | datasheet | deeplink | TUNGSRAM - SLBt - 1270lm - 12W - 3000K - 70CRI - TBD[SKU] - Side 35-60mm and post 42-76mm | 4.5 | Side 35-60mm and post 42-76mm |  | 1 | 12 | YES |  |  |  |  | -30°C to +35°C | CE;ENEC |  | CE & ENEC | [6 empty] | 66 | 3000 | 386x347x72 mm |  | 220-240V | -30°C to +35°C | 5 years | A++ |  |  | >70 |  | 3000 | 1270 |  |  |  | L80 > 195000 h |  | 105.83 |  |  | 8 | B2 | 25 °C | 11.5% | No Built-in accessory | Phased-out | 730/559 | CIE(x=0.43. y=0.403) 5SDCM | Class1. Class2 | IK09 | [11 empty] | dimmable
TBD | SLBT/2/F/P5/12/30 | image | datasheet | deeplink | TUNGSRAM - SLBt - 1260lm - 12W - 3000K - 70CRI - TBD[SKU] - Side 35-60mm and post 42-76mm | 4.5 | Side 35-60mm and post 42-76mm |  | 1 | 12 | YES |  |  |  |  | -30°C to +35°C | CE;ENEC |  | CE & ENEC | [6 empty] | 66 | 3000 | 386x347x72 mm |  | 220-240V | -30°C to +35°C | 5 years | A++ |  |  | >70 |  | 3000 | 1260 |  |  |  | L80 > 195000 h |  | 105 |  |  | 8 | P5 | 25 °C | 11.5% | No Built-in accessory | Phased-out | 730/559 | CIE(x=0.43. y=0.403) 5SDCM | Class1. Class2 | IK09 | [11 empty] | dimmable
TBD | SLBT/2/F/E2/50/30 | image | datasheet | deeplink | TUNGSRAM - SLBt - 5390lm - 50W - 3000K - 70CRI - TBD[SKU] - Side 35-60mm and post 42-76mm | 4.5 | Side 35-60mm and post 42-76mm |  | 1 | 50 | YES |  |  |  |  | -30°C to +35°C | CE;ENEC |  | CE & ENEC | [6 empty] | 66 | 3000 | 386x347x72 mm |  | 220-240V | -30°C to +35°C | 5 years | A++ |  |  | >70 |  | 3000 | 5390 |  |  |  | L80 > 195000 h |  | 107.8 |  |  | 8 | E2 | 25 °C | 11.5% | No Built-in accessory | Phased-out | 730/559 | CIE(x=0.43. y=0.403) 5SDCM | Class1. Class2 | IK09 | [11 empty] | dimmable
TBD | SLBT/2/F/F5/50/30 | image | datasheet | deeplink | TUNGSRAM - SLBt - 5340lm - 50W - 3000K - 70CRI - TBD[SKU] - Side 35-60mm and post 42-76mm | 4.5 | Side 35-60mm and post 42-76mm | LED | 1 | 50 | YES |  |  |  |  | -30°C to +35°C | CE;ENEC |  | CE & ENEC | [6 empty] | 66 | 3000 | 386x347x72 mm |  | 220-240V | -30°C to +35°C | 5 years | A++ |  |  | >70 |  | 3000 | 5340 |  |  |  | L80 > 195000 h |  | 106.8 |  |  | 8 | F5 | 25 °C | 11.5% | No Built-in accessory | Phased-out | 730/559 | CIE(x=0.43. y=0.403) 5SDCM | Class1. Class2 | IK09 | [11 empty] | dimmable
TBD | SLBT/2/F/C5/50/30 | image | datasheet | deeplink | TUNGSRAM - SLBt - 5430lm - 50W - 3000K - 70CRI - TBD[SKU] - Side 35-60mm and post 42-76mm | 4.5 | Side 35-60mm and post 42-76mm |  | 1 | 50 | YES |  |  |  |  | -30°C to +35°C | CE;ENEC |  | CE & ENEC | [6 empty] | 66 | 3000 | 386x347x72 mm |  | 220-240V | -30°C to +35°C | 5 years | A++ |  |  | >70 |  | 3000 | 5430 |  |  |  | L80 > 195000 h |  | 108.6 |  |  | 8 | C5 | 25 °C | 11.5% | No Built-in accessory | Phased-out | 730/559 | CIE(x=0.43. y=0.403) 5SDCM | Class1. Class2 | IK09 | [11 empty] | dimmable
TBD | SLBT/2/F/D1/50/30 | image | datasheet | deeplink | TUNGSRAM - SLBt - 4930lm - 50W - 3000K - 70CRI - TBD[SKU] - Side 35-60mm and post 42-76mm | 4.5 | Side 35-60mm and post 42-76mm | LED | 1 | 50 | YES |  |  |  |  | -30°C to +35°C | CE;ENEC |  | CE & ENEC | [6 empty] | 66 | 3000 | 386x347x72 mm |  | 220-240V | -30°C to +35°C | 5 years | A++ |  |  | >70 |  | 3000 | 4930 |  |  |  | L80 > 195000 h |  | 98.6 |  |  | 8 | D1 | 25 °C | 11.5% | No Built-in accessory | Phased-out | 730/559 | CIE(x=0.43. y=0.403) 5SDCM | Class1. Class2 | IK09 | [11 empty] | dimmable
TBD | SLBT/2/F/NX/50/30 | image | datasheet | deeplink | TUNGSRAM - SLBt - 5160lm - 50W - 3000K - 70CRI - TBD[SKU] - Side 35-60mm and post 42-76mm | 4.5 | Side 35-60mm and post 42-76mm | LED | 1 | 50 | YES |  |  |  |  | -30°C to +35°C | CE;ENEC |  | CE & ENEC | [6 empty] | 66 | 3000 | 386x347x72 mm |  | 220-240V | -30°C to +35°C | 5 years | A++ |  |  | >70 |  | 3000 | 5160 |  |  |  | L80 > 195000 h |  | 103.2 |  |  | 8 | NX | 25 °C | 11.5% | No Built-in accessory | Phased-out | 730/559 | CIE(x=0.43. y=0.403) 5SDCM | Class1. Class2 | IK09 | [11 empty] | dimmable
TBD | SLBT/2/F/F1/50/30 | image | datasheet | deeplink | TUNGSRAM - SLBt - 5110lm - 50W - 3000K - 70CRI - TBD[SKU] - Side 35-60mm and post 42-76mm | 4.5 | Side 35-60mm and post 42-76mm | LED | 1 | 50 | YES |  |  |  |  | -30°C to +35°C | CE;ENEC |  | CE & ENEC | [6 empty] | 66 | 3000 | 386x347x72 mm |  | 220-240V | -30°C to +35°C | 5 years | A++ |  |  | >70 |  | 3000 | 5110 |  |  |  | L80 > 195000 h |  | 102.2 |  |  | 8 | F1 | 25 °C | 11.5% | No Built-in accessory | Phased-out | 730/559 | CIE(x=0.43. y=0.403) 5SDCM | Class1. Class2 | IK09 | [11 empty] | dimmable
TBD | SLBT/2/F/TX/50/30 | image | datasheet | deeplink | TUNGSRAM - SLBt - 5210lm - 50W - 3000K - 70CRI - TBD[SKU] - Side 35-60mm and post 42-76mm | 4.5 | Side 35-60mm and post 42-76mm | LED | 1 | 50 | YES |  |  |  |  | -30°C to +35°C | CE;ENEC |  | CE & ENEC | [6 empty] | 66 | 3000 | 386x347x72 mm |  | 220-240V | -30°C to +35°C | 5 years | A++ |  |  | >70 |  | 3000 | 5210 |  |  |  | L80 > 195000 h |  | 104.2 |  |  | 8 | TX | 25 °C | 11.5% | No Built-in accessory | Phased-out | 730/559 | CIE(x=0.43. y=0.403) 5SDCM | Class1. Class2 | IK09 | [11 empty] | dimmable
TBD | SLBT/2/F/PX/50/30 | image | datasheet | deeplink | TUNGSRAM - SLBt - 4810lm - 50W - 3000K - 70CRI - TBD[SKU] - Side 35-60mm and post 42-76mm | 4.5 | Side 35-60mm and post 42-76mm | LED | 1 | 50 | YES |  |  |  |  | -30°C to +35°C | CE;ENEC |  | CE & ENEC | [6 empty] | 66 | 3000 | 386x347x72 mm |  | 220-240V | -30°C to +35°C | 5 years | A++ |  |  | >70 |  | 3000 | 4810 |  |  |  | L80 > 195000 h |  | 96.2 |  |  | 8 | PX | 25 °C | 11.5% | No Built-in accessory | Phased-out | 730/559 | CIE(x=0.43. y=0.403) 5SDCM | Class1. Class2 | IK09 | [11 empty] | dimmable
TBD | SLBT/2/F/S1/50/30 | image | datasheet | deeplink | TUNGSRAM - SLBt - 4950lm - 50W - 3000K - 70CRI - TBD[SKU] - Side 35-60mm and post 42-76mm | 4.5 | Side 35-60mm and post 42-76mm | LED | 1 | 50 | YES |  |  |  |  | -30°C to +35°C | CE;ENEC |  | CE & ENEC | [6 empty] | 66 | 3000 | 386x347x72 mm |  | 220-240V | -30°C to +35°C | 5 years | A++ |  |  | >70 |  | 3000 | 4950 |  |  |  | L80 > 195000 h |  | 99 |  |  | 8 | S1 | 25 °C | 11.5% | No Built-in accessory | Phased-out | 730/559 | CIE(x=0.43. y=0.403) 5SDCM | Class1. Class2 | IK09 | [11 empty] | dimmable
TBD | SLBT/2/F/R1/50/30 | image | datasheet | deeplink | TUNGSRAM - SLBt - 5060lm - 50W - 3000K - 70CRI - TBD[SKU] - Side 35-60mm and post 42-76mm | 4.5 | Side 35-60mm and post 42-76mm |  | 1 | 50 | YES |  |  |  |  | -30°C to +35°C | CE;ENEC |  | CE & ENEC | [6 empty] | 66 | 3000 | 386x347x72 mm |  | 220-240V | -30°C to +35°C | 5 years | A++ |  |  | >70 |  | 3000 | 5060 |  |  |  | L80 > 195000 h |  | 101.2 |  |  | 8 | R1 | 25 °C | 11.5% | No Built-in accessory | Phased-out | 730/559 | CIE(x=0.43. y=0.403) 5SDCM | Class1. Class2 | IK09 | [11 empty] | dimmable
TBD | SLBT/2/F/E2/35/30 | image | datasheet | deeplink | TUNGSRAM - SLBt - 4020lm - 35W - 3000K - 70CRI - TBD[SKU] - Side 35-60mm and post 42-76mm | 4.5 | Side 35-60mm and post 42-76mm |  | 1 | 35 | YES |  |  |  |  | -30°C to +35°C | CE;ENEC |  | CE & ENEC | [6 empty] | 66 | 3000 | 386x347x72 mm |  | 220-240V | -30°C to +35°C | 5 years | A++ |  |  | >70 |  | 3000 | 4020 |  |  |  | L80 > 195000 h |  | 114.86 |  |  | 8 | E2 | 25 °C | 11.5% | No Built-in accessory | Phased-out | 730/559 | CIE(x=0.43. y=0.403) 5SDCM | Class1. Class2 | IK09 | [11 empty] | dimmable
TBD | SLBT/2/F/F5/35/30 | image | datasheet | deeplink | TUNGSRAM - SLBt - 3990lm - 35W - 3000K - 70CRI - TBD[SKU] - Side 35-60mm and post 42-76mm | 4.5 | Side 35-60mm and post 42-76mm |  | 1 | 35 | YES |  |  |  |  | -30°C to +35°C | CE;ENEC |  | CE & ENEC | [6 empty] | 66 | 3000 | 386x347x72 mm |  | 220-240V | -30°C to +35°C | 5 years | A++ |  |  | >70 |  | 3000 | 3990 |  |  |  | L80 > 195000 h |  | 114 |  |  | 8 | F5 | 25 °C | 11.5% | No Built-in accessory | Phased-out | 730/559 | CIE(x=0.43. y=0.403) 5SDCM | Class1. Class2 | IK09 | [11 empty] | dimmable
TBD | SLBT/2/F/C5/35/30 | image | datasheet | deeplink | TUNGSRAM - SLBt - 4050lm - 35W - 3000K - 70CRI - TBD[SKU] - Side 35-60mm and post 42-76mm | 4.5 | Side 35-60mm and post 42-76mm |  | 1 | 35 | YES |  |  |  |  | -30°C to +35°C | CE;ENEC |  | CE & ENEC | [6 empty] | 66 | 3000 | 386x347x72 mm |  | 220-240V | -30°C to +35°C | 5 years | A++ |  |  | >70 |  | 3000 | 4050 |  |  |  | L80 > 195000 h |  | 115.71 |  |  | 8 | C5 | 25 °C | 11.5% | No Built-in accessory | Phased-out | 730/559 | CIE(x=0.43. y=0.403) 5SDCM | Class1. Class2 | IK09 | [11 empty] | dimmable
TBD | SLBT/2/F/D1/35/30 | image | datasheet | deeplink | TUNGSRAM - SLBt - 3680lm - 35W - 3000K - 70CRI - TBD[SKU] - Side 35-60mm and post 42-76mm | 4.5 | Side 35-60mm and post 42-76mm |  | 1 | 35 | YES |  |  |  |  | -30°C to +35°C | CE;ENEC |  | CE & ENEC | [6 empty] | 66 | 3000 | 386x347x72 mm |  | 220-240V | -30°C to +35°C | 5 years | A++ |  |  | >70 |  | 3000 | 3680 |  |  |  | L80 > 195000 h |  | 105.14 |  |  | 8 | D1 | 25 °C | 11.5% | No Built-in accessory | Phased-out | 730/559 | CIE(x=0.43. y=0.403) 5SDCM | Class1. Class2 | IK09 | [11 empty] | dimmable
TBD | SLBT/2/F/NX/35/30 | image | datasheet | deeplink | TUNGSRAM - SLBt - 3840lm - 35W - 3000K - 70CRI - TBD[SKU] - Side 35-60mm and post 42-76mm | 4.5 | Side 35-60mm and post 42-76mm |  | 1 | 35 | YES |  |  |  |  | -30°C to +35°C | CE;ENEC |  | CE & ENEC | [6 empty] | 66 | 3000 | 386x347x72 mm |  | 220-240V | -30°C to +35°C | 5 years | A++ |  |  | >70 |  | 3000 | 3840 |  |  |  | L80 > 195000 h |  | 109.71 |  |  | 8 | NX | 25 °C | 11.5% | No Built-in accessory | Phased-out | 730/559 | CIE(x=0.43. y=0.403) 5SDCM | Class1. Class2 | IK09 | [11 empty] | dimmable
TBD | SLBT/2/F/F1/35/30 | image | datasheet | deeplink | TUNGSRAM - SLBt - 3800lm - 35W - 3000K - 70CRI - TBD[SKU] - Side 35-60mm and post 42-76mm | 4.5 | Side 35-60mm and post 42-76mm |  | 1 | 35 | YES |  |  |  |  | -30°C to +35°C | CE;ENEC |  | CE & ENEC | [6 empty] | 66 | 3000 | 386x347x72 mm |  | 220-240V | -30°C to +35°C | 5 years | A++ |  |  | >70 |  | 3000 | 3800 |  |  |  | L80 > 195000 h |  | 108.57 |  |  | 8 | F1 | 25 °C | 11.5% | No Built-in accessory | Phased-out | 730/559 | CIE(x=0.43. y=0.403) 5SDCM | Class1. Class2 | IK09 | [11 empty] | dimmable
TBD | SLBT/2/F/TX/35/30 | image | datasheet | deeplink | TUNGSRAM - SLBt - 3880lm - 35W - 3000K - 70CRI - TBD[SKU] - Side 35-60mm and post 42-76mm | 4.5 | Side 35-60mm and post 42-76mm |  | 1 | 35 | YES |  |  |  |  | -30°C to +35°C | CE;ENEC |  | CE & ENEC | [6 empty] | 66 | 3000 | 386x347x72 mm |  | 220-240V | -30°C to +35°C | 5 years | A++ |  |  | >70 |  | 3000 | 3880 |  |  |  | L80 > 195000 h |  | 110.86 |  |  | 8 | TX | 25 °C | 11.5% | No Built-in accessory | Phased-out | 730/559 | CIE(x=0.43. y=0.403) 5SDCM | Class1. Class2 | IK09 | [11 empty] | dimmable
TBD | SLBT/2/F/PX/35/30 | image | datasheet | deeplink | TUNGSRAM - SLBt - 3590lm - 35W - 3000K - 70CRI - TBD[SKU] - Side 35-60mm and post 42-76mm | 4.5 | Side 35-60mm and post 42-76mm |  | 1 | 35 | YES |  |  |  |  | -30°C to +35°C | CE;ENEC |  | CE & ENEC | [6 empty] | 66 | 3000 | 386x347x72 mm |  | 220-240V | -30°C to +35°C | 5 years | A++ |  |  | >70 |  | 3000 | 3590 |  |  |  | L80 > 195000 h |  | 102.57 |  |  | 8 | PX | 25 °C | 11.5% | No Built-in accessory | Phased-out | 730/559 | CIE(x=0.43. y=0.403) 5SDCM | Class1. Class2 | IK09 | [11 empty] | dimmable
TBD | SLBT/2/F/S1/35/30 | image | datasheet | deeplink | TUNGSRAM - SLBt - 3700lm - 35W - 3000K - 70CRI - TBD[SKU] - Side 35-60mm and post 42-76mm | 4.5 | Side 35-60mm and post 42-76mm |  | 1 | 35 | YES |  |  |  |  | -30°C to +35°C | CE;ENEC |  | CE & ENEC | [6 empty] | 66 | 3000 | 386x347x72 mm |  | 220-240V | -30°C to +35°C | 5 years | A++ |  |  | >70 |  | 3000 | 3700 |  |  |  | L80 > 195000 h |  | 105.71 |  |  | 8 | S1 | 25 °C | 11.5% | No Built-in accessory | Phased-out | 730/559 | CIE(x=0.43. y=0.403) 5SDCM | Class1. Class2 | IK09 | [11 empty] | dimmable
TBD | SLBT/2/F/R1/35/30 | image | datasheet | deeplink | TUNGSRAM - SLBt - 3770lm - 35W - 3000K - 70CRI - TBD[SKU] - Side 35-60mm and post 42-76mm | 4.5 | Side 35-60mm and post 42-76mm |  | 1 | 35 | YES |  |  |  |  | -30°C to +35°C | CE;ENEC |  | CE & ENEC | [6 empty] | 66 | 3000 | 386x347x72 mm |  | 220-240V | -30°C to +35°C | 5 years | A++ |  |  | >70 |  | 3000 | 3770 |  |  |  | L80 > 195000 h |  | 107.71 |  |  | 8 | R1 | 25 °C | 11.5% | No Built-in accessory | Phased-out | 730/559 | CIE(x=0.43. y=0.403) 5SDCM | Class1. Class2 | IK09 | [11 empty] | dimmable
TBD | SLBT/2/F/E2/30/30 | image | datasheet | deeplink | TUNGSRAM - SLBt - 3200lm - 30W - 3000K - 70CRI - TBD[SKU] - Side 35-60mm and post 42-76mm | 4.5 | Side 35-60mm and post 42-76mm |  | 1 | 30 | YES |  |  |  |  | -30°C to +35°C | CE;ENEC |  | CE & ENEC | [6 empty] | 66 | 3000 | 386x347x72 mm |  | 220-240V | -30°C to +35°C | 5 years | A++ |  |  | >70 |  | 3000 | 3200 |  |  |  | L80 > 195000 h |  | 106.67 |  |  | 8 | E2 | 25 °C | 11.5% | No Built-in accessory | Phased-out | 730/559 | CIE(x=0.43. y=0.403) 5SDCM | Class1. Class2 | IK09 | [11 empty] | dimmable
TBD | SLBT/2/F/F5/30/30 | image | datasheet | deeplink | TUNGSRAM - SLBt - 3170lm - 30W - 3000K - 70CRI - TBD[SKU] - Side 35-60mm and post 42-76mm | 4.5 | Side 35-60mm and post 42-76mm | LED | 1 | 30 | YES |  |  |  |  | -30°C to +35°C | CE;ENEC |  | CE & ENEC | [6 empty] | 66 | 3000 | 386x347x72 mm |  | 220-240V | -30°C to +35°C | 5 years | A++ |  |  | >70 |  | 3000 | 3170 |  |  |  | L80 > 195000 h |  | 105.67 |  |  | 8 | F5 | 25 °C | 11.5% | No Built-in accessory | Phased-out | 730/559 | CIE(x=0.43. y=0.403) 5SDCM | Class1. Class2 | IK09 | [11 empty] | dimmable
TBD | SLBT/2/F/C5/30/30 | image | datasheet | deeplink | TUNGSRAM - SLBt - 3220lm - 30W - 3000K - 70CRI - TBD[SKU] - Side 35-60mm and post 42-76mm | 4.5 | Side 35-60mm and post 42-76mm |  | 1 | 30 | YES |  |  |  |  | -30°C to +35°C | CE;ENEC |  | CE & ENEC | [6 empty] | 66 | 3000 | 386x347x72 mm |  | 220-240V | -30°C to +35°C | 5 years | A++ |  |  | >70 |  | 3000 | 3220 |  |  |  | L80 > 195000 h |  | 107.33 |  |  | 8 | C5 | 25 °C | 11.5% | No Built-in accessory | Phased-out | 730/559 | CIE(x=0.43. y=0.403) 5SDCM | Class1. Class2 | IK09 | [11 empty] | dimmable
TBD | SLBT/2/F/D1/30/30 | image | datasheet | deeplink | TUNGSRAM - SLBt - 2930lm - 30W - 3000K - 70CRI - TBD[SKU] - Side 35-60mm and post 42-76mm | 4.5 | Side 35-60mm and post 42-76mm | LED | 1 | 30 | YES |  |  |  |  | -30°C to +35°C | CE;ENEC |  | CE & ENEC | [6 empty] | 66 | 3000 | 386x347x72 mm |  | 220-240V | -30°C to +35°C | 5 years | A++ |  |  | >70 |  | 3000 | 2930 |  |  |  | L80 > 195000 h |  | 97.67 |  |  | 8 | D1 | 25 °C | 11.5% | No Built-in accessory | Phased-out | 730/559 | CIE(x=0.43. y=0.403) 5SDCM | Class1. Class2 | IK09 | [11 empty] | dimmable
TBD | SLBT/2/F/NX/30/30 | image | datasheet | deeplink | TUNGSRAM - SLBt - 3060lm - 30W - 3000K - 70CRI - TBD[SKU] - Side 35-60mm and post 42-76mm | 4.5 | Side 35-60mm and post 42-76mm |  | 1 | 30 | YES |  |  |  |  | -30°C to +35°C | CE;ENEC |  | CE & ENEC | [6 empty] | 66 | 3000 | 386x347x72 mm |  | 220-240V | -30°C to +35°C | 5 years | A++ |  |  | >70 |  | 3000 | 3060 |  |  |  | L80 > 195000 h |  | 102 |  |  | 8 | NX | 25 °C | 11.5% | No Built-in accessory | Phased-out | 730/559 | CIE(x=0.43. y=0.403) 5SDCM | Class1. Class2 | IK09 | [11 empty] | dimmable
TBD | SLBT/2/F/F1/30/30 | image | datasheet | deeplink | TUNGSRAM - SLBt - 3030lm - 30W - 3000K - 70CRI - TBD[SKU] - Side 35-60mm and post 42-76mm | 4.5 | Side 35-60mm and post 42-76mm | LED | 1 | 30 | YES |  |  |  |  | -30°C to +35°C | CE;ENEC |  | CE & ENEC | [6 empty] | 66 | 3000 | 386x347x72 mm |  | 220-240V | -30°C to +35°C | 5 years | A++ |  |  | >70 |  | 3000 | 3030 |  |  |  | L80 > 195000 h |  | 101 |  |  | 8 | F1 | 25 °C | 11.5% | No Built-in accessory | Phased-out | 730/559 | CIE(x=0.43. y=0.403) 5SDCM | Class1. Class2 | IK09 | [11 empty] | dimmable
TBD | SLBT/2/F/TX/30/30 | image | datasheet | deeplink | TUNGSRAM - SLBt - 3090lm - 30W - 3000K - 70CRI - TBD[SKU] - Side 35-60mm and post 42-76mm | 4.5 | Side 35-60mm and post 42-76mm | LED | 1 | 30 | YES |  |  |  |  | -30°C to +35°C | CE;ENEC |  | CE & ENEC | [6 empty] | 66 | 3000 | 386x347x72 mm |  | 220-240V | -30°C to +35°C | 5 years | A++ |  |  | >70 |  | 3000 | 3090 |  |  |  | L80 > 195000 h |  | 103 |  |  | 8 | TX | 25 °C | 11.5% | No Built-in accessory | Phased-out | 730/559 | CIE(x=0.43. y=0.403) 5SDCM | Class1. Class2 | IK09 | [11 empty] | dimmable
TBD | SLBT/2/F/PX/30/30 | image | datasheet | deeplink | TUNGSRAM - SLBt - 2850lm - 30W - 3000K - 70CRI - TBD[SKU] - Side 35-60mm and post 42-76mm | 4.5 | Side 35-60mm and post 42-76mm | LED | 1 | 30 | YES |  |  |  |  | -30°C to +35°C | CE;ENEC |  | CE & ENEC | [6 empty] | 66 | 3000 | 386x347x72 mm |  | 220-240V | -30°C to +35°C | 5 years | A++ |  |  | >70 |  | 3000 | 2850 |  |  |  | L80 > 195000 h |  | 95 |  |  | 8 | PX | 25 °C | 11.5% | No Built-in accessory | Phased-out | 730/559 | CIE(x=0.43. y=0.403) 5SDCM | Class1. Class2 | IK09 | [11 empty] | dimmable
TBD | SLBT/2/F/S1/30/30 | image | datasheet | deeplink | TUNGSRAM - SLBt - 2940lm - 30W - 3000K - 70CRI - TBD[SKU] - Side 35-60mm and post 42-76mm | 4.5 | Side 35-60mm and post 42-76mm | LED | 1 | 30 | YES |  |  |  |  | -30°C to +35°C | CE;ENEC |  | CE & ENEC | [6 empty] | 66 | 3000 | 386x347x72 mm |  | 220-240V | -30°C to +35°C | 5 years | A++ |  |  | >70 |  | 3000 | 2940 |  |  |  | L80 > 195000 h |  | 98 |  |  | 8 | S1 | 25 °C | 11.5% | No Built-in accessory | Phased-out | 730/559 | CIE(x=0.43. y=0.403) 5SDCM | Class1. Class2 | IK09 | [11 empty] | dimmable
TBD | SLBT/2/F/R1/30/30 | image | datasheet | deeplink | TUNGSRAM - SLBt - 3000lm - 30W - 3000K - 70CRI - TBD[SKU] - Side 35-60mm and post 42-76mm | 4.5 | Side 35-60mm and post 42-76mm |  | 1 | 30 | YES |  |  |  |  | -30°C to +35°C | CE;ENEC |  | CE & ENEC | [6 empty] | 66 | 3000 | 386x347x72 mm |  | 220-240V | -30°C to +35°C | 5 years | A++ |  |  | >70 |  | 3000 | 3000 |  |  |  | L80 > 195000 h |  | 100 |  |  | 8 | R1 | 25 °C | 11.5% | No Built-in accessory | Phased-out | 730/559 | CIE(x=0.43. y=0.403) 5SDCM | Class1. Class2 | IK09 | [11 empty] | dimmable
TBD | SLBT/2/F/E2/15/30 | image | datasheet | deeplink | TUNGSRAM - SLBt - 1610lm - 15W - 3000K - 70CRI - TBD[SKU] - Side 35-60mm and post 42-76mm | 4.5 | Side 35-60mm and post 42-76mm |  | 1 | 15 | YES |  |  |  |  | -30°C to +35°C | CE;ENEC |  | CE & ENEC | [6 empty] | 66 | 3000 | 386x347x72 mm |  | 220-240V | -30°C to +35°C | 5 years | A++ |  |  | >70 |  | 3000 | 1610 |  |  |  | L80 > 195000 h |  | 107.33 |  |  | 8 | E2 | 25 °C | 11.5% | No Built-in accessory | Phased-out | 730/559 | CIE(x=0.43. y=0.403) 5SDCM | Class1. Class2 | IK09 | [11 empty] | dimmable
TBD | SLBT/2/F/F5/15/30 | image | datasheet | deeplink | TUNGSRAM - SLBt - 1590lm - 15W - 3000K - 70CRI - TBD[SKU] - Side 35-60mm and post 42-76mm | 4.5 | Side 35-60mm and post 42-76mm | LED | 1 | 15 | YES |  |  |  |  | -30°C to +35°C | CE;ENEC |  | CE & ENEC | [6 empty] | 66 | 3000 | 386x347x72 mm |  | 220-240V | -30°C to +35°C | 5 years | A++ |  |  | >70 |  | 3000 | 1590 |  |  |  | L80 > 195000 h |  | 106 |  |  | 8 | F5 | 25 °C | 11.5% | No Built-in accessory | Phased-out | 730/559 | CIE(x=0.43. y=0.403) 5SDCM | Class1. Class2 | IK09 | [11 empty] | dimmable
TBD | SLBT/2/F/C5/15/30 | image | datasheet | deeplink | TUNGSRAM - SLBt - 1620lm - 15W - 3000K - 70CRI - TBD[SKU] - Side 35-60mm and post 42-76mm | 4.5 | Side 35-60mm and post 42-76mm |  | 1 | 15 | YES |  |  |  |  | -30°C to +35°C | CE;ENEC |  | CE & ENEC | [6 empty] | 66 | 3000 | 386x347x72 mm |  | 220-240V | -30°C to +35°C | 5 years | A++ |  |  | >70 |  | 3000 | 1620 |  |  |  | L80 > 195000 h |  | 108 |  |  | 8 | C5 | 25 °C | 11.5% | No Built-in accessory | Phased-out | 730/559 | CIE(x=0.43. y=0.403) 5SDCM | Class1. Class2 | IK09 | [11 empty] | dimmable
TBD | SLBT/2/F/D1/15/30 | image | datasheet | deeplink | TUNGSRAM - SLBt - 1480lm - 15W - 3000K - 70CRI - TBD[SKU] - Side 35-60mm and post 42-76mm | 4.5 | Side 35-60mm and post 42-76mm |  | 1 | 15 | YES |  |  |  |  | -30°C to +35°C | CE;ENEC |  | CE & ENEC | [6 empty] | 66 | 3000 | 386x347x72 mm |  | 220-240V | -30°C to +35°C | 5 years | A++ |  |  | >70 |  | 3000 | 1480 |  |  |  | L80 > 195000 h |  | 98.67 |  |  | 8 | D1 | 25 °C | 11.5% | No Built-in accessory | Phased-out | 730/559 | CIE(x=0.43. y=0.403) 5SDCM | Class1. Class2 | IK09 | [11 empty] | dimmable
TBD | SLBT/2/F/NX/15/30 | image | datasheet | deeplink | TUNGSRAM - SLBt - 1540lm - 15W - 3000K - 70CRI - TBD[SKU] - Side 35-60mm and post 42-76mm | 4.5 | Side 35-60mm and post 42-76mm | LED | 1 | 15 | YES |  |  |  |  | -30°C to +35°C | CE;ENEC |  | CE & ENEC | [6 empty] | 66 | 3000 | 386x347x72 mm |  | 220-240V | -30°C to +35°C | 5 years | A++ |  |  | >70 |  | 3000 | 1540 |  |  |  | L80 > 195000 h |  | 102.67 |  |  | 8 | NX | 25 °C | 11.5% | No Built-in accessory | Phased-out | 730/559 | CIE(x=0.43. y=0.403) 5SDCM | Class1. Class2 | IK09 | [11 empty] | dimmable
TBD | SLBT/2/F/F1/15/30 | image | datasheet | deeplink | TUNGSRAM - SLBt - 1520lm - 15W - 3000K - 70CRI - TBD[SKU] - Side 35-60mm and post 42-76mm | 4.5 | Side 35-60mm and post 42-76mm |  | 1 | 15 | YES |  |  |  |  | -30°C to +35°C | CE;ENEC |  | CE & ENEC | [6 empty] | 66 | 3000 | 386x347x72 mm |  | 220-240V | -30°C to +35°C | 5 years | A++ |  |  | >70 |  | 3000 | 1520 |  |  |  | L80 > 195000 h |  | 101.33 |  |  | 8 | F1 | 25 °C | 11.5% | No Built-in accessory | Phased-out | 730/559 | CIE(x=0.43. y=0.403) 5SDCM | Class1. Class2 | IK09 | [11 empty] | dimmable
TBD | SLBT/2/F/TX/15/30 | image | datasheet | deeplink | TUNGSRAM - SLBt - 1550lm - 15W - 3000K - 70CRI - TBD[SKU] - Side 35-60mm and post 42-76mm | 4.5 | Side 35-60mm and post 42-76mm |  | 1 | 15 | YES |  |  |  |  | -30°C to +35°C | CE;ENEC |  | CE & ENEC | [6 empty] | 66 | 3000 | 386x347x72 mm |  | 220-240V | -30°C to +35°C | 5 years | A++ |  |  | >70 |  | 3000 | 1550 |  |  |  | L80 > 195000 h |  | 103.33 |  |  | 8 | TX | 25 °C | 11.5% | No Built-in accessory | Phased-out | 730/559 | CIE(x=0.43. y=0.403) 5SDCM | Class1. Class2 | IK09 | [11 empty] | dimmable
TBD | SLBT/2/F/PX/15/30 | image | datasheet | deeplink | TUNGSRAM - SLBt - 1440lm - 15W - 3000K - 70CRI - TBD[SKU] - Side 35-60mm and post 42-76mm | 4.5 | Side 35-60mm and post 42-76mm | LED | 1 | 15 | YES |  |  |  |  | -30°C to +35°C | CE;ENEC |  | CE & ENEC | [6 empty] | 66 | 3000 | 386x347x72 mm |  | 220-240V | -30°C to +35°C | 5 years | A++ |  |  | >70 |  | 3000 | 1440 |  |  |  | L80 > 195000 h |  | 96 |  |  | 8 | PX | 25 °C | 11.5% | No Built-in accessory | Phased-out | 730/559 | CIE(x=0.43. y=0.403) 5SDCM | Class1. Class2 | IK09 | [11 empty] | dimmable
TBD | SLBT/2/F/S1/15/30 | image | datasheet | deeplink | TUNGSRAM - SLBt - 1480lm - 15W - 3000K - 70CRI - TBD[SKU] - Side 35-60mm and post 42-76mm | 4.5 | Side 35-60mm and post 42-76mm |  | 1 | 15 | YES |  |  |  |  | -30°C to +35°C | CE;ENEC |  | CE & ENEC | [6 empty] | 66 | 3000 | 386x347x72 mm |  | 220-240V | -30°C to +35°C | 5 years | A++ |  |  | >70 |  | 3000 | 1480 |  |  |  | L80 > 195000 h |  | 98.67 |  |  | 8 | S1 | 25 °C | 11.5% | No Built-in accessory | Phased-out | 730/559 | CIE(x=0.43. y=0.403) 5SDCM | Class1. Class2 | IK09 | [11 empty] | dimmable
TBD | SLBT/2/F/R1/15/30 | image | datasheet | deeplink | TUNGSRAM - SLBt - 1510lm - 15W - 3000K - 70CRI - TBD[SKU] - Side 35-60mm and post 42-76mm | 4.5 | Side 35-60mm and post 42-76mm |  | 1 | 15 | YES |  |  |  |  | -30°C to +35°C | CE;ENEC |  | CE & ENEC | [6 empty] | 66 | 3000 | 386x347x72 mm |  | 220-240V | -30°C to +35°C | 5 years | A++ |  |  | >70 |  | 3000 | 1510 |  |  |  | L80 > 195000 h |  | 100.67 |  |  | 8 | R1 | 25 °C | 11.5% | No Built-in accessory | Phased-out | 730/559 | CIE(x=0.43. y=0.403) 5SDCM | Class1. Class2 | IK09 | [11 empty] | dimmable
TBD | SLBT/2/F/E2/12/30 | image | datasheet | deeplink | TUNGSRAM - SLBt - 1260lm - 12W - 3000K - 70CRI - TBD[SKU] - Side 35-60mm and post 42-76mm | 4.5 | Side 35-60mm and post 42-76mm |  | 1 | 12 | YES |  |  |  |  | -30°C to +35°C | CE;ENEC |  | CE & ENEC | [6 empty] | 66 | 3000 | 386x347x72 mm |  | 220-240V | -30°C to +35°C | 5 years | A++ |  |  | >70 |  | 3000 | 1260 |  |  |  | L80 > 195000 h |  | 105 |  |  | 8 | E2 | 25 °C | 11.5% | No Built-in accessory | Phased-out | 730/559 | CIE(x=0.43. y=0.403) 5SDCM | Class1. Class2 | IK09 | [11 empty] | dimmable
TBD | SLBT/2/F/F5/12/30 | image | datasheet | deeplink | TUNGSRAM - SLBt - 1240lm - 12W - 3000K - 70CRI - TBD[SKU] - Side 35-60mm and post 42-76mm | 4.5 | Side 35-60mm and post 42-76mm | LED | 1 | 12 | YES |  |  |  |  | -30°C to +35°C | CE;ENEC |  | CE & ENEC | [6 empty] | 66 | 3000 | 386x347x72 mm |  | 220-240V | -30°C to +35°C | 5 years | A++ |  |  | >70 |  | 3000 | 1240 |  |  |  | L80 > 195000 h |  | 103.33 |  |  | 8 | F5 | 25 °C | 11.5% | No Built-in accessory | Phased-out | 730/559 | CIE(x=0.43. y=0.403) 5SDCM | Class1. Class2 | IK09 | [11 empty] | dimmable
TBD | SLBT/2/F/C5/12/30 | image | datasheet | deeplink | TUNGSRAM - SLBt - 1270lm - 12W - 3000K - 70CRI - TBD[SKU] - Side 35-60mm and post 42-76mm | 4.5 | Side 35-60mm and post 42-76mm |  | 1 | 12 | YES |  |  |  |  | -30°C to +35°C | CE;ENEC |  | CE & ENEC | [6 empty] | 66 | 3000 | 386x347x72 mm |  | 220-240V | -30°C to +35°C | 5 years | A++ |  |  | >70 |  | 3000 | 1270 |  |  |  | L80 > 195000 h |  | 105.83 |  |  | 8 | C5 | 25 °C | 11.5% | No Built-in accessory | Phased-out | 730/559 | CIE(x=0.43. y=0.403) 5SDCM | Class1. Class2 | IK09 | [11 empty] | dimmable
TBD | SLBT/2/F/D1/12/30 | image | datasheet | deeplink | TUNGSRAM - SLBt - 1140lm - 12W - 3000K - 70CRI - TBD[SKU] - Side 35-60mm and post 42-76mm | 4.5 | Side 35-60mm and post 42-76mm |  | 1 | 12 | YES |  |  |  |  | -30°C to +35°C | CE;ENEC |  | CE & ENEC | [6 empty] | 66 | 3000 | 386x347x72 mm |  | 220-240V | -30°C to +35°C | 5 years | A++ |  |  | >70 |  | 3000 | 1140 |  |  |  | L80 > 195000 h |  | 95 |  |  | 8 | D1 | 25 °C | 11.5% | No Built-in accessory | Phased-out | 730/559 | CIE(x=0.43. y=0.403) 5SDCM | Class1. Class2 | IK09 | [11 empty] | dimmable
TBD | SLBT/2/F/NX/12/30 | image | datasheet | deeplink | TUNGSRAM - SLBt - 1200lm - 12W - 3000K - 70CRI - TBD[SKU] - Side 35-60mm and post 42-76mm | 4.5 | Side 35-60mm and post 42-76mm | LED | 1 | 12 | YES |  |  |  |  | -30°C to +35°C | CE;ENEC |  | CE & ENEC | [6 empty] | 66 | 3000 | 386x347x72 mm |  | 220-240V | -30°C to +35°C | 5 years | A++ |  |  | >70 |  | 3000 | 1200 |  |  |  | L80 > 195000 h |  | 100 |  |  | 8 | NX | 25 °C | 11.5% | No Built-in accessory | Phased-out | 730/559 | CIE(x=0.43. y=0.403) 5SDCM | Class1. Class2 | IK09 | [11 empty] | dimmable
TBD | SLBT/2/F/F1/12/30 | image | datasheet | deeplink | TUNGSRAM - SLBt - 1190lm - 12W - 3000K - 70CRI - TBD[SKU] - Side 35-60mm and post 42-76mm | 4.5 | Side 35-60mm and post 42-76mm | LED | 1 | 12 | YES |  |  |  |  | -30°C to +35°C | CE;ENEC |  | CE & ENEC | [6 empty] | 66 | 3000 | 386x347x72 mm |  | 220-240V | -30°C to +35°C | 5 years | A++ |  |  | >70 |  | 3000 | 1190 |  |  |  | L80 > 195000 h |  | 99.17 |  |  | 8 | F1 | 25 °C | 11.5% | No Built-in accessory | Phased-out | 730/559 | CIE(x=0.43. y=0.403) 5SDCM | Class1. Class2 | IK09 | [11 empty] | dimmable
TBD | SLBT/2/F/TX/12/30 | image | datasheet | deeplink | TUNGSRAM - SLBt - 1210lm - 12W - 3000K - 70CRI - TBD[SKU] - Side 35-60mm and post 42-76mm | 4.5 | Side 35-60mm and post 42-76mm | LED | 1 | 12 | YES |  |  |  |  | -30°C to +35°C | CE;ENEC |  | CE & ENEC | [6 empty] | 66 | 3000 | 386x347x72 mm |  | 220-240V | -30°C to +35°C | 5 years | A++ |  |  | >70 |  | 3000 | 1210 |  |  |  | L80 > 195000 h |  | 100.83 |  |  | 8 | TX | 25 °C | 11.5% | No Built-in accessory | Phased-out | 730/559 | CIE(x=0.43. y=0.403) 5SDCM | Class1. Class2 | IK09 | [11 empty] | dimmable
TBD | SLBT/2/F/PX/12/30 | image | datasheet | deeplink | TUNGSRAM - SLBt - 1120lm - 12W - 3000K - 70CRI - TBD[SKU] - Side 35-60mm and post 42-76mm | 4.5 | Side 35-60mm and post 42-76mm | LED | 1 | 12 | YES |  |  |  |  | -30°C to +35°C | CE;ENEC |  | CE & ENEC | [6 empty] | 66 | 3000 | 386x347x72 mm |  | 220-240V | -30°C to +35°C | 5 years | A++ |  |  | >70 |  | 3000 | 1120 |  |  |  | L80 > 195000 h |  | 93.33 |  |  | 8 | PX | 25 °C | 11.5% | No Built-in accessory | Phased-out | 730/559 | CIE(x=0.43. y=0.403) 5SDCM | Class1. Class2 | IK09 | [11 empty] | dimmable
TBD | SLBT/2/F/S1/12/30 | image | datasheet | deeplink | TUNGSRAM - SLBt - 1150lm - 12W - 3000K - 70CRI - TBD[SKU] - Side 35-60mm and post 42-76mm | 4.5 | Side 35-60mm and post 42-76mm | LED | 1 | 12 | YES |  |  |  |  | -30°C to +35°C | CE;ENEC |  | CE & ENEC | [6 empty] | 66 | 3000 | 386x347x72 mm |  | 220-240V | -30°C to +35°C | 5 years | A++ |  |  | >70 |  | 3000 | 1150 |  |  |  | L80 > 195000 h |  | 95.83 |  |  | 8 | S1 | 25 °C | 11.5% | No Built-in accessory | Phased-out | 730/559 | CIE(x=0.43. y=0.403) 5SDCM | Class1. Class2 | IK09 | [11 empty] | dimmable
TBD | SLBT/2/F/R1/12/30 | image | datasheet | deeplink | TUNGSRAM - SLBt - 1180lm - 12W - 3000K - 70CRI - TBD[SKU] - Side 35-60mm and post 42-76mm | 4.5 | Side 35-60mm and post 42-76mm |  | 1 | 12 | YES |  |  |  |  | -30°C to +35°C | CE;ENEC |  | CE & ENEC | [6 empty] | 66 | 3000 | 386x347x72 mm |  | 220-240V | -30°C to +35°C | 5 years | A++ |  |  | >70 |  | 3000 | 1180 |  |  |  | L80 > 195000 h |  | 98.33 |  |  | 8 | R1 | 25 °C | 11.5% | No Built-in accessory | Phased-out | 730/559 | CIE(x=0.43. y=0.403) 5SDCM | Class1. Class2 | IK09 | [11 empty] | dimmable
TBD | SLBT/2/F/E2/72/30 | image | datasheet | deeplink | TUNGSRAM - SLBt - 8000lm - 72W - 3000K - 70CRI - TBD[SKU] - Side 35-60mm and post 42-76mm | 4.5 | Side 35-60mm and post 42-76mm |  | 1 | 72 | YES |  |  |  |  | -30°C to +35°C | CE;ENEC |  | CE & ENEC | [6 empty] | 66 | 3000 | 386x347x72 mm |  | 220-240V | -30°C to +35°C | 5 years | A++ |  |  | >70 |  | 3000 | 8000 |  |  |  | L80 > 195000 h |  | 111.11 |  |  | 8 | E2 | 25 °C | 11.5% | No Built-in accessory | Phased-out | 730/559 | CIE(x=0.43. y=0.403) 5SDCM | Class1. Class2 | IK09 | [11 empty] | dimmable
TBD | SLBT/2/F/F5/72/30 | image | datasheet | deeplink | TUNGSRAM - SLBt - 7920lm - 72W - 3000K - 70CRI - TBD[SKU] - Side 35-60mm and post 42-76mm | 4.5 | Side 35-60mm and post 42-76mm | LED | 1 | 72 | YES |  |  |  |  | -30°C to +35°C | CE;ENEC |  | CE & ENEC | [6 empty] | 66 | 3000 | 386x347x72 mm |  | 220-240V | -30°C to +35°C | 5 years | A++ |  |  | >70 |  | 3000 | 7920 |  |  |  | L80 > 195000 h |  | 110 |  |  | 8 | F5 | 25 °C | 11.5% | No Built-in accessory | Phased-out | 730/559 | CIE(x=0.43. y=0.403) 5SDCM | Class1. Class2 | IK09 | [11 empty] | dimmable
TBD | SLBT/2/F/C5/72/30 | image | datasheet | deeplink | TUNGSRAM - SLBt - 8060lm - 72W - 3000K - 70CRI - TBD[SKU] - Side 35-60mm and post 42-76mm | 4.5 | Side 35-60mm and post 42-76mm |  | 1 | 72 | YES |  |  |  |  | -30°C to +35°C | CE;ENEC |  | CE & ENEC | [6 empty] | 66 | 3000 | 386x347x72 mm |  | 220-240V | -30°C to +35°C | 5 years | A++ |  |  | >70 |  | 3000 | 8060 |  |  |  | L80 > 195000 h |  | 111.94 |  |  | 8 | C5 | 25 °C | 11.5% | No Built-in accessory | Phased-out | 730/559 | CIE(x=0.43. y=0.403) 5SDCM | Class1. Class2 | IK09 | [11 empty] | dimmable
TBD | SLBT/2/F/D1/72/30 | image | datasheet | deeplink | TUNGSRAM - SLBt - 7310lm - 72W - 3000K - 70CRI - TBD[SKU] - Side 35-60mm and post 42-76mm | 4.5 | Side 35-60mm and post 42-76mm | LED | 1 | 72 | YES |  |  |  |  | -30°C to +35°C | CE;ENEC |  | CE & ENEC | [6 empty] | 66 | 3000 | 386x347x72 mm |  | 220-240V | -30°C to +35°C | 5 years | A++ |  |  | >70 |  | 3000 | 7310 |  |  |  | L80 > 195000 h |  | 101.53 |  |  | 8 | D1 | 25 °C | 11.5% | No Built-in accessory | Phased-out | 730/559 | CIE(x=0.43. y=0.403) 5SDCM | Class1. Class2 | IK09 | [11 empty] | dimmable
TBD | SLBT/2/F/NX/72/30 | image | datasheet | deeplink | TUNGSRAM - SLBt - 7650lm - 72W - 3000K - 70CRI - TBD[SKU] - Side 35-60mm and post 42-76mm | 4.5 | Side 35-60mm and post 42-76mm | LED | 1 | 72 | YES |  |  |  |  | -30°C to +35°C | CE;ENEC |  | CE & ENEC | [6 empty] | 66 | 3000 | 386x347x72 mm |  | 220-240V | -30°C to +35°C | 5 years | A++ |  |  | >70 |  | 3000 | 7650 |  |  |  | L80 > 195000 h |  | 106.25 |  |  | 8 | NX | 25 °C | 11.5% | No Built-in accessory | Phased-out | 730/559 | CIE(x=0.43. y=0.403) 5SDCM | Class1. Class2 | IK09 | [11 empty] | dimmable
TBD | SLBT/2/F/F1/72/30 | image | datasheet | deeplink | TUNGSRAM - SLBt - 7570lm - 72W - 3000K - 70CRI - TBD[SKU] - Side 35-60mm and post 42-76mm | 4.5 | Side 35-60mm and post 42-76mm | LED | 1 | 72 | YES |  |  |  |  | -30°C to +35°C | CE;ENEC |  | CE & ENEC | [6 empty] | 66 | 3000 | 386x347x72 mm |  | 220-240V | -30°C to +35°C | 5 years | A++ |  |  | >70 |  | 3000 | 7570 |  |  |  | L80 > 195000 h |  | 105.14 |  |  | 8 | F1 | 25 °C | 11.5% | No Built-in accessory | Phased-out | 730/559 | CIE(x=0.43. y=0.403) 5SDCM | Class1. Class2 | IK09 | [11 empty] | dimmable
TBD | SLBT/2/F/TX/72/30 | image | datasheet | deeplink | TUNGSRAM - SLBt - 7730lm - 72W - 3000K - 70CRI - TBD[SKU] - Side 35-60mm and post 42-76mm | 4.5 | Side 35-60mm and post 42-76mm | LED | 1 | 72 | YES |  |  |  |  | -30°C to +35°C | CE;ENEC |  | CE & ENEC | [6 empty] | 66 | 3000 | 386x347x72 mm |  | 220-240V | -30°C to +35°C | 5 years | A++ |  |  | >70 |  | 3000 | 7730 |  |  |  | L80 > 195000 h |  | 107.36 |  |  | 8 | TX | 25 °C | 11.5% | No Built-in accessory | Phased-out | 730/559 | CIE(x=0.43. y=0.403) 5SDCM | Class1. Class2 | IK09 | [11 empty] | dimmable
TBD | SLBT/2/F/PX/72/30 | image | datasheet | deeplink | TUNGSRAM - SLBt - 7130lm - 72W - 3000K - 70CRI - TBD[SKU] - Side 35-60mm and post 42-76mm | 4.5 | Side 35-60mm and post 42-76mm | LED | 1 | 72 | YES |  |  |  |  | -30°C to +35°C | CE;ENEC |  | CE & ENEC | [6 empty] | 66 | 3000 | 386x347x72 mm |  | 220-240V | -30°C to +35°C | 5 years | A++ |  |  | >70 |  | 3000 | 7130 |  |  |  | L80 > 195000 h |  | 99.03 |  |  | 8 | PX | 25 °C | 11.5% | No Built-in accessory | Phased-out | 730/559 | CIE(x=0.43. y=0.403) 5SDCM | Class1. Class2 | IK09 | [11 empty] | dimmable
TBD | SLBT/2/F/S1/72/30 | image | datasheet | deeplink | TUNGSRAM - SLBt - 7350lm - 72W - 3000K - 70CRI - TBD[SKU] - Side 35-60mm and post 42-76mm | 4.5 | Side 35-60mm and post 42-76mm | LED | 1 | 72 | YES |  |  |  |  | -30°C to +35°C | CE;ENEC |  | CE & ENEC | [6 empty] | 66 | 3000 | 386x347x72 mm |  | 220-240V | -30°C to +35°C | 5 years | A++ |  |  | >70 |  | 3000 | 7350 |  |  |  | L80 > 195000 h |  | 102.08 |  |  | 8 | S1 | 25 °C | 11.5% | No Built-in accessory | Phased-out | 730/559 | CIE(x=0.43. y=0.403) 5SDCM | Class1. Class2 | IK09 | [11 empty] | dimmable
TBD | SLBT/2/F/R1/72/30 | image | datasheet | deeplink | TUNGSRAM - SLBt - 7500lm - 72W - 3000K - 70CRI - TBD[SKU] - Side 35-60mm and post 42-76mm | 4.5 | Side 35-60mm and post 42-76mm |  | 1 | 72 | YES |  |  |  |  | -30°C to +35°C | CE;ENEC |  | CE & ENEC | [6 empty] | 66 | 3000 | 386x347x72 mm |  | 220-240V | -30°C to +35°C | 5 years | A++ |  |  | >70 |  | 3000 | 7500 |  |  |  | L80 > 195000 h |  | 104.17 |  |  | 8 | R1 | 25 °C | 11.5% | No Built-in accessory | Phased-out | 730/559 | CIE(x=0.43. y=0.403) 5SDCM | Class1. Class2 | IK09 | [11 empty] | dimmable
TBD | SLBT/2/F/E2/56/30 | image | datasheet | deeplink | TUNGSRAM - SLBt - 6370lm - 56W - 3000K - 70CRI - TBD[SKU] - Side 35-60mm and post 42-76mm | 4.5 | Side 35-60mm and post 42-76mm |  | 1 | 56 | YES |  |  |  |  | -30°C to +35°C | CE;ENEC |  | CE & ENEC | [6 empty] | 66 | 3000 | 386x347x72 mm |  | 220-240V | -30°C to +35°C | 5 years | A++ |  |  | >70 |  | 3000 | 6370 |  |  |  | L80 > 195000 h |  | 113.75 |  |  | 8 | E2 | 25 °C | 11.5% | No Built-in accessory | Phased-out | 730/559 | CIE(x=0.43. y=0.403) 5SDCM | Class1. Class2 | IK09 | [11 empty] | dimmable
TBD | SLBT/2/F/F5/56/30 | image | datasheet | deeplink | TUNGSRAM - SLBt - 6310lm - 56W - 3000K - 70CRI - TBD[SKU] - Side 35-60mm and post 42-76mm | 4.5 | Side 35-60mm and post 42-76mm | LED | 1 | 56 | YES |  |  |  |  | -30°C to +35°C | CE;ENEC |  | CE & ENEC | [6 empty] | 66 | 3000 | 386x347x72 mm |  | 220-240V | -30°C to +35°C | 5 years | A++ |  |  | >70 |  | 3000 | 6310 |  |  |  | L80 > 195000 h |  | 112.68 |  |  | 8 | F5 | 25 °C | 11.5% | No Built-in accessory | Phased-out | 730/559 | CIE(x=0.43. y=0.403) 5SDCM | Class1. Class2 | IK09 | [11 empty] | dimmable
TBD | SLBT/2/F/C5/56/30 | image | datasheet | deeplink | TUNGSRAM - SLBt - 6410lm - 56W - 3000K - 70CRI - TBD[SKU] - Side 35-60mm and post 42-76mm | 4.5 | Side 35-60mm and post 42-76mm |  | 1 | 56 | YES |  |  |  |  | -30°C to +35°C | CE;ENEC |  | CE & ENEC | [6 empty] | 66 | 3000 | 386x347x72 mm |  | 220-240V | -30°C to +35°C | 5 years | A++ |  |  | >70 |  | 3000 | 6410 |  |  |  | L80 > 195000 h |  | 114.46 |  |  | 8 | C5 | 25 °C | 11.5% | No Built-in accessory | Phased-out | 730/559 | CIE(x=0.43. y=0.403) 5SDCM | Class1. Class2 | IK09 | [11 empty] | dimmable
TBD | SLBT/2/F/D1/56/30 | image | datasheet | deeplink | TUNGSRAM - SLBt - 5820lm - 56W - 3000K - 70CRI - TBD[SKU] - Side 35-60mm and post 42-76mm | 4.5 | Side 35-60mm and post 42-76mm | LED | 1 | 56 | YES |  |  |  |  | -30°C to +35°C | CE;ENEC |  | CE & ENEC | [6 empty] | 66 | 3000 | 386x347x72 mm |  | 220-240V | -30°C to +35°C | 5 years | A++ |  |  | >70 |  | 3000 | 5820 |  |  |  | L80 > 195000 h |  | 103.93 |  |  | 8 | D1 | 25 °C | 11.5% | No Built-in accessory | Phased-out | 730/559 | CIE(x=0.43. y=0.403) 5SDCM | Class1. Class2 | IK09 | [11 empty] | dimmable
TBD | SLBT/2/F/NX/56/30 | image | datasheet | deeplink | TUNGSRAM - SLBt - 6090lm - 56W - 3000K - 70CRI - TBD[SKU] - Side 35-60mm and post 42-76mm | 4.5 | Side 35-60mm and post 42-76mm | LED | 1 | 56 | YES |  |  |  |  | -30°C to +35°C | CE;ENEC |  | CE & ENEC | [6 empty] | 66 | 3000 | 386x347x72 mm |  | 220-240V | -30°C to +35°C | 5 years | A++ |  |  | >70 |  | 3000 | 6090 |  |  |  | L80 > 195000 h |  | 108.75 |  |  | 8 | NX | 25 °C | 11.5% | No Built-in accessory | Phased-out | 730/559 | CIE(x=0.43. y=0.403) 5SDCM | Class1. Class2 | IK09 | [11 empty] | dimmable
TBD | SLBT/2/F/F1/56/30 | image | datasheet | deeplink | TUNGSRAM - SLBt - 6030lm - 56W - 3000K - 70CRI - TBD[SKU] - Side 35-60mm and post 42-76mm | 4.5 | Side 35-60mm and post 42-76mm | LED | 1 | 56 | YES |  |  |  |  | -30°C to +35°C | CE;ENEC |  | CE & ENEC | [6 empty] | 66 | 3000 | 386x347x72 mm |  | 220-240V | -30°C to +35°C | 5 years | A++ |  |  | >70 |  | 3000 | 6030 |  |  |  | L80 > 195000 h |  | 107.68 |  |  | 8 | F1 | 25 °C | 11.5% | No Built-in accessory | Phased-out | 730/559 | CIE(x=0.43. y=0.403) 5SDCM | Class1. Class2 | IK09 | [11 empty] | dimmable
TBD | SLBT/2/F/TX/56/30 | image | datasheet | deeplink | TUNGSRAM - SLBt - 6150lm - 56W - 3000K - 70CRI - TBD[SKU] - Side 35-60mm and post 42-76mm | 4.5 | Side 35-60mm and post 42-76mm | LED | 1 | 56 | YES |  |  |  |  | -30°C to +35°C | CE;ENEC |  | CE & ENEC | [6 empty] | 66 | 3000 | 386x347x72 mm |  | 220-240V | -30°C to +35°C | 5 years | A++ |  |  | >70 |  | 3000 | 6150 |  |  |  | L80 > 195000 h |  | 109.82 |  |  | 8 | TX | 25 °C | 11.5% | No Built-in accessory | Phased-out | 730/559 | CIE(x=0.43. y=0.403) 5SDCM | Class1. Class2 | IK09 | [11 empty] | dimmable
TBD | SLBT/2/F/PX/56/30 | image | datasheet | deeplink | TUNGSRAM - SLBt - 5680lm - 56W - 3000K - 70CRI - TBD[SKU] - Side 35-60mm and post 42-76mm | 4.5 | Side 35-60mm and post 42-76mm | LED | 1 | 56 | YES |  |  |  |  | -30°C to +35°C | CE;ENEC |  | CE & ENEC | [6 empty] | 66 | 3000 | 386x347x72 mm |  | 220-240V | -30°C to +35°C | 5 years | A++ |  |  | >70 |  | 3000 | 5680 |  |  |  | L80 > 195000 h |  | 101.43 |  |  | 8 | PX | 25 °C | 11.5% | No Built-in accessory | Phased-out | 730/559 | CIE(x=0.43. y=0.403) 5SDCM | Class1. Class2 | IK09 | [11 empty] | dimmable
TBD | SLBT/2/F/S1/56/30 | image | datasheet | deeplink | TUNGSRAM - SLBt - 5850lm - 56W - 3000K - 70CRI - TBD[SKU] - Side 35-60mm and post 42-76mm | 4.5 | Side 35-60mm and post 42-76mm | LED | 1 | 56 | YES |  |  |  |  | -30°C to +35°C | CE;ENEC |  | CE & ENEC | [6 empty] | 66 | 3000 | 386x347x72 mm |  | 220-240V | -30°C to +35°C | 5 years | A++ |  |  | >70 |  | 3000 | 5850 |  |  |  | L80 > 195000 h |  | 104.46 |  |  | 8 | S1 | 25 °C | 11.5% | No Built-in accessory | Phased-out | 730/559 | CIE(x=0.43. y=0.403) 5SDCM | Class1. Class2 | IK09 | [11 empty] | dimmable
TBD | SLBT/2/F/R1/56/30 | image | datasheet | deeplink | TUNGSRAM - SLBt - 5980lm - 56W - 3000K - 70CRI - TBD[SKU] - Side 35-60mm and post 42-76mm | 4.5 | Side 35-60mm and post 42-76mm |  | 1 | 56 | YES |  |  |  |  | -30°C to +35°C | CE;ENEC |  | CE & ENEC | [6 empty] | 66 | 3000 | 386x347x72 mm |  | 220-240V | -30°C to +35°C | 5 years | A++ |  |  | >70 |  | 3000 | 5980 |  |  |  | L80 > 195000 h |  | 106.79 |  |  | 8 | R1 | 25 °C | 11.5% | No Built-in accessory | Phased-out | 730/559 | CIE(x=0.43. y=0.403) 5SDCM | Class1. Class2 | IK09 | [11 empty] | dimmable
TBD | SLBT/2/F/E2/43/30 | image | datasheet | deeplink | TUNGSRAM - SLBt - 4910lm - 43W - 3000K - 70CRI - TBD[SKU] - Side 35-60mm and post 42-76mm | 4.5 | Side 35-60mm and post 42-76mm |  | 1 | 43 | YES |  |  |  |  | -30°C to +35°C | CE;ENEC |  | CE & ENEC | [6 empty] | 66 | 3000 | 386x347x72 mm |  | 220-240V | -30°C to +35°C | 5 years | A++ |  |  | >70 |  | 3000 | 4910 |  |  |  | L80 > 195000 h |  | 114.19 |  |  | 8 | E2 | 25 °C | 11.5% | No Built-in accessory | Phased-out | 730/559 | CIE(x=0.43. y=0.403) 5SDCM | Class1. Class2 | IK09 | [11 empty] | dimmable
TBD | SLBT/2/F/F5/43/30 | image | datasheet | deeplink | TUNGSRAM - SLBt - 4870lm - 43W - 3000K - 70CRI - TBD[SKU] - Side 35-60mm and post 42-76mm | 4.5 | Side 35-60mm and post 42-76mm |  | 1 | 43 | YES |  |  |  |  | -30°C to +35°C | CE;ENEC |  | CE & ENEC | [6 empty] | 66 | 3000 | 386x347x72 mm |  | 220-240V | -30°C to +35°C | 5 years | A++ |  |  | >70 |  | 3000 | 4870 |  |  |  | L80 > 195000 h |  | 113.26 |  |  | 8 | F5 | 25 °C | 11.5% | No Built-in accessory | Phased-out | 730/559 | CIE(x=0.43. y=0.403) 5SDCM | Class1. Class2 | IK09 | [11 empty] | dimmable
TBD | SLBT/2/F/C5/43/30 | image | datasheet | deeplink | TUNGSRAM - SLBt - 4950lm - 43W - 3000K - 70CRI - TBD[SKU] - Side 35-60mm and post 42-76mm | 4.5 | Side 35-60mm and post 42-76mm |  | 1 | 43 | YES |  |  |  |  | -30°C to +35°C | CE;ENEC |  | CE & ENEC | [6 empty] | 66 | 3000 | 386x347x72 mm |  | 220-240V | -30°C to +35°C | 5 years | A++ |  |  | >70 |  | 3000 | 4950 |  |  |  | L80 > 195000 h |  | 115.12 |  |  | 8 | C5 | 25 °C | 11.5% | No Built-in accessory | Phased-out | 730/559 | CIE(x=0.43. y=0.403) 5SDCM | Class1. Class2 | IK09 | [11 empty] | dimmable
TBD | SLBT/2/F/D1/43/30 | image | datasheet | deeplink | TUNGSRAM - SLBt - 4490lm - 43W - 3000K - 70CRI - TBD[SKU] - Side 35-60mm and post 42-76mm | 4.5 | Side 35-60mm and post 42-76mm | LED | 1 | 43 | YES |  |  |  |  | -30°C to +35°C | CE;ENEC |  | CE & ENEC | [6 empty] | 66 | 3000 | 386x347x72 mm |  | 220-240V | -30°C to +35°C | 5 years | A++ |  |  | >70 |  | 3000 | 4490 |  |  |  | L80 > 195000 h |  | 104.42 |  |  | 8 | D1 | 25 °C | 11.5% | No Built-in accessory | Phased-out | 730/559 | CIE(x=0.43. y=0.403) 5SDCM | Class1. Class2 | IK09 | [11 empty] | dimmable
TBD | SLBT/2/F/NX/43/30 | image | datasheet | deeplink | TUNGSRAM - SLBt - 4700lm - 43W - 3000K - 70CRI - TBD[SKU] - Side 35-60mm and post 42-76mm | 4.5 | Side 35-60mm and post 42-76mm | LED | 1 | 43 | YES |  |  |  |  | -30°C to +35°C | CE;ENEC |  | CE & ENEC | [6 empty] | 66 | 3000 | 386x347x72 mm |  | 220-240V | -30°C to +35°C | 5 years | A++ |  |  | >70 |  | 3000 | 4700 |  |  |  | L80 > 195000 h |  | 109.3 |  |  | 8 | NX | 25 °C | 11.5% | No Built-in accessory | Phased-out | 730/559 | CIE(x=0.43. y=0.403) 5SDCM | Class1. Class2 | IK09 | [11 empty] | dimmable
TBD | SLBT/2/F/F1/43/30 | image | datasheet | deeplink | TUNGSRAM - SLBt - 4650lm - 43W - 3000K - 70CRI - TBD[SKU] - Side 35-60mm and post 42-76mm | 4.5 | Side 35-60mm and post 42-76mm | LED | 1 | 43 | YES |  |  |  |  | -30°C to +35°C | CE;ENEC |  | CE & ENEC | [6 empty] | 66 | 3000 | 386x347x72 mm |  | 220-240V | -30°C to +35°C | 5 years | A++ |  |  | >70 |  | 3000 | 4650 |  |  |  | L80 > 195000 h |  | 108.14 |  |  | 8 | F1 | 25 °C | 11.5% | No Built-in accessory | Phased-out | 730/559 | CIE(x=0.43. y=0.403) 5SDCM | Class1. Class2 | IK09 | [11 empty] | dimmable
TBD | SLBT/2/F/TX/43/30 | image | datasheet | deeplink | TUNGSRAM - SLBt - 4750lm - 43W - 3000K - 70CRI - TBD[SKU] - Side 35-60mm and post 42-76mm | 4.5 | Side 35-60mm and post 42-76mm | LED | 1 | 43 | YES |  |  |  |  | -30°C to +35°C | CE;ENEC |  | CE & ENEC | [6 empty] | 66 | 3000 | 386x347x72 mm |  | 220-240V | -30°C to +35°C | 5 years | A++ |  |  | >70 |  | 3000 | 4750 |  |  |  | L80 > 195000 h |  | 110.47 |  |  | 8 | TX | 25 °C | 11.5% | No Built-in accessory | Phased-out | 730/559 | CIE(x=0.43. y=0.403) 5SDCM | Class1. Class2 | IK09 | [11 empty] | dimmable
TBD | SLBT/2/F/PX/43/30 | image | datasheet | deeplink | TUNGSRAM - SLBt - 4380lm - 43W - 3000K - 70CRI - TBD[SKU] - Side 35-60mm and post 42-76mm | 4.5 | Side 35-60mm and post 42-76mm | LED | 1 | 43 | YES |  |  |  |  | -30°C to +35°C | CE;ENEC |  | CE & ENEC | [6 empty] | 66 | 3000 | 386x347x72 mm |  | 220-240V | -30°C to +35°C | 5 years | A++ |  |  | >70 |  | 3000 | 4380 |  |  |  | L80 > 195000 h |  | 101.86 |  |  | 8 | PX | 25 °C | 11.5% | No Built-in accessory | Phased-out | 730/559 | CIE(x=0.43. y=0.403) 5SDCM | Class1. Class2 | IK09 | [11 empty] | dimmable
TBD | SLBT/2/F/S1/43/30 | image | datasheet | deeplink | TUNGSRAM - SLBt - 4510lm - 43W - 3000K - 70CRI - TBD[SKU] - Side 35-60mm and post 42-76mm | 4.5 | Side 35-60mm and post 42-76mm | LED | 1 | 43 | YES |  |  |  |  | -30°C to +35°C | CE;ENEC |  | CE & ENEC | [6 empty] | 66 | 3000 | 386x347x72 mm |  | 220-240V | -30°C to +35°C | 5 years | A++ |  |  | >70 |  | 3000 | 4510 |  |  |  | L80 > 195000 h |  | 104.88 |  |  | 8 | S1 | 25 °C | 11.5% | No Built-in accessory | Phased-out | 730/559 | CIE(x=0.43. y=0.403) 5SDCM | Class1. Class2 | IK09 | [11 empty] | dimmable
TBD | SLBT/2/F/R1/43/30 | image | datasheet | deeplink | TUNGSRAM - SLBt - 4610lm - 43W - 3000K - 70CRI - TBD[SKU] - Side 35-60mm and post 42-76mm | 4.5 | Side 35-60mm and post 42-76mm | LED | 1 | 43 | YES |  |  |  |  | -30°C to +35°C | CE;ENEC |  | CE & ENEC | [6 empty] | 66 | 3000 | 386x347x72 mm |  | 220-240V | -30°C to +35°C | 5 years | A++ |  |  | >70 |  | 3000 | 4610 |  |  |  | L80 > 195000 h |  | 107.21 |  |  | 8 | R1 | 25 °C | 11.5% | No Built-in accessory | Phased-out | 730/559 | CIE(x=0.43. y=0.403) 5SDCM | Class1. Class2 | IK09 | [11 empty] | dimmable
TBD | SLBT/2/F/E1/50/30 | image | datasheet | deeplink | TUNGSRAM - SLBt - 4900lm - 50W - 3000K - 70CRI - TBD[SKU] - Side 35-60mm and post 42-76mm | 4.5 | Side 35-60mm and post 42-76mm | LED | 1 | 50 | YES |  |  |  |  | -30°C to +35°C | CE;ENEC |  | CE & ENEC | [6 empty] | 66 | 3000 | 386x347x72 mm |  | 220-240V | -30°C to +35°C | 5 years | A++ |  |  | >70 |  | 3000 | 4900 |  |  |  | L80 > 195000 h |  | 98 |  |  | 8 | E1 | 25 °C | 11.5% | No Built-in accessory | Phased-out | 730/559 | CIE(x=0.43. y=0.403) 5SDCM | Class1. Class2 | IK09 | [11 empty] | dimmable
TBD | SLBT/2/F/E1/35/30 | image | datasheet | deeplink | TUNGSRAM - SLBt - 3660lm - 35W - 3000K - 70CRI - TBD[SKU] - Side 35-60mm and post 42-76mm | 4.5 | Side 35-60mm and post 42-76mm |  | 1 | 35 | YES |  |  |  |  | -30°C to +35°C | CE;ENEC |  | CE & ENEC | [6 empty] | 66 | 3000 | 386x347x72 mm |  | 220-240V | -30°C to +35°C | 5 years | A++ |  |  | >70 |  | 3000 | 3660 |  |  |  | L80 > 195000 h |  | 104.57 |  |  | 8 | E1 | 25 °C | 11.5% | No Built-in accessory | Phased-out | 730/559 | CIE(x=0.43. y=0.403) 5SDCM | Class1. Class2 | IK09 | [11 empty] | dimmable
TBD | SLBT/2/F/E1/30/30 | image | datasheet | deeplink | TUNGSRAM - SLBt - 2910lm - 30W - 3000K - 70CRI - TBD[SKU] - Side 35-60mm and post 42-76mm | 4.5 | Side 35-60mm and post 42-76mm | LED | 1 | 30 | YES |  |  |  |  | -30°C to +35°C | CE;ENEC |  | CE & ENEC | [6 empty] | 66 | 3000 | 386x347x72 mm |  | 220-240V | -30°C to +35°C | 5 years | A++ |  |  | >70 |  | 3000 | 2910 |  |  |  | L80 > 195000 h |  | 97 |  |  | 8 | E1 | 25 °C | 11.5% | No Built-in accessory | Phased-out | 730/559 | CIE(x=0.43. y=0.403) 5SDCM | Class1. Class2 | IK09 | [11 empty] | dimmable
TBD | SLBT/2/F/E1/15/30 | image | datasheet | deeplink | TUNGSRAM - SLBt - 1470lm - 15W - 3000K - 70CRI - TBD[SKU] - Side 35-60mm and post 42-76mm | 4.5 | Side 35-60mm and post 42-76mm | LED | 1 | 15 | YES |  |  |  |  | -30°C to +35°C | CE;ENEC |  | CE & ENEC | [6 empty] | 66 | 3000 | 386x347x72 mm |  | 220-240V | -30°C to +35°C | 5 years | A++ |  |  | >70 |  | 3000 | 1470 |  |  |  | L80 > 195000 h |  | 98 |  |  | 8 | E1 | 25 °C | 11.5% | No Built-in accessory | Phased-out | 730/559 | CIE(x=0.43. y=0.403) 5SDCM | Class1. Class2 | IK09 | [11 empty] | dimmable
TBD | SLBT/2/F/E1/12/30 | image | datasheet | deeplink | TUNGSRAM - SLBt - 1140lm - 12W - 3000K - 70CRI - TBD[SKU] - Side 35-60mm and post 42-76mm | 4.5 | Side 35-60mm and post 42-76mm |  | 1 | 12 | YES |  |  |  |  | -30°C to +35°C | CE;ENEC |  | CE & ENEC | [6 empty] | 66 | 3000 | 386x347x72 mm |  | 220-240V | -30°C to +35°C | 5 years | A++ |  |  | >70 |  | 3000 | 1140 |  |  |  | L80 > 195000 h |  | 95 |  |  | 8 | E1 | 25 °C | 11.5% | No Built-in accessory | Phased-out | 730/559 | CIE(x=0.43. y=0.403) 5SDCM | Class1. Class2 | IK09 | [11 empty] | dimmable
TBD | SLBT/2/F/B1/50/30 | image | datasheet | deeplink | TUNGSRAM - SLBt - 5060lm - 50W - 3000K - 70CRI - TBD[SKU] - Side 35-60mm and post 42-76mm | 4.5 | Side 35-60mm and post 42-76mm |  | 1 | 50 | YES |  |  |  |  | -30°C to +35°C | CE;ENEC |  | CE & ENEC | [6 empty] | 66 | 3000 | 386x347x72 mm |  | 220-240V | -30°C to +35°C | 5 years | A++ |  |  | >70 |  | 3000 | 5060 |  |  |  | L80 > 195000 h |  | 101.2 |  |  | 8 | B1 | 25 °C | 11.5% | No Built-in accessory | Phased-out | 730/559 | CIE(x=0.43. y=0.403) 5SDCM | Class1. Class2 | IK09 | [11 empty] | dimmable
TBD | SLBT/2/F/B1/35/30 | image | datasheet | deeplink | TUNGSRAM - SLBt - 3770lm - 35W - 3000K - 70CRI - TBD[SKU] - Side 35-60mm and post 42-76mm | 4.5 | Side 35-60mm and post 42-76mm |  | 1 | 35 | YES |  |  |  |  | -30°C to +35°C | CE;ENEC |  | CE & ENEC | [6 empty] | 66 | 3000 | 386x347x72 mm |  | 220-240V | -30°C to +35°C | 5 years | A++ |  |  | >70 |  | 3000 | 3770 |  |  |  | L80 > 195000 h |  | 107.71 |  |  | 8 | B1 | 25 °C | 11.5% | No Built-in accessory | Phased-out | 730/559 | CIE(x=0.43. y=0.403) 5SDCM | Class1. Class2 | IK09 | [11 empty] | dimmable
TBD | SLBT/2/F/B1/30/30 | image | datasheet | deeplink | TUNGSRAM - SLBt - 3000lm - 30W - 3000K - 70CRI - TBD[SKU] - Side 35-60mm and post 42-76mm | 4.5 | Side 35-60mm and post 42-76mm |  | 1 | 30 | YES |  |  |  |  | -30°C to +35°C | CE;ENEC |  | CE & ENEC | [6 empty] | 66 | 3000 | 386x347x72 mm |  | 220-240V | -30°C to +35°C | 5 years | A++ |  |  | >70 |  | 3000 | 3000 |  |  |  | L80 > 195000 h |  | 100 |  |  | 8 | B1 | 25 °C | 11.5% | No Built-in accessory | Phased-out | 730/559 | CIE(x=0.43. y=0.403) 5SDCM | Class1. Class2 | IK09 | [11 empty] | dimmable
TBD | SLBT/2/F/B1/15/30 | image | datasheet | deeplink | TUNGSRAM - SLBt - 1510lm - 15W - 3000K - 70CRI - TBD[SKU] - Side 35-60mm and post 42-76mm | 4.5 | Side 35-60mm and post 42-76mm |  | 1 | 15 | YES |  |  |  |  | -30°C to +35°C | CE;ENEC |  | CE & ENEC | [6 empty] | 66 | 3000 | 386x347x72 mm |  | 220-240V | -30°C to +35°C | 5 years | A++ |  |  | >70 |  | 3000 | 1510 |  |  |  | L80 > 195000 h |  | 100.67 |  |  | 8 | B1 | 25 °C | 11.5% | No Built-in accessory | Phased-out | 730/559 | CIE(x=0.43. y=0.403) 5SDCM | Class1. Class2 | IK09 | [11 empty] | dimmable
TBD | SLBT/2/F/B1/12/30 | image | datasheet | deeplink | TUNGSRAM - SLBt - 1180lm - 12W - 3000K - 70CRI - TBD[SKU] - Side 35-60mm and post 42-76mm | 4.5 | Side 35-60mm and post 42-76mm |  | 1 | 12 | YES |  |  |  |  | -30°C to +35°C | CE;ENEC |  | CE & ENEC | [6 empty] | 66 | 3000 | 386x347x72 mm |  | 220-240V | -30°C to +35°C | 5 years | A++ |  |  | >70 |  | 3000 | 1180 |  |  |  | L80 > 195000 h |  | 98.33 |  |  | 8 | B1 | 25 °C | 11.5% | No Built-in accessory | Phased-out | 730/559 | CIE(x=0.43. y=0.403) 5SDCM | Class1. Class2 | IK09 | [11 empty] | dimmable
TBD | SLBT/2/F/E1/72/30 | image | datasheet | deeplink | TUNGSRAM - SLBt - 7270lm - 72W - 3000K - 70CRI - TBD[SKU] - Side 35-60mm and post 42-76mm | 4.5 | Side 35-60mm and post 42-76mm | LED | 1 | 72 | YES |  |  |  |  | -30°C to +35°C | CE;ENEC |  | CE & ENEC | [6 empty] | 66 | 3000 | 386x347x72 mm |  | 220-240V | -30°C to +35°C | 5 years | A++ |  |  | >70 |  | 3000 | 7270 |  |  |  | L80 > 195000 h |  | 100.97 |  |  | 8 | E1 | 25 °C | 11.5% | No Built-in accessory | Phased-out | 730/559 | CIE(x=0.43. y=0.403) 5SDCM | Class1. Class2 | IK09 | [11 empty] | dimmable
TBD | SLBT/2/F/E1/56/30 | image | datasheet | deeplink | TUNGSRAM - SLBt - 5790lm - 56W - 3000K - 70CRI - TBD[SKU] - Side 35-60mm and post 42-76mm | 4.5 | Side 35-60mm and post 42-76mm | LED | 1 | 56 | YES |  |  |  |  | -30°C to +35°C | CE;ENEC |  | CE & ENEC | [6 empty] | 66 | 3000 | 386x347x72 mm |  | 220-240V | -30°C to +35°C | 5 years | A++ |  |  | >70 |  | 3000 | 5790 |  |  |  | L80 > 195000 h |  | 103.39 |  |  | 8 | E1 | 25 °C | 11.5% | No Built-in accessory | Phased-out | 730/559 | CIE(x=0.43. y=0.403) 5SDCM | Class1. Class2 | IK09 | [11 empty] | dimmable
TBD | SLBT/2/F/E1/43/30 | image | datasheet | deeplink | TUNGSRAM - SLBt - 4470lm - 43W - 3000K - 70CRI - TBD[SKU] - Side 35-60mm and post 42-76mm | 4.5 | Side 35-60mm and post 42-76mm | LED | 1 | 43 | YES |  |  |  |  | -30°C to +35°C | CE;ENEC |  | CE & ENEC | [6 empty] | 66 | 3000 | 386x347x72 mm |  | 220-240V | -30°C to +35°C | 5 years | A++ |  |  | >70 |  | 3000 | 4470 |  |  |  | L80 > 195000 h |  | 103.95 |  |  | 8 | E1 | 25 °C | 11.5% | No Built-in accessory | Phased-out | 730/559 | CIE(x=0.43. y=0.403) 5SDCM | Class1. Class2 | IK09 | [11 empty] | dimmable
TBD | SLBT/2/F/B1/72/30 | image | datasheet | deeplink | TUNGSRAM - SLBt - 7500lm - 72W - 3000K - 70CRI - TBD[SKU] - Side 35-60mm and post 42-76mm | 4.5 | Side 35-60mm and post 42-76mm |  | 1 | 72 | YES |  |  |  |  | -30°C to +35°C | CE;ENEC |  | CE & ENEC | [6 empty] | 66 | 3000 | 386x347x72 mm |  | 220-240V | -30°C to +35°C | 5 years | A++ |  |  | >70 |  | 3000 | 7500 |  |  |  | L80 > 195000 h |  | 104.17 |  |  | 8 | B1 | 25 °C | 11.5% | No Built-in accessory | Phased-out | 730/559 | CIE(x=0.43. y=0.403) 5SDCM | Class1. Class2 | IK09 | [11 empty] | dimmable
TBD | SLBT/2/F/B1/56/30 | image | datasheet | deeplink | TUNGSRAM - SLBt - 5980lm - 56W - 3000K - 70CRI - TBD[SKU] - Side 35-60mm and post 42-76mm | 4.5 | Side 35-60mm and post 42-76mm |  | 1 | 56 | YES |  |  |  |  | -30°C to +35°C | CE;ENEC |  | CE & ENEC | [6 empty] | 66 | 3000 | 386x347x72 mm |  | 220-240V | -30°C to +35°C | 5 years | A++ |  |  | >70 |  | 3000 | 5980 |  |  |  | L80 > 195000 h |  | 106.79 |  |  | 8 | B1 | 25 °C | 11.5% | No Built-in accessory | Phased-out | 730/559 | CIE(x=0.43. y=0.403) 5SDCM | Class1. Class2 | IK09 | [11 empty] | dimmable
TBD | SLBT/2/F/B1/43/30 | image | datasheet | deeplink | TUNGSRAM - SLBt - 4610lm - 43W - 3000K - 70CRI - TBD[SKU] - Side 35-60mm and post 42-76mm | 4.5 | Side 35-60mm and post 42-76mm | LED | 1 | 43 | YES |  |  |  |  | -30°C to +35°C | CE;ENEC |  | CE & ENEC | [6 empty] | 66 | 3000 | 386x347x72 mm |  | 220-240V | -30°C to +35°C | 5 years | A++ |  |  | >70 |  | 3000 | 4610 |  |  |  | L80 > 195000 h |  | 107.21 |  |  | 8 | B1 | 25 °C | 11.5% | No Built-in accessory | Phased-out | 730/559 | CIE(x=0.43. y=0.403) 5SDCM | Class1. Class2 | IK09 | [11 empty] | dimmable
TBD | SLBT/2/F/E5/50/30 | image | datasheet | deeplink | TUNGSRAM - SLBt - 5410lm - 50W - 3000K - 70CRI - TBD[SKU] - Side 35-60mm and post 42-76mm | 4.5 | Side 35-60mm and post 42-76mm |  | 1 | 50 | YES |  |  |  |  | -30°C to +35°C | CE;ENEC |  | CE & ENEC | [6 empty] | 66 | 3000 | 386x347x72 mm |  | 220-240V | -30°C to +35°C | 5 years | A++ |  |  | >70 |  | 3000 | 5410 |  |  |  | L80 > 195000 h |  | 108.2 |  |  | 8 | E5 | 25 °C | 11.5% | No Built-in accessory | Phased-out | 730/559 | CIE(x=0.43. y=0.403) 5SDCM | Class1. Class2 | IK09 | [11 empty] | dimmable
TBD | SLBT/2/F/E5/35/30 | image | datasheet | deeplink | TUNGSRAM - SLBt - 4040lm - 35W - 3000K - 70CRI - TBD[SKU] - Side 35-60mm and post 42-76mm | 4.5 | Side 35-60mm and post 42-76mm |  | 1 | 35 | YES |  |  |  |  | -30°C to +35°C | CE;ENEC |  | CE & ENEC | [6 empty] | 66 | 3000 | 386x347x72 mm |  | 220-240V | -30°C to +35°C | 5 years | A++ |  |  | >70 |  | 3000 | 4040 |  |  |  | L80 > 195000 h |  | 115.43 |  |  | 8 | E5 | 25 °C | 11.5% | No Built-in accessory | Phased-out | 730/559 | CIE(x=0.43. y=0.403) 5SDCM | Class1. Class2 | IK09 | [11 empty] | dimmable
TBD | SLBT/2/F/E5/30/30 | image | datasheet | deeplink | TUNGSRAM - SLBt - 3210lm - 30W - 3000K - 70CRI - TBD[SKU] - Side 35-60mm and post 42-76mm | 4.5 | Side 35-60mm and post 42-76mm |  | 1 | 30 | YES |  |  |  |  | -30°C to +35°C | CE;ENEC |  | CE & ENEC | [6 empty] | 66 | 3000 | 386x347x72 mm |  | 220-240V | -30°C to +35°C | 5 years | A++ |  |  | >70 |  | 3000 | 3210 |  |  |  | L80 > 195000 h |  | 107 |  |  | 8 | E5 | 25 °C | 11.5% | No Built-in accessory | Phased-out | 730/559 | CIE(x=0.43. y=0.403) 5SDCM | Class1. Class2 | IK09 | [11 empty] | dimmable
TBD | SLBT/2/F/E5/15/30 | image | datasheet | deeplink | TUNGSRAM - SLBt - 1620lm - 15W - 3000K - 70CRI - TBD[SKU] - Side 35-60mm and post 42-76mm | 4.5 | Side 35-60mm and post 42-76mm |  | 1 | 15 | YES |  |  |  |  | -30°C to +35°C | CE;ENEC |  | CE & ENEC | [6 empty] | 66 | 3000 | 386x347x72 mm |  | 220-240V | -30°C to +35°C | 5 years | A++ |  |  | >70 |  | 3000 | 1620 |  |  |  | L80 > 195000 h |  | 108 |  |  | 8 | E5 | 25 °C | 11.5% | No Built-in accessory | Phased-out | 730/559 | CIE(x=0.43. y=0.403) 5SDCM | Class1. Class2 | IK09 | [11 empty] | dimmable
TBD | SLBT/2/F/E5/12/30 | image | datasheet | deeplink | TUNGSRAM - SLBt - 1260lm - 12W - 3000K - 70CRI - TBD[SKU] - Side 35-60mm and post 42-76mm | 4.5 | Side 35-60mm and post 42-76mm |  | 1 | 12 | YES |  |  |  |  | -30°C to +35°C | CE;ENEC |  | CE & ENEC | [6 empty] | 66 | 3000 | 386x347x72 mm |  | 220-240V | -30°C to +35°C | 5 years | A++ |  |  | >70 |  | 3000 | 1260 |  |  |  | L80 > 195000 h |  | 105 |  |  | 8 | E5 | 25 °C | 11.5% | No Built-in accessory | Phased-out | 730/559 | CIE(x=0.43. y=0.403) 5SDCM | Class1. Class2 | IK09 | [11 empty] | dimmable
TBD | SLBT/2/F/E5/72/30 | image | datasheet | deeplink | TUNGSRAM - SLBt - 8030lm - 72W - 3000K - 70CRI - TBD[SKU] - Side 35-60mm and post 42-76mm | 4.5 | Side 35-60mm and post 42-76mm |  | 1 | 72 | YES |  |  |  |  | -30°C to +35°C | CE;ENEC |  | CE & ENEC | [6 empty] | 66 | 3000 | 386x347x72 mm |  | 220-240V | -30°C to +35°C | 5 years | A++ |  |  | >70 |  | 3000 | 8030 |  |  |  | L80 > 195000 h |  | 111.53 |  |  | 8 | E5 | 25 °C | 11.5% | No Built-in accessory | Phased-out | 730/559 | CIE(x=0.43. y=0.403) 5SDCM | Class1. Class2 | IK09 | [11 empty] | dimmable
TBD | SLBT/2/F/E5/56/30 | image | datasheet | deeplink | TUNGSRAM - SLBt - 6390lm - 56W - 3000K - 70CRI - TBD[SKU] - Side 35-60mm and post 42-76mm | 4.5 | Side 35-60mm and post 42-76mm |  | 1 | 56 | YES |  |  |  |  | -30°C to +35°C | CE;ENEC |  | CE & ENEC | [6 empty] | 66 | 3000 | 386x347x72 mm |  | 220-240V | -30°C to +35°C | 5 years | A++ |  |  | >70 |  | 3000 | 6390 |  |  |  | L80 > 195000 h |  | 114.11 |  |  | 8 | E5 | 25 °C | 11.5% | No Built-in accessory | Phased-out | 730/559 | CIE(x=0.43. y=0.403) 5SDCM | Class1. Class2 | IK09 | [11 empty] | dimmable
TBD | SLBT/2/F/E5/43/30 | image | datasheet | deeplink | TUNGSRAM - SLBt - 4930lm - 43W - 3000K - 70CRI - TBD[SKU] - Side 35-60mm and post 42-76mm | 4.5 | Side 35-60mm and post 42-76mm |  | 1 | 43 | YES |  |  |  |  | -30°C to +35°C | CE;ENEC |  | CE & ENEC | [6 empty] | 66 | 3000 | 386x347x72 mm |  | 220-240V | -30°C to +35°C | 5 years | A++ |  |  | >70 |  | 3000 | 4930 |  |  |  | L80 > 195000 h |  | 114.65 |  |  | 8 | E5 | 25 °C | 11.5% | No Built-in accessory | Phased-out | 730/559 | CIE(x=0.43. y=0.403) 5SDCM | Class1. Class2 | IK09 | [11 empty] | dimmable
TBD | SLBT/2/F/B5/72/30 | image | datasheet | deeplink | TUNGSRAM - SLBt - 8140lm - 72W - 3000K - 70CRI - TBD[SKU] - Side 35-60mm and post 42-76mm | 4.5 | Side 35-60mm and post 42-76mm | LED | 1 | 72 | YES |  |  |  |  | -30°C to +35°C | CE;ENEC |  | CE & ENEC | [6 empty] | 66 | 3000 | 386x347x72 mm |  | 220-240V | -30°C to +35°C | 5 years | A++ |  |  | >70 |  | 3000 | 8140 |  |  |  | L80 > 195000 h |  | 113.06 |  |  | 8 | B5 | 25 °C | 11.5% | No Built-in accessory | Phased-out | 730/559 | CIE(x=0.43. y=0.403) 5SDCM | Class1. Class2 | IK09 | [11 empty] | dimmable
TBD | SLBT/2/F/B5/56/30 | image | datasheet | deeplink | TUNGSRAM - SLBt - 6480lm - 56W - 3000K - 70CRI - TBD[SKU] - Side 35-60mm and post 42-76mm | 4.5 | Side 35-60mm and post 42-76mm | LED | 1 | 56 | YES |  |  |  |  | -30°C to +35°C | CE;ENEC |  | CE & ENEC | [6 empty] | 66 | 3000 | 386x347x72 mm |  | 220-240V | -30°C to +35°C | 5 years | A++ |  |  | >70 |  | 3000 | 6480 |  |  |  | L80 > 195000 h |  | 115.71 |  |  | 8 | B5 | 25 °C | 11.5% | No Built-in accessory | Phased-out | 730/559 | CIE(x=0.43. y=0.403) 5SDCM | Class1. Class2 | IK09 | [11 empty] | dimmable
TBD | SLBT/2/F/B5/43/30 | image | datasheet | deeplink | TUNGSRAM - SLBt - 5000lm - 43W - 3000K - 70CRI - TBD[SKU] - Side 35-60mm and post 42-76mm | 4.5 | Side 35-60mm and post 42-76mm | LED | 1 | 43 | YES |  |  |  |  | -30°C to +35°C | CE;ENEC |  | CE & ENEC | [6 empty] | 66 | 3000 | 386x347x72 mm |  | 220-240V | -30°C to +35°C | 5 years | A++ |  |  | >70 |  | 3000 | 5000 |  |  |  | L80 > 195000 h |  | 116.28 |  |  | 8 | B5 | 25 °C | 11.5% | No Built-in accessory | Phased-out | 730/559 | CIE(x=0.43. y=0.403) 5SDCM | Class1. Class2 | IK09 | [11 empty] | dimmable
TBD | SLBT/2/F/B5/50/30 | image | datasheet | deeplink | TUNGSRAM - SLBt - 5490lm - 50W - 3000K - 70CRI - TBD[SKU] - Side 35-60mm and post 42-76mm | 4.5 | Side 35-60mm and post 42-76mm | LED | 1 | 50 | YES |  |  |  |  | -30°C to +35°C | CE;ENEC |  | CE & ENEC | [6 empty] | 66 | 3000 | 386x347x72 mm |  | 220-240V | -30°C to +35°C | 5 years | A++ |  |  | >70 |  | 3000 | 5490 |  |  |  | L80 > 195000 h |  | 109.8 |  |  | 8 | B5 | 25 °C | 11.5% | No Built-in accessory | Phased-out | 730/559 | CIE(x=0.43. y=0.403) 5SDCM | Class1. Class2 | IK09 | [11 empty] | dimmable
TBD | SLBT/2/F/B5/35/30 | image | datasheet | deeplink | TUNGSRAM - SLBt - 4100lm - 35W - 3000K - 70CRI - TBD[SKU] - Side 35-60mm and post 42-76mm | 4.5 | Side 35-60mm and post 42-76mm |  | 1 | 35 | YES |  |  |  |  | -30°C to +35°C | CE;ENEC |  | CE & ENEC | [6 empty] | 66 | 3000 | 386x347x72 mm |  | 220-240V | -30°C to +35°C | 5 years | A++ |  |  | >70 |  | 3000 | 4100 |  |  |  | L80 > 195000 h |  | 117.14 |  |  | 8 | B5 | 25 °C | 11.5% | No Built-in accessory | Phased-out | 730/559 | CIE(x=0.43. y=0.403) 5SDCM | Class1. Class2 | IK09 | [11 empty] | dimmable
TBD | SLBT/2/F/B5/30/30 | image | datasheet | deeplink | TUNGSRAM - SLBt - 3260lm - 30W - 3000K - 70CRI - TBD[SKU] - Side 35-60mm and post 42-76mm | 4.5 | Side 35-60mm and post 42-76mm | LED | 1 | 30 | YES |  |  |  |  | -30°C to +35°C | CE;ENEC |  | CE & ENEC | [6 empty] | 66 | 3000 | 386x347x72 mm |  | 220-240V | -30°C to +35°C | 5 years | A++ |  |  | >70 |  | 3000 | 3260 |  |  |  | L80 > 195000 h |  | 108.67 |  |  | 8 | B5 | 25 °C | 11.5% | No Built-in accessory | Phased-out | 730/559 | CIE(x=0.43. y=0.403) 5SDCM | Class1. Class2 | IK09 | [11 empty] | dimmable
TBD | SLBT/2/F/B5/15/30 | image | datasheet | deeplink | TUNGSRAM - SLBt - 1640lm - 15W - 3000K - 70CRI - TBD[SKU] - Side 35-60mm and post 42-76mm | 4.5 | Side 35-60mm and post 42-76mm |  | 1 | 15 | YES |  |  |  |  | -30°C to +35°C | CE;ENEC |  | CE & ENEC | [6 empty] | 66 | 3000 | 386x347x72 mm |  | 220-240V | -30°C to +35°C | 5 years | A++ |  |  | >70 |  | 3000 | 1640 |  |  |  | L80 > 195000 h |  | 109.33 |  |  | 8 | B5 | 25 °C | 11.5% | No Built-in accessory | Phased-out | 730/559 | CIE(x=0.43. y=0.403) 5SDCM | Class1. Class2 | IK09 | [11 empty] | dimmable
TBD | SLBT/2/F/B5/12/30 | image | datasheet | deeplink | TUNGSRAM - SLBt - 1280lm - 12W - 3000K - 70CRI - TBD[SKU] - Side 35-60mm and post 42-76mm | 4.5 | Side 35-60mm and post 42-76mm | LED | 1 | 12 | YES |  |  |  |  | -30°C to +35°C | CE;ENEC |  | CE & ENEC | [6 empty] | 66 | 3000 | 386x347x72 mm |  | 220-240V | -30°C to +35°C | 5 years | A++ |  |  | >70 |  | 3000 | 1280 |  |  |  | L80 > 195000 h |  | 106.67 |  |  | 8 | B5 | 25 °C | 11.5% | No Built-in accessory | Phased-out | 730/559 | CIE(x=0.43. y=0.403) 5SDCM | Class1. Class2 | IK09 | [11 empty] | dimmable
TBD | SLBT/2/F/E1/72/40 | image | datasheet | deeplink | TUNGSRAM - SLBt - 7470lm - 72W - 4000K - 70CRI - TBD[SKU] - Side 35-60mm and post 42-76mm | 4.5 | Side 35-60mm and post 42-76mm | LED | 1 | 72 | YES |  |  |  |  | -30°C to +35°C | CE;ENEC |  | CE & ENEC | [6 empty] | 66 | 4000 | 386x347x72 mm |  | 220-240V | -30°C to +35°C | 5 years | A++ |  |  | >70 |  | 4000 | 7470 |  |  |  | L80 > 195000 h |  | 103.75 |  |  | 8 | E | 25 °C | 11.5% | No Built-in accessory | Phased-out | 740/559 | CIE(x=0.38. y=0.38) 5SDCM | Class1. Class2 | IK09 | [11 empty] | dimmable
TBD | SLBT/2/F/E1/56/40 | image | datasheet | deeplink | TUNGSRAM - SLBt - 5950lm - 56W - 4000K - 70CRI - TBD[SKU] - Side 35-60mm and post 42-76mm | 4.5 | Side 35-60mm and post 42-76mm | LED | 1 | 56 | YES |  |  |  |  | -30°C to +35°C | CE;ENEC |  | CE & ENEC | [6 empty] | 66 | 4000 | 386x347x72 mm |  | 220-240V | -30°C to +35°C | 5 years | A++ |  |  | >70 |  | 4000 | 5950 |  |  |  | L80 > 195000 h |  | 106.25 |  |  | 8 | E | 25 °C | 11.5% | No Built-in accessory | Phased-out | 740/559 | CIE(x=0.38. y=0.38) 5SDCM | Class1. Class2 | IK09 | [11 empty] | dimmable
TBD | SLBT/2/F/E1/43/40 | image | datasheet | deeplink | TUNGSRAM - SLBt - 4590lm - 43W - 4000K - 70CRI - TBD[SKU] - Side 35-60mm and post 42-76mm | 4.5 | Side 35-60mm and post 42-76mm | LED | 1 | 43 | YES |  |  |  |  | -30°C to +35°C | CE;ENEC |  | CE & ENEC | [6 empty] | 66 | 4000 | 386x347x72 mm |  | 220-240V | -30°C to +35°C | 5 years | A++ |  |  | >70 |  | 4000 | 4590 |  |  |  | L80 > 195000 h |  | 106.74 |  |  | 8 | E | 25 °C | 11.5% | No Built-in accessory | Phased-out | 740/559 | CIE(x=0.38. y=0.38) 5SDCM | Class1. Class2 | IK09 | [11 empty] | dimmable
TBD | SLBT/2/F/E1/50/40 | image | datasheet | deeplink | TUNGSRAM - SLBt - 5040lm - 50W - 4000K - 70CRI - TBD[SKU] - Side 35-60mm and post 42-76mm | 4.5 | Side 35-60mm and post 42-76mm | LED | 1 | 50 | YES |  |  |  |  | -30°C to +35°C | CE;ENEC |  | CE & ENEC | [6 empty] | 66 | 4000 | 386x347x72 mm |  | 220-240V | -30°C to +35°C | 5 years | A++ |  |  | >70 |  | 4000 | 5040 |  |  |  | L80 > 195000 h |  | 100.8 |  |  | 8 | E | 25 °C | 11.5% | No Built-in accessory | Phased-out | 740/559 | CIE(x=0.38. y=0.38) 5SDCM | Class1. Class2 | IK09 | [11 empty] | dimmable
TBD | SLBT/2/F/E1/35/40 | image | datasheet | deeplink | TUNGSRAM - SLBt - 3760lm - 35W - 4000K - 70CRI - TBD[SKU] - Side 35-60mm and post 42-76mm | 4.5 | Side 35-60mm and post 42-76mm |  | 1 | 35 | YES |  |  |  |  | -30°C to +35°C | CE;ENEC |  | CE & ENEC | [6 empty] | 66 | 4000 | 386x347x72 mm |  | 220-240V | -30°C to +35°C | 5 years | A++ |  |  | >70 |  | 4000 | 3760 |  |  |  | L80 > 195000 h |  | 107.43 |  |  | 8 | E | 25 °C | 11.5% | No Built-in accessory | Phased-out | 740/559 | CIE(x=0.38. y=0.38) 5SDCM | Class1. Class2 | IK09 | [11 empty] | dimmable
TBD | SLBT/2/F/E1/30/40 | image | datasheet | deeplink | TUNGSRAM - SLBt - 2990lm - 30W - 4000K - 70CRI - TBD[SKU] - Side 35-60mm and post 42-76mm | 4.5 | Side 35-60mm and post 42-76mm | LED | 1 | 30 | YES |  |  |  |  | -30°C to +35°C | CE;ENEC |  | CE & ENEC | [6 empty] | 66 | 4000 | 386x347x72 mm |  | 220-240V | -30°C to +35°C | 5 years | A++ |  |  | >70 |  | 4000 | 2990 |  |  |  | L80 > 195000 h |  | 99.67 |  |  | 8 | E | 25 °C | 11.5% | No Built-in accessory | Phased-out | 740/559 | CIE(x=0.38. y=0.38) 5SDCM | Class1. Class2 | IK09 | [11 empty] | dimmable
TBD | SLBT/2/F/E1/15/40 | image | datasheet | deeplink | TUNGSRAM - SLBt - 1510lm - 15W - 4000K - 70CRI - TBD[SKU] - Side 35-60mm and post 42-76mm | 4.5 | Side 35-60mm and post 42-76mm | LED | 1 | 15 | YES |  |  |  |  | -30°C to +35°C | CE;ENEC |  | CE & ENEC | [6 empty] | 66 | 4000 | 386x347x72 mm |  | 220-240V | -30°C to +35°C | 5 years | A++ |  |  | >70 |  | 4000 | 1510 |  |  |  | L80 > 195000 h |  | 100.67 |  |  | 8 | E | 25 °C | 11.5% | No Built-in accessory | Phased-out | 740/559 | CIE(x=0.38. y=0.38) 5SDCM | Class1. Class2 | IK09 | [11 empty] | dimmable
TBD | SLBT/2/F/E1/12/40 | image | datasheet | deeplink | TUNGSRAM - SLBt - 1180lm - 12W - 4000K - 70CRI - TBD[SKU] - Side 35-60mm and post 42-76mm | 4.5 | Side 35-60mm and post 42-76mm |  | 1 | 12 | YES |  |  |  |  | -30°C to +35°C | CE;ENEC |  | CE & ENEC | [6 empty] | 66 | 4000 | 386x347x72 mm |  | 220-240V | -30°C to +35°C | 5 years | A++ |  |  | >70 |  | 4000 | 1180 |  |  |  | L80 > 195000 h |  | 98.33 |  |  | 8 | E | 25 °C | 11.5% | No Built-in accessory | Phased-out | 740/559 | CIE(x=0.38. y=0.38) 5SDCM | Class1. Class2 | IK09 | [11 empty] | dimmable
TBD | SLBT/2/F/E2/72/40 | image | datasheet | deeplink | TUNGSRAM - SLBt - 8220lm - 72W - 4000K - 70CRI - TBD[SKU] - Side 35-60mm and post 42-76mm | 4.5 | Side 35-60mm and post 42-76mm |  | 1 | 72 | YES |  |  |  |  | -30°C to +35°C | CE;ENEC |  | CE & ENEC | [6 empty] | 66 | 4000 | 386x347x72 mm |  | 220-240V | -30°C to +35°C | 5 years | A++ |  |  | >70 |  | 4000 | 8220 |  |  |  | L80 > 195000 h |  | 114.17 |  |  | 8 | E2 | 25 °C | 11.5% | No Built-in accessory | Phased-out | 740/559 | CIE(x=0.38. y=0.38) 5SDCM | Class1. Class2 | IK09 | [11 empty] | dimmable
TBD | SLBT/2/F/F5/72/40 | image | datasheet | deeplink | TUNGSRAM - SLBt - 8140lm - 72W - 4000K - 70CRI - TBD[SKU] - Side 35-60mm and post 42-76mm | 4.5 | Side 35-60mm and post 42-76mm | LED | 1 | 72 | YES |  |  |  |  | -30°C to +35°C | CE;ENEC |  | CE & ENEC | [6 empty] | 66 | 4000 | 386x347x72 mm |  | 220-240V | -30°C to +35°C | 5 years | A++ |  |  | >70 |  | 4000 | 8140 |  |  |  | L80 > 195000 h |  | 113.06 |  |  | 8 | F5 | 25 °C | 11.5% | No Built-in accessory | Phased-out | 740/559 | CIE(x=0.38. y=0.38) 5SDCM | Class1. Class2 | IK09 | [11 empty] | dimmable
TBD | SLBT/2/F/E5/72/40 | image | datasheet | deeplink | TUNGSRAM - SLBt - 8250lm - 72W - 4000K - 70CRI - TBD[SKU] - Side 35-60mm and post 42-76mm | 4.5 | Side 35-60mm and post 42-76mm |  | 1 | 72 | YES |  |  |  |  | -30°C to +35°C | CE;ENEC |  | CE & ENEC | [6 empty] | 66 | 4000 | 386x347x72 mm |  | 220-240V | -30°C to +35°C | 5 years | A++ |  |  | >70 |  | 4000 | 8250 |  |  |  | L80 > 195000 h |  | 114.58 |  |  | 8 | E5 | 25 °C | 11.5% | No Built-in accessory | Phased-out | 740/559 | CIE(x=0.38. y=0.38) 5SDCM | Class1. Class2 | IK09 | [11 empty] | dimmable
TBD | SLBT/2/F/C5/72/40 | image | datasheet | deeplink | TUNGSRAM - SLBt - 8280lm - 72W - 4000K - 70CRI - TBD[SKU] - Side 35-60mm and post 42-76mm | 4.5 | Side 35-60mm and post 42-76mm |  | 1 | 72 | YES |  |  |  |  | -30°C to +35°C | CE;ENEC |  | CE & ENEC | [6 empty] | 66 | 4000 | 386x347x72 mm |  | 220-240V | -30°C to +35°C | 5 years | A++ |  |  | >70 |  | 4000 | 8280 |  |  |  | L80 > 195000 h |  | 115 |  |  | 8 | C5 | 25 °C | 11.5% | No Built-in accessory | Phased-out | 740/559 | CIE(x=0.38. y=0.38) 5SDCM | Class1. Class2 | IK09 | [11 empty] | dimmable
TBD | SLBT/2/F/B5/72/40 | image | datasheet | deeplink | TUNGSRAM - SLBt - 8360lm - 72W - 4000K - 70CRI - TBD[SKU] - Side 35-60mm and post 42-76mm | 4.5 | Side 35-60mm and post 42-76mm | LED | 1 | 72 | YES |  |  |  |  | -30°C to +35°C | CE;ENEC |  | CE & ENEC | [6 empty] | 66 | 4000 | 386x347x72 mm |  | 220-240V | -30°C to +35°C | 5 years | A++ |  |  | >70 |  | 4000 | 8360 |  |  |  | L80 > 195000 h |  | 116.11 |  |  | 8 | B5 | 25 °C | 11.5% | No Built-in accessory | Phased-out | 740/559 | CIE(x=0.38. y=0.38) 5SDCM | Class1. Class2 | IK09 | [11 empty] | dimmable
TBD | SLBT/2/F/E2/56/40 | image | datasheet | deeplink | TUNGSRAM - SLBt - 6550lm - 56W - 4000K - 70CRI - TBD[SKU] - Side 35-60mm and post 42-76mm | 4.5 | Side 35-60mm and post 42-76mm |  | 1 | 56 | YES |  |  |  |  | -30°C to +35°C | CE;ENEC |  | CE & ENEC | [6 empty] | 66 | 4000 | 386x347x72 mm |  | 220-240V | -30°C to +35°C | 5 years | A++ |  |  | >70 |  | 4000 | 6550 |  |  |  | L80 > 195000 h |  | 116.96 |  |  | 8 | E2 | 25 °C | 11.5% | No Built-in accessory | Phased-out | 740/559 | CIE(x=0.38. y=0.38) 5SDCM | Class1. Class2 | IK09 | [11 empty] | dimmable
TBD | SLBT/2/F/F5/56/40 | image | datasheet | deeplink | TUNGSRAM - SLBt - 6480lm - 56W - 4000K - 70CRI - TBD[SKU] - Side 35-60mm and post 42-76mm | 4.5 | Side 35-60mm and post 42-76mm | LED | 1 | 56 | YES |  |  |  |  | -30°C to +35°C | CE;ENEC |  | CE & ENEC | [6 empty] | 66 | 4000 | 386x347x72 mm |  | 220-240V | -30°C to +35°C | 5 years | A++ |  |  | >70 |  | 4000 | 6480 |  |  |  | L80 > 195000 h |  | 115.71 |  |  | 8 | F5 | 25 °C | 11.5% | No Built-in accessory | Phased-out | 740/559 | CIE(x=0.38. y=0.38) 5SDCM | Class1. Class2 | IK09 | [11 empty] | dimmable
TBD | SLBT/2/F/E5/56/40 | image | datasheet | deeplink | TUNGSRAM - SLBt - 6570lm - 56W - 4000K - 70CRI - TBD[SKU] - Side 35-60mm and post 42-76mm | 4.5 | Side 35-60mm and post 42-76mm |  | 1 | 56 | YES |  |  |  |  | -30°C to +35°C | CE;ENEC |  | CE & ENEC | [6 empty] | 66 | 4000 | 386x347x72 mm |  | 220-240V | -30°C to +35°C | 5 years | A++ |  |  | >70 |  | 4000 | 6570 |  |  |  | L80 > 195000 h |  | 117.32 |  |  | 8 | E5 | 25 °C | 11.5% | No Built-in accessory | Phased-out | 740/559 | CIE(x=0.38. y=0.38) 5SDCM | Class1. Class2 | IK09 | [11 empty] | dimmable
TBD | SLBT/2/F/C5/56/40 | image | datasheet | deeplink | TUNGSRAM - SLBt - 6590lm - 56W - 4000K - 70CRI - TBD[SKU] - Side 35-60mm and post 42-76mm | 4.5 | Side 35-60mm and post 42-76mm |  | 1 | 56 | YES |  |  |  |  | -30°C to +35°C | CE;ENEC |  | CE & ENEC | [6 empty] | 66 | 4000 | 386x347x72 mm |  | 220-240V | -30°C to +35°C | 5 years | A++ |  |  | >70 |  | 4000 | 6590 |  |  |  | L80 > 195000 h |  | 117.68 |  |  | 8 | C5 | 25 °C | 11.5% | No Built-in accessory | Phased-out | 740/559 | CIE(x=0.38. y=0.38) 5SDCM | Class1. Class2 | IK09 | [11 empty] | dimmable
TBD | SLBT/2/F/B5/56/40 | image | datasheet | deeplink | TUNGSRAM - SLBt - 6660lm - 56W - 4000K - 70CRI - TBD[SKU] - Side 35-60mm and post 42-76mm | 4.5 | Side 35-60mm and post 42-76mm | LED | 1 | 56 | YES |  |  |  |  | -30°C to +35°C | CE;ENEC |  | CE & ENEC | [6 empty] | 66 | 4000 | 386x347x72 mm |  | 220-240V | -30°C to +35°C | 5 years | A++ |  |  | >70 |  | 4000 | 6660 |  |  |  | L80 > 195000 h |  | 118.93 |  |  | 8 | B5 | 25 °C | 11.5% | No Built-in accessory | Phased-out | 740/559 | CIE(x=0.38. y=0.38) 5SDCM | Class1. Class2 | IK09 | [11 empty] | dimmable
TBD | SLBT/2/F/E2/43/40 | image | datasheet | deeplink | TUNGSRAM - SLBt - 5050lm - 43W - 4000K - 70CRI - TBD[SKU] - Side 35-60mm and post 42-76mm | 4.5 | Side 35-60mm and post 42-76mm |  | 1 | 43 | YES |  |  |  |  | -30°C to +35°C | CE;ENEC |  | CE & ENEC | [6 empty] | 66 | 4000 | 386x347x72 mm |  | 220-240V | -30°C to +35°C | 5 years | A++ |  |  | >70 |  | 4000 | 5050 |  |  |  | L80 > 195000 h |  | 117.44 |  |  | 8 | E2 | 25 °C | 11.5% | No Built-in accessory | Phased-out | 740/559 | CIE(x=0.38. y=0.38) 5SDCM | Class1. Class2 | IK09 | [11 empty] | dimmable
TBD | SLBT/2/F/F5/43/40 | image | datasheet | deeplink | TUNGSRAM - SLBt - 5000lm - 43W - 4000K - 70CRI - TBD[SKU] - Side 35-60mm and post 42-76mm | 4.5 | Side 35-60mm and post 42-76mm | LED | 1 | 43 | YES |  |  |  |  | -30°C to +35°C | CE;ENEC |  | CE & ENEC | [6 empty] | 66 | 4000 | 386x347x72 mm |  | 220-240V | -30°C to +35°C | 5 years | A++ |  |  | >70 |  | 4000 | 5000 |  |  |  | L80 > 195000 h |  | 116.28 |  |  | 8 | F5 | 25 °C | 11.5% | No Built-in accessory | Phased-out | 740/559 | CIE(x=0.38. y=0.38) 5SDCM | Class1. Class2 | IK09 | [11 empty] | dimmable
TBD | SLBT/2/F/E5/43/40 | image | datasheet | deeplink | TUNGSRAM - SLBt - 5070lm - 43W - 4000K - 70CRI - TBD[SKU] - Side 35-60mm and post 42-76mm | 4.5 | Side 35-60mm and post 42-76mm |  | 1 | 43 | YES |  |  |  |  | -30°C to +35°C | CE;ENEC |  | CE & ENEC | [6 empty] | 66 | 4000 | 386x347x72 mm |  | 220-240V | -30°C to +35°C | 5 years | A++ |  |  | >70 |  | 4000 | 5070 |  |  |  | L80 > 195000 h |  | 117.91 |  |  | 8 | E5 | 25 °C | 11.5% | No Built-in accessory | Phased-out | 740/559 | CIE(x=0.38. y=0.38) 5SDCM | Class1. Class2 | IK09 | [11 empty] | dimmable
TBD | SLBT/2/F/C5/43/40 | image | datasheet | deeplink | TUNGSRAM - SLBt - 5090lm - 43W - 4000K - 70CRI - TBD[SKU] - Side 35-60mm and post 42-76mm | 4.5 | Side 35-60mm and post 42-76mm |  | 1 | 43 | YES |  |  |  |  | -30°C to +35°C | CE;ENEC |  | CE & ENEC | [6 empty] | 66 | 4000 | 386x347x72 mm |  | 220-240V | -30°C to +35°C | 5 years | A++ |  |  | >70 |  | 4000 | 5090 |  |  |  | L80 > 195000 h |  | 118.37 |  |  | 8 | C5 | 25 °C | 11.5% | No Built-in accessory | Phased-out | 740/559 | CIE(x=0.38. y=0.38) 5SDCM | Class1. Class2 | IK09 | [11 empty] | dimmable
TBD | SLBT/2/F/B5/43/40 | image | datasheet | deeplink | TUNGSRAM - SLBt - 5140lm - 43W - 4000K - 70CRI - TBD[SKU] - Side 35-60mm and post 42-76mm | 4.5 | Side 35-60mm and post 42-76mm | LED | 1 | 43 | YES |  |  |  |  | -30°C to +35°C | CE;ENEC |  | CE & ENEC | [6 empty] | 66 | 4000 | 386x347x72 mm |  | 220-240V | -30°C to +35°C | 5 years | A++ |  |  | >70 |  | 4000 | 5140 |  |  |  | L80 > 195000 h |  | 119.53 |  |  | 8 | B5 | 25 °C | 11.5% | No Built-in accessory | Phased-out | 740/559 | CIE(x=0.38. y=0.38) 5SDCM | Class1. Class2 | IK09 | [11 empty] | dimmable
TBD | SLBT/2/F/E2/50/40 | image | datasheet | deeplink | TUNGSRAM - SLBt - 5540lm - 50W - 4000K - 70CRI - TBD[SKU] - Side 35-60mm and post 42-76mm | 4.5 | Side 35-60mm and post 42-76mm |  | 1 | 50 | YES |  |  |  |  | -30°C to +35°C | CE;ENEC |  | CE & ENEC | [6 empty] | 66 | 4000 | 386x347x72 mm |  | 220-240V | -30°C to +35°C | 5 years | A++ |  |  | >70 |  | 4000 | 5540 |  |  |  | L80 > 195000 h |  | 110.8 |  |  | 8 | E2 | 25 °C | 11.5% | No Built-in accessory | Phased-out | 740/559 | CIE(x=0.38. y=0.38) 5SDCM | Class1. Class2 | IK09 | [11 empty] | dimmable
TBD | SLBT/2/F/F5/50/40 | image | datasheet | deeplink | TUNGSRAM - SLBt - 5490lm - 50W - 4000K - 70CRI - TBD[SKU] - Side 35-60mm and post 42-76mm | 4.5 | Side 35-60mm and post 42-76mm | LED | 1 | 50 | YES |  |  |  |  | -30°C to +35°C | CE;ENEC |  | CE & ENEC | [6 empty] | 66 | 4000 | 386x347x72 mm |  | 220-240V | -30°C to +35°C | 5 years | A++ |  |  | >70 |  | 4000 | 5490 |  |  |  | L80 > 195000 h |  | 109.8 |  |  | 8 | F5 | 25 °C | 11.5% | No Built-in accessory | Phased-out | 740/559 | CIE(x=0.38. y=0.38) 5SDCM | Class1. Class2 | IK09 | [11 empty] | dimmable
TBD | SLBT/2/F/E5/50/40 | image | datasheet | deeplink | TUNGSRAM - SLBt - 5560lm - 50W - 4000K - 70CRI - TBD[SKU] - Side 35-60mm and post 42-76mm | 4.5 | Side 35-60mm and post 42-76mm |  | 1 | 50 | YES |  |  |  |  | -30°C to +35°C | CE;ENEC |  | CE & ENEC | [6 empty] | 66 | 4000 | 386x347x72 mm |  | 220-240V | -30°C to +35°C | 5 years | A++ |  |  | >70 |  | 4000 | 5560 |  |  |  | L80 > 195000 h |  | 111.2 |  |  | 8 | E5 | 25 °C | 11.5% | No Built-in accessory | Phased-out | 740/559 | CIE(x=0.38. y=0.38) 5SDCM | Class1. Class2 | IK09 | [11 empty] | dimmable
TBD | SLBT/2/F/C5/50/40 | image | datasheet | deeplink | TUNGSRAM - SLBt - 5580lm - 50W - 4000K - 70CRI - TBD[SKU] - Side 35-60mm and post 42-76mm | 4.5 | Side 35-60mm and post 42-76mm |  | 1 | 50 | YES |  |  |  |  | -30°C to +35°C | CE;ENEC |  | CE & ENEC | [6 empty] | 66 | 4000 | 386x347x72 mm |  | 220-240V | -30°C to +35°C | 5 years | A++ |  |  | >70 |  | 4000 | 5580 |  |  |  | L80 > 195000 h |  | 111.6 |  |  | 8 | C5 | 25 °C | 11.5% | No Built-in accessory | Phased-out | 740/559 | CIE(x=0.38. y=0.38) 5SDCM | Class1. Class2 | IK09 | [11 empty] | dimmable
TBD | SLBT/2/F/B5/50/40 | image | datasheet | deeplink | TUNGSRAM - SLBt - 5640lm - 50W - 4000K - 70CRI - TBD[SKU] - Side 35-60mm and post 42-76mm | 4.5 | Side 35-60mm and post 42-76mm | LED | 1 | 50 | YES |  |  |  |  | -30°C to +35°C | CE;ENEC |  | CE & ENEC | [6 empty] | 66 | 4000 | 386x347x72 mm |  | 220-240V | -30°C to +35°C | 5 years | A++ |  |  | >70 |  | 4000 | 5640 |  |  |  | L80 > 195000 h |  | 112.8 |  |  | 8 | B5 | 25 °C | 11.5% | No Built-in accessory | Phased-out | 740/559 | CIE(x=0.38. y=0.38) 5SDCM | Class1. Class2 | IK09 | [11 empty] | dimmable
TBD | SLBT/2/F/E2/35/40 | image | datasheet | deeplink | TUNGSRAM - SLBt - 4130lm - 35W - 4000K - 70CRI - TBD[SKU] - Side 35-60mm and post 42-76mm | 4.5 | Side 35-60mm and post 42-76mm |  | 1 | 35 | YES |  |  |  |  | -30°C to +35°C | CE;ENEC |  | CE & ENEC | [6 empty] | 66 | 4000 | 386x347x72 mm |  | 220-240V | -30°C to +35°C | 5 years | A++ |  |  | >70 |  | 4000 | 4130 |  |  |  | L80 > 195000 h |  | 118 |  |  | 8 | E2 | 25 °C | 11.5% | No Built-in accessory | Phased-out | 740/559 | CIE(x=0.38. y=0.38) 5SDCM | Class1. Class2 | IK09 | [11 empty] | dimmable
TBD | SLBT/2/F/F5/35/40 | image | datasheet | deeplink | TUNGSRAM - SLBt - 4100lm - 35W - 4000K - 70CRI - TBD[SKU] - Side 35-60mm and post 42-76mm | 4.5 | Side 35-60mm and post 42-76mm |  | 1 | 35 | YES |  |  |  |  | -30°C to +35°C | CE;ENEC |  | CE & ENEC | [6 empty] | 66 | 4000 | 386x347x72 mm |  | 220-240V | -30°C to +35°C | 5 years | A++ |  |  | >70 |  | 4000 | 4100 |  |  |  | L80 > 195000 h |  | 117.14 |  |  | 8 | F5 | 25 °C | 11.5% | No Built-in accessory | Phased-out | 740/559 | CIE(x=0.38. y=0.38) 5SDCM | Class1. Class2 | IK09 | [11 empty] | dimmable
TBD | SLBT/2/F/E5/35/40 | image | datasheet | deeplink | TUNGSRAM - SLBt - 4150lm - 35W - 4000K - 70CRI - TBD[SKU] - Side 35-60mm and post 42-76mm | 4.5 | Side 35-60mm and post 42-76mm |  | 1 | 35 | YES |  |  |  |  | -30°C to +35°C | CE;ENEC |  | CE & ENEC | [6 empty] | 66 | 4000 | 386x347x72 mm |  | 220-240V | -30°C to +35°C | 5 years | A++ |  |  | >70 |  | 4000 | 4150 |  |  |  | L80 > 195000 h |  | 118.57 |  |  | 8 | E5 | 25 °C | 11.5% | No Built-in accessory | Phased-out | 740/559 | CIE(x=0.38. y=0.38) 5SDCM | Class1. Class2 | IK09 | [11 empty] | dimmable
TBD | SLBT/2/F/C5/35/40 | image | datasheet | deeplink | TUNGSRAM - SLBt - 4160lm - 35W - 4000K - 70CRI - TBD[SKU] - Side 35-60mm and post 42-76mm | 4.5 | Side 35-60mm and post 42-76mm |  | 1 | 35 | YES |  |  |  |  | -30°C to +35°C | CE;ENEC |  | CE & ENEC | [6 empty] | 66 | 4000 | 386x347x72 mm |  | 220-240V | -30°C to +35°C | 5 years | A++ |  |  | >70 |  | 4000 | 4160 |  |  |  | L80 > 195000 h |  | 118.86 |  |  | 8 | C5 | 25 °C | 11.5% | No Built-in accessory | Phased-out | 740/559 | CIE(x=0.38. y=0.38) 5SDCM | Class1. Class2 | IK09 | [11 empty] | dimmable
TBD | SLBT/2/F/B5/35/40 | image | datasheet | deeplink | TUNGSRAM - SLBt - 4210lm - 35W - 4000K - 70CRI - TBD[SKU] - Side 35-60mm and post 42-76mm | 4.5 | Side 35-60mm and post 42-76mm | LED | 1 | 35 | YES |  |  |  |  | -30°C to +35°C | CE;ENEC |  | CE & ENEC | [6 empty] | 66 | 4000 | 386x347x72 mm |  | 220-240V | -30°C to +35°C | 5 years | A++ |  |  | >70 |  | 4000 | 2410 |  |  |  | L80 > 195000 h |  | 68.86 |  |  | 8 | B5 | 25 °C | 11.5% | No Built-in accessory | Phased-out | 740/559 | CIE(x=0.38. y=0.38) 5SDCM | Class1. Class2 | IK09 | [11 empty] | dimmable
TBD | SLBT/2/F/E2/30/40 | image | datasheet | deeplink | TUNGSRAM - SLBt - 3290lm - 30W - 4000K - 70CRI - TBD[SKU] - Side 35-60mm and post 42-76mm | 4.5 | Side 35-60mm and post 42-76mm |  | 1 | 30 | YES |  |  |  |  | -30°C to +35°C | CE;ENEC |  | CE & ENEC | [6 empty] | 66 | 4000 | 386x347x72 mm |  | 220-240V | -30°C to +35°C | 5 years | A++ |  |  | >70 |  | 4000 | 3290 |  |  |  | L80 > 195000 h |  | 109.67 |  |  | 8 | E2 | 25 °C | 11.5% | No Built-in accessory | Phased-out | 740/559 | CIE(x=0.38. y=0.38) 5SDCM | Class1. Class2 | IK09 | [11 empty] | dimmable
TBD | SLBT/2/F/F5/30/40 | image | datasheet | deeplink | TUNGSRAM - SLBt - 3260lm - 30W - 4000K - 70CRI - TBD[SKU] - Side 35-60mm and post 42-76mm | 4.5 | Side 35-60mm and post 42-76mm | LED | 1 | 30 | YES |  |  |  |  | -30°C to +35°C | CE;ENEC |  | CE & ENEC | [6 empty] | 66 | 4000 | 386x347x72 mm |  | 220-240V | -30°C to +35°C | 5 years | A++ |  |  | >70 |  | 4000 | 3260 |  |  |  | L80 > 195000 h |  | 108.67 |  |  | 8 | F5 | 25 °C | 11.5% | No Built-in accessory | Phased-out | 740/559 | CIE(x=0.38. y=0.38) 5SDCM | Class1. Class2 | IK09 | [11 empty] | dimmable
TBD | SLBT/2/F/E5/30/40 | image | datasheet | deeplink | TUNGSRAM - SLBt - 3300lm - 30W - 4000K - 70CRI - TBD[SKU] - Side 35-60mm and post 42-76mm | 4.5 | Side 35-60mm and post 42-76mm |  | 1 | 30 | YES |  |  |  |  | -30°C to +35°C | CE;ENEC |  | CE & ENEC | [6 empty] | 66 | 4000 | 386x347x72 mm |  | 220-240V | -30°C to +35°C | 5 years | A++ |  |  | >70 |  | 4000 | 3300 |  |  |  | L80 > 195000 h |  | 110 |  |  | 8 | E5 | 25 °C | 11.5% | No Built-in accessory | Phased-out | 740/559 | CIE(x=0.38. y=0.38) 5SDCM | Class1. Class2 | IK09 | [11 empty] | dimmable
TBD | SLBT/2/F/C5/30/40 | image | datasheet | deeplink | TUNGSRAM - SLBt - 3310lm - 30W - 4000K - 70CRI - TBD[SKU] - Side 35-60mm and post 42-76mm | 4.5 | Side 35-60mm and post 42-76mm |  | 1 | 30 | YES |  |  |  |  | -30°C to +35°C | CE;ENEC |  | CE & ENEC | [6 empty] | 66 | 4000 | 386x347x72 mm |  | 220-240V | -30°C to +35°C | 5 years | A++ |  |  | >70 |  | 4000 | 3310 |  |  |  | L80 > 195000 h |  | 110.33 |  |  | 8 | C5 | 25 °C | 11.5% | No Built-in accessory | Phased-out | 740/559 | CIE(x=0.38. y=0.38) 5SDCM | Class1. Class2 | IK09 | [11 empty] | dimmable
TBD | SLBT/2/F/B5/30/40 | image | datasheet | deeplink | TUNGSRAM - SLBt - 3350lm - 30W - 4000K - 70CRI - TBD[SKU] - Side 35-60mm and post 42-76mm | 4.5 | Side 35-60mm and post 42-76mm | LED | 1 | 30 | YES |  |  |  |  | -30°C to +35°C | CE;ENEC |  | CE & ENEC | [6 empty] | 66 | 4000 | 386x347x72 mm |  | 220-240V | -30°C to +35°C | 5 years | A++ |  |  | >70 |  | 4000 | 3350 |  |  |  | L80 > 195000 h |  | 111.67 |  |  | 8 | B5 | 25 °C | 11.5% | No Built-in accessory | Phased-out | 740/559 | CIE(x=0.38. y=0.38) 5SDCM | Class1. Class2 | IK09 | [11 empty] | dimmable
TBD | SLBT/2/F/E2/15/40 | image | datasheet | deeplink | TUNGSRAM - SLBt - 1660lm - 15W - 4000K - 70CRI - TBD[SKU] - Side 35-60mm and post 42-76mm | 4.5 | Side 35-60mm and post 42-76mm |  | 1 | 15 | YES |  |  |  |  | -30°C to +35°C | CE;ENEC |  | CE & ENEC | [6 empty] | 66 | 4000 | 386x347x72 mm |  | 220-240V | -30°C to +35°C | 5 years | A++ |  |  | >70 |  | 4000 | 1660 |  |  |  | L80 > 195000 h |  | 110.67 |  |  | 8 | E2 | 25 °C | 11.5% | No Built-in accessory | Phased-out | 740/559 | CIE(x=0.38. y=0.38) 5SDCM | Class1. Class2 | IK09 | [11 empty] | dimmable
TBD | SLBT/2/F/F5/15/40 | image | datasheet | deeplink | TUNGSRAM - SLBt - 1640lm - 15W - 4000K - 70CRI - TBD[SKU] - Side 35-60mm and post 42-76mm | 4.5 | Side 35-60mm and post 42-76mm | LED | 1 | 15 | YES |  |  |  |  | -30°C to +35°C | CE;ENEC |  | CE & ENEC | [6 empty] | 66 | 4000 | 386x347x72 mm |  | 220-240V | -30°C to +35°C | 5 years | A++ |  |  | >70 |  | 4000 | 1640 |  |  |  | L80 > 195000 h |  | 109.33 |  |  | 8 | F5 | 25 °C | 11.5% | No Built-in accessory | Phased-out | 740/559 | CIE(x=0.38. y=0.38) 5SDCM | Class1. Class2 | IK09 | [11 empty] | dimmable
TBD | SLBT/2/F/E5/15/40 | image | datasheet | deeplink | TUNGSRAM - SLBt - 1670lm - 15W - 4000K - 70CRI - TBD[SKU] - Side 35-60mm and post 42-76mm | 4.5 | Side 35-60mm and post 42-76mm |  | 1 | 15 | YES |  |  |  |  | -30°C to +35°C | CE;ENEC |  | CE & ENEC | [6 empty] | 66 | 4000 | 386x347x72 mm |  | 220-240V | -30°C to +35°C | 5 years | A++ |  |  | >70 |  | 4000 | 1670 |  |  |  | L80 > 195000 h |  | 111.33 |  |  | 8 | E5 | 25 °C | 11.5% | No Built-in accessory | Phased-out | 740/559 | CIE(x=0.38. y=0.38) 5SDCM | Class1. Class2 | IK09 | [11 empty] | dimmable
TBD | SLBT/2/F/C5/15/40 | image | datasheet | deeplink | TUNGSRAM - SLBt - 1670lm - 15W - 4000K - 70CRI - TBD[SKU] - Side 35-60mm and post 42-76mm | 4.5 | Side 35-60mm and post 42-76mm |  | 1 | 15 | YES |  |  |  |  | -30°C to +35°C | CE;ENEC |  | CE & ENEC | [6 empty] | 66 | 4000 | 386x347x72 mm |  | 220-240V | -30°C to +35°C | 5 years | A++ |  |  | >70 |  | 4000 | 1670 |  |  |  | L80 > 195000 h |  | 111.33 |  |  | 8 | C5 | 25 °C | 11.5% | No Built-in accessory | Phased-out | 740/559 | CIE(x=0.38. y=0.38) 5SDCM | Class1. Class2 | IK09 | [11 empty] | dimmable
TBD | SLBT/2/F/B5/15/40 | image | datasheet | deeplink | TUNGSRAM - SLBt - 1690lm - 15W - 4000K - 70CRI - TBD[SKU] - Side 35-60mm and post 42-76mm | 4.5 | Side 35-60mm and post 42-76mm |  | 1 | 15 | YES |  |  |  |  | -30°C to +35°C | CE;ENEC |  | CE & ENEC | [6 empty] | 66 | 4000 | 386x347x72 mm |  | 220-240V | -30°C to +35°C | 5 years | A++ |  |  | >70 |  | 4000 | 1690 |  |  |  | L80 > 195000 h |  | 112.67 |  |  | 8 | B5 | 25 °C | 11.5% | No Built-in accessory | Phased-out | 740/559 | CIE(x=0.38. y=0.38) 5SDCM | Class1. Class2 | IK09 | [11 empty] | dimmable
TBD | SLBT/2/F/E2/12/40 | image | datasheet | deeplink | TUNGSRAM - SLBt - 1300lm - 12W - 4000K - 70CRI - TBD[SKU] - Side 35-60mm and post 42-76mm | 4.5 | Side 35-60mm and post 42-76mm |  | 1 | 12 | YES |  |  |  |  | -30°C to +35°C | CE;ENEC |  | CE & ENEC | [6 empty] | 66 | 4000 | 386x347x72 mm |  | 220-240V | -30°C to +35°C | 5 years | A++ |  |  | >70 |  | 4000 | 1300 |  |  |  | L80 > 195000 h |  | 108.33 |  |  | 8 | E2 | 25 °C | 11.5% | No Built-in accessory | Phased-out | 740/559 | CIE(x=0.38. y=0.38) 5SDCM | Class1. Class2 | IK09 | [11 empty] | dimmable
TBD | SLBT/2/F/F5/12/40 | image | datasheet | deeplink | TUNGSRAM - SLBt - 1280lm - 12W - 4000K - 70CRI - TBD[SKU] - Side 35-60mm and post 42-76mm | 4.5 | Side 35-60mm and post 42-76mm | LED | 1 | 12 | YES |  |  |  |  | -30°C to +35°C | CE;ENEC |  | CE & ENEC | [6 empty] | 66 | 4000 | 386x347x72 mm |  | 220-240V | -30°C to +35°C | 5 years | A++ |  |  | >70 |  | 4000 | 1280 |  |  |  | L80 > 195000 h |  | 106.67 |  |  | 8 | F5 | 25 °C | 11.5% | No Built-in accessory | Phased-out | 740/559 | CIE(x=0.38. y=0.38) 5SDCM | Class1. Class2 | IK09 | [11 empty] | dimmable
TBD | SLBT/2/F/E5/12/40 | image | datasheet | deeplink | TUNGSRAM - SLBt - 1300lm - 12W - 4000K - 70CRI - TBD[SKU] - Side 35-60mm and post 42-76mm | 4.5 | Side 35-60mm and post 42-76mm |  | 1 | 12 | YES |  |  |  |  | -30°C to +35°C | CE;ENEC |  | CE & ENEC | [6 empty] | 66 | 4000 | 386x347x72 mm |  | 220-240V | -30°C to +35°C | 5 years | A++ |  |  | >70 |  | 4000 | 1300 |  |  |  | L80 > 195000 h |  | 108.33 |  |  | 8 | E5 | 25 °C | 11.5% | No Built-in accessory | Phased-out | 740/559 | CIE(x=0.38. y=0.38) 5SDCM | Class1. Class2 | IK09 | [11 empty] | dimmable
TBD | SLBT/2/F/C5/12/40 | image | datasheet | deeplink | TUNGSRAM - SLBt - 1310lm - 12W - 4000K - 70CRI - TBD[SKU] - Side 35-60mm and post 42-76mm | 4.5 | Side 35-60mm and post 42-76mm |  | 1 | 12 | YES |  |  |  |  | -30°C to +35°C | CE;ENEC |  | CE & ENEC | [6 empty] | 66 | 4000 | 386x347x72 mm |  | 220-240V | -30°C to +35°C | 5 years | A++ |  |  | >70 |  | 4000 | 1310 |  |  |  | L80 > 195000 h |  | 109.17 |  |  | 8 | C5 | 25 °C | 11.5% | No Built-in accessory | Phased-out | 740/559 | CIE(x=0.38. y=0.38) 5SDCM | Class1. Class2 | IK09 | [11 empty] | dimmable
TBD | SLBT/2/F/B5/12/40 | image | datasheet | deeplink | TUNGSRAM - SLBt - 1320lm - 12W - 4000K - 70CRI - TBD[SKU] - Side 35-60mm and post 42-76mm | 4.5 | Side 35-60mm and post 42-76mm | LED | 1 | 12 | YES |  |  |  |  | -30°C to +35°C | CE;ENEC |  | CE & ENEC | [6 empty] | 66 | 4000 | 386x347x72 mm |  | 220-240V | -30°C to +35°C | 5 years | A++ |  |  | >70 |  | 4000 | 1320 |  |  |  | L80 > 195000 h |  | 110 |  |  | 8 | B5 | 25 °C | 11.5% | No Built-in accessory | Phased-out | 740/559 | CIE(x=0.38. y=0.38) 5SDCM | Class1. Class2 | IK09 | [11 empty] | dimmable
93030839 | NA/2/AFC/31/40/D/ST/C1/N/1/60 | image | datasheet | deeplink | TUNGSRAM - Navona - 2570lm - 31W - 4000K - 70CRI - 93030839[SKU] - Post top 48-60mm | 11.2 | Post top 48-60mm | LED | 1 | 31 | YES |  |  | IK08 | Class I |  |  |  | ENEC18 | [6 empty] | 66 |  | 542 x 500 x 589 mm |  | 220-240 V | -30…+50°C | 5 years | A+ |  |  | 70 |  | 4000 | 2570 |  |  |  | L90B50(6k)=96600hrs projected |  | 79 |  |  | 9 | AFC | 25 °C | 13.20% | No-built in accessory | Phased-out | 740/579 | CIE(x=0.38. y=0.38) SDCM=5 | [13 empty] | dimmable
93021923 | NA/2/AWC/16/40/D/ST/C1/N/1/60 | image | datasheet | deeplink | TUNGSRAM - Navona - 1580lm - 16W - 4000K - 70CRI - 93021923[SKU] - Post top 48-60mm | 11.2 | Post top 48-60mm | LED | 1 | 16 | YES |  |  | IK08 | Class I |  |  |  | ENEC18 | [6 empty] | 66 | 4000 | 542 x 500 x 589 mm |  | 220-240 V | -30…+50°C | 5 years | A+ |  |  | 70 |  | 4000 | 1580 |  |  |  | L90B50(6k)=96600hrs projected |  | 84 |  |  | 9 | AWC | 25 °C | 13.20% | No-built in accessory | Phased-out | 740/579 | CIE(x=0.38. y=0.38) SDCM=5 | [13 empty] | dimmable
93020890 | NA/2/ANC/71/40/D/ST/C1/N/1/60 | image | datasheet | deeplink | TUNGSRAM - Navona - 6800lm - 71W - 4000K - 70CRI - 93020890[SKU] - Post top 48-60mm | 11.2 | Post top 48-60mm | LED | 1 | 71 | YES |  |  | IK08 | Class I |  |  |  | ENEC18 | [6 empty] | 66 |  | 542 x 500 x 589 mm |  | 220-240 V | -30…+50°C | 5 years | A+ |  |  | 70 |  | 4000 | 6800 |  |  |  | L90B50(6k)=96600hrs projected |  | 98 |  |  | 9 | ANC | 25 °C | 13.20% | No-built in accessory | Phased-out | 740/579 | CIE(x=0.38. y=0.38) SDCM=5 | [13 empty] | dimmable
93020887 | NA/2/SWC/31/30/D/ST/C1/N/2/60 | image | datasheet | deeplink | TUNGSRAM - Navona - 3080lm - 31W - 3000K - 70CRI - 93020887[SKU] - Post top 48-60mm | 11.2 | Post top 48-60mm | LED | 1 | 31 | YES |  |  | IK08 | Class I |  |  |  | ENEC18 | [6 empty] | 66 |  | 542 x 500 x 589 mm |  | 220-240 V | -30…+50°C | 5 years | A+ |  |  | 70 |  | 3000 | 3080 |  |  |  | L90B50(6k)=96600hrs projected |  | 72 |  |  | 9 | SWC | 25 °C | 13.20% | No-built in accessory | Phased-out | 730/579 | CIE(x=0.440. y=0.402) SDCM=5 | [13 empty] | dimmable
93032130 | NA/2/AFC/31/30/D/ST/C1/N/1/76 | image | datasheet | deeplink | TUNGSRAM - Navona - 2460lm - 31W - 3000K - 70CRI - 93032130[SKU] - Post top 48-60mm | 11.2 | Post top 48-60mm | LED | 1 | 31 | YES |  |  | IK08 | Class I |  |  |  | ENEC18 | [6 empty] | 66 |  | 542 x 500 x 589 mm |  | 220-240 V | -30…+50°C | 5 years | A+ |  |  | 70 |  | 3000 | 2460 |  |  |  | L90B50(6k)=96600hrs projected |  | 103 |  |  | 9 | AFC | 25 °C | 13.20% | No-built in accessory | Phased-out | 730/579 | CIE(x=0.440. y=0.402) SDCM=5 | [13 empty] | dimmable
93036001 | NA/2/SWC/31/40/A/ST/C1/N/2/60 | image | datasheet | deeplink | TUNGSRAM - Navona - 3210lm - 31W - 4000K - 70CRI - 93036001[SKU] - Post top 48-60mm | 11.2 | Post top 48-60mm |  | 1 | 31 | YES |  |  | IK08 | Class I |  |  |  | ENEC18 | [6 empty] | 66 |  | 542 x 500 x 589 mm |  | 220-240 V | -30…+50°C | 5 years | A+ |  |  | 70 |  | 4000 | 3210 |  |  |  | L90B50(6k)=96600hrs projected |  | 103 |  |  | 9 | SWC | 25 °C | 13.20% | No-built in accessory | Phased-out | 740/579 | CIE(x=0.38. y=0.38) SDCM=5 | [13 empty] | dimmable
93030162 | NA/2/AWD/71/40/D/ST/C2/N/1/60 | image | datasheet | deeplink | TUNGSRAM - Navona - 6020lm - 71W - 4000K - 70CRI - 93030162[SKU] - Post top 48-60mm | 11.2 | Post top 48-60mm | LED | 1 | 71 | YES |  |  | IK08 | Class II |  |  |  | ENEC18 | [6 empty] | 66 |  | 542 x 500 x 589 mm |  | 220-240 V | -30…+50°C | 5 years | A+ |  |  | 70 |  | 4000 | 6020 |  |  |  | L90B50(6k)=96600hrs projected |  | 82 |  |  | 9 | AWD | 25 °C | 13.20% | No-built in accessory | Phased-out | 740/579 | CIE(x=0.38. y=0.38) SDCM=5 | [13 empty] | dimmable
93020888 | NA/2/SFC/38/40/RE/SP/C1/N/2/60 | image | datasheet | deeplink | TUNGSRAM - Navona - 2840lm - 39W - 4000K - 70CRI - 93020888[SKU] - Post top 48-60mm | 11.2 | Post top 48-60mm | LED | 1 | 39 | YES |  |  | IK08 | Class I |  |  |  | ENEC18 | [6 empty] | 66 |  | 542 x 500 x 589 mm |  | 220-240 V | -30…+50°C | 5 years | A+ |  |  | 70 |  | 4000 | 2840 |  |  |  | L90B50(6k)=96600hrs projected |  | 95 |  |  | 9 | SFC | 25 °C | 13.20% | No-built in accessory | Phased-out | 740/579 | CIE(x=0.38. y=0.38) SDCM=5 | [13 empty] | dimmable
93020889 | NA/2/SWC/31/40/D/ST/C1/N/2/60 | image | datasheet | deeplink | TUNGSRAM - Navona - 3210lm - 31W - 4000K - 70CRI - 93020889[SKU] - Post top 48-60mm | 11.2 | Post top 48-60mm |  | 1 | 31 | YES |  |  | IK08 | Class I |  |  |  | ENEC18 | [6 empty] | 66 |  | 542 x 500 x 589 mm |  | 220-240 V | -30…+50°C | 5 years | A+ |  |  | 70 |  | 4000 | 3210 |  |  |  | L90B50(6k)=96600hrs projected |  | 99 |  |  | 9 | SWC | 25 °C | 13.20% | No-built in accessory | Phased-out | 740/579 | CIE(x=0.38. y=0.38) SDCM=5 | [13 empty] | dimmable
93021571 | NA/2/SWD/71/40/D/ST/C1/N/2/60 | image | datasheet | deeplink | TUNGSRAM - Navona - 6000lm - 71W - 4000K - 70CRI - 93021571[SKU] - Post top 48-60mm | 11.2 | Post top 48-60mm | LED | 1 | 71 | YES |  |  | IK08 | Class I |  |  |  | ENEC18 | [6 empty] | 66 |  | 542 x 500 x 589 mm |  | 220-240 V | -30…+50°C | 5 years | A+ |  |  | 70 |  | 4000 | 6000 |  |  |  | L90B50(6k)=96600hrs projected |  | 99 |  |  | 9 | SWD | 25 °C | 13.20% | No-built in accessory | Phased-out | 740/579 | CIE(x=0.38. y=0.38) SDCM=5 | [13 empty] | dimmable
93021472 | AM L/2/F/S35/143/40/N/N/C1/P3/SM | image | datasheet | deeplink | TUNGSRAM - AMIx - 16080lm - 143W - 4000K - 70CRI - 93021472[SKU] - Flood light | 9 | Flood light | LED | 1 | 143 |  |  |  | IK08 | Class I |  |  |  | ENEC18 | [6 empty] | 65 |  | 350x350x159mm |  | 220-240 V | -40-+50 °C | 5 years | A++ |  |  | 70 |  | 4000 | 16080 |  |  |  | L90(6k)=90500hrs projected |  | 143 |  |  | 9 | S35 - symmetric 35° | 25°C | 12.80% | No built-in accessory | Phased-out | 740/579 | CIE(x=0.38. y=0.38) SDCM=5 | [13 empty] | none
93021479 | AM L/2/F/A35/143/40/N/N/C1/P3/SM | image | datasheet | deeplink | TUNGSRAM - AMIx - 16080lm - 143W - 4000K - 70CRI - 93021479[SKU] - Flood light | 9 | Flood light | LED | 1 | 143 |  |  |  | IK08 | Class I |  |  |  | ENEC18 | [6 empty] | 65 |  | 350x350x159mm |  | 220-240 V | -40-+50 °C | 5 years | A++ |  |  | 70 |  | 4000 | 16080 |  |  |  | L90(6k)=90500hrs projected |  | 112 |  |  | 9 | A35 | 25°C | 12.80% | No built-in accessory | Phased-out | 740/579 | CIE(x=0.38. y=0.38) SDCM=5 | [13 empty] | none
93021474 | AM L/2/F/A35/143/40/N/N/C1/P1/FL | image | datasheet | deeplink | TUNGSRAM - AMIx - 16080lm - 143W - 4000K - 70CRI - 93021474[SKU] - Flood light | 9 | Flood light | LED | 1 | 143 |  |  |  | IK08 | Class I |  |  |  | ENEC18 | [6 empty] | 65 |  | 350x350x159mm |  | 220-240 V | -40-+50 °C | 5 years | A++ |  |  | 70 |  | 4000 | 16080 |  |  |  | L90(6k)=90500hrs projected |  | 112 |  |  | 9 | A35 | 25°C | 12.80% | No built-in accessory | Phased-out | 740/579 | CIE(x=0.38. y=0.38) SDCM=5 | [13 empty] | none
93021473 | AM L/2/F/S35/77/40/N/N/C1/P1/B | image | datasheet | deeplink | TUNGSRAM - AMIx - 9440lm - 77W - 4000K - 70CRI - 93021473[SKU] - Flood light | 9 | Flood light | LED | 1 | 77 |  |  |  | IK08 | Class I |  |  |  | ENEC18 | [6 empty] | 65 |  | 350x350x159mm |  | 220-240 V | -40-+50 °C | 5 years | A++ |  |  | 70 |  | 4000 | 9440 |  |  |  | L90(6k)=90500hrs projected |  | 122 |  |  | 9 | S35 - symmetric 35° | 25°C | 12.80% | No built-in accessory | Phased-out | 740/579 | CIE(x=0.38. y=0.38) SDCM=5 | [13 empty] | none
93021471 | AM L/2/F/S35/106/50/N/N/C1/PC3/B | image | datasheet | deeplink | TUNGSRAM - AMIx - 13720lm - 106W - 5000K - 70CRI - 93021471[SKU] - Flood light | 9 | Flood light |  | 1 | 106 |  |  |  | IK08 | Class I |  |  |  | ENEC18 | [6 empty] | 65 |  | 350x350x159mm |  | 220-240 V | -40-+50 °C | 5 years | A++ |  |  | 70 |  | 5000 | 13390 |  |  |  | L90(6k)=90500hrs projected |  | 129 |  |  | 9 | S35 - symmetric 35° | 25°C | 12.80% | No built-in accessory | Phased-out | 750/579 | CIE(x= 0.35. y= 0.36) SDCM=5 | [13 empty] | none
93020520 | AM L/2/F/S35/77/50/N/N/C1/P3/B | image | datasheet | deeplink | TUNGSRAM - AMIx - 10370lm - 77W - 5000K - 70CRI - 93020520[SKU] - Flood light | 9 | Flood light |  | 1 | 77 |  |  |  | IK08 | Class I |  |  |  | ENEC18 | [6 empty] | 65 |  | 350x350x159mm |  | 220-240 V | -40-+50 °C | 5 years | A++ |  |  | 70 |  | 5000 | 10370 |  |  |  | L90(6k)=90500hrs projected |  | 134 |  |  | 9 | S35 - symmetric 35° | 25°C | 12.80% | No built-in accessory | Phased-out | 750/579 | CIE(x= 0.35. y= 0.36) SDCM=5 | [13 empty] | none
TBD | AM L/2/F/S35/155/50/N/N/C1/N/B | image | datasheet | deeplink | TUNGSRAM - AMIx - 18830lm - 155W - 5000K - 70CRI - TBD[SKU] - Flood light | 9 | Flood light | LED | 1 | 155 |  |  |  | IK08 | Class I |  |  |  | ENEC18 | [6 empty] | 65 |  | 350x350x159mm |  | 220-240 V | -30-+45 °C | 5 years | A++ |  |  | 70 |  | 5000 | 18830 |  |  |  | CIE(x= 0.35. y= 0.36) SDCM=5 |  | 121 |  |  | 9 | S35 - symmetric 35° | 25°C | 12.80% | No built-in accessory | Phased-out | 750/579 | CIE(x= 0.35. y= 0.36) SDCM=5 | [13 empty] | none
93023107 | AM L/2/F/S35/77/50/N/N/C1/N/B | image | datasheet | deeplink | TUNGSRAM - AMIx - 10370lm - 77W - 5000K - 70CRI - 93023107[SKU] - Flood light | 9 | Flood light |  | 1 | 77 |  |  |  | IK08 | Class I |  |  |  | ENEC18 | [6 empty] | 65 |  | 350x350x159mm |  | 220-240 V | -40-+50 °C | 5 years | A++ |  |  | 70 |  | 5000 | 10370 |  |  |  | L90(6k)=90500hrs projected |  | 134 |  |  | 9 | S35 - symmetric 35° | 25°C | 12.80% | No built-in accessory | Phased-out | 750/579 | CIE(x= 0.35. y= 0.36) SDCM=5 | [13 empty] | none
93021478 | AM L/2/F/S35/106/50/N/N/C1/P1/B | image | datasheet | deeplink | TUNGSRAM - AMIx - 13720lm - 106W - 5000K - 70CRI - 93021478[SKU] - Flood light | 9 | Flood light |  | 1 | 106 |  |  |  | IK08 | Class I |  |  |  | ENEC18 | [6 empty] | 65 |  | 350x350x159mm |  | 220-240 V | -40-+50 °C | 5 years | A++ |  |  | 70 |  | 5000 | 13720 |  |  |  | L90(6k)=90500hrs projected |  | 129 |  |  | 9 | S35 - symmetric 35° | 25°C | 12.80% | No built-in accessory | Phased-out | 750/579 | CIE(x= 0.35. y= 0.36) SDCM=5 | [13 empty] | none
93021477 | AM L/2/F/S55/106/50/N/N/C1/N/FL | image | datasheet | deeplink | TUNGSRAM - AMIx - 13390lm - 106W - 5000K - 70CRI - 93021477[SKU] - Flood light | 9 | Flood light | LED | 1 | 106 |  |  |  | IK08 | Class I |  |  |  | ENEC18 | [6 empty] | 65 |  | 350x350x159mm |  | 220-240 V | -40-+50 °C | 5 years | A++ |  |  | 70 |  | 5000 | 13390 |  |  |  | L90(6k)=90500hrs projected |  | 126 |  |  | 9 | S35 - symmetric 35° | 25°C | 12.80% | No built-in accessory | Phased-out | 750/579 | CIE(x= 0.35. y= 0.36) SDCM=5 | [13 empty] | none
93035591 | SMIX/1/E/BAB/70/40/N/ST/C1/P1/U60 | image | datasheet | deeplink | TUNGSRAM - SMIx - 7690lm - 70W - 4000K - 70CRI - 93035591[SKU] - U 60 | 7.1 | U 60 | LED | 1 | 70 |  |  |  | IK08 | Class I |  |  |  | CE. EAC. ENEC | [6 empty] | 66 |  | 567.15 x 368.11 x 95.47 [mm] |  | 220-240 V | -40 to +50 | min. 5 years | A++ |  |  | >70 |  | 4000 | 4.140 to 15.680 |  |  |  | L80B50(10K): 111.600 hours |  | up to 113 lm/W |  |  | 9 | BAB | 25°C | 2.95% | No built-in accessory | Phased-out | 740/579 | CIE(x= 0.38. y= 0.38) SDCM=5 (4000K) | [13 empty] | none
93035604 | SMIX/1/E/ACA/140/40/N/ST/C1/P1/U60 | image | datasheet | deeplink | TUNGSRAM - SMIx - 15590lm - 138W - 4000K - 70CRI - 93035604[SKU] - U 60 | 7.1 | U 60 | LED | 1 | 138 |  |  |  | IK08 | Class I |  |  |  | CE. EAC. ENEC | [6 empty] | 66 |  | 567.15 x 368.11 x 95.47 [mm] |  | 220-240 V | -40 to +50 | min. 5 years | A++ |  |  | >70 |  | 4000 | 4.140 to 15.680 |  |  |  | L80B50(10K): 111.600 hours |  | up to 113 lm/W |  |  | 9 | ACA | 25°C | 2.95% | No built-in accessory | Phased-out | 740/579 | CIE(x= 0.38. y= 0.38) SDCM=5 (4000K) | [13 empty] | none
93035603 | SMIX/1/E/ABA/140/40/N/ST/C1/P1/U60 | image | datasheet | deeplink | TUNGSRAM - SMIx - 15380lm - 138W - 4000K - 70CRI - 93035603[SKU] - U 60 | 7.1 | U 60 | LED | 1 | 138 |  |  |  | IK08 | Class I |  |  |  | CE. EAC. ENEC | [6 empty] | 66 |  | 567.15 x 368.11 x 95.47 [mm] |  | 220-240 V | -40 to +50 | min. 5 years | A++ |  |  | >70 |  | 4000 | 4.140 to 15.680 |  |  |  | L80B50(10K): 111.600 hours |  | up to 113 lm/W |  |  | 9 | ABA | 25°C | 2.95% | No built-in accessory | Phased-out | 740/579 | CIE(x= 0.38. y= 0.38) SDCM=5 (4000K) | [13 empty] | none
93035602 | SMIX/1/E/CCC/140/40/N/ST/C1/P1/U60 | image | datasheet | deeplink | TUNGSRAM - SMIx - 15680lm - 138W - 4000K - 70CRI - 93035602[SKU] - U 60 | 7.1 | U 60 | LED | 1 | 138 |  |  |  | IK08 | Class I |  |  |  | CE. EAC. ENEC | [6 empty] | 66 |  | 567.15 x 368.11 x 95.47 [mm] |  | 220-240 V | -40 to +50 | min. 5 years | A++ |  |  | >70 |  | 4000 | 4.140 to 15.680 |  |  |  | L80B50(10K): 111.600 hours |  | up to 113 lm/W |  |  | 9 | CCC | 25°C | 2.95% | No built-in accessory | Phased-out | 740/579 | CIE(x= 0.38. y= 0.38) SDCM=5 (4000K) | [13 empty] | none
93035601 | SMIX/1/E/BAB/140/40/N/ST/C1/P1/U60 | image | datasheet | deeplink | TUNGSRAM - SMIx - 15210lm - 138W - 4000K - 70CRI - 93035601[SKU] - U 60 | 7.1 | U 60 | LED | 1 | 138 |  |  |  | IK08 | Class I |  |  |  | CE. EAC. ENEC | [6 empty] | 66 |  | 567.15 x 368.11 x 95.47 [mm] |  | 220-240 V | -40 to +50 | min. 5 years | A++ |  |  | >70 |  | 4000 | 4.140 to 15.680 |  |  |  | L80B50(10K): 111.600 hours |  | up to 113 lm/W |  |  | 9 | BAB | 25°C | 2.95% | No built-in accessory | Phased-out | 740/579 | CIE(x= 0.38. y= 0.38) SDCM=5 (4000K) | [13 empty] | none
93035600 | SMIX/1/E/BBB/140/40/N/ST/C1/P1/U60 | image | datasheet | deeplink | TUNGSRAM - SMIx - 15040lm - 138W - 4000K - 70CRI - 93035600[SKU] - U 60 | 7.1 | U 60 | LED | 1 | 138 |  |  |  | IK08 | Class I |  |  |  | CE. EAC. ENEC | [6 empty] | 66 |  | 567.15 x 368.11 x 95.47 [mm] |  | 220-240 V | -40 to +50 | min. 5 years | A++ |  |  | >70 |  | 4000 | 4.140 to 15.680 |  |  |  | L80B50(10K): 111.600 hours |  | up to 113 lm/W |  |  | 9 | BBB | 25°C | 2.95% | No built-in accessory | Phased-out | 740/579 | CIE(x= 0.38. y= 0.38) SDCM=5 (4000K) | [13 empty] | none
93035599 | SMIX/1/E/ACA/90/40/N/ST/C1/P1/U60 | image | datasheet | deeplink | TUNGSRAM - SMIx - 10280lm - 91W - 4000K - 70CRI - 93035599[SKU] - U 60 | 7.1 | U 60 | LED | 1 | 91 |  |  |  | IK08 | Class I |  |  |  | CE. EAC. ENEC | [6 empty] | 66 |  | 567.15 x 368.11 x 95.47 [mm] |  | 220-240 V | -40 to +50 | min. 5 years | A++ |  |  | >70 |  | 4000 | 4.140 to 15.680 |  |  |  | L80B50(10K): 111.600 hours |  | up to 113 lm/W |  |  | 9 | ACA | 25°C | 2.95% | No built-in accessory | Phased-out | 740/579 | CIE(x= 0.38. y= 0.38) SDCM=5 (4000K) | [13 empty] | none
93035598 | SMIX/1/E/ABA/90/40/N/ST/C1/P1/U60 | image | datasheet | deeplink | TUNGSRAM - SMIx - 10140lm - 91W - 4000K - 70CRI - 93035598[SKU] - U 60 | 7.1 | U 60 | LED | 1 | 91 |  |  |  | IK08 | Class I |  |  |  | CE. EAC. ENEC | [6 empty] | 66 |  | 567.15 x 368.11 x 95.47 [mm] |  | 220-240 V | -40 to +50 | min. 5 years | A++ |  |  | >70 |  | 4000 | 4.140 to 15.680 |  |  |  | L80B50(10K): 111.600 hours |  | up to 113 lm/W |  |  | 9 | ABA | 25°C | 2.95% | No built-in accessory | Phased-out | 740/579 | CIE(x= 0.38. y= 0.38) SDCM=5 (4000K) | [13 empty] | none
93035597 | SMIX/1/E/CCC/90/40/N/ST/C1/P1/U60 | image | datasheet | deeplink | TUNGSRAM - SMIx - 10340lm - 91W - 4000K - 70CRI - 93035597[SKU] - U 60 | 7.1 | U 60 | LED | 1 | 91 |  |  |  | IK08 | Class I |  |  |  | CE. EAC. ENEC | [6 empty] | 66 |  | 567.15 x 368.11 x 95.47 [mm] |  | 220-240 V | -40 to +50 | min. 5 years | A++ |  |  | >70 |  | 4000 | 4.140 to 15.680 |  |  |  | L80B50(10K): 111.600 hours |  | up to 113 lm/W |  |  | 9 | CCC | 25°C | 2.95% | No built-in accessory | Phased-out | 740/579 | CIE(x= 0.38. y= 0.38) SDCM=5 (4000K) | [13 empty] | none
93035596 | SMIX/1/E/BAB/90/40/N/ST/C1/P1/U60 | image | datasheet | deeplink | TUNGSRAM - SMIx - 10030lm - 91W - 4000K - 70CRI - 93035596[SKU] - U 60 | 7.1 | U 60 | LED | 1 | 91 |  |  |  | IK08 | Class I |  |  |  | CE. EAC. ENEC | [6 empty] | 66 |  | 567.15 x 368.11 x 95.47 [mm] |  | 220-240 V | -40 to +50 | min. 5 years | A++ |  |  | >70 |  | 4000 | 4.140 to 15.680 |  |  |  | L80B50(10K): 111.600 hours |  | up to 113 lm/W |  |  | 9 | BAB | 25°C | 2.95% | No built-in accessory | Phased-out | 740/579 | CIE(x= 0.38. y= 0.38) SDCM=5 (4000K) | [13 empty] | none
93035595 | SMIX/1/E/BBB/90/40/N/ST/C1/P1/U60 | image | datasheet | deeplink | TUNGSRAM - SMIx - 9920lm - 91W - 4000K - 70CRI - 93035595[SKU] - U 60 | 7.1 | U 60 | LED | 1 | 91 |  |  |  | IK08 | Class I |  |  |  | CE. EAC. ENEC | [6 empty] | 66 |  | 567.15 x 368.11 x 95.47 [mm] |  | 220-240 V | -40 to +50 | min. 5 years | A++ |  |  | >70 |  | 4000 | 4.140 to 15.680 |  |  |  | L80B50(10K): 111.600 hours |  | up to 113 lm/W |  |  | 9 | BBB | 25°C | 2.95% | No built-in accessory | Phased-out | 740/579 | CIE(x= 0.38. y= 0.38) SDCM=5 (4000K) | [13 empty] | none
93035594 | SMIX/1/E/ACA/70/40/N/ST/C1/P1/U60 | image | datasheet | deeplink | TUNGSRAM - SMIx - 7890lm - 70W - 4000K - 70CRI - 93035594[SKU] - U 60 | 7.1 | U 60 | LED | 1 | 70 |  |  |  | IK08 | Class I |  |  |  | CE. EAC. ENEC | [6 empty] | 66 |  | 567.15 x 368.11 x 95.47 [mm] |  | 220-240 V | -40 to +50 | min. 5 years | A++ |  |  | >70 |  | 4000 | 4.140 to 15.680 |  |  |  | L80B50(10K): 111.600 hours |  | up to 113 lm/W |  |  | 9 | ACA | 25°C | 2.95% | No built-in accessory | Phased-out | 740/579 | CIE(x= 0.38. y= 0.38) SDCM=5 (4000K) | [13 empty] | none
93035593 | SMIX/1/E/ABA/70/40/N/ST/C1/P1/U60 | image | datasheet | deeplink | TUNGSRAM - SMIx - 7780lm - 70W - 4000K - 70CRI - 93035593[SKU] - U 60 | 7.1 | U 60 | LED | 1 | 70 |  |  |  | IK08 | Class I |  |  |  | CE. EAC. ENEC | [6 empty] | 66 |  | 567.15 x 368.11 x 95.47 [mm] |  | 220-240 V | -40 to +50 | min. 5 years | A++ |  |  | >70 |  | 4000 | 4.140 to 15.680 |  |  |  | L80B50(10K): 111.600 hours |  | up to 113 lm/W |  |  | 9 | ABA | 25°C | 2.95% | No built-in accessory | Phased-out | 740/579 | CIE(x= 0.38. y= 0.38) SDCM=5 (4000K) | [13 empty] | none
93035592 | SMIX/1/E/CCC/70/40/N/ST/C1/P1/U60 | image | datasheet | deeplink | TUNGSRAM - SMIx - 7930lm - 70W - 4000K - 70CRI - 93035592[SKU] - U 60 | 7.1 | U 60 | LED | 1 | 70 |  |  |  | IK08 | Class I |  |  |  | CE. EAC. ENEC | [6 empty] | 66 |  | 567.15 x 368.11 x 95.47 [mm] |  | 220-240 V | -40 to +50 | min. 5 years | A++ |  |  | >70 |  | 4000 | 4.140 to 15.680 |  |  |  | L80B50(10K): 111.600 hours |  | up to 113 lm/W |  |  | 9 | CCC | 25°C | 2.95% | No built-in accessory | Phased-out | 740/579 | CIE(x= 0.38. y= 0.38) SDCM=5 (4000K) | [13 empty] | none
93035590 | SMIX/1/E/BBB/70/40/N/ST/C1/P1/U60 | image | datasheet | deeplink | TUNGSRAM - SMIx - 7610lm - 70W - 4000K - 70CRI - 93035590[SKU] - U 60 | 7.1 | U 60 | LED | 1 | 70 |  |  |  | IK08 | Class I |  |  |  | CE. EAC. ENEC | [6 empty] | 66 |  | 567.15 x 368.11 x 95.47 [mm] |  | 220-240 V | -40 to +50 | min. 5 years | A++ |  |  | >70 |  | 4000 | 4.140 to 15.680 |  |  |  | L80B50(10K): 111.600 hours |  | up to 113 lm/W |  |  | 9 | BBB | 25°C | 2.95% | No built-in accessory | Phased-out | 740/579 | CIE(x= 0.38. y= 0.38) SDCM=5 (4000K) | [13 empty] | none
93035589 | SMIX/1/E/CAC/40/40/N/ST/C1/P1/U60 | image | datasheet | deeplink | TUNGSRAM - SMIx - 4300lm - 40W - 4000K - 70CRI - 93035589[SKU] - U 60 | 7.2 | U 60 | LED | 1 | 40 |  |  |  | IK08 | Class I |  |  |  | CE. EAC. ENEC | [6 empty] | 66 |  | 567.15 x 368.11 x 95.47 [mm] |  | 220-240 V | -40 to +50 | min. 5 years | A++ |  |  | >70 |  | 4000 | 4.140 to 15.680 |  |  |  | L80B50(10K): 111.600 hours |  | up to 113 lm/W |  |  | 9 | CAC | 25°C | 2.95% | No built-in accessory | Phased-out | 740/579 | CIE(x= 0.38. y= 0.38) SDCM=5 (4000K) | [13 empty] | none
93035588 | SMIX/1/E/ACA/40/40/N/ST/C1/P1/U60 | image | datasheet | deeplink | TUNGSRAM - SMIx - 4290lm - 40W - 4000K - 70CRI - 93035588[SKU] - U 60 | 7.2 | U 60 | LED | 1 | 40 |  |  |  | IK08 | Class I |  |  |  | CE. EAC. ENEC | [6 empty] | 66 |  | 567.15 x 368.11 x 95.47 [mm] |  | 220-240 V | -40 to +50 | min. 5 years | A++ |  |  | >70 |  | 4000 | 4.140 to 15.680 |  |  |  | L80B50(10K): 111.600 hours |  | up to 113 lm/W |  |  | 9 | ACA | 25°C | 2.95% | No built-in accessory | Phased-out | 740/579 | CIE(x= 0.38. y= 0.38) SDCM=5 (4000K) | [13 empty] | none
93035587 | SMIX/1/E/CCC/40/40/N/ST/C1/P1/U60 | image | datasheet | deeplink | TUNGSRAM - SMIx - 4310lm - 40W - 4000K - 70CRI - 93035587[SKU] - U 60 | 7.2 | U 60 | LED | 1 | 40 |  |  |  | IK08 | Class I |  |  |  | CE. EAC. ENEC | [6 empty] | 66 |  | 567.15 x 368.11 x 95.47 [mm] |  | 220-240 V | -40 to +50 | min. 5 years | A++ |  |  | >70 |  | 4000 | 4.140 to 15.680 |  |  |  | L80B50(10K): 111.600 hours |  | up to 113 lm/W |  |  | 9 | CCC | 25°C | 2.95% | No built-in accessory | Phased-out | 740/579 | CIE(x= 0.38. y= 0.38) SDCM=5 (4000K) | [13 empty] | none
93034631 | SMIX/1/E/BAB/40/40/N/ST/C1/P1/U60 | image | datasheet | deeplink | TUNGSRAM - SMIx - 4180lm - 40W - 4000K - 70CRI - 93034631[SKU] - U 60 | 7.2 | U 60 | LED | 1 | 40 |  |  |  | IK08 | Class I |  |  |  | CE. EAC. ENEC | [6 empty] | 66 |  | 567.15 x 368.11 x 95.47 [mm] |  | 220-240 V | -40 to +50 | min. 5 years | A+ |  |  | >70 |  | 4000 | 4.140 to 15.680 |  |  |  | L80B50(10K): 111.600 hours |  | up to 113 lm/W |  |  | 9 | BAB | 25°C | 2.95% | No built-in accessory | Phased-out | 740/579 | CIE(x= 0.38. y= 0.38) SDCM=5 (4000K) | [13 empty] | none
93035586 | SMIX/1/E/BBB/40/40/N/ST/C1/P1/U60 | image | datasheet | deeplink | TUNGSRAM - SMIx - 4140lm - 40W - 4000K - 70CRI - 93035586[SKU] - U 60 | 7.2 | U 60 | LED | 1 | 40 |  |  |  | IK08 | Class I |  |  |  | CE. EAC. ENEC | [6 empty] | 66 |  | 567.15 x 368.11 x 95.47 [mm] |  | 220-240 V | -40 to +50 | min. 5 years | A+ |  |  | >70 |  | 4000 | 4.140 to 15.680 |  |  |  | L80B50(10K): 111.600 hours |  | up to 113 lm/W |  |  | 9 | BBB | 25°C | 2.95% | No built-in accessory | Phased-out | 740/579 | CIE(x= 0.38. y= 0.38) SDCM=5 (4000K) | [13 empty] | none
93028065 | OD L/3/F/F/50/40/D/ST/C1/N/S60 | image | datasheet | deeplink | TUNGSRAM - Odyssey LED - 5510lm - 50W - 4000K - 70CRI - 93028065[SKU] - Side Mounted. 48-60mm | Max. 9.5 | Side Mounted. 48-60mm | LED | 1 | 50 | YES |  |  | IK09 | Class I |  |  |  | CU. ENEC | [6 empty] | 66 |  | 650 x 365 x 142 mm |  | 220-240V. 50/60Hz | (-30°C - +50°C) | 5 years | A++ |  |  | >70 |  | 4000 | 5510 |  |  |  | L90 91500 h |  | 110 |  |  | 9 | Forward asymmetric – medium (F) | 25°C | 5.1% | No built-in accessory | Phased-out | [15 empty] | none
93028064 | OD L/3/F/E/103/40/D/ST/C1/N/S60 | image | datasheet | deeplink | TUNGSRAM - Odyssey LED - 9390lm - 103W - 4000K - 70CRI - 93028064[SKU] - Side Mounted. 48-60mm | Max. 9.5 | Side Mounted. 48-60mm | LED | 1 | 103 | YES |  |  | IK09 | Class I |  |  |  | CU. ENEC | [6 empty] | 66 |  | 650 x 365 x 142 mm |  | 220-240V. 50/60Hz | (-30°C - +50°C) | 5 years | A+ |  |  | >70 |  | 4000 | 9390 |  |  |  | L90 21500 h |  | 91 |  |  | 9 | Asymmetric – medium (E) | 25°C | 1.9% | No built-in accessory | Phased-out | [15 empty] | none
93028063 | OD L/3/F/T/94/40/D/ST/C1/N/S60 | image | datasheet | deeplink | TUNGSRAM - Odyssey LED - 9300lm - 94W - 4000K - 70CRI - 93028063[SKU] - Side Mounted. 48-60mm | Max. 9.5 | Side Mounted. 48-60mm | LED | 1 | 94 | YES |  |  | IK09 | Class I |  |  |  | CU. ENEC | [6 empty] | 66 |  | 650 x 365 x 142 mm |  | 220-240V. 50/60Hz | (-30°C - +50°C) | 5 years | A+ |  |  | >70 |  | 4000 | 9300 |  |  |  | L90 50200 h |  | 94 |  |  | 9 | Asymmetric – short (T) | 25°C | 3.0% | No built-in accessory | Phased-out | [15 empty] | none
93028000 | OD L/3/F/E/40/40/D/ST/C1/N/S60 | image | datasheet | deeplink | TUNGSRAM - Odyssey LED - 4440lm - 40W - 4000K - 70CRI - 93028000[SKU] - Side Mounted. 48-60mm | Max. 9.5 | Side Mounted. 48-60mm | LED | 1 | 40 | YES |  |  | IK09 | Class I |  |  |  | CU. ENEC | [6 empty] | 66 |  | 650 x 365 x 142 mm |  | 220-240V. 50/60Hz | (-30°C - +50°C) | 5 years | A++ |  |  | >70 |  | 4000 | 4440 |  |  |  | L90 91500 h |  | 111 |  |  | 9 | Asymmetric – medium (E) | 25°C | 5.1% | No built-in accessory | Phased-out | [15 empty] | none
93028062 | OD L/3/F/T/84/40/N/ST/C1/N/S60 | image | datasheet | deeplink | TUNGSRAM - Odyssey LED - 8450lm - 84W - 4000K - 70CRI - 93028062[SKU] - Side Mounted. 48-60mm | Max. 9.5 | Side Mounted. 48-60mm | LED | 1 | 84 |  |  |  | IK09 | Class I |  |  |  | CU. ENEC | [6 empty] | 66 |  | 650 x 365 x 142 mm |  | 220-240V. 50/60Hz | (-30°C - +50°C) | 5 years | A+ |  |  | >70 |  | 4000 | 8540 |  |  |  | L90 50200 h |  | 84 |  |  | 9 | Asymmetric – short (T) | 25°C | 3.0% | No built-in accessory | Phased-out | [15 empty] | none
93028061 | OD L/3/F/R/60/40/N/ST/C1/N/S60 | image | datasheet | deeplink | TUNGSRAM - Odyssey LED - 6350lm - 60W - 4000K - 70CRI - 93028061[SKU] - Side Mounted. 48-60mm | Max. 9.5 | Side Mounted. 48-60mm | LED | 1 | 60 |  |  |  | IK09 | Class I |  |  |  | CU. ENEC | [6 empty] | 66 |  | 650 x 365 x 142 mm |  | 220-240V. 50/60Hz | (-30°C - +50°C) | 5 years | A++ |  |  | >70 |  | 4000 | 6350 |  |  |  | L90 91500 h |  | 106 |  |  | 9 | Narrow asymmetric – medium (R) | 25°C | 5.1% | No built-in accessory | Phased-out | [15 empty] | none
93027999 | OD L/3/F/C/20/40/N/ST/C1/N/S60 | image | datasheet | deeplink | TUNGSRAM - Odyssey LED - 2370lm - 20W - 4000K - 70CRI - 93027999[SKU] - Side Mounted. 48-60mm | Max. 9.5 | Side Mounted. 48-60mm | LED | 1 | 20 |  |  |  | IK09 | Class I |  |  |  | CU. ENEC | [6 empty] | 66 |  | 650 x 365 x 142 mm |  | 220-240V. 50/60Hz | (-30°C - +50°C) | 5 years | A++ |  |  | >70 |  | 4000 | 2370 |  |  |  | L90 91500 h |  | 119 |  |  | 9 | Asymmetric – short (C) | 25°C | 5.1% | No built-in accessory | Phased-out | [15 empty] | none
93028095 | SMBT/1/F/T/90/40/D/ST/C1/N/S60 | image | datasheet | deeplink | TUNGSRAM - SMBt - 10400lm - 90W - 4000K - 70CRI - 93028095[SKU] - Side Mounted. 48-60mm | Max. 8 | Side Mounted. 48-60mm | LED | 1 | 90 | YES |  |  | IK09 | Class I |  |  |  | CU. ENEC | [6 empty] | 66 |  | 550 x 355 x 105 mm |  | 220-240V. 50/60Hz | (-40°C - +35°C) | 5 years | A++ |  |  | >70 |  | 4000 | 10400 |  |  |  | L90 64000 h |  | 115.56 |  |  | 9 | Asymmetric – short (T) | 25°C | 11.5% | No built-in accessory | Phased-out | [15 empty] | none
93028099 | SMBT/1/F/F/60/40/D/ST/C1/N/P76 | image | datasheet | deeplink | TUNGSRAM - SMBt - 7230lm - 60W - 4000K - 70CRI - 93028099[SKU] - Post Top. 76mm | Max. 8 | Post Top. 76mm | LED | 1 | 60 | YES |  |  | IK09 | Class I |  |  |  | CU. ENEC | [6 empty] | 66 |  | 550 x 355 x 105 mm |  | 220-240V. 50/60Hz | (-40°C - +35°C) | 5 years | A++ |  |  | >70 |  | 4000 | 7230 |  |  |  | L90 64000 h |  | 120.5 |  |  | 9 | Forward asymmetric – medium (F) | 25°C | 11.5% | No built-in accessory | Phased-out | [15 empty] | none
93028098 | SMBT/1/F/N/90/40/D/ST/C1/N/P76 | image | datasheet | deeplink | TUNGSRAM - SMBt - 10280lm - 90W - 4000K - 70CRI - 93028098[SKU] - Post Top. 76mm | Max. 8 | Post Top. 76mm | LED | 1 | 90 | YES |  |  | IK09 | Class I |  |  |  | CU. ENEC | [6 empty] | 66 |  | 550 x 355 x 105 mm |  | 220-240V. 50/60Hz | (-40°C - +35°C) | 5 years | A++ |  |  | >70 |  | 4000 | 10280 |  |  |  | L90 64000 h |  | 114.22 |  |  | 9 | Narrow asymmetric – short (N) | 25°C | 11.5% | No built-in accessory | Phased-out | [15 empty] | none
93028097 | SMBT/1/F/R/105/40/D/ST/C1/N/P76 | image | datasheet | deeplink | TUNGSRAM - SMBt - 11690lm - 105W - 4000K - 70CRI - 93028097[SKU] - Post Top. 76mm | Max. 8 | Post Top. 76mm | LED | 1 | 105 | YES |  |  | IK09 | Class I |  |  |  | CU. ENEC | [6 empty] | 66 |  | 550 x 355 x 105 mm |  | 220-240V. 50/60Hz | (-40°C - +35°C) | 5 years | A++ |  |  | >70 |  | 4000 | 11690 |  |  |  | L90 64000 h |  | 111.33 |  |  | 9 | Narrow asymmetric – medium (R) | 25°C | 11.5% | No built-in accessory | Phased-out | [15 empty] | none
93028096 | SMBT/1/F/E/105/40/D/ST/C1/N/S60 | image | datasheet | deeplink | TUNGSRAM - SMBt - 11990lm - 105W - 4000K - 70CRI - 93028096[SKU] - Side Mounted. 48-60mm | Max. 8 | Side Mounted. 48-60mm | LED | 1 | 105 | YES |  |  | IK09 | Class I |  |  |  | CU. ENEC | [6 empty] | 66 |  | 550 x 355 x 105 mm |  | 220-240V. 50/60Hz | (-40°C - +35°C) | 5 years | A++ |  |  | >70 |  | 4000 | 11990 |  |  |  | L90 64000 h |  | 114.19 |  |  | 9 | Asymmetric – medium (E) | 25°C | 11.5% | No built-in accessory | Phased-out | [15 empty] | none
93028094 | SMBT/1/F/S/74/40/D/ST/C1/N/S60 | image | datasheet | deeplink | TUNGSRAM - SMBt - 8680lm - 74W - 4000K - 70CRI - 93028094[SKU] - Side Mounted. 48-60mm | Max. 8 | Side Mounted. 48-60mm | LED | 1 | 74 | YES |  |  | IK09 | Class I |  |  |  | CU. ENEC | [6 empty] | 66 |  | 550 x 355 x 105 mm |  | 220-240V. 50/60Hz | (-40°C - +35°C) | 5 years | A++ |  |  | >70 |  | 4000 | 8680 |  |  |  | L90 64000 h |  | 116.89 |  |  | 9 | Narrow asymmetric – medium (S) | 25°C | 11.5% | No built-in accessory | Phased-out | [15 empty] | none
93028093 | SMBT/1/F/R/48/40/D/M3/C1/N/S60 | image | datasheet | deeplink | TUNGSRAM - SMBt - 5860lm - 48W - 4000K - 70CRI - 93028093[SKU] - Side Mounted. 48-60mm | Max. 8 | Side Mounted. 48-60mm | LED | 1 | 48 | YES |  |  | IK09 | Class I |  |  |  | CU. ENEC | [6 empty] | 66 |  | 550 x 355 x 105 mm |  | 220-240V. 50/60Hz | (-30°C - +35°C) | 5 years | A++ |  |  | >70 |  | 4000 | 5860 |  |  |  | L90 64000 h |  | 122.08 |  |  | 9 | Narrow asymmetric – medium (R) | 25°C | 11.5% | Minicell 35 lux | Phased-out | [15 empty] | none
93028092 | SMBT/1/F/E/38/40/D/M3/C1/N/S60 | image | datasheet | deeplink | TUNGSRAM - SMBt - 5000lm - 38W - 4000K - 70CRI - 93028092[SKU] - Side Mounted. 48-60mm | Max. 8 | Side Mounted. 48-60mm | LED | 1 | 38 | YES |  |  | IK09 | Class I |  |  |  | CU. ENEC | [6 empty] | 66 |  | 550 x 355 x 105 mm |  | 220-240V. 50/60Hz | (-30°C - +35°C) | 5 years | A++ |  |  | >70 |  | 4000 | 5000 |  |  |  | L90 64000 h |  | 131.58 |  |  | 9 | Asymmetric – medium (E) | 25°C | 11.5% | Minicell 35 lux | Phased-out | [15 empty] | none
93028091 | SMBT/1/F/E/29/40/D/ST/C1/N/S60 | image | datasheet | deeplink | TUNGSRAM - SMBt - 3750lm - 29W - 4000K - 70CRI - 93028091[SKU] - Side Mounted. 48-60mm | Max. 8 | Side Mounted. 48-60mm | LED | 1 | 29 | YES |  |  | IK09 | Class I |  |  |  | CU. ENEC | [6 empty] | 66 |  | 550 x 355 x 105 mm |  | 220-240V. 50/60Hz | (-30°C - +35°C) | 5 years | A++ |  |  | >70 |  | 4000 | 3750 |  |  |  | L90 64000 h |  | 129.31 |  |  | 9 | Asymmetric – medium (E) | 25°C | 11.5% | No built-in accessory | Phased-out | [15 empty] | none
93028090 | SMBT/1/F/C/19/40/N/ST/C1/N/S60 | image | datasheet | deeplink | TUNGSRAM - SMBt - 2260lm - 19W - 4000K - 70CRI - 93028090[SKU] - Side Mounted. 48-60mm | Max. 8 | Side Mounted. 48-60mm | LED | 1 | 19 |  |  |  | IK09 | Class I |  |  |  | CU. ENEC | [6 empty] | 66 |  | 550 x 355 x 105 mm |  | 220-240V. 50/60Hz | (-30°C - +35°C) | 5 years | A++ |  |  | >70 |  | 4000 | 2260 |  |  |  | L90 64000 h |  | 118.95 |  |  | 9 | Asymmetric – short (C) | 25°C | 11.5% | No built-in accessory | Phased-out | [15 empty] | none
93028089 | SMBT/1/F/B/16/40/N/ST/C1/N/S60 | image | datasheet | deeplink | TUNGSRAM - SMBt - 1900lm - 16W - 4000K - 70CRI - 93028089[SKU] - Side Mounted. 48-60mm | Max. 8 | Side Mounted. 48-60mm | LED | 1 | 16 |  |  |  | IK09 | Class I |  |  |  | CU. ENEC | [6 empty] | 66 |  | 550 x 355 x 105 mm |  | 220-240V. 50/60Hz | (-30°C - +35°C) | 5 years | A++ |  |  | >70 |  | 4000 | 1900 |  |  |  | L90 64000 h |  | 118.75 |  |  | 9 | Narrow asymmetric – medium (B) | 25°C | 11.5% | No built-in accessory | Phased-out | [15 empty] | none
93027998 | OD L/3/F/B/17/40/N/ST/C1/N/S60 | image | datasheet | deeplink | TUNGSRAM - Odyssey LED - 1810lm - 17W - 4000K - 70CRI - 93027998[SKU] - Side Mounted. 48-60mm | Max. 9.5 | Side Mounted. 48-60mm | LED | 1 | 17 |  |  |  | IK09 | Class I |  |  |  | CU. ENEC | [6 empty] | 66 |  | 650 x 365 x 142 mm |  | 220-240V. 50/60Hz | (-30°C - +50°C) | 5 years | A++ |  |  | >70 |  | 4000 | 1810 |  |  |  | L90 91500 h |  | 106 |  |  | 9 | Narrow asymmetric – medium (B) | 25°C | 5.1% | No built-in accessory | Phased-out | [15 empty] | none
93011888 | NA/1/SWD/72/40/D/ST/C1/N/2/60 | image | datasheet | deeplink | TUNGSRAM - Navona - 4960lm - 71W - 4000K - 70CRI - 93011888[SKU] - Post mounted. 2 arm. 60 mm coupler | 11.1 | Post mounted. 2 arm. 60 mm coupler |  | 1 | 71 | YES |  |  | IK08 | Class I |  |  |  | CE & ENEC. EAC | [6 empty] | 66 | 4000 | 542 x 500 x 589 mm |  | 220-240 V | Max 50°C | 5 years | A |  |  | =>70 |  | 4000 | 4960 |  |  |  | L90 (10k) > 63800 |  | 69.9 |  |  | 9 | Symmetric Wide Diffuser | 25 °C | 3.65% | Standard / no-built in accessory | Phased-out | [15 empty] | dimmable
93011923 | NA/1/SWC/32/40/D/ST/C1/N/2/60 | image | datasheet | deeplink | TUNGSRAM - Navona - 2470lm - 31W - 4000K - 70CRI - 93011923[SKU] - Post mounted. 2 arm. 60 mm coupler | 11.1 | Post mounted. 2 arm. 60 mm coupler | LED | 1 | 31 | YES |  |  | IK08 | Class I |  |  |  | CE & ENEC. EAC | [6 empty] | 66 | 4000 | 542 x 500 x 589 mm |  | 220-240 V | Max 50°C | 5 years | A+ |  |  | =>70 |  | 4000 | 2470 |  |  |  | L90 (10k) > 63800 |  | 79.7 |  |  | 9 | Symmetric Wide Clear | 25 °C | 4.11% | Standard / no-built in accessory | Phased-out | [15 empty] | dimmable
93011926 | NA/1/SWC/39/40/S/ST/C1/N/2/60 | image | datasheet | deeplink | TUNGSRAM - Navona - 3330lm - 39W - 4000K - 70CRI - 93011926[SKU] - Post mounted. 2 arm. 60 mm coupler | 11.1 | Post mounted. 2 arm. 60 mm coupler |  | 1 | 39 | YES |  |  | IK08 | Class I |  |  |  | CE & ENEC. EAC | [6 empty] | 66 | 4000 | 542 x 500 x 589 mm |  | 220-240 V | Max 50°C | 5 years | A+ |  |  | =>70 |  | 4000 | 3330 |  |  |  | L90 (10k) > 63800 |  | 85.4 |  |  | 9 | Symmetric Wide Clear | 25 °C | 2.35% | Standard / no-built in accessory | Phased-out | [15 empty] | dimmable
93011928 | NA/1/SWC/61/40/D/ST/C1/N/2/60 | image | datasheet | deeplink | TUNGSRAM - Navona - 5180lm - 61W - 4000K - 70CRI - 93011928[SKU] - Post mounted. 2 arm. 60 mm coupler | 11.1 | Post mounted. 2 arm. 60 mm coupler | LED | 1 | 61 | YES |  |  | IK08 | Class I |  |  |  | CE & ENEC. EAC | [6 empty] | 66 | 4000 | 542 x 500 x 589 mm |  | 220-240 V | Max 50°C | 5 years | A+ |  |  | =>70 |  | 4000 | 5180 |  |  |  | L90 (10k) > 63800 |  | 84.9 |  |  | 9 | Symmetric Wide Clear | 25 °C | 3.65% | Standard / no-built in accessory | Phased-out | [15 empty] | dimmable
TBD | NA/1/SWC/46/40/D/M3/C1/N/2/60 | image | datasheet | deeplink | TUNGSRAM - Navona - 4000lm - 46W - 4000K - 70CRI - TBD[SKU] - Post mounted. 2 arm. 60 mm coupler | 11.1 | Post mounted. 2 arm. 60 mm coupler | LED | 1 | 46 | YES |  |  | IK08 | Class I |  |  |  | CE & ENEC. EAC | [6 empty] | 66 | 4000 | 542 x 500 x 589 mm |  | 220-240 V | Max 50°C | 5 years | A+ |  |  | =>70 |  | 4000 | 4000 |  |  |  | L90 (10k) > 63800 |  | 87 |  |  | 9 | Symmetric Wide Clear | 25 °C | 4.11% | Minicell (35 lux) | Phased-out | [15 empty] | dimmable
93012118 | NA/1/SFC/39/40/S/SP/C1/N/2/60 | image | datasheet | deeplink | TUNGSRAM - Navona - 2410lm - 39W - 4000K - 70CRI - 93012118[SKU] - Post mounted. 2 arm. 60 mm coupler | 11.1 | Post mounted. 2 arm. 60 mm coupler | LED | 1 | 39 | YES |  |  | IK08 | Class I |  |  |  | CE & ENEC. EAC | [6 empty] | 66 | 4000 | 542 x 500 x 589 mm |  | 220-240 V | Max 50°C | 5 years | A |  |  | =>70 |  | 4000 | 2410 |  |  |  | L90 (10k) > 63800 |  | 68.1 |  |  | 9 | Symmetric Forward Clear | 25 °C | 2.35% | 6 kV surge voltage protection | Phased-out | [15 empty] | dimmable
93012119 | NA/1/SFC/48/40/S/SP/C1/N/2/60 | image | datasheet | deeplink | TUNGSRAM - Navona - 2900lm - 48W - 4000K - 70CRI - 93012119[SKU] - Post mounted. 2 arm. 60 mm coupler | 11.1 | Post mounted. 2 arm. 60 mm coupler | LED | 1 | 48 | YES |  |  | IK08 | Class I |  |  |  | CE & ENEC. EAC | [6 empty] | 66 | 4000 | 542 x 500 x 589 mm |  | 220-240 V | Max 50°C | 5 years | A |  |  | =>70 |  | 4000 | 2900 |  |  |  | L90 (10k) > 63800 |  | 60.4 |  |  | 9 | Symmetric Forward Clear | 25 °C | 2.35% | 6 kV surge voltage protection | Phased-out | [15 empty] | dimmable
93011880 | NA/1/SWD/72/40/D/ST/C2/N/2/60 | image | datasheet | deeplink | TUNGSRAM - Navona - 4960lm - 71W - 4000K - 70CRI - 93011880[SKU] - Post mounted. 2 arm. 60 mm coupler | 11.1 | Post mounted. 2 arm. 60 mm coupler |  | 1 | 71 | YES |  |  | IK08 | Class II |  |  |  | CE & ENEC. EAC | [6 empty] | 66 | 4000 | 542 x 500 x 589 mm |  | 220-240 V | Max 50°C | 5 years | A |  |  | =>70 |  | 4000 | 2840 |  |  |  | L90 (10k) > 63800 |  | 69.9 |  |  | 9 | Symmetric Wide Diffuser | 25 °C | 3.65% | Standard / no-built in accessory | Phased-out | [15 empty] | dimmable
93011886 | NA/1/SWD/39/40/S/ST/C1/P/2/60 | image | datasheet | deeplink | TUNGSRAM - Navona - 2840lm - 39W - 4000K - 70CRI - 93011886[SKU] - Post mounted. 2 arm. 60 mm coupler | 11.1 | Post mounted. 2 arm. 60 mm coupler | LED | 1 | 39 | YES |  |  | IK08 | Class I |  |  |  | CE & ENEC. EAC | [6 empty] | 66 | 4000 | 542 x 500 x 589 mm |  | 220-240 V | Max 50°C | 5 years | A |  |  | =>70 |  | 4000 | 2840 |  |  |  | L90 (10k) > 63800 |  | 72.4 |  |  | 9 | Symmetric Wide Diffuser | 25 °C | 2.35% | Standard / no-built in accessory | Phased-out | [15 empty] | dimmable
93011885 | NA/1/SWD/39/30/S/ST/C1/P/2/60 | image | datasheet | deeplink | TUNGSRAM - Navona - 2530lm - 39W - 3000K - 70CRI - 93011885[SKU] - Post mounted. 2 arm. 60 mm coupler | 11.1 | Post mounted. 2 arm. 60 mm coupler | LED | 1 | 39 | YES |  |  | IK08 | Class I |  |  |  | CE & ENEC. EAC | [6 empty] | 66 | 3000 | 542 x 500 x 589 mm |  | 220-240 V | Max 50°C | 5 years | A |  |  | =>70 |  | 3000 | 2530 |  |  |  | L90 (10k) > 63800 |  | 64.9 |  |  | 9 | Symmetric Wide Diffuser | 25 °C | 2.35% | Standard / no-built in accessory | Phased-out | [15 empty] | dimmable
93011884 | NA/1/SWC/39/30/S/ST/C1/P/2/60 | image | datasheet | deeplink | TUNGSRAM - Navona - 2970lm - 39W - 3000K - 70CRI - 93011884[SKU] - Post mounted. 2 arm. 60 mm coupler | 11.1 | Post mounted. 2 arm. 60 mm coupler |  | 1 | 39 | YES |  |  | IK08 | Class I |  |  |  | CE & ENEC. EAC | [6 empty] | 66 | 3000 | 542 x 500 x 589 mm |  | 220-240 V | Max 50°C | 5 years | A+ |  |  | =>70 |  | 3000 | 2970 |  |  |  | L90 (10k) > 63800 |  | 76.2 |  |  | 9 | Symmetric Wide Clear | 25 °C | 2.35% | Standard / no-built in accessory | Phased-out | [15 empty] | dimmable
93011881 | NA/1/SWD/72/30/D/ST/C1/N/2/60 | image | datasheet | deeplink | TUNGSRAM - Navona - 4420lm - 71W - 3000K - 70CRI - 93011881[SKU] - Post mounted. 2 arm. 60 mm coupler | 11.1 | Post mounted. 2 arm. 60 mm coupler | LED | 1 | 71 | YES |  |  | IK08 | Class I |  |  |  | CE & ENEC. EAC | [6 empty] | 66 | 3000 | 542 x 500 x 589 mm |  | 220-240 V | Max 50°C | 5 years | A |  |  | =>70 |  | 3000 | 4420 |  |  |  | L90 (10k) > 63800 |  | 62.3 |  |  | 9 | Symmetric Wide Diffuser | 25 °C | 3.65% | Standard / no-built in accessory | Phased-out | [15 empty] | dimmable
93011877 | NA/1/SFC/32/30/D/ST/C2/N/2/60 | image | datasheet | deeplink | TUNGSRAM - Navona - 1770lm - 32W - 3000K - 70CRI - 93011877[SKU] - Post mounted. 2 arm. 60 mm coupler | 11.1 | Post mounted. 2 arm. 60 mm coupler | LED | 1 | 32 | YES |  |  | IK08 | Class II |  |  |  | CE & ENEC. EAC | [6 empty] | 66 | 3000 | 542 x 500 x 589 mm |  | 220-240 V | Max 50°C | 5 years | A |  |  | =>70 |  | 3000 | 1770 |  |  |  | L90 (10k) > 63800 |  | 55.3 |  |  | 9 | Symmetric Forward Clear | 25 °C | 3.65% | Standard / no-built in accessory | Phased-out | [15 empty] | dimmable
93012249 | NA/1/SWC/31/30/D/ST/C1/N/2/60 | image | datasheet | deeplink | TUNGSRAM - Navona - 2440lm - 31W - 3000K - 70CRI - 93012249[SKU] - Post mounted. 2 arm. 60 mm coupler | 11.1 | Post mounted. 2 arm. 60 mm coupler | LED | 1 | 31 | YES |  |  | IK08 | Class I |  |  |  | CE & ENEC. EAC | [6 empty] | 66 | 3000 | 542 x 500 x 589 mm |  | 220-240 V | Max 50°C | 5 years | A+ |  |  | =>70 |  | 3000 | 2440 |  |  |  | L90 (10k) > 63800 |  | 78.7 |  |  | 9 | Symmetric Wide Clear | 25 °C | 4.11% | Standard / no-built in accessory | Phased-out | [15 empty] | dimmable
93012248 | NA/1/SWC/54/30/D/ST/C1/N/2/60 | image | datasheet | deeplink | TUNGSRAM - Navona - 4090lm - 41W - 3000K - 70CRI - 93012248[SKU] - Post mounted. 2 arm. 60 mm coupler | 11.1 | Post mounted. 2 arm. 60 mm coupler | LED | 1 | 41 | YES |  |  | IK08 | Class I |  |  |  | CE & ENEC. EAC | [6 empty] | 66 | 3000 | 542 x 500 x 589 mm |  | 220-240 V | Max 50°C | 5 years | A+ |  |  | =>70 |  | 3000 | 4090 |  |  |  | L90 (10k) > 63800 |  | 75.7 |  |  | 9 | Symmetric Wide Clear | 25 °C | 4.11% | Standard / no-built in accessory | Phased-out | [15 empty] | dimmable
93011875 | NA/1/SFC/72/40/D/ST/C1/N/2/76 | image | datasheet | deeplink | TUNGSRAM - Navona - 4220lm - 71W - 4000K - 70CRI - 93011875[SKU] - Post mounted. 2 arm. 76 mm coupler | 11.1 | Post mounted. 2 arm. 76 mm coupler | LED | 1 | 71 | YES |  |  | IK08 | Class I |  |  |  | CE & ENEC. EAC | [6 empty] | 66 | 4000 | 542 x 500 x 584 mm |  | 220-240 V | Max 50°C | 5 years | A |  |  | =>70 |  | 4000 | 3330 |  |  |  | L90 (10k) > 63800 |  | 59.4 |  |  | 9 | Symmetric Forward Clear | 25 °C | 3.65% | Standard / no-built in accessory | Phased-out | [15 empty] | dimmable
93011415 | NA/1/SWC/48/30/S/SP/C2/N/2/48 | image | datasheet | deeplink | TUNGSRAM - Navona - 3570lm - 47W - 3000K - 70CRI - 93011415[SKU] - Post mounted. 2 arm. 48 mm coupler | 11.1 | Post mounted. 2 arm. 48 mm coupler | LED | 1 | 47 | YES |  |  | IK08 | Class II |  |  |  | CE & ENEC. EAC | [6 empty] | 66 | 3000 | 543 x 500 x 594 mm |  | 220-240 V | Max 50°C | 5 years | A |  |  | =>70 |  | 3000 | 3570 |  |  |  | L90 (10k) > 63800 |  | 74.4 |  |  | 9 | Symmetric Wide Clear | 25 °C | 2.35% | 6 kV surge voltage protection | Phased-out | [15 empty] | dimmable
93011413 | NA/1/SWC/48/40/S/SP/C2/N/2/48 | image | datasheet | deeplink | TUNGSRAM - Navona - 4000lm - 47W - 4000K - 70CRI - 93011413[SKU] - Post mounted. 2 arm. 48 mm coupler | 11.1 | Post mounted. 2 arm. 48 mm coupler | LED | 1 | 47 | YES |  |  | IK08 | Class II |  |  |  | CE & ENEC. EAC | [6 empty] | 66 | 4000 | 543 x 500 x 594 mm |  | 220-240 V | Max 50°C | 5 years | A+ |  |  | =>70 |  | 4000 | 4000 |  |  |  | L90 (10k) > 63800 |  | 83.3 |  |  | 9 | Symmetric Wide Clear | 25 °C | 2.35% | 6 kV surge voltage protection | Phased-out | [15 empty] | dimmable
93011411 | NA/1/SWC/39/30/S/SP/C2/N/2/48 | image | datasheet | deeplink | TUNGSRAM - Navona - 2970lm - 39W - 3000K - 70CRI - 93011411[SKU] - Post mounted. 2 arm. 48 mm coupler | 11.1 | Post mounted. 2 arm. 48 mm coupler |  | 1 | 39 | YES |  |  | IK08 | Class II |  |  |  | CE & ENEC. EAC | [6 empty] | 66 | 3000 | 543 x 500 x 594 mm |  | 220-240 V | Max 50°C | 5 years | A+ |  |  | =>70 |  | 3000 | 2970 |  |  |  | L90 (10k) > 63800 |  | 76.2 |  |  | 9 | Symmetric Wide Clear | 25 °C | 2.35% | 6 kV surge voltage protection | Phased-out | [15 empty] | dimmable
93011925 | NA/1/AWC/32/40/D/ST/C1/N/S/60 | image | datasheet | deeplink | TUNGSRAM - Navona - 2890lm - 31W - 4000K - 70CRI - 93011925[SKU] - Side arm. 60 mm coupler | 11.1 | Side arm. 60 mm coupler | LED | 1 | 31 | YES |  |  | IK08 | Class I |  |  |  | CE & ENEC. EAC | [6 empty] | 66 | 4000 | 654 x 500 x 213 mm |  | 220-240 V | Max 50°C | 5 years | A+ |  |  | =>70 |  | 4000 | 2890 |  |  |  | L90 (10k) > 63800 |  | 93.2 |  |  | 9 | Asymmetric Wide Clear | 25 °C | 4.11% | Standard / no-built in accessory | Phased-out | [15 empty] | dimmable
93011883 | NA/1/AWC/72/30/D/ST/C1/N/S/60 | image | datasheet | deeplink | TUNGSRAM - Navona - 5470lm - 71W - 3000K - 70CRI - 93011883[SKU] - Side arm. 60 mm coupler | 11.1 | Side arm. 60 mm coupler | LED | 1 | 71 | YES |  |  | IK08 | Class I |  |  |  | CE & ENEC. EAC | [6 empty] | 66 | 3000 | 654 x 500 x 213 mm |  | 220-240 V | Max 50°C | 5 years | A+ |  |  | =>70 |  | 3000 | 5470 |  |  |  | L90 (10k) > 63800 |  | 77 |  |  | 9 | Asymmetric Wide Clear | 25 °C | 3.65% | Standard / no-built in accessory | Phased-out | [15 empty] | dimmable
93011879 | NA/1/AFC/56/40/D/ST/C2/N/S/60 | image | datasheet | deeplink | TUNGSRAM - Navona - 3680lm - 54W - 4000K - 70CRI - 93011879[SKU] - Side arm. 60 mm coupler | 11.1 | Side arm. 60 mm coupler | LED | 1 | 54 | YES |  |  | IK08 | Class II |  |  |  | CE & ENEC. EAC | [6 empty] | 66 | 4000 | 654 x 500 x 213 mm |  | 220-240 V | Max 50°C | 5 years | A |  |  | =>70 |  | 4000 | 3680 |  |  |  | L90 (10k) > 63800 |  | 68.1 |  |  | 9 | Asymmetric Forward Clear | 25 °C | 3.65% | Standard / no-built in accessory | Phased-out | [15 empty] | dimmable
93011930 | NA/1/AWC/16/40/D/ST/C1/N/1/60 | image | datasheet | deeplink | TUNGSRAM - Navona - 1360lm - 16W - 4000K - 70CRI - 93011930[SKU] - Post mounted. 1 arm. 60 mm coupler | 11.1 | Post mounted. 1 arm. 60 mm coupler | LED | 1 | 16 | YES |  |  | IK08 | Class I |  |  |  | CE & ENEC. EAC | [6 empty] | 66 | 4000 | 542 x 500 x 589 mm |  | 220-240 V | Max 50°C | 5 years | A+ |  |  | =>70 |  | 4000 | 1360 |  |  |  | L90 (10k) > 63800 |  | 85 |  |  | 9 | Asymmetric Wide Clear | 25 °C | 13.23% | Standard / no-built in accessory | Phased-out | [15 empty] | dimmable
93011929 | NA/1/AWC/61/40/D/ST/C1/N/1/60 | image | datasheet | deeplink | TUNGSRAM - Navona - 5420lm - 61W - 4000K - 70CRI - 93011929[SKU] - Post mounted. 1 arm. 60 mm coupler | 11.1 | Post mounted. 1 arm. 60 mm coupler | LED | 1 | 61 | YES |  |  | IK08 | Class I |  |  |  | CE & ENEC. EAC | [6 empty] | 66 | 4000 | 542 x 500 x 589 mm |  | 220-240 V | Max 50°C | 5 years | A+ |  |  | =>70 |  | 4000 | 5420 |  |  |  | L90 (10k) > 63800 |  | 88.9 |  |  | 9 | Asymmetric Wide Clear | 25 °C | 3.65% | Standard / no-built in accessory | Phased-out | [15 empty] | dimmable
93011878 | NA/1/AWC/39/30/D/ST/C2/N/1/60 | image | datasheet | deeplink | TUNGSRAM - Navona - 3110lm - 36W - 3000K - 70CRI - 93011878[SKU] - Post mounted. 1 arm. 60 mm coupler | 11.1 | Post mounted. 1 arm. 60 mm coupler | LED | 1 | 36 | YES |  |  | IK08 | Class II |  |  |  | CE & ENEC. EAC | [6 empty] | 66 | 3000 | 542 x 500 x 589 mm |  | 220-240 V | Max 50°C | 5 years | A+ |  |  | =>70 |  | 3000 | 3110 |  |  |  | L90 (10k) > 63800 |  | 79.7 |  |  | 9 | Asymmetric Wide Clear | 25 °C | 3.65% | Standard / no-built in accessory | Phased-out | [15 empty] | dimmable
93011927 | NA/1/AWC/39/40/S/ST/C1/N/1/60 | image | datasheet | deeplink | TUNGSRAM - Navona - 3490lm - 39W - 4000K - 39CRI - 93011927[SKU] - Post mounted. 1 arm. 60 mm coupler | 11.1 | Post mounted. 1 arm. 60 mm coupler | LED | 1 | 39 | YES |  |  | IK08 | Class I |  |  |  | CE & ENEC. EAC | [6 empty] | 66 | 4000 | 542 x 500 x 589 mm |  | 220-240 V | Max 50°C | 5 years | A+ |  |  | =>70 |  | 4000 | 3490 |  |  |  | L90 (10k) > 63800 |  | 89.5 |  |  | 9 | Asymmetric Wide Clear | 25 °C | 2.35% | Standard / no-built in accessory | Phased-out | [15 empty] | dimmable
93011924 | NA/1/AWC/32/40/D/ST/C1/N/1/60 | image | datasheet | deeplink | TUNGSRAM - Navona - 2870lm - 31W - 4000K - 70CRI - 93011924[SKU] - Post mounted. 1 arm. 60 mm coupler | 11.1 | Post mounted. 1 arm. 60 mm coupler | LED | 1 | 31 | YES |  |  | IK08 | Class I |  |  |  | CE & ENEC. EAC | [6 empty] | 66 | 4000 | 542 x 500 x 589 mm |  | 220-240 V | Max 50°C | 5 years | A+ |  |  | =>70 |  | 4000 | 2870 |  |  |  | L90 (10k) > 63800 |  | 92.6 |  |  | 9 | Asymmetric Wide Clear | 25 °C | 4.11% | Standard / no-built in accessory | Phased-out | [15 empty] | dimmable
93011889 | NA/1/ANC/72/40/D/ST/C1/N/1/60 | image | datasheet | deeplink | TUNGSRAM - Navona - 5620lm - 71W - 4000K - 70CRI - 93011889[SKU] - Post mounted. 1 arm. 60 mm coupler | 11.1 | Post mounted. 1 arm. 60 mm coupler | LED | 1 | 71 | YES |  |  | IK08 | Class I |  |  |  | CE & ENEC. EAC | [6 empty] | 66 | 4000 | 542 x 500 x 589 mm |  | 220-240 V | Max 50°C | 5 years | A+ |  |  | =>70 |  | 4000 | 5620 |  |  |  | L90 (10k) > 63800 |  | 79.2 |  |  | 9 | Asymmetric Narrow Clear | 25 °C | 3.65% | Standard / no-built in accessory | Phased-out | [15 empty] | dimmable
93011887 | NA/1/AWD/72/40/D/ST/C2/N/1/60 | image | datasheet | deeplink | TUNGSRAM - Navona - 4980lm - 71W - 4000K - 70CRI - 93011887[SKU] - Post mounted. 1 arm. 60 mm coupler | 11.1 | Post mounted. 1 arm. 60 mm coupler | LED | 1 | 71 | YES |  |  | IK08 | Class II |  |  |  | CE & ENEC. EAC | [6 empty] | 66 | 4000 | 542 x 500 x 589 mm |  | 220-240 V | Max 50°C | 5 years | A |  |  | =>70 |  | 4000 | 4980 |  |  |  | L90 (10k) > 63800 |  | 70.1 |  |  | 9 | Asymmetric Wide Diffuser | 25 °C | 3.65% | Standard / no-built in accessory | Phased-out | [15 empty] | dimmable
93011882 | NA/1/AFC/72/40/D/ST/C1/N/1/60 | image | datasheet | deeplink | TUNGSRAM - Navona - 4670lm - 71W - 4000K - 70CRI - 93011882[SKU] - Post mounted. 1 arm. 60 mm coupler | 11.1 | Post mounted. 1 arm. 60 mm coupler | LED | 1 | 71 | YES |  |  | IK08 | Class I |  |  |  | CE & ENEC. EAC | [6 empty] | 66 | 4000 | 542 x 500 x 589 mm |  | 220-240 V | Max 50°C | 5 years | A |  |  | =>70 |  | 4000 | 4670 |  |  |  | L90 (10k) > 63800 |  | 65.8 |  |  | 9 | Asymmetric Forward Clear | 25 °C | 3.65% | Standard / no-built in accessory | Phased-out | [15 empty] | dimmable
93011876 | NA/1/AWD/16/30/D/ST/C1/N/1/60 | image | datasheet | deeplink | TUNGSRAM - Navona - 990lm - 16W - 3000K - 70CRI - 93011876[SKU] - Post mounted. 1 arm. 60 mm coupler | 11.1 | Post mounted. 1 arm. 60 mm coupler | LED | 1 | 16 | YES |  |  | IK08 | Class I |  |  |  | CE & ENEC. EAC | [6 empty] | 66 | 3000 | 542 x 500 x 589 mm |  | 220-240 V | Max 50°C | 5 years | A |  |  | =>70 |  | 3000 | 990 |  |  |  | L90 (10k) > 63800 |  | 61.9 |  |  | 9 | Asymmetric Wide Diffuser | 25 °C | 13.22% | Standard / no-built in accessory | Phased-out | [15 empty] | dimmable
93011409 | NA/1/SWC/39/40/S/SP/C2/N/2/48 | image | datasheet | deeplink | TUNGSRAM - Navona - 3330lm - 39W - 4000K - 70CRI - 93011409[SKU] - Post mounted. 2 arm. 48 mm coupler | 11.1 | Post mounted. 2 arm. 48 mm coupler |  | 1 | 39 | YES |  |  | IK08 | Class II |  |  |  | CE & ENEC. EAC | [6 empty] | 66 | 4000 | 543 x 500 x 594 mm |  | 220-240 V | Max 50°C | 5 years | A+ |  |  | =>70 |  | 4000 | 3330 |  |  |  | L90 (10k) > 63800 |  | 85.4 |  |  | 9 | Symmetric Wide Clear | 25 °C | 2.35% | 6 kV surge voltage protection | Phased-out | [15 empty] | dimmable

## URLs
https://catalog.tungsram.com/files/sheet/mvr-elliptical-clear_93104703_mvr1000-u-tu.pdf
https://catalog.tungsram.com/files/sheet/mvr-elliptical-clear_93104646_mvr1000-u-bt37-tu.pdf
https://catalog.tungsram.com/files/sheet/led-smart-a60_93122645_led-smart-a60-dim-8-8w-830-e27-tu.pdf
https://catalog.tungsram.com/files/sheet/led-smart-a60_93122644_led-smart-a60-rgb-8-8w-830-865-e27-tu.pdf
https://catalog.tungsram.com/files/sheet/led-t8-value-glass_93120636_ledt8-vg-1-8m-24w-865-220-240v-1-10-tuds.pdf
https://catalog.tungsram.com/files/sheet/led-t8-value-glass_93120635_ledt8-vg-1-8m-24w-840-220-240v-1-10-tuds.pdf
https://catalog.tungsram.com/files/sheet/led-t8-value-glass_93120634_ledt8-vg-1-8m-24w-830-220-240v-1-10-tuds.pdf
https://catalog.tungsram.com/files/sheet/led-t8-value-glass_93120633_ledt8-vg-1-5m-24w-865-220-240v-1-10-tuds.pdf
https://catalog.tungsram.com/files/sheet/led-t8-value-glass_93120632_ledt8-vg-1-5m-24w-840-220-240v-1-10-tuds.pdf
https://catalog.tungsram.com/files/sheet/led-t8-value-glass_93120631_ledt8-vg-1-5m-24w-830-220-240v-1-10-tuds.pdf
https://catalog.tungsram.com/files/sheet/led-t8-value-glass_93120630_ledt8-vg-1-2m-17w-865-220-240v-1-15-tuds.pdf
https://catalog.tungsram.com/files/sheet/led-t8-value-glass_93120629_ledt8-vg-1-2m-17w-840-220-240v-1-15-tuds.pdf
https://catalog.tungsram.com/files/sheet/led-t8-value-glass_93120628_ledt8-vg-1-2m-17w-830-220-240v-1-15-tuds.pdf
https://catalog.tungsram.com/files/sheet/led-t8-value-glass_93120627_ledt8-vg-1-2m-14w-865-220-240v-1-15-tuds.pdf
https://catalog.tungsram.com/files/sheet/led-t8-value-glass_93120626_ledt8-vg-1-2m-14w-840-220-240v-1-15-tuds.pdf
https://catalog.tungsram.com/files/sheet/led-t8-value-glass_93120625_ledt8-vg-1-2m-14w-830-220-240v-1-15-tuds.pdf
https://catalog.tungsram.com/files/sheet/led-t8-value-glass_93120624_ledt8-vg-0-6m-8w-865-220-240v-1-15-tuds.pdf
https://catalog.tungsram.com/files/sheet/led-t8-value-glass_93120623_ledt8-vg-0-6m-8w-840-220-240v-1-15-tuds.pdf
https://catalog.tungsram.com/files/sheet/led-t8-value-glass_93120622_ledt8-vg-0-6m-8w-830-220-240v-1-15-tuds.pdf
https://catalog.tungsram.com/files/sheet/led-t8-value-glass_93120621_ledt8-vg-1-8m-24w-865-220-240v-1-10-tu.pdf
https://catalog.tungsram.com/files/sheet/led-t8-value-glass_93120620_ledt8-vg-1-8m-24w-840-220-240v-1-10-tu.pdf
https://catalog.tungsram.com/files/sheet/led-t8-value-glass_93120619_ledt8-vg-1-8m-24w-830-220-240v-1-10-tu.pdf
https://catalog.tungsram.com/files/sheet/led-t8-value-glass_93120618_ledt8-vg-1-5m-24w-865-220-240v-1-10-tu.pdf
https://catalog.tungsram.com/files/sheet/led-t8-value-glass_93120617_ledt8-vg-1-5m-24w-840-220-240v-1-10-tu.pdf
https://catalog.tungsram.com/files/sheet/led-t8-value-glass_93120616_ledt8-vg-1-5m-24w-830-220-240v-1-10-tu.pdf
https://catalog.tungsram.com/files/sheet/led-t8-value-glass_93120615_ledt8-vg-1-2m-17w-865-220-240v-1-15-tu.pdf
https://catalog.tungsram.com/files/sheet/led-t8-value-glass_93120614_ledt8-vg-1-2m-17w-840-220-240v-1-15-tu.pdf
https://catalog.tungsram.com/files/sheet/led-t8-value-glass_93120613_ledt8-vg-1-2m-17w-830-220-240v-1-15-tu.pdf
https://catalog.tungsram.com/files/sheet/led-t8-value-glass_93120612_ledt8-vg-1-2m-14w-865-220-240v-1-15-tu.pdf
https://catalog.tungsram.com/files/sheet/led-t8-value-glass_93120611_ledt8-vg-1-2m-14w-840-220-240v-1-15-tu.pdf
https://catalog.tungsram.com/files/sheet/led-t8-value-glass_93120610_ledt8-vg-1-2m-14w-830-220-240v-1-15-tu.pdf
https://catalog.tungsram.com/files/sheet/led-t8-value-glass_93120609_ledt8-vg-0-6m-8w-865-220-240v-1-15-tu.pdf
https://catalog.tungsram.com/files/sheet/led-t8-value-glass_93120608_ledt8-vg-0-6m-8w-840-220-240v-1-15-tu.pdf
https://catalog.tungsram.com/files/sheet/led-t8-value-glass_93120607_ledt8-vg-0-6m-8w-830-220-240v-1-15-tu.pdf
https://catalog.tungsram.com/files/sheet/led-t8-15k-hrs-strart-glass-without-starter-saudi-arabia_93117126_led-t8-sg-1-5m-20w-865-220-240v-tu-sa.pdf
https://catalog.tungsram.com/files/sheet/led-t8-15k-hrs-strart-glass-without-starter-saudi-arabia_93117125_led-t8-sg-1-5m-20w-840-220-240v-tu-sa.pdf
https://catalog.tungsram.com/files/sheet/led-t8-15k-hrs-strart-glass-without-starter-saudi-arabia_93117124_led-t8-sg-1-5m-20w-830-220-240v-tu-sa.pdf
https://catalog.tungsram.com/files/sheet/led-t8-15k-hrs-strart-glass-without-starter-saudi-arabia_93117123_led-t8-sg-1-2m-16w-865-220-240v-tu-sa.pdf
https://catalog.tungsram.com/files/sheet/led-t8-15k-hrs-strart-glass-without-starter-saudi-arabia_93117122_led-t8-sg-1-2m-16w-840-220-240v-tu-sa.pdf
https://catalog.tungsram.com/files/sheet/led-t8-15k-hrs-strart-glass-without-starter-saudi-arabia_93117121_led-t8-sg-1-2m-16w-830-220-240v-tu-sa.pdf
https://catalog.tungsram.com/files/sheet/led-t8-15k-hrs-strart-glass-without-starter-saudi-arabia_93117120_led-t8-sg-0-6m-8w-865-220-240v-tu-sa.pdf
https://catalog.tungsram.com/files/sheet/led-t8-15k-hrs-strart-glass-without-starter-saudi-arabia_93117119_led-t8-sg-0-6m-8w-840-220-240v-tu-sa.pdf
https://catalog.tungsram.com/files/sheet/led-t8-15k-hrs-strart-glass-without-starter-saudi-arabia_93117118_led-t8-sg-0-6m-8w-830-220-240v-tu-sa.pdf
https://catalog.tungsram.com/files/sheet/led-t8-value-glass-saudi-arabia_93117541_led-t8-vg-1-5m-24w-865-100-240v-tu-sa.pdf
https://catalog.tungsram.com/files/sheet/led-t8-value-glass-saudi-arabia_93117540_led-t8-vg-1-5m-24w-840-100-240v-tu-sa.pdf
https://catalog.tungsram.com/files/sheet/led-t8-value-glass-saudi-arabia_93117539_led-t8-vg-1-5m-24w-830-100-240v-tu-sa.pdf
https://catalog.tungsram.com/files/sheet/led-t8-value-glass-saudi-arabia_93117400_led-t8-vg-1-2m-17w-840-100-240v-tu-sa.pdf
https://catalog.tungsram.com/files/sheet/led-t8-value-glass-saudi-arabia_93117399_led-t8-vg-1-2m-14w-840-100-240v-tu-sa.pdf
https://catalog.tungsram.com/files/sheet/led-t8-value-glass-saudi-arabia_93117398_led-t8-vg-0-6m-8w-840-100-240v-tu-sa.pdf
https://catalog.tungsram.com/files/sheet/led-t8-value-glass-saudi-arabia_93117117_led-t8-vg-1-2m-17w-830-100-240v-tu-sa.pdf
https://catalog.tungsram.com/files/sheet/led-t8-value-glass-saudi-arabia_93117115_led-t8-vg-0-6m-8w-830-100-240v-tu-sa.pdf
https://catalog.tungsram.com/files/sheet/led-t8-value-glass-saudi-arabia_93116785_led-t8-vg-1-2m-17w-865-100-240v-tu-sa.pdf
https://catalog.tungsram.com/files/sheet/led-t8-value-glass-saudi-arabia_93116783_led-t8-vg-1-2m-14w-865-100-240v-tu-sa.pdf
https://catalog.tungsram.com/files/sheet/led-t8-value-glass-saudi-arabia_93116782_led-t8-vg-0-6m-8w-865-100-240v-tu-sa.pdf
https://catalog.tungsram.com/files/sheet/led-t8-15k-hrs-strart-glass-without-starter-non-ce_93118604_led-t8-sg-1-2m-20w-865-220-240v-1-25tuds.pdf
https://catalog.tungsram.com/files/sheet/led-t8-15k-hrs-strart-glass-without-starter-non-ce_93118603_led-t8-sg-1-2m-20w-840-220-240v-1-25tuds.pdf
https://catalog.tungsram.com/files/sheet/led-t8-15k-hrs-strart-glass-without-starter-non-ce_93118602_led-t8-sg-1-2m-20w-830-220-240v-1-25tuds.pdf
https://catalog.tungsram.com/files/sheet/led-t8-15k-hrs-strart-glass-without-starter-non-ce_93118601_led-t8-sg-0-6m-10w-865-220-240v-1-25-tuds.pdf
https://catalog.tungsram.com/files/sheet/led-t8-15k-hrs-strart-glass-without-starter-non-ce_93118600_led-t8-sg-0-6m-10w-840-220-240v-1-25-tuds.pdf
https://catalog.tungsram.com/files/sheet/led-t8-15k-hrs-strart-glass-without-starter-non-ce_93118599_led-t8-sg-0-6m-10w-830-220-240v-1-25-tuds.pdf
https://catalog.tungsram.com/files/sheet/led-t8-15k-hrs-strart-glass-without-starter-non-ce_93117368_led-t8-sg-1-5m-20w-865-220-240v-1-15tuds.pdf
https://catalog.tungsram.com/files/sheet/led-t8-15k-hrs-strart-glass-without-starter-non-ce_93117365_led-t8-sg-1-2m-16w-865-220-240v-1-15tuds.pdf
https://catalog.tungsram.com/files/sheet/led-t8-15k-hrs-strart-glass-without-starter-non-ce_93117364_led-t8-sg-1-2m-16w-840-220-240v-1-15tuds.pdf
https://catalog.tungsram.com/files/sheet/led-t8-15k-hrs-strart-glass-without-starter-non-ce_93117362_led-t8-sg-0-6m-8w-865-220-240v-1-15-tuds.pdf
https://catalog.tungsram.com/files/sheet/led-t8-value-glass-non-ce_93114785_ledt8-vg-1-5m-24w-865-100-240v-1-10-tuds.pdf
https://catalog.tungsram.com/files/sheet/led-t8-value-glass-non-ce_93114784_ledt8-vg-1-5m-24w-840-100-240v-1-10-tuds.pdf
https://catalog.tungsram.com/files/sheet/led-t8-value-glass-non-ce_93114783_ledt8-vg-1-5m-24w-830-100-240v-1-10-tuds.pdf
https://catalog.tungsram.com/files/sheet/t5-high-output-g5-cap_93121292_ft5-ho-80w-840-tu-bulk40.pdf
https://catalog.tungsram.com/files/sheet/t5-high-output-g5-cap_93121290_ft5-ho-54w-840-tu-bulk40.pdf
https://catalog.tungsram.com/files/sheet/t5-high-output-g5-cap_93121291_ft5-ho-49w-840-tu-bulk40.pdf
https://catalog.tungsram.com/files/sheet/t5-high-output-g5-cap_93121289_ft5-ho-39w-840-tu-bulk40.pdf
https://catalog.tungsram.com/files/sheet/t5-high-output-g5-cap_93121288_ft5-ho-24w-840-tu-bulk40.pdf
https://catalog.tungsram.com/files/sheet/t5-high-output-g5-cap_93121287_ft5-ho-80w-840-tu-sl1-30.pdf
https://catalog.tungsram.com/files/sheet/t5-high-output-g5-cap_93121286_ft5-ho-80w-830-tu-sl1-30.pdf
https://catalog.tungsram.com/files/sheet/t5-high-output-g5-cap_93121282_ft5-ho-54w-865-tu-sl1-30.pdf
https://catalog.tungsram.com/files/sheet/t5-high-output-g5-cap_93121281_ft5-ho-54w-840-tu-sl1-30.pdf
https://catalog.tungsram.com/files/sheet/t5-high-output-g5-cap_93121280_ft5-ho-54w-830-tu-sl1-30.pdf
https://catalog.tungsram.com/files/sheet/t5-high-output-g5-cap_93121285_ft5-ho-49w-865-tu-sl1-30.pdf
https://catalog.tungsram.com/files/sheet/t5-high-output-g5-cap_93121284_ft5-ho-49w-840-tu-sl1-30.pdf
https://catalog.tungsram.com/files/sheet/t5-high-output-g5-cap_93121283_ft5-ho-49w-830-tu-sl1-30.pdf
https://catalog.tungsram.com/files/sheet/t5-high-output-g5-cap_93121279_ft5-ho-39w-840-tu-sl1-30.pdf
https://catalog.tungsram.com/files/sheet/t5-high-output-g5-cap_93121278_ft5-ho-39w-830-tu-sl1-30.pdf
https://catalog.tungsram.com/files/sheet/t5-high-output-g5-cap_93121277_ft5-ho-24w-865-tu-sl1-30.pdf
https://catalog.tungsram.com/files/sheet/t5-high-output-g5-cap_93121276_ft5-ho-24w-840-tu-sl1-30.pdf
https://catalog.tungsram.com/files/sheet/t5-high-output-g5-cap_93121275_ft5-ho-24w-830-tu-sl1-30.pdf
https://catalog.tungsram.com/files/sheet/t5-high-efficiency-g5-cap_93121274_ft5-he-35w-840-tu-bulk40.pdf
https://catalog.tungsram.com/files/sheet/t5-high-efficiency-g5-cap_93121273_ft5-he-28w-840-tu-bulk40.pdf
https://catalog.tungsram.com/files/sheet/t5-high-efficiency-g5-cap_93121272_ft5-he-28w-830-tu-bulk40.pdf
https://catalog.tungsram.com/files/sheet/t5-high-efficiency-g5-cap_93121271_ft5-he-21w-840-tu-bulk40.pdf
https://catalog.tungsram.com/files/sheet/t5-high-efficiency-g5-cap_93121270_ft5-he-14w-840-tu-bulk40.pdf
https://catalog.tungsram.com/files/sheet/t5-high-efficiency-g5-cap_93121269_ft5-he-14w-830-tu-bulk40.pdf
https://catalog.tungsram.com/files/sheet/t5-high-efficiency-g5-cap_93121268_ft5-he-35w-865-tu-sl1-30.pdf
https://catalog.tungsram.com/files/sheet/t5-high-efficiency-g5-cap_93121267_ft5-he-35w-840-tu-sl1-30.pdf
https://catalog.tungsram.com/files/sheet/t5-high-efficiency-g5-cap_93121266_ft5-he-35w-830-tu-sl1-30.pdf
https://catalog.tungsram.com/files/sheet/t5-high-efficiency-g5-cap_93121265_ft5-he-28w-865-tu-sl1-30.pdf
https://catalog.tungsram.com/files/sheet/t5-high-efficiency-g5-cap_93121264_ft5-he-28w-840-tu-sl1-30.pdf
https://catalog.tungsram.com/files/sheet/t5-high-efficiency-g5-cap_93121263_ft5-he-28w-830-tu-sl1-30.pdf
https://catalog.tungsram.com/files/sheet/t5-high-efficiency-g5-cap_93121262_ft5-he-21w-865-tu-sl1-30.pdf
https://catalog.tungsram.com/files/sheet/t5-high-efficiency-g5-cap_93121261_ft5-he-21w-840-tu-sl1-30.pdf
https://catalog.tungsram.com/files/sheet/t5-high-efficiency-g5-cap_93121260_ft5-he-21w-830-tu-sl1-30.pdf
https://catalog.tungsram.com/files/sheet/t5-high-efficiency-g5-cap_93121259_ft5-he-14w-865-tu-sl1-30.pdf
https://catalog.tungsram.com/files/sheet/t5-high-efficiency-g5-cap_93121258_ft5-he-14w-840-tu-sl1-30.pdf
https://catalog.tungsram.com/files/sheet/t5-high-efficiency-g5-cap_93121257_ft5-he-14w-830-tu-sl1-30.pdf
https://catalog.tungsram.com/files/sheet/mvr-elliptical-clear_93104670_mvr1500-u-sports-tu.pdf
https://catalog.tungsram.com/files/sheet/led-stik-dimmable-g2_93104348_led-dimstik-14-100-865-e27-tu.pdf
https://catalog.tungsram.com/files/sheet/led-stik-dimmable-g2_93104214_led-dimstik-14-100-840-e27-tu.pdf
https://catalog.tungsram.com/files/sheet/led-stik-dimmable-g2_93104210_led-dimstik-14-100-830-e27-tu.pdf
https://catalog.tungsram.com/files/sheet/led-stik-dimmable-g2_93104346_led-dimstik-14-100-865-b22-tu.pdf
https://catalog.tungsram.com/files/sheet/led-stik-dimmable-g2_93104212_led-dimstik-14-100-840-b22-tu.pdf
https://catalog.tungsram.com/files/sheet/led-stik-dimmable-g2_93104208_led-dimstik-14-100-830-b22-tu.pdf
https://catalog.tungsram.com/files/sheet/led-stik-dimmable-g2_93119949_led-dimstik-9-60-865-b22.pdf
https://catalog.tungsram.com/files/sheet/led-stik-dimmable-g2_93119947_led-dimstik-9-60-840-b22.pdf
https://catalog.tungsram.com/files/sheet/led-stik-dimmable-g2_93119950_led-dimstik-9-60-865-e27.pdf
https://catalog.tungsram.com/files/sheet/led-stik-dimmable-g2_93119948_led-dimstik-9-60-840-e27.pdf
https://catalog.tungsram.com/files/sheet/led-stik-dimmable-g2_93119946_led-dimstik-9-60-830-e27.pdf
https://catalog.tungsram.com/files/sheet/led-stik-dimmable-g2_93119915_led-dimstik-9-60-830-b22.pdf
https://catalog.tungsram.com/files/sheet/led-high-lumen-g2_93121648_led-highlumen-t120-34w-865-e27-tu.pdf
https://catalog.tungsram.com/files/sheet/led-high-lumen-g2_93121647_led-highlumen-t120-34w-830-e27-tu.pdf
https://catalog.tungsram.com/files/sheet/led-high-lumen-g2_93121646_led-highlumen-t100-26w-865-e27-tu.pdf
https://catalog.tungsram.com/files/sheet/led-high-lumen-g2_93121645_led-highlumen-t100-26w-830-e27-tu.pdf
https://catalog.tungsram.com/files/sheet/led-high-lumen-g2_93121644_led-highlumen-t80-18w-865-e27-tu.pdf
https://catalog.tungsram.com/files/sheet/led-high-lumen-g2_93121643_led-highlumen-t80-18w-830-e27-tu.pdf
https://catalog.tungsram.com/files/sheet/led-miniature-lamps_93120767_rp-60870-bl1-led-w16w-12v-6k-ce-tu-micn.pdf
https://catalog.tungsram.com/files/sheet/led-miniature-lamps_93120754_rp-60980-bl1-led-wy5w-12v-ce-tu-micn.pdf
https://catalog.tungsram.com/files/sheet/led-miniature-lamps_93120766_rp-60950-bl1-led-wy21w-12-24v-ce-tu-micn.pdf
https://catalog.tungsram.com/files/sheet/led-miniature-lamps_93120755_rp-60930-bl1-led-py21w-12-24v-ce-tu-micn.pdf
https://catalog.tungsram.com/files/sheet/led-stik-g5_93120114_led8-5-stik-865-220-240v-e27-bx-ds.pdf
https://catalog.tungsram.com/files/sheet/led-stik-g5_93120118_led-8-5-stik-840-220-240v-b22-bx-ds.pdf
https://catalog.tungsram.com/files/sheet/led-stik-g5_93120148_led14-stik-865-220-240v-e27-f-2-10.pdf
https://catalog.tungsram.com/files/sheet/led-stik-g5_93120147_led14-stik-840-220-240v-e27-f-2-10.pdf
https://catalog.tungsram.com/files/sheet/led-stik-g5_93120146_led14-stik-830-220-240v-e27-f-2-10.pdf
https://catalog.tungsram.com/files/sheet/led-stik-g5_93120145_led10-5-stik-865-220-240v-e27-f-2-10.pdf
https://catalog.tungsram.com/files/sheet/led-stik-g5_93120144_led10-5-stik-840-220-240v-e27-f-2-10.pdf
https://catalog.tungsram.com/files/sheet/led-stik-g5_93120143_led10-5-stik-830-220-240v-e27-f-2-10.pdf
https://catalog.tungsram.com/files/sheet/led-stik-g5_93120140_led-8-5-stik-865-220-240v-e27-f-3-15.pdf
https://catalog.tungsram.com/files/sheet/led-stik-g5_93120138_led-8-5-stik-840-220-240-e27-f-3-15.pdf
https://catalog.tungsram.com/files/sheet/led-stik-g5_93120137_led-8-5-stik-830-220-240-e27-f-3-15.pdf
https://catalog.tungsram.com/files/sheet/led-stik-g5_93120139_led-8-5-stik-830-220-240-b22-f-3-15.pdf
https://catalog.tungsram.com/files/sheet/led-stik-g5_93120133_led-5-5-stik-865-220-240v-e27-f-3-15.pdf
https://catalog.tungsram.com/files/sheet/led-stik-g5_93120132_led-5-5-stik-840-220-240v-e27-f-3-15.pdf
https://catalog.tungsram.com/files/sheet/led-stik-g5_93120131_led-5-5-stik-830-220-240v-e27-f-3-15.pdf
https://catalog.tungsram.com/files/sheet/led-stik-g5_93120126_led14-stik-865-220-240v-e27-bx-ds.pdf
https://catalog.tungsram.com/files/sheet/led-stik-g5_93120128_led14-stik-865-220-240v-b22-bx-ds.pdf
https://catalog.tungsram.com/files/sheet/led-stik-g5_93120129_led14-stik-840-220-240v-e27-bx-ds.pdf
https://catalog.tungsram.com/files/sheet/led-stik-g5_93120130_led14-stik-840-220-240v-b22-bx-ds.pdf
https://catalog.tungsram.com/files/sheet/led-stik-g5_93120125_led14-stik-830-220-240v-e27-bx-ds.pdf
https://catalog.tungsram.com/files/sheet/led-stik-g5_93120127_led14-stik-830-220-240v-b22-bx-ds.pdf
https://catalog.tungsram.com/files/sheet/led-stik-g5_93120120_led10-5-stik-865-220-240v-e27-bx-ds.pdf
https://catalog.tungsram.com/files/sheet/led-stik-g5_93120122_led10-5-stik-865-220-240v-b22-bx-ds.pdf
https://catalog.tungsram.com/files/sheet/led-stik-g5_93120123_led10-5-stik-840-220-240v-e27-bx-ds.pdf
https://catalog.tungsram.com/files/sheet/led-stik-g5_93120124_led10-5-stik-840-220-240v-b22-bx-ds.pdf
https://catalog.tungsram.com/files/sheet/led-stik-g5_93120119_led10-5-stik-830-220-240v-e27-bx-ds.pdf
https://catalog.tungsram.com/files/sheet/led-stik-g5_93120121_led10-5-stik-830-220-240v-b22-bx-ds.pdf
https://catalog.tungsram.com/files/sheet/led-stik-g5_93120116_led-8-5-stik-865-220-240v-b22-bx-ds.pdf
https://catalog.tungsram.com/files/sheet/led-stik-g5_93120117_led-8-5-stik-840-220-240v-e27-bx-ds.pdf
https://catalog.tungsram.com/files/sheet/led-stik-g5_93120113_led8-5-stik-830-220-240v-e27-bx-ds.pdf
https://catalog.tungsram.com/files/sheet/led-stik-g5_93120115_led-8-5-stik-830-220-240v-b22-bx-ds.pdf
https://catalog.tungsram.com/files/sheet/led-stik-g5_93120108_led-5-5-stik-865-220-240v-e27-bx-ds.pdf
https://catalog.tungsram.com/files/sheet/led-stik-g5_93120110_led-5-5-stik-865-220-240v-b22-bx-ds.pdf
https://catalog.tungsram.com/files/sheet/led-stik-g5_93120111_led-5-5-stik-840-220-240v-e27-bx-ds.pdf
https://catalog.tungsram.com/files/sheet/led-stik-g5_93120112_led-5-5-stik-840-220-240v-b22-bx-ds.pdf
https://catalog.tungsram.com/files/sheet/led-stik-g5_93120107_led-5-5-stik-830-220-240v-e27-bx-ds.pdf
https://catalog.tungsram.com/files/sheet/led-stik-g5_93120109_led-5-5-stik-830-220-240v-b22-bx-ds.pdf
https://catalog.tungsram.com/files/sheet/led-stik-g5_93120102_led14-stik-865-220-240v-e27-bx.pdf
https://catalog.tungsram.com/files/sheet/led-stik-g5_93120104_led14-stik-865-220-240v-b22-bx.pdf
https://catalog.tungsram.com/files/sheet/led-stik-g5_93120105_led14-stik-840-220-240v-e27-bx.pdf
https://catalog.tungsram.com/files/sheet/led-stik-g5_93120106_led14-stik-840-220-240v-b22-bx.pdf
https://catalog.tungsram.com/files/sheet/led-stik-g5_93120101_led14-stik-830-220-240v-e27-bx.pdf
https://catalog.tungsram.com/files/sheet/led-stik-g5_93120103_led14-stik-830-220-240v-b22-bx.pdf
https://catalog.tungsram.com/files/sheet/led-stik-g5_93120096_led10-5-stik-865-220-240v-e27-bx.pdf
https://catalog.tungsram.com/files/sheet/led-stik-g5_93120098_led10-5-stik-865-220-240v-b22-bx.pdf
https://catalog.tungsram.com/files/sheet/led-stik-g5_93120099_led10-5-stik-840-220-240v-e27-bx.pdf
https://catalog.tungsram.com/files/sheet/led-stik-g5_93120100_led10-5-stik-840-220-240v-b22-bx.pdf
https://catalog.tungsram.com/files/sheet/led-stik-g5_93120095_led10-5-stik-830-220-240v-e27-bx.pdf
https://catalog.tungsram.com/files/sheet/led-stik-g5_93120097_led10-5-stik-830-220-240v-b22-bx.pdf
https://catalog.tungsram.com/files/sheet/led-stik-g5_93120090_led-8-5-stik-865-220-240v-e27-bx.pdf
https://catalog.tungsram.com/files/sheet/led-stik-g5_93120092_led-8-5-stik-865-220-240v-b22-bx.pdf
https://catalog.tungsram.com/files/sheet/led-stik-g5_93120093_led-8-5-stik-840-220-240v-e27-bx.pdf
https://catalog.tungsram.com/files/sheet/led-stik-g5_93120094_led-8-5-stik-840-220-240v-b22-bx.pdf
https://catalog.tungsram.com/files/sheet/led-stik-g5_93120089_led-8-5-stik-830-220-240v-e27-bx.pdf
https://catalog.tungsram.com/files/sheet/led-stik-g5_93120091_led-8-5-stik-830-220-240v-b22-bx.pdf
https://catalog.tungsram.com/files/sheet/led-stik-g5_93120088_led-5-5-stik-865-220-240v-e27-bx.pdf
https://catalog.tungsram.com/files/sheet/led-stik-g5_93120087_led-5-5-stik-865-220-240v-b22-bx.pdf
https://catalog.tungsram.com/files/sheet/led-stik-g5_93120086_led-5-5-stik-840-220-240v-e27-bx.pdf
https://catalog.tungsram.com/files/sheet/led-stik-g5_93120085_led-5-5-stik-840-220-240v-b22-bx.pdf
https://catalog.tungsram.com/files/sheet/led-stik-g5_93120084_led-5-5-stik-830-220-240v-e27-bx.pdf
https://catalog.tungsram.com/files/sheet/led-stik-g5_93120083_led-5-5-stik-830-220-240v-b22-bx.pdf
https://catalog.tungsram.com/files/sheet/led-value-snowcone_93120820_led-value-a60-4-9w-840-b22-tu.pdf
https://catalog.tungsram.com/files/sheet/led-value-snowcone_93120825_led-value-a60-8-8w-827-e27-tu-2bx.pdf
https://catalog.tungsram.com/files/sheet/led-value-snowcone_93120824_led-value-a60-8-8w-827-b22-tu-2bx.pdf
https://catalog.tungsram.com/files/sheet/led-value-snowcone_93120823_led-value-a60-8-8w-840-e27-tu.pdf
https://catalog.tungsram.com/files/sheet/led-value-snowcone_93120822_led-value-a60-8-8w-840-b22-tu.pdf
https://catalog.tungsram.com/files/sheet/led-value-snowcone_93120821_led-value-a60-4-9w-840-e27-tu.pdf
https://catalog.tungsram.com/files/sheet/led-value-snowcone_93120819_led-value-a60-13-2w-840-e27-tu.pdf
https://catalog.tungsram.com/files/sheet/led-value-snowcone_93120818_led-value-a60-13-2w-840-b22-tu.pdf
https://catalog.tungsram.com/files/sheet/led-value-snowcone_93120817_led-value-a60-9-6w-840-e27-tu.pdf
https://catalog.tungsram.com/files/sheet/led-value-snowcone_93120816_led-value-a60-9-6w-840-b22-tu.pdf
https://catalog.tungsram.com/files/sheet/led-value-snowcone_93120815_led-value-a60-13-2w-865-e27-tu.pdf
https://catalog.tungsram.com/files/sheet/led-value-snowcone_93120814_led-value-a60-13-2w-827-e27-tu.pdf
https://catalog.tungsram.com/files/sheet/led-value-snowcone_93120813_led-value-a60-9-6w-865-e27-tu.pdf
https://catalog.tungsram.com/files/sheet/led-value-snowcone_93120812_led-value-a60-9-6w-827-e27-tu.pdf
https://catalog.tungsram.com/files/sheet/led-value-snowcone_93120811_led-value-a60-8-8w-865-e27-tu.pdf
https://catalog.tungsram.com/files/sheet/led-value-snowcone_93120810_led-value-a60-8-8w-827-e27-tu.pdf
https://catalog.tungsram.com/files/sheet/led-value-snowcone_93120809_led-value-a60-4-9w-865-e27-tu.pdf
https://catalog.tungsram.com/files/sheet/led-value-snowcone_93120808_led-value-a60-4-9w-827-e27-tu.pdf
https://catalog.tungsram.com/files/sheet/led-value-snowcone_93120807_led-value-a60-13-2w-865-b22-tu.pdf
https://catalog.tungsram.com/files/sheet/led-value-snowcone_93120806_led-value-a60-13-2w-827-b22-tu.pdf
https://catalog.tungsram.com/files/sheet/led-value-snowcone_93120805_led-value-a60-9-6w-865-b22-tu.pdf
https://catalog.tungsram.com/files/sheet/led-value-snowcone_93120804_led-value-a60-9-6w-827-b22-tu.pdf
https://catalog.tungsram.com/files/sheet/led-value-snowcone_93120803_led-value-a60-8-8w-865-b22-tu.pdf
https://catalog.tungsram.com/files/sheet/led-value-snowcone_93120802_led-value-a60-8-8w-827-b22-tu.pdf
https://catalog.tungsram.com/files/sheet/led-value-snowcone_93120801_led-value-a60-4-9w-865-b22-tu.pdf
https://catalog.tungsram.com/files/sheet/led-value-snowcone_93120800_led-value-a60-4-9w-827-b22-tu.pdf
https://catalog.tungsram.com/files/sheet/led-value-snowcone_93120799_led-value-a60-8-8w-840-e27-tu-ds.pdf
https://catalog.tungsram.com/files/sheet/led-value-snowcone_93120798_led-value-a60-8-8w-840-b22-tu-ds.pdf
https://catalog.tungsram.com/files/sheet/led-value-snowcone_93120797_led-value-a60-4-9w-840-e27-tu-ds.pdf
https://catalog.tungsram.com/files/sheet/led-value-snowcone_93120820_led-value-a60-4-9w-840-b22-tu-ds.pdf
https://catalog.tungsram.com/files/sheet/led-value-snowcone_93120795_led-value-a60-13-2w-840-e27-tu-ds.pdf
https://catalog.tungsram.com/files/sheet/led-value-snowcone_93120794_led-value-a60-13-2w-840-b22-tu-ds.pdf
https://catalog.tungsram.com/files/sheet/led-value-snowcone_93120793_led-value-a60-9-6w-840-e27-tu-ds.pdf
https://catalog.tungsram.com/files/sheet/led-value-snowcone_93120792_led-value-a60-9-6w-840-b22-tu-ds.pdf
https://catalog.tungsram.com/files/sheet/led-value-snowcone_93120791_led-value-a60-13-2w-865-e27-tu-ds.pdf
https://catalog.tungsram.com/files/sheet/led-value-snowcone_93120790_led-value-a60-13-2w-827-e27-tu-ds.pdf
https://catalog.tungsram.com/files/sheet/led-value-snowcone_93120789_led-value-a60-9-6w-865-e27-tu-ds.pdf
https://catalog.tungsram.com/files/sheet/led-value-snowcone_93120788_led-value-a60-9-6w-827-e27-tu-ds.pdf
https://catalog.tungsram.com/files/sheet/led-value-snowcone_93120787_led-value-a60-8-8w-865-e27-tu-ds.pdf
https://catalog.tungsram.com/files/sheet/led-value-snowcone_93120786_led-value-a60-8-8w-827-e27-tu-ds.pdf
https://catalog.tungsram.com/files/sheet/led-value-snowcone_93120785_led-value-a60-4-9w-865-e27-tu-ds.pdf
https://catalog.tungsram.com/files/sheet/led-value-snowcone_93120784_led-value-a60-4-9w-827-e27-tu-ds.pdf
https://catalog.tungsram.com/files/sheet/led-value-snowcone_93120783_led-value-a60-13-2w-865-b22-tu-ds.pdf
https://catalog.tungsram.com/files/sheet/led-value-snowcone_93120782_led-value-a60-13-2w-827-b22-tu-ds.pdf
https://catalog.tungsram.com/files/sheet/led-value-snowcone_93120781_led-value-a60-9-6w-865-b22-tu-ds.pdf
https://catalog.tungsram.com/files/sheet/led-value-snowcone_93120780_led-value-a60-9-6w-827-b22-tu-ds.pdf
https://catalog.tungsram.com/files/sheet/led-value-snowcone_93120779_led-value-a60-8-8w-865-b22-tu-ds.pdf
https://catalog.tungsram.com/files/sheet/led-value-snowcone_93120778_led-value-a60-8-8w-827-b22-tu-ds.pdf
https://catalog.tungsram.com/files/sheet/led-value-snowcone_93120777_led-value-a60-4-9w-865-b22-tu-ds.pdf
https://catalog.tungsram.com/files/sheet/led-value-snowcone_93120776_led-value-a60-4-9w-827-b22-tu-ds.pdf
https://catalog.tungsram.com/files/sheet/led-stik-e14_93120447_led-4-9-stik-840-220-240-e14-f-1-15-ds.pdf
https://catalog.tungsram.com/files/sheet/led-stik-e14_93120444_led-4-9-stik-830-220-240-e14-f-1-15.pdf
https://catalog.tungsram.com/files/sheet/led-stik-e14_93120443_led-4-9-stik-865-220-240-e14-f-1-15.pdf
https://catalog.tungsram.com/files/sheet/led-stik-e14_93120442_led-4-9-stik-865-220-240-e14-f-3-15.pdf
https://catalog.tungsram.com/files/sheet/led-stik-e14_93120441_led-4-9-stik-840-220-240-e14-f-1-15.pdf
https://catalog.tungsram.com/files/sheet/led-stik-e14_93120440_led-4-9-stik-840-220-240-e14-f-3-15.pdf
https://catalog.tungsram.com/files/sheet/led-stik-e14_93120439_led-4-9-stik-830-220-240-e14-f-3-15.pdf
https://catalog.tungsram.com/files/sheet/led-stik-e14_93120438_led-4-9-stik-865-220-240-e14-f-1-15-ds.pdf
https://catalog.tungsram.com/files/sheet/led-stik-e14_93120437_led-4-9-stik-830-220-240-e14-f-1-15-ds.pdf
https://catalog.tungsram.com/files/sheet/air-purifer_93120321_uv-air-purifier-cube-e9008.pdf
https://catalog.tungsram.com/files/sheet/megalight-led-gen-ii_93120751_ot-61440-pb2-led12-24v20w-hb3-4-g2tumicn.pdf
https://catalog.tungsram.com/files/sheet/megalight-led-gen-ii_93120750_ot-61430-pb2-led12-24v20w-h8-11-g2tumicn.pdf
https://catalog.tungsram.com/files/sheet/megalight-led-gen-ii_93120749_ot-61400-pb2-led-12-24v-20w-h1-g2tumicn.pdf
https://catalog.tungsram.com/files/sheet/megalight-led-gen-ii_93120753_ot-61420-pb2-led-12-24v-20w-h7-g2tumicn.pdf
https://catalog.tungsram.com/files/sheet/megalight-led-gen-ii_93120752_ot-61410-pb2-led-12-24v-20w-h4-g2tumicn.pdf
https://catalog.tungsram.com/files/sheet/led-r111-high-cri-dimmable_93121037_led-r111-11-7w-86-dim-940-40deg-tu.pdf
https://catalog.tungsram.com/files/sheet/led-r111-high-cri-dimmable_93121036_led-r111-11-7w-86-dim-940-25deg-tu.pdf
https://catalog.tungsram.com/files/sheet/led-r111-high-cri-dimmable_93121005_led-r111-11-7w-86-dim-930-40deg-tu.pdf
https://catalog.tungsram.com/files/sheet/led-r111-high-cri-dimmable_93121004_led-r111-11-7w-86-dim-930-25deg-tu.pdf
https://catalog.tungsram.com/files/sheet/led-r111-high-cri-dimmable_93121003_led-r111-11-7w-86-dim-927-40deg-tu.pdf
https://catalog.tungsram.com/files/sheet/led-r111-high-cri-dimmable_93121002_led-r111-11-7w-86-dim-927-25deg-tu.pdf
https://catalog.tungsram.com/files/sheet/led-t8-value-glass-saudi-arabia_93118919_led-t8-vg-1-2m-14w-865-110-240v-tu-sa.pdf
https://catalog.tungsram.com/files/sheet/led-t8-value-glass-saudi-arabia_93118918_led-t8-vg-1-2m-14w-840-110-240v-tu-sa.pdf
https://catalog.tungsram.com/files/sheet/led-t8-value-glass-saudi-arabia_93118874_led-t8-vg-1-2m-11w-840-110-240v-tu-sa.pdf
https://catalog.tungsram.com/files/sheet/led-t8-value-glass-saudi-arabia_93118873_led-t8-vg-0-6m-7w-865-110-240v-tu-sa.pdf
https://catalog.tungsram.com/files/sheet/led-t8-value-glass-saudi-arabia_93118872_led-t8-vg-0-6m-7w-840-110-240v-tu-sa.pdf
https://catalog.tungsram.com/files/sheet/led-t8-value-glass-saudi-arabia_93118871_led-t8-vg-0-6m-6w-865-110-240v-tu-sa.pdf
https://catalog.tungsram.com/files/sheet/led-t8-value-glass-saudi-arabia_93118870_led-t8-vg-0-6m-6w-840-110-240v-tu-sa.pdf
https://catalog.tungsram.com/files/sheet/led-pygmy_93119719_led1-6-t25-865-100-240v-e14-f-1-10-ds.pdf
https://catalog.tungsram.com/files/sheet/led-pygmy_93119701_led2-1-t25-865-100-240v-e14-f-1-10.pdf
https://catalog.tungsram.com/files/sheet/led-pygmy_93119718_led2-1-t25-827-100-240v-e14-f-2-20-hb-ds.pdf
https://catalog.tungsram.com/files/sheet/led-pygmy_93119702_led2-1-t25-827-100-240v-e14-f-2-20-hb.pdf
https://catalog.tungsram.com/files/sheet/led-pygmy_93119717_led2-1-t25-865-100-240v-e14-f-1-10-ds.pdf
https://catalog.tungsram.com/files/sheet/led-pygmy_93119703_led1-6-t25-865-100-240v-e14-f-1-10.pdf
https://catalog.tungsram.com/files/sheet/led-pygmy_93119716_led1-6-t25-827-100-240v-e14-f-2-20-hb-ds.pdf
https://catalog.tungsram.com/files/sheet/led-pygmy_93119700_led1-6-t25-827-100-240v-e14-f-2-20-hb.pdf
https://catalog.tungsram.com/files/sheet/led-pygmy_93119720_led2-1-t25-865-100-240v-e14-f-oem-ds.pdf
https://catalog.tungsram.com/files/sheet/led-pygmy_93119704_led2-1-t25-865-100-240v-e14-f-oem.pdf
https://catalog.tungsram.com/files/sheet/led-pygmy_93119705_led1-6-t25-865-100-240v-e14-f-oem-ds.pdf
https://catalog.tungsram.com/files/sheet/led-pygmy_93119699_led1-6-t25-865-100-240v-e14-f-oem.pdf
https://catalog.tungsram.com/files/sheet/led-gu10-high-lumen-high-cri_93119556_led-gu10-dim-6-8w-hl-940-60deg-tu-ds.pdf
https://catalog.tungsram.com/files/sheet/led-gu10-high-lumen-high-cri_93119555_led-gu10-dim-6-8w-hl-940-35deg-tu-ds.pdf
https://catalog.tungsram.com/files/sheet/led-gu10-high-lumen-high-cri_93119554_led-gu10-dim-6-8w-hl-940-20deg-tu-ds.pdf
https://catalog.tungsram.com/files/sheet/led-gu10-high-lumen-high-cri_93119553_led-gu10-dim-6-8w-hl-930-60deg-tu-ds.pdf
https://catalog.tungsram.com/files/sheet/led-gu10-high-lumen-high-cri_93119552_led-gu10-dim-6-8w-hl-930-35deg-tu-ds.pdf
https://catalog.tungsram.com/files/sheet/led-gu10-high-lumen-high-cri_93119551_led-gu10-dim-6-8w-hl-930-20deg-tu-ds.pdf
https://catalog.tungsram.com/files/sheet/led-gu10-high-lumen-high-cri_93119550_led-gu10-dim-6-8w-hl-927-60deg-tu-ds.pdf
https://catalog.tungsram.com/files/sheet/led-gu10-high-lumen-high-cri_93119549_led-gu10-dim-6-8w-hl-927-35deg-tu-ds.pdf
https://catalog.tungsram.com/files/sheet/led-gu10-high-lumen-high-cri_93119548_led-gu10-dim-6-8w-hl-927-20deg-tu-ds.pdf
https://catalog.tungsram.com/files/sheet/led-gu10-high-lumen-high-cri_93119547_led-gu10-dim-6-8w-hl-940-60deg-tu.pdf
https://catalog.tungsram.com/files/sheet/led-gu10-high-lumen-high-cri_93119546_led-gu10-dim-6-8w-hl-940-35deg-tu.pdf
https://catalog.tungsram.com/files/sheet/led-gu10-high-lumen-high-cri_93119545_led-gu10-dim-6-8w-hl-940-20deg-tu.pdf
https://catalog.tungsram.com/files/sheet/led-gu10-high-lumen-high-cri_93119544_led-gu10-dim-6-8w-hl-930-60deg-tu.pdf
https://catalog.tungsram.com/files/sheet/led-gu10-high-lumen-high-cri_93119543_led-gu10-dim-6-8w-hl-930-35deg-tu.pdf
https://catalog.tungsram.com/files/sheet/led-gu10-high-lumen-high-cri_93119542_led-gu10-dim-6-8w-hl-930-20deg-tu.pdf
https://catalog.tungsram.com/files/sheet/led-gu10-high-lumen-high-cri_93119541_led-gu10-dim-6-8w-hl-927-60deg-tu.pdf
https://catalog.tungsram.com/files/sheet/led-gu10-high-lumen-high-cri_93119540_led-gu10-dim-6-8w-hl-927-35deg-tu.pdf
https://catalog.tungsram.com/files/sheet/led-gu10-high-lumen-high-cri_93119539_led-gu10-dim-6-8w-hl-927-20deg-tu.pdf
https://catalog.tungsram.com/files/sheet/led-filament-dimmable-spherical_93119813_led-fil-dim-golf-4-2w-840-e27-cl-tu-ds.pdf
https://catalog.tungsram.com/files/sheet/led-filament-dimmable-spherical_93119812_led-fil-dim-golf-4-2w-827-e27-cl-tu-ds.pdf
https://catalog.tungsram.com/files/sheet/led-filament-dimmable-spherical_93119811_led-fil-dim-golf-4-2w-840-e14-cl-tu-ds.pdf
https://catalog.tungsram.com/files/sheet/led-filament-dimmable-spherical_93119810_led-fil-dim-golf-4-2w-827-e14-cl-tu-ds.pdf
https://catalog.tungsram.com/files/sheet/led-filament-dimmable-spherical_93119795_led-fil-dim-golf-4-2w-840-e27-cl-tu.pdf
https://catalog.tungsram.com/files/sheet/led-filament-dimmable-spherical_93119794_led-fil-dim-golf-4-2w-827-e27-cl-tu.pdf
https://catalog.tungsram.com/files/sheet/led-filament-dimmable-spherical_93119793_led-fil-dim-golf-4-2w-840-e14-cl-tu.pdf
https://catalog.tungsram.com/files/sheet/led-filament-dimmable-spherical_93119792_led-fil-dim-golf-4-2w-827-e14-cl-tu.pdf
https://catalog.tungsram.com/files/sheet/led-filament-dimmable-candle_93119809_led-fil-dim-candle-4-2w-840-e27-cl-tu-ds.pdf
https://catalog.tungsram.com/files/sheet/led-filament-dimmable-candle_93119808_led-fil-dim-candle-4-2w-827-e27-cl-tu-ds.pdf
https://catalog.tungsram.com/files/sheet/led-filament-dimmable-candle_93119807_led-fil-dim-candle-4-2w-840-e14-cl-tu-ds.pdf
https://catalog.tungsram.com/files/sheet/led-filament-dimmable-candle_93119806_led-fil-dim-candle-4-2w-827-e14-cl-tu-ds.pdf
https://catalog.tungsram.com/files/sheet/led-filament-dimmable-candle_93119791_led-fil-dim-candle-4-2w-840-e27-cl-tu.pdf
https://catalog.tungsram.com/files/sheet/led-filament-dimmable-candle_93119790_led-fil-dim-candle-4-2w-827-e27-cl-tu.pdf
https://catalog.tungsram.com/files/sheet/led-filament-dimmable-candle_93119789_led-fil-dim-candle-4-2w-840-e14-cl-tu.pdf
https://catalog.tungsram.com/files/sheet/led-filament-dimmable-candle_93119788_led-fil-dim-candle-4-2w-827-e14-cl-tu.pdf
https://catalog.tungsram.com/files/sheet/led-filament-dimmable-st64_93120207_led-fil-dim-st64-8w-827-b22-cl-ds.pdf
https://catalog.tungsram.com/files/sheet/led-filament-dimmable-st64_93120206_led-fil-dim-st64-8w-827-e27-cl-ds.pdf
https://catalog.tungsram.com/files/sheet/led-filament-dimmable-st64_93120197_led-fil-dim-st64-8w-827-b22-cl.pdf
https://catalog.tungsram.com/files/sheet/led-filament-dimmable-st64_93120196_led-fil-dim-st64-8w-827-e27-cl.pdf
https://catalog.tungsram.com/files/sheet/led-filament-dimmable-globe_93120205_led-fil-dim-globe125-10-5w-840-b22-cl-ds.pdf
https://catalog.tungsram.com/files/sheet/led-filament-dimmable-globe_93120204_led-fil-dim-globe125-10-5w-827-b22-cl-ds.pdf
https://catalog.tungsram.com/files/sheet/led-filament-dimmable-globe_93120203_led-fil-dim-globe125-10-5w-840-e27-cl-ds.pdf
https://catalog.tungsram.com/files/sheet/led-filament-dimmable-globe_93120202_led-fil-dim-globe125-10-5w-827-e27-cl-ds.pdf
https://catalog.tungsram.com/files/sheet/led-filament-dimmable-globe_93120201_led-fil-dim-globe95-10-5w-840-b22-cl-ds.pdf
https://catalog.tungsram.com/files/sheet/led-filament-dimmable-globe_93120200_led-fil-dim-globe95-10-5w-827-b22-cl-ds.pdf
https://catalog.tungsram.com/files/sheet/led-filament-dimmable-globe_93120199_led-fil-dim-globe95-10-5w-840-e27-cl-ds.pdf
https://catalog.tungsram.com/files/sheet/led-filament-dimmable-globe_93120198_led-fil-dim-globe95-10-5w-827-e27-cl-ds.pdf
https://catalog.tungsram.com/files/sheet/led-filament-dimmable-globe_93120195_led-fil-dim-globe125-10-5w-840-b22-cl.pdf
https://catalog.tungsram.com/files/sheet/led-filament-dimmable-globe_93120194_led-fil-dim-globe125-10-5w-827-b22-cl.pdf
https://catalog.tungsram.com/files/sheet/led-filament-dimmable-globe_93120193_led-fil-dim-globe125-10-5w-840-e27-cl.pdf
https://catalog.tungsram.com/files/sheet/led-filament-dimmable-globe_93120192_led-fil-dim-globe125-10-5w-827-e27-cl.pdf
https://catalog.tungsram.com/files/sheet/led-filament-dimmable-globe_93120191_led-fil-dim-globe95-10-5w-840-b22-cl.pdf
https://catalog.tungsram.com/files/sheet/led-filament-dimmable-globe_93120190_led-fil-dim-globe95-10-5w-827-b22-cl.pdf
https://catalog.tungsram.com/files/sheet/led-filament-dimmable-globe_93120189_led-fil-dim-globe95-10-5w-840-e27-cl.pdf
https://catalog.tungsram.com/files/sheet/led-filament-dimmable-globe_93120188_led-fil-dim-globe95-10-5w-827-e27-cl.pdf
https://catalog.tungsram.com/files/sheet/megalight-ultra-200_93120596_tu-50440xhu-b2-e1-h4-12v-60-55wp43ttumih.pdf
https://catalog.tungsram.com/files/sheet/megalight-ultra-200_93120535_tu-50440xhu-pb2-e1-h4-12v-60-55w-tu-mih.pdf
https://catalog.tungsram.com/files/sheet/megalight-ultra-200_93120599_tu-58520xhu-b2-e1-h7-12v-55w-px26d-tumih.pdf
https://catalog.tungsram.com/files/sheet/megalight-ultra-200_93120598_tu-58520xhu-pb2-e1-h7-12v-55w-tu-mih.pdf
https://catalog.tungsram.com/files/sheet/automotive-display_93120525_ot-carton-blister-display-empty-tu-mih.pdf
https://catalog.tungsram.com/files/sheet/12v-miniature-standard_93120181_tu-2641a-b10-e1-ry10w-12v-bau15s-tu-mih.pdf
https://catalog.tungsram.com/files/sheet/12v-miniature-standard_93110521_rp-7581-b10-sof-12v-10w-sv-11x35tu-micn.pdf
https://catalog.tungsram.com/files/sheet/12v-miniature-standard_93110520_rp-7564-b10-sof-12v-3w-sv7-8-8x28-tumicn.pdf
https://catalog.tungsram.com/files/sheet/led-hid-passive-cooling_93119620_led-hid-120w-865-e40-pc-1-4-tu-ds.pdf
https://catalog.tungsram.com/files/sheet/led-hid-passive-cooling_93119619_led-hid-120w-840-e40-pc-1-4-tu-ds.pdf
https://catalog.tungsram.com/files/sheet/led-hid-passive-cooling_93119618_led-hid-120w-830-e40-pc-1-4-tu-ds.pdf
https://catalog.tungsram.com/files/sheet/led-hid-passive-cooling_93119647_led-hid-120w-865-e40-pc-1-4-tu.pdf
https://catalog.tungsram.com/files/sheet/led-hid-passive-cooling_93119646_led-hid-120w-840-e40-pc-1-4-tu.pdf
https://catalog.tungsram.com/files/sheet/led-hid-passive-cooling_93119617_led-hid-100w-865-e40-pc-1-4-tu-ds.pdf
https://catalog.tungsram.com/files/sheet/led-hid-passive-cooling_93119616_led-hid-100w-840-e40-pc-1-4-tu-ds.pdf
https://catalog.tungsram.com/files/sheet/led-hid-passive-cooling_93119615_led-hid-100w-830-e40-pc-1-4-tu-ds.pdf
https://catalog.tungsram.com/files/sheet/led-hid-passive-cooling_93119644_led-hid-100w-865-e40-pc-1-4-tu.pdf
https://catalog.tungsram.com/files/sheet/led-hid-passive-cooling_93119643_led-hid-100w-840-e40-pc-1-4-tu.pdf
https://catalog.tungsram.com/files/sheet/led-hid-passive-cooling_93119614_led-hid-80w-865-e40-pc-1-4-tu-ds.pdf
https://catalog.tungsram.com/files/sheet/led-hid-passive-cooling_93119613_led-hid-80w-840-e40-pc-1-4-tu-ds.pdf
https://catalog.tungsram.com/files/sheet/led-hid-passive-cooling_93119612_led-hid-80w-830-e40-pc-1-4-tu-ds.pdf
https://catalog.tungsram.com/files/sheet/led-hid-passive-cooling_93119641_led-hid-80w-865-e40-pc-1-4-tu.pdf
https://catalog.tungsram.com/files/sheet/led-hid-passive-cooling_93119640_led-hid-80w-840-e40-pc-1-4-tu.pdf
https://catalog.tungsram.com/files/sheet/led-hid-passive-cooling_93119611_led-hid-54w-865-e27-pc-1-12-tu-ds.pdf
https://catalog.tungsram.com/files/sheet/led-hid-passive-cooling_93119610_led-hid-54w-840-e27-pc-1-12-tu-ds.pdf
https://catalog.tungsram.com/files/sheet/led-hid-passive-cooling_93119609_led-hid-54w-830-e27-pc-1-12-tu-ds.pdf
https://catalog.tungsram.com/files/sheet/led-hid-passive-cooling_93119638_led-hid-54w-865-e27-pc-1-12-tu.pdf
https://catalog.tungsram.com/files/sheet/led-hid-passive-cooling_93119637_led-hid-54w-840-e27-pc-1-12-tu.pdf
https://catalog.tungsram.com/files/sheet/led-hid-passive-cooling_93119608_led-hid-45w-865-e27-pc-1-12-tu-ds.pdf
https://catalog.tungsram.com/files/sheet/led-hid-passive-cooling_93119607_led-hid-45w-840-e27-pc-1-12-tu-ds.pdf
https://catalog.tungsram.com/files/sheet/led-hid-passive-cooling_93119606_led-hid-45w-830-e27-pc-1-12-tu-ds.pdf
https://catalog.tungsram.com/files/sheet/led-hid-passive-cooling_93119635_led-hid-45w-865-e27-pc-1-12-tu.pdf
https://catalog.tungsram.com/files/sheet/led-hid-passive-cooling_93119634_led-hid-45w-840-e27-pc-1-12-tu.pdf
https://catalog.tungsram.com/files/sheet/led-hid-passive-cooling_93119605_led-hid-36w-865-e27-pc-1-12-tu-ds.pdf
https://catalog.tungsram.com/files/sheet/led-hid-passive-cooling_93119604_led-hid-36w-840-e27-pc-1-12-tu-ds.pdf
https://catalog.tungsram.com/files/sheet/led-hid-passive-cooling_93119603_led-hid-36w-830-e27-pc-1-12-tu-ds.pdf
https://catalog.tungsram.com/files/sheet/led-hid-passive-cooling_93119632_led-hid-36w-865-e27-pc-1-12-tu.pdf
https://catalog.tungsram.com/files/sheet/led-hid-passive-cooling_93119631_led-hid-36w-840-e27-pc-1-12-tu.pdf
https://catalog.tungsram.com/files/sheet/led-hid-passive-cooling_93119602_led-hid-27w-865-e27-pc-1-24-tu-ds.pdf
https://catalog.tungsram.com/files/sheet/led-hid-passive-cooling_93119601_led-hid-27w-840-e27-pc-1-24-tu-ds.pdf
https://catalog.tungsram.com/files/sheet/led-hid-passive-cooling_93119600_led-hid-27w-830-e27-pc-1-24-tu-ds.pdf
https://catalog.tungsram.com/files/sheet/led-hid-passive-cooling_93119629_led-hid-27w-865-e27-pc-1-24-tu.pdf
https://catalog.tungsram.com/files/sheet/led-hid-passive-cooling_93119628_led-hid-27w-840-e27-pc-1-24-tu.pdf
https://catalog.tungsram.com/files/sheet/led-hid-passive-cooling_93119599_led-hid-22w-865-e27-pc-1-24-tu-ds.pdf
https://catalog.tungsram.com/files/sheet/led-hid-passive-cooling_93119598_led-hid-22w-840-e27-pc-1-24-tu-ds.pdf
https://catalog.tungsram.com/files/sheet/led-hid-passive-cooling_93119597_led-hid-22w-830-e27-pc-1-24-tu-ds.pdf
https://catalog.tungsram.com/files/sheet/led-hid-passive-cooling_93119626_led-hid-22w-865-e27-pc-1-24-tu.pdf
https://catalog.tungsram.com/files/sheet/led-hid-passive-cooling_93119625_led-hid-22w-840-e27-pc-1-24-tu.pdf
https://catalog.tungsram.com/files/sheet/led-hid-passive-cooling_93119645_led-hid-120w-830-e40-pc-1-4-tu.pdf
https://catalog.tungsram.com/files/sheet/led-hid-passive-cooling_93119642_led-hid-100w-830-e40-pc-1-4-tu.pdf
https://catalog.tungsram.com/files/sheet/led-hid-passive-cooling_93119639_led-hid-80w-830-e40-pc-1-4-tu.pdf
https://catalog.tungsram.com/files/sheet/led-hid-passive-cooling_93119636_led-hid-54w-830-e27-pc-1-12-tu.pdf
https://catalog.tungsram.com/files/sheet/led-hid-passive-cooling_93119633_led-hid-45w-830-e27-pc-1-12-tu.pdf
https://catalog.tungsram.com/files/sheet/led-hid-passive-cooling_93119630_led-hid-36w-830-e27-pc-1-12-tu.pdf
https://catalog.tungsram.com/files/sheet/led-hid-passive-cooling_93119627_led-hid-27w-830-e27-pc-1-24-tu.pdf
https://catalog.tungsram.com/files/sheet/led-hid-passive-cooling_93119624_led-hid-22w-830-e27-pc-1-24-tu.pdf
https://catalog.tungsram.com/files/sheet/led-hid-passive-cooling_93119535_led-hid-18w-840-e27-pc-1-24-tu-ds.pdf
https://catalog.tungsram.com/files/sheet/led-hid-passive-cooling_93119596_led-hid-18w-865-e27-pc-1-24-tu-ds.pdf
https://catalog.tungsram.com/files/sheet/led-hid-passive-cooling_93119534_led-hid-18w-830-e27-pc-1-24-tu-ds.pdf
https://catalog.tungsram.com/files/sheet/led-hid-passive-cooling_93119623_led-hid-18w-865-e27-pc-1-24-tu.pdf
https://catalog.tungsram.com/files/sheet/led-hid-passive-cooling_93119622_led-hid-18w-840-e27-pc-1-24-tu.pdf
https://catalog.tungsram.com/files/sheet/led-hid-passive-cooling_93119621_led-hid-18w-830-e27-pc-1-24-tu.pdf
https://catalog.tungsram.com/files/sheet/led-filament-dimmable-gls_93119419_led-fil-dim-a66-13w-927-b22-fr-tu-ds.pdf
https://catalog.tungsram.com/files/sheet/led-filament-dimmable-gls_93119418_led-fil-dim-a66-13w-927-e27-fr-tu-ds.pdf
https://catalog.tungsram.com/files/sheet/led-filament-dimmable-gls_93119417_led-fil-dim-a60-13w-927-b22-cl-tu-ds.pdf
https://catalog.tungsram.com/files/sheet/led-filament-dimmable-gls_93119416_led-fil-dim-a60-13w-927-e27-cl-tu-ds.pdf
https://catalog.tungsram.com/files/sheet/led-filament-dimmable-gls_93119403_led-fil-dim-a66-13w-927-b22-fr-tu.pdf
https://catalog.tungsram.com/files/sheet/led-filament-dimmable-gls_93119402_led-fil-dim-a66-13w-927-e27-fr-tu.pdf
https://catalog.tungsram.com/files/sheet/led-filament-dimmable-gls_93119401_led-fil-dim-a60-13w-927-b22-cl-tu.pdf
https://catalog.tungsram.com/files/sheet/led-filament-dimmable-gls_93119400_led-fil-dim-a60-13w-927-e27-cl-tu.pdf
https://catalog.tungsram.com/files/sheet/led-filament-dimmable-gls_93119399_led-fil-dim-a60-10-5w-927-b22-fr-tu.pdf
https://catalog.tungsram.com/files/sheet/led-filament-dimmable-gls_93119398_led-fil-dim-a60-10-5w-927-e27-fr-tu.pdf
https://catalog.tungsram.com/files/sheet/led-filament-dimmable-gls_93119397_led-fil-dim-a60-10-5w-927-b22-cl-tu.pdf
https://catalog.tungsram.com/files/sheet/led-filament-dimmable-gls_93119396_led-fil-dim-a60-10-5w-927-e27-cl-tu.pdf
https://catalog.tungsram.com/files/sheet/led-filament-dimmable-gls_93119415_led-fil-dim-a60-10-5w-927-b22-fr-tu-ds.pdf
https://catalog.tungsram.com/files/sheet/led-filament-dimmable-gls_93119414_led-fil-dim-a60-10-5w-927-e27-fr-tu-ds.pdf
https://catalog.tungsram.com/files/sheet/led-filament-dimmable-gls_93119413_led-fil-dim-a60-10-5w-927-b22-cl-tu-ds.pdf
https://catalog.tungsram.com/files/sheet/led-filament-dimmable-gls_93119412_led-fil-dim-a60-10-5w-927-e27-cl-tu-ds.pdf
https://catalog.tungsram.com/files/sheet/led-filament-dimmable-gls_93119411_led-fil-dim-a60-8w-927-b22-fr-tu-ds.pdf
https://catalog.tungsram.com/files/sheet/led-filament-dimmable-gls_93119410_led-fil-dim-a60-8w-927-e27-fr-tu-ds.pdf
https://catalog.tungsram.com/files/sheet/led-filament-dimmable-gls_93119409_led-fil-dim-a60-8w-927-b22-cl-tu-ds.pdf
https://catalog.tungsram.com/files/sheet/led-filament-dimmable-gls_93119408_led-fil-dim-a60-8w-927-e27-cl-tu-ds.pdf
https://catalog.tungsram.com/files/sheet/led-filament-dimmable-gls_93119385_led-fil-dim-a60-8w-927-b22-fr-tu.pdf
https://catalog.tungsram.com/files/sheet/led-filament-dimmable-gls_93119384_led-fil-dim-a60-8w-927-e27-fr-tu.pdf
https://catalog.tungsram.com/files/sheet/led-filament-dimmable-gls_93119383_led-fil-dim-a60-8w-927-b22-cl-tu.pdf
https://catalog.tungsram.com/files/sheet/led-filament-dimmable-gls_93119382_led-fil-dim-a60-8w-927-e27-cl-tu.pdf
https://catalog.tungsram.com/files/sheet/led-filament-dimmable-gls_93119407_led-fil-dim-a60-4-9w-927-b22-fr-tu-ds.pdf
https://catalog.tungsram.com/files/sheet/led-filament-dimmable-gls_93119406_led-fil-dim-a60-4-9w-927-e27-fr-tu-ds.pdf
https://catalog.tungsram.com/files/sheet/led-filament-dimmable-gls_93119405_led-fil-dim-a60-4-9w-927-b22-cl-tu-ds.pdf
https://catalog.tungsram.com/files/sheet/led-filament-dimmable-gls_93119404_led-fil-dim-a60-4-9w-927-e27-cl-tu-ds.pdf
https://catalog.tungsram.com/files/sheet/led-filament-dimmable-gls_93119381_led-fil-dim-a60-4-9w-927-b22-fr-tu.pdf
https://catalog.tungsram.com/files/sheet/led-filament-dimmable-gls_93119380_led-fil-dim-a60-4-9w-927-e27-fr-tu.pdf
https://catalog.tungsram.com/files/sheet/led-filament-dimmable-gls_93119379_led-fil-dim-a60-4-9w-927-b22-cl-tu.pdf
https://catalog.tungsram.com/files/sheet/led-filament-dimmable-gls_93119378_led-fil-dim-a60-4-9w-927-e27-cl-tu.pdf
https://catalog.tungsram.com/files/sheet/led-gu10-narrow-spot_93118647_led-spot-gu10-5-2w-50-dim-840-10deg-ds.pdf
https://catalog.tungsram.com/files/sheet/led-gu10-narrow-spot_93118646_led-spot-gu10-5-2w-50-dim-827-10deg-ds.pdf
https://catalog.tungsram.com/files/sheet/led-gu10-narrow-spot_93118645_led-spot-gu10-5-2w-50-dim-840-10deg.pdf
https://catalog.tungsram.com/files/sheet/led-gu10-narrow-spot_93118644_led-spot-gu10-5-2w-50-dim-827-10deg.pdf
https://catalog.tungsram.com/files/sheet/par56-swimming-pool_93119197_led-par56-12v-ac-16-5w-865-ip68-90deg-ds.pdf
https://catalog.tungsram.com/files/sheet/par56-swimming-pool_93119196_led-par56-12v-ac-16-5w-830-ip68-90deg-ds.pdf
https://catalog.tungsram.com/files/sheet/par56-swimming-pool_93119175_led-par56-12v-ac-16-5w-865-ip68-90deg.pdf
https://catalog.tungsram.com/files/sheet/par56-swimming-pool_93119174_led-par56-12v-ac-16-5w-830-ip68-90deg.pdf
https://catalog.tungsram.com/files/sheet/tulox-psl-photosynthesis-light-tubular-clear_93104615_lu750w-psl-t-e40-tu.pdf
https://catalog.tungsram.com/files/sheet/tulox-standard-tubular-clear_93104709_lu600-ho-t-e40-gl-tu.pdf
https://catalog.tungsram.com/files/sheet/tulox-standard-tubular-clear_93104710_lu400-ho-t-e40-gl-tu.pdf
https://catalog.tungsram.com/files/sheet/tulox-ho-tubular-clear_93104720_lu70-90-ho-t-e27-tu-mic-ds.pdf
https://catalog.tungsram.com/files/sheet/tulox-ho-tubular-clear_93104717_lu250-ho-t-e40-tu-mic-ds.pdf
https://catalog.tungsram.com/files/sheet/tulox-ho-tubular-clear_93104719_lu100-100-ho-t-e40-tu-mic-ds.pdf
https://catalog.tungsram.com/files/sheet/tulox-ho-tubular-clear_93104721_lu400-ho-t-e40-tu-mic-ds.pdf
https://catalog.tungsram.com/files/sheet/tulox-ho-tubular-clear_93104718_lu150-100-ho-t-e40-tu-mic-ds.pdf
https://catalog.tungsram.com/files/sheet/led-miniature-lamps_93118392_rp-60170led-t10-6k-std-tu-bl1-micn.pdf
https://catalog.tungsram.com/files/sheet/led-inspection-lamps_93118049_63020-ledinspection-500lm-b1-ce-tu-micn.pdf
https://catalog.tungsram.com/files/sheet/led-miniature-lamps_93118393_rp-60140led-t10-4k-std-tu-bl1-micn.pdf
https://catalog.tungsram.com/files/sheet/uvc-germ-free-t5-range_93118820_uvc-t5-40w-g5.pdf
https://catalog.tungsram.com/files/sheet/uvc-germ-free-t5-range_93118819_uvc-t5-30w-g5.pdf
https://catalog.tungsram.com/files/sheet/uvc-germ-free-t5-range_93118818_uvc-t5-20w-g5.pdf
https://catalog.tungsram.com/files/sheet/uvc-germ-free-t5-range_93118817_uvc-t5-15w-g5.pdf
https://catalog.tungsram.com/files/sheet/uvc-germ-free-t5-range_93118816_uvc-t5-10w-g5.pdf
https://catalog.tungsram.com/files/sheet/uvc-germ-free-t5-range_93118815_uvc-t5-8w-g5.pdf
https://catalog.tungsram.com/files/sheet/uvc-germ-free-t5-range_93118814_uvc-t5-6w-g5.pdf
https://catalog.tungsram.com/files/sheet/uvc-germ-free-t5-range_93118813_uvc-t5-4w-g5.pdf
https://catalog.tungsram.com/files/sheet/uvc-germ-free-t8-range_93118812_uvc-t8-55w-g13.pdf
https://catalog.tungsram.com/files/sheet/uvc-germ-free-t8-range_93118811_uvc-t8-40w-g13.pdf
https://catalog.tungsram.com/files/sheet/uvc-germ-free-t8-range_93118810_uvc-t8-36w-g13.pdf
https://catalog.tungsram.com/files/sheet/uvc-germ-free-t8-range_93118809_uvc-t8-30w-g13.pdf
https://catalog.tungsram.com/files/sheet/uvc-germ-free-t8-range_93118808_uvc-t8-25w-g13.pdf
https://catalog.tungsram.com/files/sheet/uvc-germ-free-t8-range_93118807_uvc-t8-15w-g13.pdf
https://catalog.tungsram.com/files/sheet/uvc-germ-free-biax-range_93118806_uvc-90w-4p-2g11.pdf
https://catalog.tungsram.com/files/sheet/uvc-germ-free-biax-range_93118805_uvc-55w-4p-2g11.pdf
https://catalog.tungsram.com/files/sheet/uvc-germ-free-biax-range_93118804_uvc-40w-4p-2g11.pdf
https://catalog.tungsram.com/files/sheet/uvc-germ-free-biax-range_93118451_uvc-36w-4p-2g11.pdf
https://catalog.tungsram.com/files/sheet/uvc-germ-free-biax-range_93118803_uvc-24w-4p-2g11.pdf
https://catalog.tungsram.com/files/sheet/uvc-germ-free-biax-range_93118450_uvc-18w-4p-2g11.pdf
https://catalog.tungsram.com/files/sheet/uvc-germ-free-biax-range_93118877_uvc-11w-4p-2g7.pdf
https://catalog.tungsram.com/files/sheet/uvc-germ-free-biax-range_93118802_uvc-9w-4p-2g7.pdf
https://catalog.tungsram.com/files/sheet/uvc-germ-free-biax-range_93118801_uvc-7w-4p-2g7.pdf
https://catalog.tungsram.com/files/sheet/uvc-germ-free-biax-range_93118800_uvc-5w-4p-2g7.pdf
https://catalog.tungsram.com/files/sheet/uvc-germ-free-biax-range_93118799_uvc-13w-gx23-110v.pdf
https://catalog.tungsram.com/files/sheet/uvc-germ-free-biax-range_93118798_uvc-11w-g23.pdf
https://catalog.tungsram.com/files/sheet/uvc-germ-free-biax-range_93118797_uvc-9w-g23.pdf
https://catalog.tungsram.com/files/sheet/uvc-germ-free-biax-range_93118796_uvc-7w-g23.pdf
https://catalog.tungsram.com/files/sheet/uvc-germ-free-biax-range_93118785_uvc-5w-g23.pdf
https://catalog.tungsram.com/files/sheet/led-gu10_93118610_led-start-gu10-3-5w-35-827-35deg-tu.pdf
https://catalog.tungsram.com/files/sheet/led-gu10_93118705_led-start-gu10-5w-50-865-35deg-tu-ds.pdf
https://catalog.tungsram.com/files/sheet/led-gu10_93118704_led-start-gu10-5w-50-840-35deg-tu-ds.pdf
https://catalog.tungsram.com/files/sheet/led-gu10_93118703_led-start-gu10-5w-50-830-35deg-tu-ds.pdf
https://catalog.tungsram.com/files/sheet/led-gu10_93118702_led-start-gu10-5w-50-827-35deg-tu-ds.pdf
https://catalog.tungsram.com/files/sheet/led-gu10_93118701_led-start-gu10-3-5w-35-865-35deg-tu-ds.pdf
https://catalog.tungsram.com/files/sheet/led-gu10_93118700_led-start-gu10-3-5w-35-840-35deg-tu-ds.pdf
https://catalog.tungsram.com/files/sheet/led-gu10_93118699_led-start-gu10-3-5w-35-830-35deg-tu-ds.pdf
https://catalog.tungsram.com/files/sheet/led-gu10_93118698_led-start-gu10-3-5w-35-827-35deg-tu-ds.pdf
https://catalog.tungsram.com/files/sheet/led-gu10_93118697_led-start-gu10-5w-50-865-35deg-tu.pdf
https://catalog.tungsram.com/files/sheet/led-gu10_93118696_led-start-gu10-5w-50-840-35deg-tu.pdf
https://catalog.tungsram.com/files/sheet/led-gu10_93118615_led-start-gu10-5w-50-830-35deg-tu.pdf
https://catalog.tungsram.com/files/sheet/led-gu10_93118614_led-start-gu10-3-5w-35-865-35deg-tu.pdf
https://catalog.tungsram.com/files/sheet/led-gu10_93118613_led-start-gu10-3-5w-35-840-35deg-tu.pdf
https://catalog.tungsram.com/files/sheet/led-gu10_93118612_led-start-gu10-3-5w-35-830-35deg-tu.pdf
https://catalog.tungsram.com/files/sheet/led-gu10_93118611_led-start-gu10-5w-50-827-35deg-tu.pdf
https://catalog.tungsram.com/files/sheet/csi-cid_93118295_csi400-99-0201-tu.pdf
https://catalog.tungsram.com/files/sheet/tu-d-18-26w-ac-retrofit_93117378_led-2d4p-12-5w-840gr10q-220-240tu-bx1-10.pdf
https://catalog.tungsram.com/files/sheet/tu-d-18-26w-ac-retrofit_93117377_led-2d4p-12-5w-835gr10q-220-240tu-bx1-10.pdf
https://catalog.tungsram.com/files/sheet/tu-d-18-26w-ac-retrofit_93117379_led-2d2p-6-5w-840-gr8-220-240-tu-bx1-10.pdf
https://catalog.tungsram.com/files/sheet/tu-d-18-26w-ac-retrofit_93117376_led-2d2p-6-5w-835-gr8-220-240-tu-bx1-10.pdf
https://catalog.tungsram.com/files/sheet/t5-miniature-triphosphor-g5-cap_93114845_ft5-8w-840-tu-bulk100.pdf
https://catalog.tungsram.com/files/sheet/t5-miniature-triphosphor-g5-cap_93114837_ft5-8w-835-tu-bulk100.pdf
https://catalog.tungsram.com/files/sheet/t5-longlast-high-output-g5-cap_93108427_ft5-ll-ho-80w-840-tu-bulk40.pdf
https://catalog.tungsram.com/files/sheet/t5-longlast-high-output-g5-cap_93108426_ft5-ll-ho-49w-840-tu-bulk40.pdf
https://catalog.tungsram.com/files/sheet/t5-longlast-high-output-g5-cap_93108425_ft5-ll-ho-54w-840-tu-bulk40.pdf
https://catalog.tungsram.com/files/sheet/t5-longlast-high-output-g5-cap_93108424_ft5-ll-ho-39w-840-tu-bulk40.pdf
https://catalog.tungsram.com/files/sheet/t5-longlast-high-output-g5-cap_93108423_ft5-ll-ho-24w-840-tu-bulk40.pdf
https://catalog.tungsram.com/files/sheet/t5-longlast-high-efficiency-g5-cap_93108422_ft5-ll-he-35w-840-tu-bulk40.pdf
https://catalog.tungsram.com/files/sheet/t5-longlast-high-efficiency-g5-cap_93108421_ft5-ll-he-28w-840-tu-bulk40.pdf
https://catalog.tungsram.com/files/sheet/t5-longlast-high-efficiency-g5-cap_93108420_ft5-ll-he-28w-830-tu-bulk40.pdf
https://catalog.tungsram.com/files/sheet/t5-longlast-high-efficiency-g5-cap_93108419_ft5-ll-he-21w-840-tu-bulk40.pdf
https://catalog.tungsram.com/files/sheet/t5-longlast-high-efficiency-g5-cap_93108418_ft5-ll-he-14w-840-tu-bulk40.pdf
https://catalog.tungsram.com/files/sheet/t5-longlast-high-efficiency-g5-cap_93108417_ft5-ll-he-14w-830-tu-bulk40.pdf
https://catalog.tungsram.com/files/sheet/t5-longlast-high-output-g5-cap_93096210_ft5-ll-ho-39w-840-tu-sl1-30.pdf
https://catalog.tungsram.com/files/sheet/led-mercury_93116939_led-35w-mercury-730-e27-tu-bx1-6-ds.pdf
https://catalog.tungsram.com/files/sheet/led-mercury_93116940_led-35w-mercury-740-e27-tu-bx1-6-ds.pdf
https://catalog.tungsram.com/files/sheet/led-hid-80w_93116941_led-80w-hid-740-e40-tu-ds.pdf
https://catalog.tungsram.com/files/sheet/led-hid-80w_93116942_led-80w-hid-750-e40-tu-ds.pdf
https://catalog.tungsram.com/files/sheet/led-hid-150w_93116937_led-150w-hid-740-e40-tu-ds.pdf
https://catalog.tungsram.com/files/sheet/led-hid-150w_93116938_led-150w-hid-750-e40-tu-ds.pdf
https://catalog.tungsram.com/files/sheet/led-t8-value-glass_93117797_ledt8-vg-1-8m-26w-865-220-240v-1-10-tu.pdf
https://catalog.tungsram.com/files/sheet/led-t8-value-glass_93117796_ledt8-vg-1-8m-26w-840-220-240v-1-10-tu.pdf
https://catalog.tungsram.com/files/sheet/led-t8-value-glass_93117785_ledt8-vg-1-8m-26w-830-220-240v-1-10-tu.pdf
https://catalog.tungsram.com/files/sheet/led-t8-value-glass_93116717_ledt8-vg-1-8m-24w-865-100-240v-1-10-tu.pdf
https://catalog.tungsram.com/files/sheet/led-t8-value-glass_93116716_ledt8-vg-1-8m-24w-840-100-240v-1-10-tu.pdf
https://catalog.tungsram.com/files/sheet/led-t8-value-glass_93116715_ledt8-vg-1-8m-24w-830-100-240v-1-10-tu.pdf
https://catalog.tungsram.com/files/sheet/led-t8-value-glass_93114778_ledt8-vg-1-5m-24w-865-100-240v-1-10-tu.pdf
https://catalog.tungsram.com/files/sheet/led-t8-value-glass_93114777_ledt8-vg-1-5m-24w-840-100-240v-1-10-tu.pdf
https://catalog.tungsram.com/files/sheet/led-t8-value-glass_93114776_ledt8-vg-1-5m-24w-830-100-240v-1-10-tu.pdf
https://catalog.tungsram.com/files/sheet/led-t8-15k-hrs-strart-glass-without-starter_93117359_led-t8-sg-1-5m-20w-865-220-240v-1-15-tu.pdf
https://catalog.tungsram.com/files/sheet/led-t8-15k-hrs-strart-glass-without-starter_93117358_led-t8-sg-1-5m-20w-840-220-240v-1-15-tu.pdf
https://catalog.tungsram.com/files/sheet/led-t8-15k-hrs-strart-glass-without-starter_93117356_led-t8-sg-1-2m-16w-865-220-240v-1-15-tu.pdf
https://catalog.tungsram.com/files/sheet/led-t8-15k-hrs-strart-glass-without-starter_93117325_led-t8-sg-1-2m-16w-840-220-240v-1-15-tu.pdf
https://catalog.tungsram.com/files/sheet/led-t8-15k-hrs-strart-glass-without-starter_93117323_led-t8-sg-0-6m-8w-865-220-240v-1-15-tu.pdf
https://catalog.tungsram.com/files/sheet/led-t8-15k-hrs-strart-glass-without-starter_93117322_led-t8-sg-0-6m-8w-840-220-240v-1-15-tu.pdf
https://catalog.tungsram.com/files/sheet/led-plug-in-4pin-gen2_93110773_led-10-g2-g24q-3-4p-h-865-tu-bx1-6.pdf
https://catalog.tungsram.com/files/sheet/led-plug-in-4pin-gen2_93110771_led-10-g2-g24q-3-4p-h-830-tu-bx1-6.pdf
https://catalog.tungsram.com/files/sheet/led-t8-ultra-glass_93114806_ledt8-ugc-1-2m-15w-840-220-240v-1-10-tu.pdf
https://catalog.tungsram.com/files/sheet/led-t8-ultra-glass_93114807_ledt8-ugc-1-2m-15w-865-220-240v-1-10-tu.pdf
https://catalog.tungsram.com/files/sheet/led-t8-ultra-glass_93114808_ledt8-ugc-1-5m-23-5w-840-220-240v-1-10-tu.pdf
https://catalog.tungsram.com/files/sheet/led-t8-ultra-glass_93114809_ledt8-ugc-1-5m-23-5w-865-220-240v-1-10-tu.pdf
https://catalog.tungsram.com/files/sheet/led-t5-premium_93117617_ledt5-1-5m-34w-830-ac220-240v-1-10.pdf
https://catalog.tungsram.com/files/sheet/led-t5-premium_93117616_ledt5-1-2m-16w-830-ac220-240v-1-10.pdf
https://catalog.tungsram.com/files/sheet/led-t5-premium_93117618_ledt5-0-6m-7-5w-830-ac220-240v-1-10.pdf
https://catalog.tungsram.com/files/sheet/led-filament-gls-a60_93118111_led-fil-a60-10w-865-e27-fr-tu-ds.pdf
https://catalog.tungsram.com/files/sheet/led-filament-gls-a60_93118110_led-fil-a60-10w-840-e27-fr-tu-ds.pdf
https://catalog.tungsram.com/files/sheet/led-filament-gls-a60_93118109_led-fil-a60-10w-827-e27-fr-tu-ds.pdf
https://catalog.tungsram.com/files/sheet/led-filament-gls-a60_93118108_led-fil-a60-10w-827-e27-cl-tu-ds.pdf
https://catalog.tungsram.com/files/sheet/led-filament-gls-a60_93118107_led-fil-a60-8-5w-840-e27-fr-tu-ds.pdf
https://catalog.tungsram.com/files/sheet/led-filament-gls-a60_93118106_led-fil-a60-8-5w-827-e27-fr-tu-ds.pdf
https://catalog.tungsram.com/files/sheet/led-filament-gls-a60_93118105_led-fil-a60-8-5w-827-e27-cl-tu-ds.pdf
https://catalog.tungsram.com/files/sheet/led-filament-spherical_93118104_led-fil-golf-7w-840-e27-fr-tu-ds.pdf
https://catalog.tungsram.com/files/sheet/led-filament-spherical_93118103_led-fil-golf-7w-840-e14-fr-tu-ds.pdf
https://catalog.tungsram.com/files/sheet/led-filament-spherical_93118102_led-fil-golf-7w-827-e27-fr-tu-ds.pdf
https://catalog.tungsram.com/files/sheet/led-filament-spherical_93118101_led-fil-golf-7w-827-e14-fr-tu-ds.pdf
https://catalog.tungsram.com/files/sheet/led-filament-spherical_93118100_led-fil-golf-7w-827-e27-cl-tu-ds.pdf
https://catalog.tungsram.com/files/sheet/led-filament-spherical_93118099_led-fil-golf-7w-827-e14-cl-tu-ds.pdf
https://catalog.tungsram.com/files/sheet/led-filament-candle_93118065_led-fil-candle-2-5w-840-e14-fr-tu-ds.pdf
https://catalog.tungsram.com/files/sheet/led-filament-spherical_93118098_led-fil-golf-4-5w-865-e27-fr-tu-ds.pdf
https://catalog.tungsram.com/files/sheet/led-filament-spherical_93118097_led-fil-golf-4-5w-865-e14-fr-tu-ds.pdf
https://catalog.tungsram.com/files/sheet/led-filament-spherical_93118096_led-fil-golf-4-5w-840-e27-fr-tu-ds.pdf
https://catalog.tungsram.com/files/sheet/led-filament-spherical_93118095_led-fil-golf-4-5w-840-e14-fr-tu-ds.pdf
https://catalog.tungsram.com/files/sheet/led-filament-spherical_93118094_led-fil-golf-4-5w-827-e27-fr-tu-ds.pdf
https://catalog.tungsram.com/files/sheet/led-filament-spherical_93118093_led-fil-golf-4-5w-827-e14-fr-tu-ds.pdf
https://catalog.tungsram.com/files/sheet/led-filament-spherical_93118092_led-fil-golf-4-5w-827-e27-cl-tu-ds.pdf
https://catalog.tungsram.com/files/sheet/led-filament-spherical_93118091_led-fil-golf-4-5w-827-e14-cl-tu-ds.pdf
https://catalog.tungsram.com/files/sheet/led-filament-spherical_93118090_led-fil-golf-2-5w-865-e27-fr-tu-ds.pdf
https://catalog.tungsram.com/files/sheet/led-filament-spherical_93118089_led-fil-golf-2-5w-865-e14-fr-tu-ds.pdf
https://catalog.tungsram.com/files/sheet/led-filament-spherical_93118088_led-fil-golf-2-5w-840-e27-fr-tu-ds.pdf
https://catalog.tungsram.com/files/sheet/led-filament-spherical_93118087_led-fil-golf-2-5w-840-e14-fr-tu-ds.pdf
https://catalog.tungsram.com/files/sheet/led-filament-spherical_93118086_led-fil-golf-2-5w-827-e27-fr-tu-ds.pdf
https://catalog.tungsram.com/files/sheet/led-filament-spherical_93118085_led-fil-golf-2-5w-827-e14-fr-tu-ds.pdf
https://catalog.tungsram.com/files/sheet/led-filament-spherical_93118084_led-fil-golf-2-5w-827-e27-cl-tu-ds.pdf
https://catalog.tungsram.com/files/sheet/led-filament-spherical_93118083_led-fil-golf-2-5w-827-e14-cl-tu-ds.pdf
https://catalog.tungsram.com/files/sheet/led-filament-candle_93118082_led-fil-candle-7w-840-e27-fr-tu-ds.pdf
https://catalog.tungsram.com/files/sheet/led-filament-candle_93118081_led-fil-candle-7w-840-e14-fr-tu-ds.pdf
https://catalog.tungsram.com/files/sheet/led-filament-candle_93118080_led-fil-candle-7w-827-e27-fr-tu-ds.pdf
https://catalog.tungsram.com/files/sheet/led-filament-candle_93118079_led-fil-candle-7w-827-e14-fr-tu-ds.pdf
https://catalog.tungsram.com/files/sheet/led-filament-candle_93118078_led-fil-candle-7w-827-e27-cl-tu-ds.pdf
https://catalog.tungsram.com/files/sheet/led-filament-candle_93118077_led-fil-candle-7w-827-e14-cl-tu-ds.pdf
https://catalog.tungsram.com/files/sheet/led-filament-candle_93118076_led-fil-candle-4-5w-865-e27-fr-tu-ds.pdf
https://catalog.tungsram.com/files/sheet/led-filament-candle_93118075_led-fil-candle-4-5w-865-e14-fr-tu-ds.pdf
https://catalog.tungsram.com/files/sheet/led-filament-candle_93118074_led-fil-candle-4-5w-840-e27-fr-tu-ds.pdf
https://catalog.tungsram.com/files/sheet/led-filament-candle_93118073_led-fil-candle-4-5w-840-e14-fr-tu-ds.pdf
https://catalog.tungsram.com/files/sheet/led-filament-candle_93118072_led-fil-candle-4-5w-827-e27-fr-tu-ds.pdf
https://catalog.tungsram.com/files/sheet/led-filament-candle_93118071_led-fil-candle-4-5w-827-e14-fr-tu-ds.pdf
https://catalog.tungsram.com/files/sheet/led-filament-candle_93118070_led-fil-candle-4-5w-827-e27-cl-tu-ds.pdf
https://catalog.tungsram.com/files/sheet/led-filament-candle_93118069_led-fil-candle-4-5w-827-e14-cl-tu-ds.pdf
https://catalog.tungsram.com/files/sheet/led-filament-candle_93118068_led-fil-candle-2-5w-865-e27-fr-tu-ds.pdf
https://catalog.tungsram.com/files/sheet/led-filament-candle_93118067_led-fil-candle-2-5w-865-e14-fr-tu-ds.pdf
https://catalog.tungsram.com/files/sheet/led-filament-candle_93118066_led-fil-candle-2-5w-840-e27-fr-tu-ds.pdf
https://catalog.tungsram.com/files/sheet/led-filament-candle_93118064_led-fil-candle-2-5w-827-e27-fr-tu-ds.pdf
https://catalog.tungsram.com/files/sheet/led-filament-candle_93118063_led-fil-candle-2-5w-827-e14-fr-tu-ds.pdf
https://catalog.tungsram.com/files/sheet/led-filament-candle_93118062_led-fil-candle-2-5w-827-e27-cl-tu-ds.pdf
https://catalog.tungsram.com/files/sheet/led-filament-candle_93118061_led-fil-candle-2-5w-827-e14-cl-tu-ds.pdf
https://catalog.tungsram.com/files/sheet/led-filament-gls-a60_93118060_led-fil-a60-7w-865-e27-fr-tu-ds.pdf
https://catalog.tungsram.com/files/sheet/led-filament-gls-a60_93118059_led-fil-a60-7w-840-e27-fr-tu-ds.pdf
https://catalog.tungsram.com/files/sheet/led-filament-gls-a60_93118058_led-fil-a60-7w-827-e27-fr-tu-ds.pdf
https://catalog.tungsram.com/files/sheet/led-filament-gls-a60_93118057_led-fil-a60-7w-827-e27-cl-tu-ds.pdf
https://catalog.tungsram.com/files/sheet/led-filament-gls-a60_93118056_led-fil-a60-4-5w-840-e27-fr-tu-ds.pdf
https://catalog.tungsram.com/files/sheet/led-filament-gls-a60_93118045_led-fil-a60-4-5w-827-e27-fr-tu-ds.pdf
https://catalog.tungsram.com/files/sheet/led-filament-gls-a60_93118044_led-fil-a60-4-5w-827-e27-cl-tu-ds.pdf
https://catalog.tungsram.com/files/sheet/t5-miniature-triphosphor-g5-cap_93114840_ft5-13w-835-tu-sl1-25.pdf
https://catalog.tungsram.com/files/sheet/t5-miniature-triphosphor-g5-cap_93114843_ft5-6w-835-tu-sl1-25.pdf
https://catalog.tungsram.com/files/sheet/t5-longlast-high-output-g5-cap_93096208_ft5-ll-ho-24w-865-tu-sl1-30.pdf
https://catalog.tungsram.com/files/sheet/t8-polylux-xlr-g13-cap_93108429_ft8-70w-840-tu-sl1-25.pdf
https://catalog.tungsram.com/files/sheet/t5-longlast-high-efficiency-g5-cap_93096199_ft5-ll-he-21w-865-tu-sl1-30.pdf
https://catalog.tungsram.com/files/sheet/t5-longlast-high-output-g5-cap_93096212_ft5-ll-ho-54w-840-tu-sl1-30.pdf
https://catalog.tungsram.com/files/sheet/t5-longlast-high-efficiency-g5-cap_93096196_ft5-ll-he-14w-865-tu-sl1-30.pdf
https://catalog.tungsram.com/files/sheet/t5-miniature-triphosphor-g5-cap_93114841_ft5-13w-840-tu-sl1-25.pdf
https://catalog.tungsram.com/files/sheet/t5-longlast-high-output-g5-cap_93096215_ft5-ll-ho-49w-840-tu-sl1-30.pdf
https://catalog.tungsram.com/files/sheet/t5-longlast-high-efficiency-g5-cap_93096202_ft5-ll-he-28w-865-tu-sl1-30.pdf
https://catalog.tungsram.com/files/sheet/t5-longlast-high-efficiency-g5-cap_93096155_ft5-ll-he-14w-840-tu-sl1-30.pdf
https://catalog.tungsram.com/files/sheet/t5-longlast-high-efficiency-g5-cap_93096201_ft5-ll-he-28w-840-tu-sl1-30.pdf
https://catalog.tungsram.com/files/sheet/t5-longlast-high-output-g5-cap_93096206_ft5-ll-ho-24w-830-tu-sl1-30.pdf
https://catalog.tungsram.com/files/sheet/t5-longlast-high-output-g5-cap_93096217_ft5-ll-ho-80w-830-tu-sl1-30.pdf
https://catalog.tungsram.com/files/sheet/t5-longlast-high-efficiency-g5-cap_93096197_ft5-ll-he-21w-830-tu-sl1-30.pdf
https://catalog.tungsram.com/files/sheet/t5-longlast-high-efficiency-g5-cap_93096205_ft5-ll-he-35w-865-tu-sl1-30.pdf
https://catalog.tungsram.com/files/sheet/t5-longlast-high-efficiency-g5-cap_93096154_ft5-ll-he-14w-830-tu-sl1-30.pdf
https://catalog.tungsram.com/files/sheet/t5-circline-2gx13-cap_93108434_fct5-55w-840-tu-hb1-10.pdf
https://catalog.tungsram.com/files/sheet/t5-circline-2gx13-cap_93108432_fct5-40w-840-tu-hb1-10.pdf
https://catalog.tungsram.com/files/sheet/t5-longlast-high-output-g5-cap_93096214_ft5-ll-ho-49w-830-tu-sl1-30.pdf
https://catalog.tungsram.com/files/sheet/t5-longlast-high-efficiency-g5-cap_93096200_ft5-ll-he-28w-830-tu-sl1-30.pdf
https://catalog.tungsram.com/files/sheet/t5-longlast-high-efficiency-g5-cap_93096198_ft5-ll-he-21w-840-tu-sl1-30.pdf
https://catalog.tungsram.com/files/sheet/t8-polylux-xlr-g13-cap_93108428_ft8-70w-835-tu-sl1-25.pdf
https://catalog.tungsram.com/files/sheet/t5-longlast-high-output-g5-cap_93096213_ft5-ll-ho-54w-865-tu-sl1-30.pdf
https://catalog.tungsram.com/files/sheet/t5-longlast-high-output-g5-cap_93096216_ft5-ll-ho-49w-865-tu-sl1-30.pdf
https://catalog.tungsram.com/files/sheet/t5-longlast-high-output-g5-cap_93096211_ft5-ll-ho-54w-830-tu-sl1-30.pdf
https://catalog.tungsram.com/files/sheet/t5-longlast-high-efficiency-g5-cap_93096203_ft5-ll-he-35w-830-tu-sl1-30.pdf
https://catalog.tungsram.com/files/sheet/t5-longlast-high-efficiency-g5-cap_93096204_ft5-ll-he-35w-840-tu-sl1-30.pdf
https://catalog.tungsram.com/files/sheet/t5-longlast-high-output-g5-cap_93096207_ft5-ll-ho-24w-840-tu-sl1-30.pdf
https://catalog.tungsram.com/files/sheet/t5-miniature-triphosphor-g5-cap_93114842_ft5-4w-840-tu-sl1-25.pdf
https://catalog.tungsram.com/files/sheet/t5-circline-2gx13-cap_93108433_fct5-55w-830-tu-hb1-10.pdf
https://catalog.tungsram.com/files/sheet/t5-longlast-high-output-g5-cap_93096218_ft5-ll-ho-80w-840-tu-sl1-30.pdf
https://catalog.tungsram.com/files/sheet/t5-circline-2gx13-cap_93108431_fct5-40w-830-tu-hb1-10.pdf
https://catalog.tungsram.com/files/sheet/t5-miniature-triphosphor-g5-cap_93114844_ft5-6w-840-tu-sl1-25.pdf
https://catalog.tungsram.com/files/sheet/t5-miniature-specfill-standard-emergency-lighting-g5-cap_93114839_ft5-8w-835-tu-sl1-25.pdf
https://catalog.tungsram.com/files/sheet/t5-longlast-high-output-g5-cap_93096209_ft5-ll-ho-39w-830-tu-sl1-30.pdf
https://catalog.tungsram.com/files/sheet/t5-miniature-specfill-standard-emergency-lighting-g5-cap_93114838_ft5-8w-840-tu-sl1-25.pdf
https://catalog.tungsram.com/files/sheet/t5-circline-2gx13-cap_93108435_fct5-22w-840-tu-hb1-10.pdf
https://catalog.tungsram.com/files/sheet/t5-circline-2gx13-cap_93108430_fct5-22w-830-tu-hb1-10.pdf
https://catalog.tungsram.com/files/sheet/g9-mains-voltage_93112576_shortg9-20w-220-240v-tu-hfbl-2-20-mic.pdf
https://catalog.tungsram.com/files/sheet/led-t8-value-glass_93112600_ledt8-vg-0-6m-8w-840-100-240v-1-15-tu.pdf
https://catalog.tungsram.com/files/sheet/standard-gls-mea-inc-india_93025982_ot-40a1-fr-b22-240v-tu-a55-1-10-100-mii.pdf
https://catalog.tungsram.com/files/sheet/standard-gls-mea-inc-india_93025981_ot-40a1-fr-e27-240v-tu-a55-1-10-100-mii.pdf
https://catalog.tungsram.com/files/sheet/led-mercury_93105804_led-35w-mercury-730-e27-tu-bx1-6.pdf
https://catalog.tungsram.com/files/sheet/led-mercury_93105805_led-35w-mercury-740-e27-tu-bx1-6.pdf
https://catalog.tungsram.com/files/sheet/pygmy-oven-inc_93110317_15p1-oven-s22-cl-e14-230-240v-tu-ind300.pdf
https://catalog.tungsram.com/files/sheet/led-hid-80w_93105826_led-80w-hid-740-e40-tu.pdf
https://catalog.tungsram.com/files/sheet/led-hid-80w_93105827_led-80w-hid-750-e40-tu.pdf
https://catalog.tungsram.com/files/sheet/led-t8-value-glass-non-ce_93112867_ledt8-vg-0-6m-8w-830-100-240v-tu-1-15ds.pdf
https://catalog.tungsram.com/files/sheet/led-t8-value-glass-non-ce_93112868_ledt8-vg-0-6m-8w-840-100-240v-tu-1-15ds.pdf
https://catalog.tungsram.com/files/sheet/led-t8-value-glass-non-ce_93112869_ledt8-vg-0-6m-8w-865-100-240v-tu-1-15ds.pdf
https://catalog.tungsram.com/files/sheet/led-t8-value-glass-non-ce_93112870_ledt8-vg-1-2m-14w-840-100-240v-tu-1-15ds.pdf
https://catalog.tungsram.com/files/sheet/led-t8-value-glass-non-ce_93112871_ledt8-vg-1-2m-14w-865-100-240v-tu-1-15ds.pdf
https://catalog.tungsram.com/files/sheet/led-t8-value-glass-non-ce_93112872_ledt8-vg-1-2m-17w-830-100-240v-tu-1-15ds.pdf
https://catalog.tungsram.com/files/sheet/led-t8-value-glass-non-ce_93112873_ledt8-vg-1-2m-17w-840-100-240v-tu-1-15ds.pdf
https://catalog.tungsram.com/files/sheet/led-t8-value-glass-non-ce_93112874_ledt8-vg-1-2m-17w-865-100-240v-tu-1-15ds.pdf
https://catalog.tungsram.com/files/sheet/led-t8-value-glass_93112602_ledt8-vg-1-2m-14w-840-100-240v-tu-1-15.pdf
https://catalog.tungsram.com/files/sheet/led-t8-value-glass_93112605_ledt8-vg-1-2m-17w-840-100-240v-tu-1-15.pdf
https://catalog.tungsram.com/files/sheet/led-t8-value-glass_93112866_ledt8-vg-1-2m-17w-865-100-240v-tu-1-15.pdf
https://catalog.tungsram.com/files/sheet/t8-triphosphor-direct-shipment-from-china-lfl_93096235_ft8-15w-840-tu-sl1-25-ds.pdf
https://catalog.tungsram.com/files/sheet/t8-triphosphor-direct-shipment-from-china-lfl_93096236_ft8-15w-865-tu-sl1-25-ds.pdf
https://catalog.tungsram.com/files/sheet/t8-triphosphor-direct-shipment-from-china-lfl_93096237_ft8-18w-830-tu-sl1-25-ds.pdf
https://catalog.tungsram.com/files/sheet/t8-triphosphor-direct-shipment-from-china-lfl_93096238_ft8-18w-835-tu-sl1-25-ds.pdf
https://catalog.tungsram.com/files/sheet/t8-triphosphor-direct-shipment-from-china-lfl_93096239_ft8-18w-840-tu-sl1-25-ds.pdf
https://catalog.tungsram.com/files/sheet/t8-triphosphor-direct-shipment-from-china-lfl_93096240_ft8-18w-865-tu-sl1-25-ds.pdf
https://catalog.tungsram.com/files/sheet/t8-triphosphor-direct-shipment-from-china-lfl_93096241_ft8-30w-840-tu-sl1-25-ds.pdf
https://catalog.tungsram.com/files/sheet/t8-triphosphor-direct-shipment-from-china-lfl_93096242_ft8-30w-865-tu-sl1-25-ds.pdf
https://catalog.tungsram.com/files/sheet/t8-triphosphor-direct-shipment-from-china-lfl_93096243_ft8-36w-830-tu-sl1-25-ds.pdf
https://catalog.tungsram.com/files/sheet/t8-triphosphor-direct-shipment-from-china-lfl_93096244_ft8-36w-835-tu-sl1-25-ds.pdf
https://catalog.tungsram.com/files/sheet/t8-triphosphor-direct-shipment-from-china-lfl_93096245_ft8-36w-840-tu-sl1-25-ds.pdf
https://catalog.tungsram.com/files/sheet/t8-triphosphor-direct-shipment-from-china-lfl_93096246_ft8-36w-865-tu-sl1-25-ds.pdf
https://catalog.tungsram.com/files/sheet/t8-triphosphor-direct-shipment-from-china-lfl_93096247_ft8-58w-830-tu-sl1-25-ds.pdf
https://catalog.tungsram.com/files/sheet/t8-triphosphor-direct-shipment-from-china-lfl_93096248_ft8-58w-835-tu-sl1-25-ds.pdf
https://catalog.tungsram.com/files/sheet/t8-triphosphor-direct-shipment-from-china-lfl_93096249_ft8-58w-840-tu-sl1-25-ds.pdf
https://catalog.tungsram.com/files/sheet/t8-triphosphor-direct-shipment-from-china-lfl_93096250_ft8-58w-865-tu-sl1-25-ds.pdf
https://catalog.tungsram.com/files/sheet/t8-polylux-xlr-g13-cap_93096219_ft8-15w-840-tu-sl1-25.pdf
https://catalog.tungsram.com/files/sheet/t8-polylux-xlr-g13-cap_93096220_ft8-15w-865-tu-sl1-25.pdf
https://catalog.tungsram.com/files/sheet/t8-polylux-xlr-g13-cap_93096221_ft8-18w-830-tu-sl1-25.pdf
https://catalog.tungsram.com/files/sheet/t8-polylux-xlr-g13-cap_93096226_ft8-30w-865-tu-sl1-25.pdf
https://catalog.tungsram.com/files/sheet/t8-polylux-xlr-g13-cap_93096227_ft8-36w-830-tu-sl1-25.pdf
https://catalog.tungsram.com/files/sheet/t8-polylux-xlr-g13-cap_93096228_ft8-36w-835-tu-sl1-25.pdf
https://catalog.tungsram.com/files/sheet/t8-polylux-xlr-g13-cap_93096229_ft8-36w-840-tu-sl1-25.pdf
https://catalog.tungsram.com/files/sheet/t8-polylux-xlr-g13-cap_93096232_ft8-58w-835-tu-sl1-25.pdf
https://catalog.tungsram.com/files/sheet/t8-polylux-xlr-g13-cap_93096234_ft8-58w-865-tu-sl1-25.pdf
https://catalog.tungsram.com/files/sheet/t8-polylux-xlr-g13-cap_93096222_ft8-18w-835-tu-sl1-25.pdf
https://catalog.tungsram.com/files/sheet/t8-polylux-xlr-g13-cap_93096223_ft8-18w-840-tu-sl1-25.pdf
https://catalog.tungsram.com/files/sheet/t8-polylux-xlr-g13-cap_93096224_ft8-18w-865-tu-sl1-25.pdf
https://catalog.tungsram.com/files/sheet/t8-polylux-xlr-g13-cap_93096225_ft8-30w-840-tu-sl1-25.pdf
https://catalog.tungsram.com/files/sheet/t8-polylux-xlr-g13-cap_93096230_ft8-36w-865-tu-sl1-25.pdf
https://catalog.tungsram.com/files/sheet/t8-polylux-xlr-g13-cap_93096231_ft8-58w-830-tu-sl1-25.pdf
https://catalog.tungsram.com/files/sheet/t8-polylux-xlr-g13-cap_93096233_ft8-58w-840-tu-sl1-25.pdf
https://catalog.tungsram.com/files/sheet/led-t8-value-glass_93112599_ledt8-vg-0-6m-8w-830-100-240v-tu-1-15.pdf
https://catalog.tungsram.com/files/sheet/led-t8-value-glass_93112601_ledt8-vg-0-6m-8w-865-100-240v-tu-1-15.pdf
https://catalog.tungsram.com/files/sheet/led-t8-value-glass_93112603_ledt8-vg-1-2m-14w-865-100-240v-tu-1-15.pdf
https://catalog.tungsram.com/files/sheet/led-t8-value-glass_93112604_ledt8-vg-1-2m-17w-830-100-240v-tu-1-15.pdf
https://catalog.tungsram.com/files/sheet/g9-mains-voltage_93112577_shortg9-42w-220-240v-tu-hfbl-2-20-mic.pdf
https://catalog.tungsram.com/files/sheet/halogen-linear_93112573_ot-130w-240v-r7s-117mm-tu-bx1-10-mic.pdf
https://catalog.tungsram.com/files/sheet/low-voltage-capsule-axial-filament_93112575_ot-20w-12v-g4-ax-2000h-tu-bx-1-20-mic.pdf
https://catalog.tungsram.com/files/sheet/automotive-display_93115087_ot-new-prem-carton-display-empty-tu-mih.pdf
https://catalog.tungsram.com/files/sheet/automotive-display_93115086_ot-new-counter-wall-display-empty-tu-mih.pdf
https://catalog.tungsram.com/files/sheet/automotive-display_93115085_ot-new-stand-display-empty-tu-mih.pdf
https://catalog.tungsram.com/files/sheet/automotive-display_93115081_ot-new-wall-cupboard-empty-tu-mih.pdf
https://catalog.tungsram.com/files/sheet/automotive-display_93115643_rp-new-tungsram-autoshape-walldispfilled.pdf
https://catalog.tungsram.com/files/sheet/automotive-display_93115641_rp-new-tungsram-autoshape-wall-dispempty.pdf
https://catalog.tungsram.com/files/sheet/spherical-warmdim_93118285_led-golf-warmdim-5w-820-827-e27-tu-ds.pdf
https://catalog.tungsram.com/files/sheet/spherical-warmdim_93118284_led-golf-warmdim-5w-820-827-e14-tu-ds.pdf
https://catalog.tungsram.com/files/sheet/spherical-warmdim_93118296_led-golf-warmdim-5w-820-827-b22-tu-ds.pdf
https://catalog.tungsram.com/files/sheet/spherical-warmdim_93118297_led-golf-warmdim-5w-820-827-b15-tu-ds.pdf
https://catalog.tungsram.com/files/sheet/spherical-warmdim_93117661_led-golf-warmdim-5w-820-827-e27-tu.pdf
https://catalog.tungsram.com/files/sheet/spherical-warmdim_93117660_led-golf-warmdim-5w-820-827-e14-tu.pdf
https://catalog.tungsram.com/files/sheet/spherical-warmdim_93117662_led-golf-warmdim-5w-820-827-b22-tu.pdf
https://catalog.tungsram.com/files/sheet/spherical-warmdim_93117663_led-golf-warmdim-5w-820-827-b15-tu.pdf
https://catalog.tungsram.com/files/sheet/candle-warmdim_93118299_led-candle-warmdim-5w-820-827-e27-tu-ds.pdf
https://catalog.tungsram.com/files/sheet/candle-warmdim_93118298_led-candle-warmdim-5w-820-827-e14-tu-ds.pdf
https://catalog.tungsram.com/files/sheet/candle-warmdim_93118300_led-candle-warmdim-5w-820-827-b22-tu-ds.pdf
https://catalog.tungsram.com/files/sheet/candle-warmdim_93118301_led-candle-warmdim-5w-820-827-b15-tu-ds.pdf
https://catalog.tungsram.com/files/sheet/candle-warmdim_93117665_led-candle-warmdim-5w-820-827-e27-tu.pdf
https://catalog.tungsram.com/files/sheet/candle-warmdim_93117664_led-candle-warmdim-5w-820-827-e14-tu.pdf
https://catalog.tungsram.com/files/sheet/candle-warmdim_93117666_led-candle-warmdim-5w-820-827-b22-tu.pdf
https://catalog.tungsram.com/files/sheet/candle-warmdim_93117667_led-candle-warmdim-5w-820-827-b15-tu.pdf
https://catalog.tungsram.com/files/sheet/led-mr16-high-cri-high-lumen-dimmable_93111226_led-mr16-8w-50-dim-940-35deg-tu.pdf
https://catalog.tungsram.com/files/sheet/led-mr16-high-cri-high-lumen-dimmable_93111154_led-mr16-8w-50-dim-930-35deg-tu.pdf
https://catalog.tungsram.com/files/sheet/led-mr16-high-cri-high-lumen-dimmable_93111228_led-mr16-8w-50-dim-927-35deg-tu.pdf
https://catalog.tungsram.com/files/sheet/led-r111-high-cri-dimmable_93117331_led-r111-10-5w-70-dim-940-40deg-tu.pdf
https://catalog.tungsram.com/files/sheet/led-r111-high-cri-dimmable_93117330_led-r111-10-5w-70-dim-940-25deg-tu.pdf
https://catalog.tungsram.com/files/sheet/led-r111-high-cri-dimmable_93117329_led-r111-10-5w-70-dim-930-40deg-tu.pdf
https://catalog.tungsram.com/files/sheet/led-r111-high-cri-dimmable_93117328_led-r111-10-5w-70-dim-930-25deg-tu.pdf
https://catalog.tungsram.com/files/sheet/led-r111-high-cri-dimmable_93117327_led-r111-10-5w-70-dim-927-40deg-tu.pdf
https://catalog.tungsram.com/files/sheet/led-r111-high-cri-dimmable_93117326_led-r111-10-5w-70-dim-927-25deg-tu.pdf
https://catalog.tungsram.com/files/sheet/megalight-100_93117215_rp-53670cmu-b1-d4s-35w-e4-tu-mij.pdf
https://catalog.tungsram.com/files/sheet/megalight-100_93117214_rp-53660cmu-b1-d3s-35w-e4-tu-mij.pdf
https://catalog.tungsram.com/files/sheet/12v-standard_93117211_rp-54790u-b1-h16-12v-e1-2yv-tu-mikr.pdf
https://catalog.tungsram.com/files/sheet/led-headlight-canbus_93117210_tu-canbus-55w-b1-tu-mih.pdf
https://catalog.tungsram.com/files/sheet/led-miniature-canbus_93117209_tu-canbus-21w-b1-tu-mih.pdf
https://catalog.tungsram.com/files/sheet/led-miniature-canbus_93117208_tu-canbus-5w-b1-tu-mih.pdf
https://catalog.tungsram.com/files/sheet/12v-miniature-standard_93117206_rp-54410-b10-hy21w-12v-21w-baw9s-tu-mig.pdf
https://catalog.tungsram.com/files/sheet/led-miniature-lamps_93117031_rp-60790-bl1-ledm5-12v-4k-tu-micn.pdf
https://catalog.tungsram.com/files/sheet/led-miniature-lamps_93117030_rp-60780-bl1-ledm5-12v-6k-tu-micn.pdf
https://catalog.tungsram.com/files/sheet/led-miniature-lamps_93117025_rp-60730-bl1-ledw21-5w-red-12v-tu-micn.pdf
https://catalog.tungsram.com/files/sheet/led-miniature-lamps_93117024_rp-60720-bl1-ledw21w-red-12v-tu-micn.pdf
https://catalog.tungsram.com/files/sheet/led-miniature-lamps_93117023_rp-60710-bl1-ledw21-5w-12v-4k-tu-micn.pdf
https://catalog.tungsram.com/files/sheet/led-miniature-lamps_93117022_rp-60700-bl1-ledw21-5w-12v-6k-tu-micn.pdf
https://catalog.tungsram.com/files/sheet/led-miniature-lamps_93117021_rp-60690-bl1-ledw21w-12v-4k-tu-micn.pdf
https://catalog.tungsram.com/files/sheet/led-miniature-lamps_93117020_rp-60680-bl1-ledw21w-12v-6k-tu-micn.pdf
https://catalog.tungsram.com/files/sheet/led-miniature-lamps_93117019_rp-60670-bl1-ledp21-5w-red-12v-tu-micn.pdf
https://catalog.tungsram.com/files/sheet/led-miniature-lamps_93117018_rp-60660-bl1-ledp21w-red-12v-tu-micn.pdf
https://catalog.tungsram.com/files/sheet/led-miniature-lamps_93117017_rp-60650-bl1-ledp21-5w-12v-4k-tu-micn.pdf
https://catalog.tungsram.com/files/sheet/led-miniature-lamps_93117016_rp-60640-bl1-ledp21-5w-12v-6k-tu-micn.pdf
https://catalog.tungsram.com/files/sheet/led-miniature-lamps_93116985_rp-60630-bl1-ledp21w-12v-4k-tu-micn.pdf
https://catalog.tungsram.com/files/sheet/led-miniature-lamps_93116984_rp-60620-bl1-ledp21w-12v-6k-tu-micn.pdf
https://catalog.tungsram.com/files/sheet/led-miniature-lamps_93116983_rp-60590-bl1-led-12v-fstn-31mm-4k-tumicn.pdf
https://catalog.tungsram.com/files/sheet/led-miniature-lamps_93116982_rp-60580-bl1-led-12v-fstn-31mm-6k-tumicn.pdf
https://catalog.tungsram.com/files/sheet/led-miniature-lamps_93116981_rp-60570-bl1-led-12v-fstn-28mm-4k-tumicn.pdf
https://catalog.tungsram.com/files/sheet/led-miniature-lamps_93116980_rp-60560-bl1-led-12v-fstn-28mm-6k-tumicn.pdf
https://catalog.tungsram.com/files/sheet/megalight-ultra-150_93116891_tu-53110nxnu-b2-h11-e1-12v-55w-tu-mih.pdf
https://catalog.tungsram.com/files/sheet/megalight-ultra-150_93116890_tu-59010nxnu-b2-h1-e1-12v55wp14-5stumih.pdf
https://catalog.tungsram.com/files/sheet/sportlight-ultra_93116889_tu-9005sbu-pb2-hb3-e1-12v-60w-p20d-tumih.pdf
https://catalog.tungsram.com/files/sheet/sportlight-ultra_93116888_tu-9006sbu-pb2-hb4-e1-12v-51w-p22d-tumih.pdf
https://catalog.tungsram.com/files/sheet/sportlight-ultra_93116887_tu-53110sbu-pb2-h11-e1-12v-55w-tu-mih.pdf
https://catalog.tungsram.com/files/sheet/sportlight-ultra_93116886_tu-58520sbu-pb2-h7-e1-12v-55w-tu-mih.pdf
https://catalog.tungsram.com/files/sheet/sportlight-ultra_93116885_tu-50440sbu-pb2-h4-e1-12v-60-55w-tu-mih.pdf
https://catalog.tungsram.com/files/sheet/sportlight-ultra_93116884_tu-50310sbu-pb2-h1-e1-12v-55w-tu-mih.pdf
https://catalog.tungsram.com/files/sheet/megalight-ultra-90_93116883_tu-9005xu-pb2-hb3-e1-12v-60w-tu-mih.pdf
https://catalog.tungsram.com/files/sheet/megalight-ultra-90_93116882_tu-9006sxu-pb2-hb4-e1-12v-51w-tu-mih.pdf
https://catalog.tungsram.com/files/sheet/megalight-ultra-90_93116881_tu-53110sxu-pb2-h11-e1-12v-55w-tu-mih.pdf
https://catalog.tungsram.com/files/sheet/megalight-ultra-90_93116880_tu-58520sxu-pb2-h7-e1-12v-55w-tu-mih.pdf
https://catalog.tungsram.com/files/sheet/megalight-ultra-90_93116879_tu-50440sxu-pb2-h4-e1-12v-60-55w-tu-mih.pdf
https://catalog.tungsram.com/files/sheet/megalight-ultra-90_93116878_tu-50310xu-pb2-h1-e1-12v-55w-tu-mih.pdf
https://catalog.tungsram.com/files/sheet/megalight-ultra-150_93116877_tu-53110nxnu-pb2-h11-e1-12v-55w-tu-mih.pdf
https://catalog.tungsram.com/files/sheet/megalight-ultra-150_93116876_tu-59010nxnu-pb2-h1-e1-12v55wp14-5stumih.pdf
https://catalog.tungsram.com/files/sheet/megalight-ultra-130_93116875_tu-53110xnu-pb2-e1-h11-12v-55w-tu-mih.pdf
https://catalog.tungsram.com/files/sheet/megalight-ultra-130_93116874_tu-58520xnu-pb2-e1-h7-12v-55w-px26d-tumih.pdf
https://catalog.tungsram.com/files/sheet/megalight-ultra-130_93116873_tu-50440xnu-pb2-e1-h4-12v-60-55wp43ttumih.pdf
https://catalog.tungsram.com/files/sheet/megalight-ultra-130_93116872_tu-50310xnu-pb2-e1-h1-12v-55w-p14-5stumih.pdf
https://catalog.tungsram.com/files/sheet/megalight-ultra-120_93116871_tu-9005nu-pb2-hb3-e1-12v-60w-tu-mih.pdf
https://catalog.tungsram.com/files/sheet/megalight-ultra-120_93116870_tu-9006snu-pb2-hb4-e1-12v-51w-tu-mih.pdf
https://catalog.tungsram.com/files/sheet/megalight-ultra-120_93116869_tu-53110snu-pb2-h11-e1-12v-55w-tu-mih.pdf
https://catalog.tungsram.com/files/sheet/megalight-ultra-120_93116868_tu-50310nu-pb2-h1-e1-12v-55w-tu-mih.pdf
https://catalog.tungsram.com/files/sheet/megalight-ultra-120_93116867_tu-50440xnu-pb2-e1-h4-12v-60-55wp43ttumih.pdf
https://catalog.tungsram.com/files/sheet/megalight-ultra-120_93116866_tu-58520xnu-pb2-e1-h7-12v-55w-px26d-tumih.pdf
https://catalog.tungsram.com/files/sheet/megalight-led-200_93115676_ot-60550-pb2-led-12v-24w-fan-hb4-tumicn.pdf
https://catalog.tungsram.com/files/sheet/megalight-led-150_93115665_ot-60540-pb2-led-12v-18w-6k-hb4-tumicn.pdf
https://catalog.tungsram.com/files/sheet/megalight-led-200_93115664_ot-60530-pb2-led-12v-24w-fan-hb3-tumicn.pdf
https://catalog.tungsram.com/files/sheet/megalight-led-150_93115663_ot-60520-pb2-led-12v-18w-6k-hb3-tumicn.pdf
https://catalog.tungsram.com/files/sheet/megalight-led-200_93115662_ot-60490-pb2led-12v24w-fan-h8-h11-tumicn.pdf
https://catalog.tungsram.com/files/sheet/megalight-led-150_93115661_ot-60480-pb2-led-12v-18w-h8-h11-tumicn.pdf
https://catalog.tungsram.com/files/sheet/megalight-led-200_93115660_ot-60410-pb2-led-12v-24w-fan-h1-tumicn.pdf
https://catalog.tungsram.com/files/sheet/megalight-led-150_93115659_ot-60400-pb2-led-12v-18w-6k-h1-tu-micn.pdf
https://catalog.tungsram.com/files/sheet/sportlight-ultra_93115208_tu-9005sbu-b2-hb3-e1-12v-60w-p20d-tu-mih.pdf
https://catalog.tungsram.com/files/sheet/sportlight-ultra_93115207_tu-9006sbu-b2-hb4-e1-12v-51w-p22d-tu-mih.pdf
https://catalog.tungsram.com/files/sheet/sportlight-ultra_93115206_tu-53110sbu-b2-h11-e1-12v-55w-tu-mih.pdf
https://catalog.tungsram.com/files/sheet/megalight-led-200_93115175_ot-60450-pb2-led-12v24w-fan-h7-tumicn.pdf
https://catalog.tungsram.com/files/sheet/megalight-led-150_93115174_ot-60440-pb2-led-12v-18w-h7-tu-micn.pdf
https://catalog.tungsram.com/files/sheet/megalight-led-200_93115173_ot-60430-pb2-led-12v-24w-fan-h4-tumicn.pdf
https://catalog.tungsram.com/files/sheet/megalight-led-150_93115172_ot-60420-pb2-led-12v-18w-6k-h4-tu-micn.pdf
https://catalog.tungsram.com/files/sheet/led-inspection-lamps_93114126_63000-ledinspection-1000lm-b1-ce-tu-micn.pdf
https://catalog.tungsram.com/files/sheet/led-inspection-lamps_93114055_63010-ledinspection-240lm-b1-ce-tu-micn.pdf
https://catalog.tungsram.com/files/sheet/12v-standard_93113962_rp-m5-moto-b1-12v-35-35w-p15d-25-1-tumcn.pdf
https://catalog.tungsram.com/files/sheet/premium-kits_93113956_tu-50310nhsu-2xh1-spu-2x501nb-tu-kit-4.pdf
https://catalog.tungsram.com/files/sheet/premium-kits_93113955_tu-58520spu-2xh7-spu-2x501nb-tu-kit-4.pdf
https://catalog.tungsram.com/files/sheet/premium-kits_93113954_tu-50440spu-2xh4-spu-2x501nb-tu-kit-4.pdf
https://catalog.tungsram.com/files/sheet/premium-kits_93113953_tu-50310xu-2xh1-xu-2x501nb-tu-kit-4.pdf
https://catalog.tungsram.com/files/sheet/premium-kits_93113952_tu-58520sxu-2xh7-sxu-2x501nb-tu-kit-4.pdf
https://catalog.tungsram.com/files/sheet/premium-kits_93113951_tu-50440sxu-2xh4-sxu-2x501nb-tu-kit-4.pdf
https://catalog.tungsram.com/files/sheet/emergency-kits_93113950_tu-h1-h7-24v-new-emergency-box-tu-mih.pdf
https://catalog.tungsram.com/files/sheet/long-life_93113949_tu-50440lu-b1-h4-e1-12v-60-55wp43-ttumih.pdf
https://catalog.tungsram.com/files/sheet/emergency-kits_93113947_tu-h1-h7-new-emergency-box-tungsram-mih.pdf
https://catalog.tungsram.com/files/sheet/emergency-kits_93113946_tu-h1-new-emergency-box-tungsram-mih.pdf
https://catalog.tungsram.com/files/sheet/emergency-kits_93113894_tu-h4-new-emergency-box-tungsram-mih.pdf
https://catalog.tungsram.com/files/sheet/12v-standard_93111389_rp-54430u-b1-e1-hir2-12v-55w-px22d-tumig.pdf
https://catalog.tungsram.com/files/sheet/megalight-ultra-130_93111388_tu-53110xnu-b2-e1-h11-12v-55w-tu-mih.pdf
https://catalog.tungsram.com/files/sheet/12v-miniature-standard_93111387_tu-wy16w-nal-b10-e1-12v-w2-1x9-5d-tu-mih.pdf
https://catalog.tungsram.com/files/sheet/12v-miniature-standard_93111386_tu-wy16w-nal-bl2-e1-12v-w2-1x9-5d-tu-mih.pdf
https://catalog.tungsram.com/files/sheet/12v-miniature-standard_93111385_tu-501nb-bl2-e1-w5w-12v-w2-1x9-5d-tumih.pdf
https://catalog.tungsram.com/files/sheet/long-life_93111384_tu-50310lu-b1-e1-h1-12v-55w-tu-mih.pdf
https://catalog.tungsram.com/files/sheet/12v-standard_93111382_tu-52650u-b1-12v-35-35w-tu-mih.pdf
https://catalog.tungsram.com/files/sheet/12v-miniature-standard_93111381_tu-501nb-b10-e1-w5w-12v-w2-1x9-5dtu-mih.pdf
https://catalog.tungsram.com/files/sheet/sportlight_93111380_tu-9005nhsu-b2-e1-12v-60w-hb3-tu-mih.pdf
https://catalog.tungsram.com/files/sheet/sportlight_93111379_tu-9006nhsu-b2-e1-12v-51w-hb4-tu-mih.pdf
https://catalog.tungsram.com/files/sheet/24v-miniature-heavy-star_93111378_tu-1061hdl-b10-e1-p21w-24v-ba15d-tu-mih.pdf
https://catalog.tungsram.com/files/sheet/12v-miniature-long-life_93111377_tu-52830lu-b1-e1-h6w-12v-6w-bax9s-tu-mih.pdf
https://catalog.tungsram.com/files/sheet/12v-miniature-sportlight_93111375_tu-2619nh-b1-e1-12v-r5w-ba15s-tu-mih.pdf
https://catalog.tungsram.com/files/sheet/12v-miniature-sportlight_93111374_tu-2619nh-b10-e1-12v-r5w-ba15s-tu-mih.pdf
https://catalog.tungsram.com/files/sheet/12v-miniature-sportlight_93111373_tu-2641nh-b10-e1-12v-r10w-ba15s-tu-mih.pdf
https://catalog.tungsram.com/files/sheet/12v-miniature-standard_93111372_tu-52830u-bl1-e1-h6w-12v-6w-bax9s-tu-mih.pdf
https://catalog.tungsram.com/files/sheet/24v-miniature-heavy-duty_93111371_tu-1060hd-b1-e1-p21w-24v-ba15s-tu-mih.pdf
https://catalog.tungsram.com/files/sheet/12v-miniature-standard_93111370_tu-58560-b1-12v-10w-ba9s-tu-mih.pdf
https://catalog.tungsram.com/files/sheet/12v-miniature-long-life_93111369_tu-7546l-bl2-e1-12v-c5w-sv8-5-8-tu-mih.pdf
https://catalog.tungsram.com/files/sheet/12v-miniature-long-life_93111368_tu-2662l-bl2-e1-12v-t4w-ba9s-tu-mih.pdf
https://catalog.tungsram.com/files/sheet/rally_93111367_tu-52100u-b1-12v-100-90w-p43t-tu-mih.pdf
https://catalog.tungsram.com/files/sheet/24v-miniature-heavy-duty_93110963_tu-1061hd-b10-e1-p21w-24v-ba15d-tu-mih.pdf
https://catalog.tungsram.com/files/sheet/12v-standard_93110962_tu-9145u-b1-e1-h10-12v-42w-py20d-tu-mih.pdf
https://catalog.tungsram.com/files/sheet/megalight-plus_93110961_tu-58520mpu-b1-e1-h7-12v-55w-px26d-tumih.pdf
https://catalog.tungsram.com/files/sheet/megalight-plus_93110960_tu-50440mpu-b1-e1-h4-12v-60-55wp43ttumih.pdf
https://catalog.tungsram.com/files/sheet/24v-standard_93110959_rp-54740u-b1-e1-h11-24v-70w-pjg19-2tumig.pdf
https://catalog.tungsram.com/files/sheet/12v-miniature-standard_93110538_rp-t20-b1-13-5v-1-85-0-44a7443natumij.pdf
https://catalog.tungsram.com/files/sheet/12v-miniature-standard_93110537_rp-t20-bl2-e4-12v-w21-5w-typ7443-tu-mij.pdf
https://catalog.tungsram.com/files/sheet/12v-miniature-standard_93110536_rp-91605-b10-t5-12v-2w-w2x4-6d-tu-th.pdf
https://catalog.tungsram.com/files/sheet/24v-miniature-standard_93110535_rp-91612-b1-e1-t10-24v-3w-w2-1x9-5-tuth.pdf
https://catalog.tungsram.com/files/sheet/24v-miniature-standard_93110534_rp-54400u-b10-e1-h21w-24v-21w-bay9stumig.pdf
https://catalog.tungsram.com/files/sheet/12v-miniature-standard_93110533_rp-53990u-b10-e1-h21w-12v-21w-bay9stumig.pdf
https://catalog.tungsram.com/files/sheet/12v-miniature-standard_93110532_rp-5333ps-b10-12v-1-2w-bx8-4d-tu-micn.pdf
https://catalog.tungsram.com/files/sheet/12v-miniature-standard_93110531_rp-5332ps-b10-12v-2w-bx8-4d-tu-micn.pdf
https://catalog.tungsram.com/files/sheet/12v-miniature-standard_93110530_rp-t20-b1-e4-12v-w21w-typ7440-tu-mij.pdf
https://catalog.tungsram.com/files/sheet/12v-miniature-standard_93110529_rp-t20-b1-e4-12v-w21-5w-typ7443tumij.pdf
https://catalog.tungsram.com/files/sheet/12v-miniature-standard_93110528_rp-t20-bl2-e4-12v-w21w-typ7440-tu-mij.pdf
https://catalog.tungsram.com/files/sheet/24v-miniature-standard_93110527_rp-5331ps-b1-24v-1-2w-b8-5d-tu-micn.pdf
https://catalog.tungsram.com/files/sheet/12v-miniature-standard_93110526_rp-5330ps-b1-12v-1-2w-ba8-5d-tu-micn.pdf
https://catalog.tungsram.com/files/sheet/12v-miniature-standard_93110525_rp-91735-b1-12v-10w-sv8-5-8-10x31-tu.pdf
https://catalog.tungsram.com/files/sheet/12v-miniature-standard_93110524_rp-t20-bl2-e4-12v-wy21w-7440na-tu-mij.pdf
https://catalog.tungsram.com/files/sheet/12v-miniature-standard_93110523_rp-t20-b1-e4-12v-wy21w-typ7440natu-mij.pdf
https://catalog.tungsram.com/files/sheet/24v-miniature-standard_93110522_rp-91716-b10-sof-24v-10w-sv8-5-8-11x39tu.pdf
https://catalog.tungsram.com/files/sheet/12v-miniature-standard_93110519_rp-91735-b10-sof-12v-10w-sv8-5-8-10x31tu.pdf
https://catalog.tungsram.com/files/sheet/24v-miniature-standard_93110518_rp-91602-b1-t5-24v-1-2w-w2x4-6d-tu-th.pdf
https://catalog.tungsram.com/files/sheet/12v-miniature-standard_93110517_rp-91735-bl2-12v-10w-sv8-5-8-10x31-tu.pdf
https://catalog.tungsram.com/files/sheet/24v-miniature-standard_93110516_rp-5331ps-b10-24v-1-2w-b8-5d-tu-micn.pdf
https://catalog.tungsram.com/files/sheet/12v-miniature-standard_93110435_rp-5330ps-b10-12v-1-2w-ba8-5d-tu-micn.pdf
https://catalog.tungsram.com/files/sheet/led-miniature-lamps_93108744_tu-60200led-bl1-fstn36-4k-std-tu-mih.pdf
https://catalog.tungsram.com/files/sheet/led-miniature-lamps_93108743_tu-60230led-bl1-fstn36-6k-std-tu-mih.pdf
https://catalog.tungsram.com/files/sheet/megalight-ultra-130_93108046_tu-50310xnu-b2-e1-h1-12v-55w-p14-5stumih.pdf
https://catalog.tungsram.com/files/sheet/megalight-ultra-130_93108045_tu-50440xnu-b2-e1-h4-12v60-55wp43t-tumih.pdf
https://catalog.tungsram.com/files/sheet/megalight-ultra-130_93108044_tu-58520xnu-b2-e1-h7-12v-55w-px26d-tumih.pdf
https://catalog.tungsram.com/files/sheet/megalight-ultra-130_93108040_tu-50310xnu-bl2-h1-12v-55w-p14-5s-tumih.pdf
https://catalog.tungsram.com/files/sheet/megalight-ultra-130_93108039_tu-50440xnu-bl2-e1h4-12v60-55wp43t-tumih.pdf
https://catalog.tungsram.com/files/sheet/megalight-ultra-130_93108038_tu-58520xnu-bl2-e1-h7-12v-55w-px26dtumih.pdf
https://catalog.tungsram.com/files/sheet/sportlight-ultra_93108037_tu-58520sbu-bl2-e1-h7-12v-55w-px26dtumih.pdf
https://catalog.tungsram.com/files/sheet/sportlight-ultra_93108036_tu-50440sbu-bl2-e1h4-12v60-55wp43t-tumih.pdf
https://catalog.tungsram.com/files/sheet/sportlight-ultra_93108035_tu-50310sbu-bl2-e1-h1-12v-55wp14-5stumih.pdf
https://catalog.tungsram.com/files/sheet/megalight-ultra-120_93108034_tu-58520snu-bl2-e1-h7-12v-55w-px26dtumih.pdf
https://catalog.tungsram.com/files/sheet/megalight-ultra-120_93108033_tu-50440snu-bl2-e1h4-12v60-55wp43t-tumih.pdf
https://catalog.tungsram.com/files/sheet/sportlight_93108032_tu-50440spu-bl2-e1h4-12v60-55wp43t-tumih.pdf
https://catalog.tungsram.com/files/sheet/sportlight_93108031_tu-58520spu-bl2-e1-h7-12v-55w-px26dtumih.pdf
https://catalog.tungsram.com/files/sheet/megalight-ultra-90_93108030_tu-50310xu-bl2-e1-h1-12v-55w-p14-5stumih.pdf
https://catalog.tungsram.com/files/sheet/megalight-plus_93108029_tu-50440mpu-bl2-e1h412v-60-55wp43t-tumih.pdf
https://catalog.tungsram.com/files/sheet/megalight-ultra-90_93108028_tu-58520sxu-bl2-e1-h7-12v-55w-px26dtumih.pdf
https://catalog.tungsram.com/files/sheet/megalight-ultra-90_93108027_tu-50440sxu-bl2-e1-h412v60-55wp43t-tumih.pdf
https://catalog.tungsram.com/files/sheet/sportlight_93108026_tu-50310nhsu-bl2-e1-h1-12v55wp14-5stumih.pdf
https://catalog.tungsram.com/files/sheet/megalight-plus_93108025_tu-58520mpu-bl2-e1-h7-12v-55w-px26dtumih.pdf
https://catalog.tungsram.com/files/sheet/megalight-plus_93108024_tu-50310mpu-bl2-e1-h1-12v-55wp14-5stumih.pdf
https://catalog.tungsram.com/files/sheet/long-life_93108023_tu-58520lu-bl2-e1-h7-12v-55w-px26d-tumih.pdf
https://catalog.tungsram.com/files/sheet/long-life_93108022_tu-50440lu-bl2-h4-e1-12v-60-55w-tu-mih.pdf
https://catalog.tungsram.com/files/sheet/long-life_93108021_tu-58520lu-b1-e1-h7-12v-55w-px26d-tu-mih.pdf
https://catalog.tungsram.com/files/sheet/12v-miniature-long-life_93108020_tu-1122l-b1-e1-p21-4w-12v-baz15d-tu-mih.pdf
https://catalog.tungsram.com/files/sheet/12v-miniature-long-life_93108019_tu-2662l-b1-e1-t4w-12v-ba9s-tu-mih.pdf
https://catalog.tungsram.com/files/sheet/12v-miniature-long-life_93108018_tu-7546l-b1-e1-c5w-12v-sv8-5-8-tu-mih.pdf
https://catalog.tungsram.com/files/sheet/12v-miniature-long-life_93108017_tu-2641l-b1-e1-r10w-12v-ba15s-tu-mih.pdf
https://catalog.tungsram.com/files/sheet/12v-miniature-long-life_93108016_tu-930-b1-e1-w5wll-12v-w2-1x9-5d-tu-mih.pdf
https://catalog.tungsram.com/files/sheet/12v-miniature-sportlight_93108015_tu-501nh-b10-e1-w5w-12v-w2-1x9-5d-tu-mih.pdf
https://catalog.tungsram.com/files/sheet/12v-miniature-long-life_93108012_tu-930-b10-e1-w5wll-12v-w2-1x9-5d-tu-mih.pdf
https://catalog.tungsram.com/files/sheet/24v-miniature-heavy-star_93108010_tu-2661hdl-b10-e1-24v-t4w-ba9s-tu-mih.pdf
https://catalog.tungsram.com/files/sheet/12v-miniature-sportlight_93108009_tu-2641nh-b1-e1-r10w-12v-ba15s-tu-mih.pdf
https://catalog.tungsram.com/files/sheet/12v-miniature-standard_93108008_tu-5301-b1-12v-1-2w-w2x4-6d-tu-mih.pdf
https://catalog.tungsram.com/files/sheet/12v-miniature-standard_93108007_tu-501-b1-e1-w5w-12v-5w-w2-1x9-5d-tu-mih.pdf
https://catalog.tungsram.com/files/sheet/12v-miniature-standard_93108006_tu-504-b1-e1-w3w-12v-w2-1x9-5d-tu-mih.pdf
https://catalog.tungsram.com/files/sheet/24v-standard_93108005_tu-50320u-bl1-e1-h1-24v-70w-p14-5s-tumih.pdf
https://catalog.tungsram.com/files/sheet/24v-miniature-heavy-duty_93108004_tu-2643hd-b1-e1-r10w-24v-ba15s-tu-mih.pdf
https://catalog.tungsram.com/files/sheet/12v-miniature-standard_93108003_tu-7576-din72601k-b1-12v-10wsv8-5-8tumih.pdf
https://catalog.tungsram.com/files/sheet/12v-miniature-standard_93108002_tu-7546-b1-e1-c5w-12v-sv8-5-8-tu-mih.pdf
https://catalog.tungsram.com/files/sheet/12v-miniature-standard_93108001_tu-2662-b1-e1-t4w-12v-ba9s-tu-mih.pdf
https://catalog.tungsram.com/files/sheet/12v-miniature-standard_93108000_tu-2641-b1-e1-r10w-12v-ba15s-tu-mih.pdf
https://catalog.tungsram.com/files/sheet/12v-standard_93107999_tu-58520u-h7l-12v-55w-px26d-e1-tu-mih.pdf
https://catalog.tungsram.com/files/sheet/12v-standard_93107998_tu-52950u-b1-e1-r2hal12v45-40wp45t-tumih.pdf
https://catalog.tungsram.com/files/sheet/24v-miniature-heavy-duty_93107996_tu-2661hd-b10-e1-t4w-24v-ba9s-tu-mih.pdf
https://catalog.tungsram.com/files/sheet/12v-miniature-standard_93106983_tu-921-b10-w16w-e1-12v-w-2-1x9-5d-tu-mih.pdf
https://catalog.tungsram.com/files/sheet/hid-standard_93106982_tu-53620u-b1-e1-d1s-12v-35w-pk32d-2tumih.pdf
https://catalog.tungsram.com/files/sheet/hid-standard_93106978_tu-53510u-b1-e1-d2r-35w-dot-p32d-3-tumih.pdf
https://catalog.tungsram.com/files/sheet/hid-standard_93106977_rp-53740u-b1-d1r-35w-e1-p32d-3-tu-mig.pdf
https://catalog.tungsram.com/files/sheet/hid-standard_93106976_rp-53730u-b1-d3r-35w-e1-pk32d-6-tu-mig.pdf
https://catalog.tungsram.com/files/sheet/24v-miniature-standard_93106974_rp-t5-b10-24v-1-2w-w2x4-6d-tu-mic-th.pdf
https://catalog.tungsram.com/files/sheet/sportlight_93106973_tu-50310nhsu-b2-e1-h1-12v-55wp14-5stumih.pdf
https://catalog.tungsram.com/files/sheet/sportlight_93106972_tu-58520spu-b2-e1-h7-12v-55w-px26d-tumih.pdf
https://catalog.tungsram.com/files/sheet/sportlight_93106971_tu-50440spu-b2-e1-h4-12v-60-55wp43ttumih.pdf
https://catalog.tungsram.com/files/sheet/24v-miniature-standard_93106970_rp-t10-b10-e1-24v-w3w-w2-1x9-5-tu-mij-th.pdf
https://catalog.tungsram.com/files/sheet/24v-miniature-standard_93106969_rp-t10-b10-e1-24v-w5w-w2-1x9-5d-tu-mijth.pdf
https://catalog.tungsram.com/files/sheet/megalight-plus_93106968_tu-58520mpu-b2-e1-h7-12v-55w-px-26dtumih.pdf
https://catalog.tungsram.com/files/sheet/megalight-plus_93106967_tu-50310mpu-b2-e1-h1-12v-55w-p14-5stumih.pdf
https://catalog.tungsram.com/files/sheet/megalight-plus_93106966_tu-50440mpu-b2-e1-h4-12v60-55wp43t-tumih.pdf
https://catalog.tungsram.com/files/sheet/rally_93106965_tu-50360u-b1-12v-100w-pk22s-r-tu-mih.pdf
https://catalog.tungsram.com/files/sheet/rally_93106964_tu-50370u-b1-12v-100w-p14-5s-r-tu-mih.pdf
https://catalog.tungsram.com/files/sheet/12v-miniature-long-life_93106963_tu-2619l-b1-e1-r5w-12v-ba15s-tu-mih.pdf
https://catalog.tungsram.com/files/sheet/12v-miniature-sportlight_93106962_tu-1057nh-b1-e1-p21w-12v-ba15s-tu-mih.pdf
https://catalog.tungsram.com/files/sheet/12v-miniature-sportlight_93106961_tu-1077nh-b1-e1-p21-5w-12v-bay15d-tu-mih.pdf
https://catalog.tungsram.com/files/sheet/12v-miniature-sportlight_93106960_tu-1057nh-b10-e1-p21w-12v-ba15s-tu-mih.pdf
https://catalog.tungsram.com/files/sheet/12v-miniature-sportlight_93106959_tu-1077nh-b10-e1-p21-5w-12v-bay15d-tumih.pdf
https://catalog.tungsram.com/files/sheet/24v-miniature-standard_93106958_tu-1078-b1-e1-p21-5w-24v-bay15d-tu-mih.pdf
https://catalog.tungsram.com/files/sheet/24v-miniature-heavy-duty_93106957_tu-2627hd-b1-e1-r5w-24v-ba15s-tu-mih.pdf
https://catalog.tungsram.com/files/sheet/12v-miniature-standard_93106956_tu-2619-b1-e1-r5w-12v-ba15s-tu-mih.pdf
https://catalog.tungsram.com/files/sheet/24v-miniature-heavy-duty_93106565_tu-2626hd-b10-e1-r5w-24v-ba15d-tu-mih.pdf
https://catalog.tungsram.com/files/sheet/hid-standard_93106564_rp-53680u-b1-d4r-35w-e4-dot-p32d-6-tumij.pdf
https://catalog.tungsram.com/files/sheet/megalight-ultra-120_93105797_tu-50310nu-bl2-e1-h1-12v-55w-p14-5stumih.pdf
https://catalog.tungsram.com/files/sheet/24v-standard_93105796_tu-50450u-bl1-e1-h4-24v-75-70w-p43ttumih.pdf
https://catalog.tungsram.com/files/sheet/12v-miniature-standard_93105795_tu-501a-bl2-e1-wy5w12v5w-w2-1x9-5dtumih.pdf
https://catalog.tungsram.com/files/sheet/12v-standard_93105794_tu-53110u-bl1-e1-h11-12v55wpgj19-2tumih.pdf
https://catalog.tungsram.com/files/sheet/24v-standard_93105793_tu-58521u-bl1-e1-h7-24v-70w-px26d-tu-mih.pdf
https://catalog.tungsram.com/files/sheet/12v-miniature-standard_93105792_tu-7592-bl2-12v15w-sv8-5-8-tumih.pdf
https://catalog.tungsram.com/files/sheet/12v-miniature-standard_93105791_tu-1098-bl2-12v-20-5w-ba15d-tu-mih.pdf
https://catalog.tungsram.com/files/sheet/24v-miniature-standard_93105790_tu-1078-bl2-e1-p21-5w-24v-bay15d-tu-mih.pdf
https://catalog.tungsram.com/files/sheet/24v-standard_93105789_tu-50350u-bl1-e1-h3-24v-70w-pk22s-tu-mih.pdf
https://catalog.tungsram.com/files/sheet/rally_93105787_tu-52130u-bl1-12v-100w-pk22s-tu-mih.pdf
https://catalog.tungsram.com/files/sheet/12v-miniature-standard_93105786_tu-7575-bl2-12v-5w-sv8-5-8-tu-mih.pdf
https://catalog.tungsram.com/files/sheet/12v-miniature-standard_93105785_tu-1122-bl2-e1-p21-4w-12v-baz15dtu-mih.pdf
https://catalog.tungsram.com/files/sheet/12v-miniature-standard_93105784_tu-7576din72601k-bl2-12v10wsv8-5-8tumih.pdf
https://catalog.tungsram.com/files/sheet/12v-miniature-standard_93105783_tu-504-bl2-e1-w3w-12v-w2-1x9-5d-tu-mih.pdf
https://catalog.tungsram.com/files/sheet/12v-miniature-standard_93105782_tu-5301-bl2-t5-12v-1-2w-w2x4-6d-tu-mih.pdf
https://catalog.tungsram.com/files/sheet/rally_93105781_tu-52140u-bl1-12v-100w-p14-5s-tu-mih.pdf
https://catalog.tungsram.com/files/sheet/12v-miniature-long-life_93105780_tu-2619l-bl2-e1-r5w-12v-ba15s-tu-mih.pdf
https://catalog.tungsram.com/files/sheet/long-life_93105779_tu-50310lu-bl2-e1-h1-12v-55w-p14-5stumih.pdf
https://catalog.tungsram.com/files/sheet/12v-standard_93105778_tu-9006u-bl1-e1-hb4-12v-51w-p22d-tu-mih.pdf
https://catalog.tungsram.com/files/sheet/12v-standard_93105777_tu-9005u-bl1-e1-hb3-12v-60w-p20d-tu-mih.pdf
https://catalog.tungsram.com/files/sheet/12v-standard_93105776_tu-53100u-bl1-e1-h9-12v-65w-pgj19-5tumih.pdf
https://catalog.tungsram.com/files/sheet/12v-standard_93105775_tu-53090u-bl1-e1-h8-12v-35w-pgj19-1tumih.pdf
https://catalog.tungsram.com/files/sheet/12v-miniature-standard_93105774_tu-501-bl2-e1-w5w-12v-5w-w2-1x9-5d-tumih.pdf
https://catalog.tungsram.com/files/sheet/12v-miniature-standard_93105773_tu-2662-bl2-e1-t4w-12v-ba9s-tu-mih.pdf
https://catalog.tungsram.com/files/sheet/12v-miniature-standard_93105772_tu-2619-bl2-e1-r5w-12v-ba15s-tu-mih.pdf
https://catalog.tungsram.com/files/sheet/12v-miniature-standard_93105771_tu-2641-bl2-e1-r10w-12v-ba15s-tu-mih.pdf
https://catalog.tungsram.com/files/sheet/12v-miniature-standard_93105770_tu-7546-bl2-e1-c5w-12v-sv8-5-8-tu-mih.pdf
https://catalog.tungsram.com/files/sheet/12v-standard_93105768_tu-50440u-bl1-e1-12v-h4-60-55w-p43ttumih.pdf
https://catalog.tungsram.com/files/sheet/12v-standard_93105767_tu-50310u-bl1-e1-h1-12v-55w-p14-5s-tumih.pdf
https://catalog.tungsram.com/files/sheet/12v-standard_93105766_tu-50340u-bl1-e1-h3-12v-55w-pk22s-tu-mih.pdf
https://catalog.tungsram.com/files/sheet/24v-heavy-star_93105108_tu-58521hdlu-b1-h7-e1-24v-70w-px26dtumih.pdf
https://catalog.tungsram.com/files/sheet/24v-heavy-star_93105107_tu-50450hdlu-b1-h4-e1-24v75-70wp43ttumih.pdf
https://catalog.tungsram.com/files/sheet/24v-heavy-star_93105106_tu-50320u-hdl-b1-h1-24v70w-e1-p14-5tumih.pdf
https://catalog.tungsram.com/files/sheet/24v-heavy-star_93105105_tu-50350u-hdl-b1-h3-24v-70w-e1pk22stumih.pdf
https://catalog.tungsram.com/files/sheet/24v-standard_93105104_tu-52730u-b1-24v-100-70w-p45t-tu-mih.pdf
https://catalog.tungsram.com/files/sheet/24v-standard_93105103_tu-53130u-b1-h4-24v-100-90w-p43t-tu-mih.pdf
https://catalog.tungsram.com/files/sheet/12v-standard_93105102_tu-52050u-b1-12v-130-80cp-p43t-tu-mih.pdf
https://catalog.tungsram.com/files/sheet/12v-standard_93105101_tu-52070u-b1-12v-60-55w-p45t-tu-mih.pdf
https://catalog.tungsram.com/files/sheet/24v-standard_93105100_tu-52080u-b1-24v-75-70w-p45t-tu-mih.pdf
https://catalog.tungsram.com/files/sheet/12v-miniature-standard_93105097_tu-52830u-b1-e1-h6w-12v-6w-bax9s-tu-mih.pdf
https://catalog.tungsram.com/files/sheet/24v-standard_93105096_tu-50400u-b1-24v-100w-pk22s-tu-mih.pdf
https://catalog.tungsram.com/files/sheet/24v-standard_93105084_tu-52710u-b1-24v-100-70w-p43t-tu-mih.pdf
https://catalog.tungsram.com/files/sheet/rally_93105083_tu-52030u-b1-12v-100-80w-p45t-tu-mih.pdf
https://catalog.tungsram.com/files/sheet/12v-standard_93105082_tu-50470u-b1-hs1-e1-12v-35-35wpx43ttumih.pdf
https://catalog.tungsram.com/files/sheet/12v-standard_93105081_tu-9006u-b1-hb4-e1-12v-51w-p22d-tu-mih.pdf
https://catalog.tungsram.com/files/sheet/12v-miniature-standard_93104316_tu-5313-b10-12v-2w-w2-1x9-5d-tu-mih.pdf
https://catalog.tungsram.com/files/sheet/24v-miniature-standard_93104315_tu-7595-b10-din-72601k-24v18ws8-5-8tumih.pdf
https://catalog.tungsram.com/files/sheet/24v-miniature-standard_93104314_tu-7594-b10-24v-15w-s8-5-8-tu-mih.pdf
https://catalog.tungsram.com/files/sheet/12v-miniature-standard_93104308_tu-2696-b10-din-72601j-12v-2w-ba7s-tumih.pdf
https://catalog.tungsram.com/files/sheet/24v-miniature-standard_93104307_tu-2692-b10-din-72601j-24v-3w-ba7s-tumih.pdf
https://catalog.tungsram.com/files/sheet/24v-miniature-heavy-duty_93104305_tu-2627hd-b10-e1-r5w-24v-ba15s-tu-mih.pdf
https://catalog.tungsram.com/files/sheet/12v-standard_93104192_tu-53100u-b1-e1-h9-12v-65w-pgj19-5-tumih.pdf
https://catalog.tungsram.com/files/sheet/12v-standard_93104191_tu-53090u-b1-e1-h8-12v-35w-pgj19-1-tumih.pdf
https://catalog.tungsram.com/files/sheet/24v-standard_93103627_tu-50450u-b1-e1-h4-24v-75-70w-p43t-tumih.pdf
https://catalog.tungsram.com/files/sheet/12v-miniature-standard_93103626_tu-5301-b10-12v-1-2w-w2x4-6d-tu-mih.pdf
https://catalog.tungsram.com/files/sheet/12v-miniature-standard_93103624_tu-501na-b10-e1-wy5w-12v-5w-tu-mih.pdf
https://catalog.tungsram.com/files/sheet/12v-miniature-standard_93103622_tu-7546-b10-e1-c5w-12v-5w-s8-5-8-tu-mih.pdf
https://catalog.tungsram.com/files/sheet/12v-miniature-standard_93103619_tu-7576-b10-din-72601k-12v10ws8-5-8tumih.pdf
https://catalog.tungsram.com/files/sheet/12v-miniature-standard_93103614_tu-2656-b10-12v-3w-ba9s-tu-mih.pdf
https://catalog.tungsram.com/files/sheet/12v-miniature-standard_93103609_tu-2641-b10-e1-r10w-12v-ba15s-tu-mih.pdf
https://catalog.tungsram.com/files/sheet/12v-miniature-standard_93103608_tu-2619-b10-e1-r5w-12v-ba15s-tu-mih.pdf
https://catalog.tungsram.com/files/sheet/12v-miniature-standard_93103607_tu-1077-b10-e1-p21-5w-12v-bay15d-tu-mih.pdf
https://catalog.tungsram.com/files/sheet/24v-miniature-standard_93103604_tu-1073-b10-e1-py21w-24v-bau15s-tu-mih.pdf
https://catalog.tungsram.com/files/sheet/12v-miniature-standard_93103603_tu-1056-b10-e1-py21w-bau15s-tu-mih.pdf
https://catalog.tungsram.com/files/sheet/24v-miniature-standard_93103602_tu-1060-b10-e1-p21w-24v-ba15s-tu-mih.pdf
https://catalog.tungsram.com/files/sheet/12v-miniature-standard_93103601_tu-1057-b10-e1-p21w-12v-ba15s-tu-mih.pdf
https://catalog.tungsram.com/files/sheet/12v-miniature-standard_93103600_tu-1058-b10-e1-p21w-12v-ba15d-tu-mih.pdf
https://catalog.tungsram.com/files/sheet/24v-standard_93103599_tu-50350u-b1-e1-h3-24v-70w-pk22s-tu-mih.pdf
https://catalog.tungsram.com/files/sheet/12v-standard_93103598_tu-50340u-b1-e1-h3-12v-55w-pk22s-tu-mih.pdf
https://catalog.tungsram.com/files/sheet/rally_93103597_tu-52670u-b1-12v140-100w-250-140cp-tumih.pdf
https://catalog.tungsram.com/files/sheet/rally_93103596_tu-52100u-b1-12v-100-80w-190-100cp-tumih.pdf
https://catalog.tungsram.com/files/sheet/12v-standard_93103274_tu-50440u-b1-e1-h4-12v-60-55w-p43t-tumih.pdf
https://catalog.tungsram.com/files/sheet/24v-standard_93103273_tu-50320u-b1-e1-h1-24v-70w-p14-5s-tu-mih.pdf
https://catalog.tungsram.com/files/sheet/12v-standard_93103272_tu-50310u-b1-e1-h1-12v-55w-p14-5s-tu-mih.pdf
https://catalog.tungsram.com/files/sheet/megalight-ultra-120_93098625_tu-9005nu-b2-hb3-e1-12v-60w-tu-mih.pdf
https://catalog.tungsram.com/files/sheet/sportlight-ultra_93098624_tu-50440sbu-b2-h4-e1-12v-60-55w-tu-mih.pdf
https://catalog.tungsram.com/files/sheet/megalight-ultra-120_93098623_tu-9006snu-b2-hb4-e1-12v-51w-tu-mih.pdf
https://catalog.tungsram.com/files/sheet/megalight-ultra-120_93098622_tu-53110snu-b2-h11-e1-12v-55w-tu-mih.pdf
https://catalog.tungsram.com/files/sheet/megalight-ultra-120_93098621_tu-50310nu-b2-h1-e1-12v-55w-tu-mih.pdf
https://catalog.tungsram.com/files/sheet/megalight-ultra-120_93098620_tu-50440snu-b2-h4-e1-12v-60-55w-tu-mih.pdf
https://catalog.tungsram.com/files/sheet/megalight-ultra-90_93098617_tu-9005xu-b2-hb3-e1-12v-60w-tu-mih.pdf
https://catalog.tungsram.com/files/sheet/megalight-ultra-90_93098616_tu-9006sxu-b2-hb4-e1-12v-51w-tu-mih.pdf
https://catalog.tungsram.com/files/sheet/megalight-ultra-90_93098495_tu-53110sxu-b2-h11-e1-12v-55w-tu-mih.pdf
https://catalog.tungsram.com/files/sheet/megalight-ultra-90_93098494_tu-50310xu-b2-h1-e1-12v-55w-tu-mih.pdf
https://catalog.tungsram.com/files/sheet/megalight-ultra-90_93098493_tu-58520sxu-b2-h7-e1-12v-55w-tu-mih.pdf
https://catalog.tungsram.com/files/sheet/megalight-ultra-90_93098492_tu-50440sxu-b2-h4-e1-12v-60-55w-tu-mih.pdf
https://catalog.tungsram.com/files/sheet/long-life_93098491_tu-50340lu-b2-h3-e1-12v-55w-tu-mih.pdf
https://catalog.tungsram.com/files/sheet/rally_93098354_tu-59000u-b1-100w-12v-px26d-tu-mih.pdf
https://catalog.tungsram.com/files/sheet/sportlight-ultra_93097899_tu-58520sbu-b2-h7-e1-12v-55w-tu-mih.pdf
https://catalog.tungsram.com/files/sheet/sportlight-ultra_93097898_tu-50310sbu-b2-h1-e1-12v-55w-tu-mih.pdf
https://catalog.tungsram.com/files/sheet/long-life_93097897_tu-58520lu-b2-h7-e1-12v-55w-tu-mih.pdf
https://catalog.tungsram.com/files/sheet/long-life_93097896_tu-50440lu-b2-h4-e1-12v-60-55w-tu-mih.pdf
https://catalog.tungsram.com/files/sheet/24v-miniature-heavy-star_93097345_tu-1060hdl-b10-e1-24v-p21w-ba15s-tu-mih.pdf
https://catalog.tungsram.com/files/sheet/long-life_93097344_tu-50310lu-b2-h1-e1-12v-55w-tu-mih.pdf
https://catalog.tungsram.com/files/sheet/24v-miniature-heavy-star_93097343_tu-1073hdnal-b10-e1-py21w24vbau15stumih.pdf
https://catalog.tungsram.com/files/sheet/white-xensation_93096783_tu53750u-b1-d1s-e1-wxen-35w-tu-mih.pdf
https://catalog.tungsram.com/files/sheet/24v-miniature-heavy-star_93095977_tu-2643hdl-b10-e1-24v-r10w-ba15s-tu-mih.pdf
https://catalog.tungsram.com/files/sheet/white-xensation_93095970_tu53760u-b1-d2s-e1-wxen-35w-tu-mih.pdf
https://catalog.tungsram.com/files/sheet/white-xensation_93095514_tu-53770u-b1-d2r-e1-wxen-35w-tu-mih.pdf
https://catalog.tungsram.com/files/sheet/hid-standard_93095513_rp-53670u-b1-d4s-35w-e4-p32d-5-tu-mij.pdf
https://catalog.tungsram.com/files/sheet/hid-standard_93095512_rp-53660u-b1-d3s-35w-e4-pk32d-5-tu-mij.pdf
https://catalog.tungsram.com/files/sheet/white-xensation_93095511_rp-53780u-b1-d3s-35w-e4-wxen-tu-mij.pdf
https://catalog.tungsram.com/files/sheet/white-xensation_93095510_rp-53790u-b1-d4s-35w-e4-wxen-tu-mij.pdf
https://catalog.tungsram.com/files/sheet/24v-miniature-heavy-star_93095324_tu-2627hdl-b10-e1-24v-r5w-ba15s-tu-mih.pdf
https://catalog.tungsram.com/files/sheet/sportlight-extreme_93093890_tu-50310sup-pb2-h1-e1-12v-55w-tu-mih.pdf
https://catalog.tungsram.com/files/sheet/sportlight-extreme_93093788_tu-58520sup-pb2-h7-e1-12v-55w-tu-mih.pdf
https://catalog.tungsram.com/files/sheet/sportlight-extreme_93093787_tu-50440sup-pb2-h4-e1-12v-60-55w-tu-mih.pdf
https://catalog.tungsram.com/files/sheet/megalight-100_93093633_tu-53500cmu-b1-d2s-e1-35w-tu-mih.pdf
https://catalog.tungsram.com/files/sheet/megalight-100_93093630_tu-53620cmu-b1-d1s-e1-35w-tu-mih.pdf
https://catalog.tungsram.com/files/sheet/sportlight-extreme_93093565_tu-53110sup-pb2-h11-e1-12v-55w-tu-mih.pdf
https://catalog.tungsram.com/files/sheet/12v-miniature-long-life_93090295_tu-1056l-b1-e1-py21w-bau15s-tu-mih.pdf
https://catalog.tungsram.com/files/sheet/12v-miniature-standard_93089848_tu-1077-bl2-e1-p21-5w-12v-bay15d-tu-mih.pdf
https://catalog.tungsram.com/files/sheet/12v-miniature-long-life_93088860_tu-1077l-bl2-e1-p21-5w-12v-bay15d-tu-mih.pdf
https://catalog.tungsram.com/files/sheet/12v-miniature-long-life_93088859_tu-1077l-b1-e1-p21-5w-12v-bay15d-tu-mih.pdf
https://catalog.tungsram.com/files/sheet/12v-miniature-standard_93088858_tu-1077-b1-e1-p21-5w-12v-bay15d-tu-mih.pdf
https://catalog.tungsram.com/files/sheet/12v-miniature-standard_93088857_tu-1057-b1-e1-p21w-12v-ba15s-tu-mih.pdf
https://catalog.tungsram.com/files/sheet/12v-miniature-standard_93088856_tu-1057-bl2-e1-p21w-12v-ba15s-tu-mih.pdf
https://catalog.tungsram.com/files/sheet/12v-miniature-standard_93088712_tu-1056-b1-e1-py21w-bau15s-tu-mih.pdf
https://catalog.tungsram.com/files/sheet/12v-miniature-long-life_93088711_tu-1057l-b1-e1-p21w-12v-ba15s-tu-mih.pdf
https://catalog.tungsram.com/files/sheet/megalight-ultra-150_93088612_tu-50440nxnu-pb2-h4-12v60-55w-e1-tu-mih.pdf
https://catalog.tungsram.com/files/sheet/megalight-ultra-150_93088611_tu-58520nxnu-pb2-h7-12v55w-e1-tu-mih.pdf
https://catalog.tungsram.com/files/sheet/12v-miniature-long-life_93088264_tu-1057l-bl2-e1-p21w-12v-ba15s-tu-mih.pdf
https://catalog.tungsram.com/files/sheet/12v-miniature-standard_93088263_tu-1056-bl2-e1-py21w-bau15s-tu-mih.pdf
https://catalog.tungsram.com/files/sheet/tulox-standard-tubular-clear_93102162_lu400-t-e40-tu.pdf
https://catalog.tungsram.com/files/sheet/arc-tubular-clear_93102194_arc250-t-uvc-h-742-e40-tu.pdf
https://catalog.tungsram.com/files/sheet/arc-tubular-clear_93102195_arc400-t-uvc-h-742-e40-tu.pdf
https://catalog.tungsram.com/files/sheet/krc-tubular-clear_93102172_krc400-t-uvc-h-960-e40-tu.pdf
https://catalog.tungsram.com/files/sheet/sportlight-tubular-clear_93102230_spl1000-t-h-960-e40-tu.pdf
https://catalog.tungsram.com/files/sheet/tulox-standard-tubular-clear_93102205_lu70-90-mo-t-e27-tu.pdf
https://catalog.tungsram.com/files/sheet/arc-double-ended-uvc_93102185_arc70-td-uvc-742-rx7s-tu.pdf
https://catalog.tungsram.com/files/sheet/arc-double-ended-uvc_93102184_arc150-td-uvc-742-rx7s-24-tu.pdf
https://catalog.tungsram.com/files/sheet/cermh-double-ended_93102190_cmh150-td-uvc-942-rx7s-24-tu.pdf
https://catalog.tungsram.com/files/sheet/tulox-standard-tubular-clear_93102242_lu100-100-mo-t-e40-tu.pdf
https://catalog.tungsram.com/files/sheet/cermh-mr16_93102225_cmh35-mr16-uvc-u-930-gx10-fl-tu.pdf
https://catalog.tungsram.com/files/sheet/cermh-mr16_93102193_cmh20-mr16-uvc-u-830-gx10-fl-tu.pdf
https://catalog.tungsram.com/files/sheet/cermh-elliptical-clear_93102198_cmh150-e-uvc-o-u-942-e27-c-tu.pdf
https://catalog.tungsram.com/files/sheet/sportlight-linear_93102168_spl2000-l-h-651-spec-tu.pdf
https://catalog.tungsram.com/files/sheet/cermh-single-ended_93095374_cmh35-t-uvc-u-942-g12-tu.pdf
https://catalog.tungsram.com/files/sheet/cermh-double-ended_93102191_cmh70-td-uvc-942-rx7s-tu.pdf
https://catalog.tungsram.com/files/sheet/cermh-tubular-clear_93102166_cmh400-tt-uvc-u-830-e40-tu.pdf
https://catalog.tungsram.com/files/sheet/arc-tubular-clear_93102179_arc250-t-uvc-vbu-960-e40-tu.pdf
https://catalog.tungsram.com/files/sheet/cermh-single-ended_93095373_cmh150-t-uvc-u-830-g12-tu.pdf
https://catalog.tungsram.com/files/sheet/cermh-double-ended_93102197_cmh35-td-uvc-830-rx7s-tu.pdf
https://catalog.tungsram.com/files/sheet/cermh-double-ended_93102188_cmh70-td-uvc-830-rx7s-tu.pdf
https://catalog.tungsram.com/files/sheet/tulox-xo-tubular-clear_93102237_lu150-100-xo-t-e40-tu.pdf
https://catalog.tungsram.com/files/sheet/tulox-xo-tubular-clear_93102238_lu250-xo-t-e40-tu.pdf
https://catalog.tungsram.com/files/sheet/tulox-xo-tubular-clear_93102231_lu400-xo-t-e40-tu.pdf
https://catalog.tungsram.com/files/sheet/tulox-xo-elliptical-diffuse_93102239_lu100-100-xo-d-e40-tu.pdf
https://catalog.tungsram.com/files/sheet/tulox-xo-tubular-clear_93102236_lu100-100-xo-t-e40-tu.pdf
https://catalog.tungsram.com/files/sheet/tulox-standard-tubular-clear_93102202_lu1000w-110v-t-e40-tu.pdf
https://catalog.tungsram.com/files/sheet/tulox-xo-elliptical-diffuse_93102240_lu150-100-xo-d-e40-tu.pdf
https://catalog.tungsram.com/files/sheet/tulox-xo-elliptical-diffuse_93102200_lu50-85-xo-d-e27-tu.pdf
https://catalog.tungsram.com/files/sheet/tulox-xo-tubular-clear_93102234_lu50-85-xo-t-e27-tu.pdf
https://catalog.tungsram.com/files/sheet/tulox-xo-tubular-clear_93102232_lu600-xo-t-e40-tu.pdf
https://catalog.tungsram.com/files/sheet/tulox-xo-elliptical-diffuse_93102201_lu70-90-xo-d-e27-tu.pdf
https://catalog.tungsram.com/files/sheet/tulox-xo-tubular-clear_93102235_lu70-90-xo-t-e27-tu.pdf
https://catalog.tungsram.com/files/sheet/cermh-tubular-clear-streetwise_93102210_cmh100-tt-uvc-u-730-e40-streetwise-tu.pdf
https://catalog.tungsram.com/files/sheet/cermh-tubular-clear-streetwise_93102212_cmh150-tt-uvc-u-730-e40-streetwise-tu.pdf
https://catalog.tungsram.com/files/sheet/cermh-tubular-clear_93102159_cmh250-tt-uvc-u-830-e40-tu.pdf
https://catalog.tungsram.com/files/sheet/cermh-tubular-clear-streetwise_93102211_cmh70-tt-uvc-u-730-e27-streetwise-tu.pdf
https://catalog.tungsram.com/files/sheet/cermh-single-ended_93095376_cmh70-t-uvc-u-942-g12-tu.pdf
https://catalog.tungsram.com/files/sheet/cermh-mr16_93102226_cmh35-mr16-uvc-u-930-gx10-wfl-tu.pdf
https://catalog.tungsram.com/files/sheet/cermh-double-ended_93102189_cmh150-td-uvc-830-rx7s-24-tu.pdf
https://catalog.tungsram.com/files/sheet/tulox-xo-superlife-tubular-clear_93102213_lu150-100-xo-sby-t-e40-tu.pdf
https://catalog.tungsram.com/files/sheet/cermh-par-30_93104654_cmh35-par30-uvc-u-830-e27-fl-tu.pdf
https://catalog.tungsram.com/files/sheet/cermh-mr16_93102192_cmh20-mr16-uvc-u-830-gx10-sp-tu.pdf
https://catalog.tungsram.com/files/sheet/cermh-par-20_93104651_cmh35-par20-uvc-u-830-e27-sp-tu.pdf
https://catalog.tungsram.com/files/sheet/cermh-mr16_93102224_cmh35-mr16-uvc-u-930-gx10-sp-tu.pdf
https://catalog.tungsram.com/files/sheet/cermh-tubular-clear_93102169_cmh250-tt-uvc-h-830-e40-tu.pdf
https://catalog.tungsram.com/files/sheet/tulox-psl-photosynthesis-light-tubular-clear_93104685_lu400v-600w-psl-t-e40-el-tu.pdf
https://catalog.tungsram.com/files/sheet/tulox-ho-tubular-clear_93102249_lu150-100-ho-t-e40-tu-mic.pdf
https://catalog.tungsram.com/files/sheet/tulox-ho-tubular-clear_93102248_lu400-ho-t-e40-tu-mic.pdf
https://catalog.tungsram.com/files/sheet/tulox-xo-superlife-elliptical-diffuse_93102244_lu50-85-xo-sby-d-e27-tu.pdf
https://catalog.tungsram.com/files/sheet/cermh-single-ended-mini_93095265_cmh70-tc-uvc-u-830-g8-5-plus-tu.pdf
https://catalog.tungsram.com/files/sheet/cermh-ar111_93104712_cmh35-r111-uvc-u-930-gx8-5-fl-tu.pdf
https://catalog.tungsram.com/files/sheet/cermh-ar111_93104714_cmh70-r111-uvc-930-gx8-5-sp-tu.pdf
https://catalog.tungsram.com/files/sheet/cermh-ar111_93104713_cmh35-r111-uvc-u-930-gx8-5-wfl-tu.pdf
https://catalog.tungsram.com/files/sheet/cermh-ar111_93104716_cmh70-r111-uvc-930-gx8-5-wfl-tu.pdf
https://catalog.tungsram.com/files/sheet/cermh-ar111_93104711_cmh35-r111-uvc-u-930-gx8-5-sp-tu.pdf
https://catalog.tungsram.com/files/sheet/cermh-ar111_93104715_cmh70-r111-uvc-930-gx8-5-fl-tu.pdf
https://catalog.tungsram.com/files/sheet/cermh-single-ended_93095372_cmh70-t-uvc-u-830-g12-plus-tu.pdf
https://catalog.tungsram.com/files/sheet/cermh-single-ended_93095378_cmh70-t-uvc-u-930-g12-precise-tu.pdf
https://catalog.tungsram.com/files/sheet/cermh-single-ended-mini_93095369_cmh70-tc-uvc-u-930-g8-5-precise-tu.pdf
https://catalog.tungsram.com/files/sheet/cermh-supermini_93095260_cmh35-t-uvc-u-930-gu6-5-precise-tu.pdf
https://catalog.tungsram.com/files/sheet/mvr-elliptical-clear_93102218_mvr400-u-e40-tu.pdf
https://catalog.tungsram.com/files/sheet/tulox-psl-photosynthesis-light-tubular-clear_93104614_lu600w-psl-t-e40-tu.pdf
https://catalog.tungsram.com/files/sheet/sportlight-linear_93102167_spl1500-l-h-652-rx7sm-tu.pdf
https://catalog.tungsram.com/files/sheet/cermh-mr16_93102227_cmh35-mr16-uvc-u-942-gx10-sp-tu.pdf
https://catalog.tungsram.com/files/sheet/sportlight-internal-ignitor_93102181_spl2000-380v-i-t-h-640-e40-tu.pdf
https://catalog.tungsram.com/files/sheet/tulox-psl-photosynthesis-light-tubular-clear_93104613_lu400w-psl-t-e40-tu.pdf
https://catalog.tungsram.com/files/sheet/cermh-mr16_93102229_cmh35-mr16-uvc-u-942-gx10-wfl-tu.pdf
https://catalog.tungsram.com/files/sheet/cermh-single-ended-mini_93095367_cmh70-tc-uvc-u-942-g8-5-tu.pdf
https://catalog.tungsram.com/files/sheet/tulox-standard-elliptical-diffuse_93104669_lu70-90-mo-d-e27-tu.pdf
https://catalog.tungsram.com/files/sheet/cermh-par-20_93104652_cmh35-par20-uvc-u-830-e27-fl-tu.pdf
https://catalog.tungsram.com/files/sheet/arc-double-ended-rg-3_93102174_arc250-td-842-fc2-tu.pdf
https://catalog.tungsram.com/files/sheet/cermh-par-30_93104649_cmh70-par30-uvc-u-830-e27-wfl-tu.pdf
https://catalog.tungsram.com/files/sheet/cermh-supermini_93095262_cmh35-t-uvc-u-942-gu6-5-tu.pdf
https://catalog.tungsram.com/files/sheet/cermh-single-ended-mini_93095366_cmh35-tc-uvc-u-942-g8-5-tu.pdf
https://catalog.tungsram.com/files/sheet/cermh-single-ended-mini_93095264_cmh35-tc-uvc-u-830-g8-5-plus-tu.pdf
https://catalog.tungsram.com/files/sheet/cermh-par-30_93104653_cmh35-par30-uvc-u-830-e27-sp-tu.pdf
https://catalog.tungsram.com/files/sheet/sportlight-tubular-clear_93102175_spl2000-380v-t-h-960-e40-tu.pdf
https://catalog.tungsram.com/files/sheet/tulox-internal-ignitor-elliptical-diffuse_93102203_lu70-90-mo-d-i-e27-tu.pdf
https://catalog.tungsram.com/files/sheet/cermh-single-ended-mini_93095263_cmh20-tc-uvc-u-830-g8-5-plus-tu.pdf
https://catalog.tungsram.com/files/sheet/cermh-supermini_93095259_cmh20-t-uvc-u-830-gu6-5-tu.pdf
https://catalog.tungsram.com/files/sheet/cermh-supermini_93095261_cmh35-t-uvc-u-930-gu6-5-tu.pdf
https://catalog.tungsram.com/files/sheet/cermh-par-30_93104691_cmh70-par30-uvc-u-942-e27-wfl-tu.pdf
https://catalog.tungsram.com/files/sheet/sportlight-internal-ignitor_93102176_spl2000-380v-i-t-h-960-e40-tu.pdf
https://catalog.tungsram.com/files/sheet/tulox-xo-elliptical-diffuse_93102241_lu250-xo-d-e40-tu.pdf
https://catalog.tungsram.com/files/sheet/arc-elliptical-diffuse_93102180_arc250-d-uvc-vbu-960-e40-tu.pdf
https://catalog.tungsram.com/files/sheet/tulox-xo-elliptical-diffuse_93102233_lu400-xo-d-e40-tu.pdf
https://catalog.tungsram.com/files/sheet/arc-double-ended-coloured_93102163_arc150-td-uvc-green-rx7s-24-tu.pdf
https://catalog.tungsram.com/files/sheet/sportlight-tubular-clear_93102187_spl2000-220v-t-h-640-e40-tu.pdf
https://catalog.tungsram.com/files/sheet/arc-double-ended-uvc_93102183_arc70-td-uvc-730-rx7s-tu.pdf
https://catalog.tungsram.com/files/sheet/krc-elliptical-diffuse_93102161_krc400-d-uvc-vbu-960-e40-tu.pdf
https://catalog.tungsram.com/files/sheet/tulox-psl-photosynthesis-light-tubular-clear_93104661_lu400v-750w-psl-t-2-e40-el-tu.pdf
https://catalog.tungsram.com/files/sheet/cermh-tubular-clear_93102170_cmh150-tt-uvc-u-942-e40-tu.pdf
https://catalog.tungsram.com/files/sheet/cermh-mr16_93102196_cmh20-mr16-uvc-u-830-gx10-wfl-tu.pdf
https://catalog.tungsram.com/files/sheet/cermh-single-ended_93095371_cmh35-t-uvc-u-830-g12-plus-tu.pdf
https://catalog.tungsram.com/files/sheet/arc-tubular-clear_93102178_arc250-t-uvc-h-960-e40-tu.pdf
https://catalog.tungsram.com/files/sheet/arc-double-ended-uvc_93102182_arc150-td-uvc-732-rx7s-24-tu.pdf
https://catalog.tungsram.com/files/sheet/cermh-elliptical-diffuse_93102160_cmh250-e-uvc-u-830-e40-d-tu.pdf
https://catalog.tungsram.com/files/sheet/tulox-xo-superlife-tubular-clear_93102221_lu100-100-xo-sby-t-e40-tu.pdf
https://catalog.tungsram.com/files/sheet/cermh-par-30_93104668_cmh35-par30-uvc-u-942-e27-fl-tu.pdf
https://catalog.tungsram.com/files/sheet/cermh-tubular-clear_93102206_cmh250-tt-uvc-u-942-e40-tu.pdf
https://catalog.tungsram.com/files/sheet/tulox-xo-superlife-elliptical-diffuse_93102222_lu70-90-xo-sby-d-e27-tu.pdf
https://catalog.tungsram.com/files/sheet/krc-tubular-clear_93102177_krc400-t-uvc-vbu-960-e40-tu.pdf
https://catalog.tungsram.com/files/sheet/cermh-mr16_93102228_cmh35-mr16-uvc-u-942-gx10-fl-tu.pdf
https://catalog.tungsram.com/files/sheet/arc-double-ended-rg-3_93102173_arc250-td-832-fc2-tu.pdf
https://catalog.tungsram.com/files/sheet/tulox-xo-superlife-tubular-clear_93102215_lu400-xo-sby-t-e40-tu.pdf
https://catalog.tungsram.com/files/sheet/cermh-single-ended_93095370_cmh20-t-uvc-u-830-g12-plus-tu.pdf
https://catalog.tungsram.com/files/sheet/tulox-xo-superlife-tubular-clear_93102223_lu70-90-xo-sby-t-e27-tu.pdf
https://catalog.tungsram.com/files/sheet/tulox-internal-ignitor-elliptical-clear_93102204_lu70-90-mo-i-e27-tu.pdf
https://catalog.tungsram.com/files/sheet/tulox-psl-photosynthesis-light-tubular-clear_93104708_lu250w-psl-t-e40-tu.pdf
https://catalog.tungsram.com/files/sheet/tulox-xo-superlife-tubular-clear_93102214_lu250-xo-sby-t-e40-tu.pdf
https://catalog.tungsram.com/files/sheet/cermh-single-ended_93095375_cmh150-t-uvc-u-942-g12-tu.pdf
https://catalog.tungsram.com/files/sheet/mvr-elliptical-clear_93104704_mvr1000-u-e40-tu.pdf
https://catalog.tungsram.com/files/sheet/tulox-standard-tubular-clear_93102216_lu1000w-250v-e40-tu.pdf
https://catalog.tungsram.com/files/sheet/cermh-mr16_93102207_cmh35-mr16-uvc-u-930-gx10-sp-precise-tu.pdf
https://catalog.tungsram.com/files/sheet/cermh-mr16_93102208_cmh35-mr16-uvc-u-930-gx10-fl-precise-tu.pdf
https://catalog.tungsram.com/files/sheet/cermh-single-ended-mini_93095368_cmh35-tc-uvc-u-930-g8-5-precise-tu.pdf
https://catalog.tungsram.com/files/sheet/cermh-single-ended_93095377_cmh35-t-uvc-u-930-g12-precise-tu.pdf
https://catalog.tungsram.com/files/sheet/cermh-mr16_93102209_cmh35-mr16-uvc-u-930-gx10-wfl-precise-tu.pdf
https://catalog.tungsram.com/files/sheet/tulox-ho-tubular-clear_93102252_lu100-100-ho-t-e40-tu-mic.pdf
https://catalog.tungsram.com/files/sheet/tulox-ho-tubular-clear_93102251_lu250-ho-t-e40-tu-mic.pdf
https://catalog.tungsram.com/files/sheet/mixed-light-direct-shipment-from-china-hid_93104684_ot-ml-230-240v-250w-e40-1-12-tu-mic-ds.pdf
https://catalog.tungsram.com/files/sheet/tulox-ho-tubular-clear_93102250_lu70-90-ho-t-e27-tu-mic.pdf
https://catalog.tungsram.com/files/sheet/mixed-light-direct-shipment-from-china-hid_93104681_ot-ml-230-240v-160w-e27-1-24-tu-mic-ds.pdf
https://catalog.tungsram.com/files/sheet/cermh-tubular-clear-streetwise_93102245_cmh50-tt-uvc-u-730-e27-streetwise-tu.pdf
https://catalog.tungsram.com/files/sheet/krc-tubular-clear_93102246_krc400-t-uvc-h-970-e40-tu.pdf
https://catalog.tungsram.com/files/sheet/linear-quartz-heat_93117720_tu-qh3650t3-cl-5-mih.pdf
https://catalog.tungsram.com/files/sheet/24v-miniature-standard_93104311_tu-7579-b10-24v-5w-sv8-5-8-tu-mih.pdf
https://catalog.tungsram.com/files/sheet/12v-miniature-standard_93103623_tu-501-b10-e1-w5w-12v-w2-1x9-5d-tu-mih.pdf
https://catalog.tungsram.com/files/sheet/rally_93105085_tu-52130u-b1-12v-100w-pk22s-tu-mih.pdf
https://catalog.tungsram.com/files/sheet/24v-miniature-standard_93104299_tu-1115-b10-15w-24v-ba15s-tu-mih.pdf
https://catalog.tungsram.com/files/sheet/12v-miniature-standard_93104301_tu-1143-b10-din72601f-15w-12v-ba15stumih.pdf
https://catalog.tungsram.com/files/sheet/24v-miniature-standard_93103616_tu-2663-b10-24v-2w-ba9s-tu-mih.pdf
https://catalog.tungsram.com/files/sheet/rally_93105079_tu-52140u-b1-12v-100w-p14-5s-tu-mih.pdf
https://catalog.tungsram.com/files/sheet/12v-miniature-standard_93103612_tu-2619t-b10-e1-r5w-12v-ba15s-tu-mih.pdf
https://catalog.tungsram.com/files/sheet/12v-miniature-standard_93103606_tu-1122-b10-e1-p21-4w-12v-baz15d-tu-mih.pdf
https://catalog.tungsram.com/files/sheet/12v-standard_93105769_tu-58520su-bl1-e1-h7-12v55w-px26d-tu-mih.pdf
https://catalog.tungsram.com/files/sheet/starter_93108415_155-200-4-22w-tandem-ind.pdf
https://catalog.tungsram.com/files/sheet/starter_93108412_155-500-4-65w-univ-bx.pdf
https://catalog.tungsram.com/files/sheet/starter_93108413_155-500-4-65w-univ-ind.pdf
https://catalog.tungsram.com/files/sheet/starter_93108414_155-200-4-22w-tandem-bx.pdf
https://catalog.tungsram.com/files/sheet/starter_93108416_155-800-75-125w-bx.pdf
https://catalog.tungsram.com/files/sheet/airfield-lighting_93110789_5113ww-13w-1-24.pdf
https://catalog.tungsram.com/files/sheet/discharge-single-ended-cold-start_93106220_csr575-2-se.pdf
https://catalog.tungsram.com/files/sheet/discharge-single-ended-hot-restrike_93106222_csr800-se-hr-uvc.pdf
https://catalog.tungsram.com/files/sheet/discharge-single-ended-hot-restrike_93106386_csr1600-se-hr-uv-c.pdf
https://catalog.tungsram.com/files/sheet/discharge-single-ended-cold-start_93117205_mbi800-u-sbl2-91-9830-calmat.pdf
https://catalog.tungsram.com/files/sheet/single-ended-halogen_93106559_gad-240v-1000w.pdf
https://catalog.tungsram.com/files/sheet/single-ended-halogen_93106558_gab-230v-1000w.pdf
https://catalog.tungsram.com/files/sheet/par-64_93106415_4552-28-0v.pdf
https://catalog.tungsram.com/files/sheet/par-46_93106414_4553-28-0v.pdf
https://catalog.tungsram.com/files/sheet/par-56_93106413_200par-30v.pdf
https://catalog.tungsram.com/files/sheet/par-36_93106412_dwe-q650par36-1-120v.pdf
https://catalog.tungsram.com/files/sheet/par-36_93106411_4515-6-4v.pdf
https://catalog.tungsram.com/files/sheet/par-36_93106410_50par36-wfl-12v.pdf
https://catalog.tungsram.com/files/sheet/par-64_93106409_500par64-wfl-230v.pdf
https://catalog.tungsram.com/files/sheet/par-56_93106408_300par56-nsp-240v.pdf
https://catalog.tungsram.com/files/sheet/par-56_93106407_300par56-wfl-240v.pdf
https://catalog.tungsram.com/files/sheet/par-56_93106406_300par56-mfl-240v.pdf
https://catalog.tungsram.com/files/sheet/par-56_93106405_300par56-wfl-230v.pdf
https://catalog.tungsram.com/files/sheet/par-56_93106404_300par56-nsp-230v.pdf
https://catalog.tungsram.com/files/sheet/par-56_93106403_300par56-mfl-230v.pdf
https://catalog.tungsram.com/files/sheet/par-36_93106402_4596-28-0v.pdf
https://catalog.tungsram.com/files/sheet/par-36_93106401_4594-28-0v.pdf
https://catalog.tungsram.com/files/sheet/par-36_93106400_4405-12-8v.pdf
https://catalog.tungsram.com/files/sheet/par-56_93106399_300par56-wfl-12v.pdf
https://catalog.tungsram.com/files/sheet/par-56_93106398_300par56-wfl-12v-pool-bulk-pack.pdf
https://catalog.tungsram.com/files/sheet/single-ended-halogen_93106557_cp-43-ftm-230v-bx1-12.pdf
https://catalog.tungsram.com/files/sheet/single-ended-halogen_93106391_cp29-230v.pdf
https://catalog.tungsram.com/files/sheet/single-ended-halogen_93106556_bvv-q1mt7-4cl-mp.pdf
https://catalog.tungsram.com/files/sheet/single-ended-halogen_93106553_ehg-q750-cl-tp-750w-120v.pdf
https://catalog.tungsram.com/files/sheet/single-ended-halogen_93106552_fel-q1000-4cl-120v.pdf
https://catalog.tungsram.com/files/sheet/single-ended-halogen_93106551_ehd-120v.pdf
https://catalog.tungsram.com/files/sheet/single-ended-halogen_93106550_egt-q1000t7-4cl-120v.pdf
https://catalog.tungsram.com/files/sheet/single-ended-halogen_93106549_egr-q750t7-4cl-120.pdf
https://catalog.tungsram.com/files/sheet/single-ended-halogen_93106545_cyx-q2000t10-4cl-120v.pdf
https://catalog.tungsram.com/files/sheet/single-ended-halogen_93106544_bvt-q1mt7-cl-mp-120v.pdf
https://catalog.tungsram.com/files/sheet/single-ended-halogen_93106543_btr-q1000t7-4cl-2p120.pdf
https://catalog.tungsram.com/files/sheet/single-ended-halogen_93106542_btn-q750t7-cl-2p-120.pdf
https://catalog.tungsram.com/files/sheet/single-ended-halogen_93106539_btm-120v.pdf
https://catalog.tungsram.com/files/sheet/single-ended-halogen_93106537_cp40-fkj-240v.pdf
https://catalog.tungsram.com/files/sheet/single-ended-halogen_93106536_cp43-ftl-230-240v.pdf
https://catalog.tungsram.com/files/sheet/single-ended-halogen_93106535_cp53-230-240v.pdf
https://catalog.tungsram.com/files/sheet/single-ended-halogen_93106534_cp39-fkh-230-240v.pdf
https://catalog.tungsram.com/files/sheet/single-ended-halogen_93106533_t14-fkd-230-240v.pdf
https://catalog.tungsram.com/files/sheet/airfield-lighting_93106532_im-t7bp.pdf
https://catalog.tungsram.com/files/sheet/single-ended-halogen_93106531_m36-24v-250w-gy6-35.pdf
https://catalog.tungsram.com/files/sheet/single-ended-halogen_93106530_t11-115-120v.pdf
https://catalog.tungsram.com/files/sheet/single-ended-halogen_93106529_cp59-230-240v.pdf
https://catalog.tungsram.com/files/sheet/single-ended-halogen_93106528_cp93-230-240v.pdf
https://catalog.tungsram.com/files/sheet/single-ended-halogen_93106527_cp92-120v.pdf
https://catalog.tungsram.com/files/sheet/single-ended-halogen_93106526_cp92-230-240v.pdf
https://catalog.tungsram.com/files/sheet/single-ended-halogen_93106525_cp91-230-240v.pdf
https://catalog.tungsram.com/files/sheet/single-ended-halogen_93106524_cp79-230-240v.pdf
https://catalog.tungsram.com/files/sheet/single-ended-halogen_93106523_cp94-230-240v.pdf
https://catalog.tungsram.com/files/sheet/single-ended-halogen_93106522_t17-fkf-230-240v.pdf
https://catalog.tungsram.com/files/sheet/single-ended-halogen_93106521_t13-fkb-230-240v.pdf
https://catalog.tungsram.com/files/sheet/single-ended-halogen_93106520_cp52-fkn-230-240v.pdf
https://catalog.tungsram.com/files/sheet/specialist-projector_93106519_a1-248-230-240v.pdf
https://catalog.tungsram.com/files/sheet/specialist-projector_93106518_a1-249-230-240v.pdf
https://catalog.tungsram.com/files/sheet/single-ended-halogen_93106517_cp41-fkk-230v.pdf
https://catalog.tungsram.com/files/sheet/single-ended-halogen_93106516_cp41-fkk-240v.pdf
https://catalog.tungsram.com/files/sheet/double-ended-quartz-lamps_93106514_p2-27-fex-230v.pdf
https://catalog.tungsram.com/files/sheet/double-ended-quartz-lamps_93106515_p2-27-fex-240v.pdf
https://catalog.tungsram.com/files/sheet/single-ended-halogen-hpl_93106512_hpl-575w-240v.pdf
https://catalog.tungsram.com/files/sheet/single-ended-halogen-hpl_93106511_hpl-575w-ll-230v.pdf
https://catalog.tungsram.com/files/sheet/single-ended-halogen-hpl_93106510_hpl-575w-ll-240v.pdf
https://catalog.tungsram.com/files/sheet/single-ended-halogen-hpl_93106508_hpl-750w-240v.pdf
https://catalog.tungsram.com/files/sheet/single-ended-halogen_93106507_cp70-fva-230v.pdf
https://catalog.tungsram.com/files/sheet/single-ended-halogen_93106506_cp70-fva-240v.pdf
https://catalog.tungsram.com/files/sheet/single-ended-halogen_93106505_t25-230-240v.pdf
https://catalog.tungsram.com/files/sheet/single-ended-halogen_93106504_t27-230-240v.pdf
https://catalog.tungsram.com/files/sheet/single-ended-halogen_93106503_m40-230-240v.pdf
https://catalog.tungsram.com/files/sheet/single-ended-halogen_93106502_cp82-frg-120v.pdf
https://catalog.tungsram.com/files/sheet/single-ended-halogen_93106501_cp82-frh-230v.pdf
https://catalog.tungsram.com/files/sheet/single-ended-halogen_93106500_t18-gcw-230-240v.pdf
https://catalog.tungsram.com/files/sheet/single-ended-halogen_93106499_cp82-frj-240v.pdf
https://catalog.tungsram.com/files/sheet/single-ended-halogen_93106498_t26-gcs-230-240v.pdf
https://catalog.tungsram.com/files/sheet/single-ended-halogen_93106497_cp89-frk-120v.pdf
https://catalog.tungsram.com/files/sheet/single-ended-halogen_93106496_cp89-frm-230-240v.pdf
https://catalog.tungsram.com/files/sheet/specialist-projector_93106495_a1-244-230-240v.pdf
https://catalog.tungsram.com/files/sheet/single-ended-halogen_93106494_cp24-230-240v.pdf
https://catalog.tungsram.com/files/sheet/single-ended-halogen_93106493_cp40-fkj-230v.pdf
https://catalog.tungsram.com/files/sheet/single-ended-halogen_93106492_t19-fwr-230-240v.pdf
https://catalog.tungsram.com/files/sheet/single-ended-halogen_93106491_t11-230-240v.pdf
https://catalog.tungsram.com/files/sheet/single-ended-halogen_93106490_cp23-230-240v.pdf
https://catalog.tungsram.com/files/sheet/single-ended-halogen_93106489_t29-fwt-230-240v.pdf
https://catalog.tungsram.com/files/sheet/single-ended-halogen_93106488_cp90-230-240v.pdf
https://catalog.tungsram.com/files/sheet/single-ended-halogen_93106486_t28-230-240v.pdf
https://catalog.tungsram.com/files/sheet/single-ended-halogen_93106485_fkr-230-240v.pdf
https://catalog.tungsram.com/files/sheet/single-ended-halogen_93106484_cp77-fep-230-240v.pdf
https://catalog.tungsram.com/files/sheet/single-ended-halogen_93106483_gkv-600w-230v-g9-5.pdf
https://catalog.tungsram.com/files/sheet/single-ended-halogen_93106482_gkv-600w-240v-g9-5.pdf
https://catalog.tungsram.com/files/sheet/single-ended-halogen_93106481_gkv-ll-230v-600w.pdf
https://catalog.tungsram.com/files/sheet/single-ended-halogen_93106480_gkv-ll-240v-600w.pdf
https://catalog.tungsram.com/files/sheet/single-ended-halogen_93106479_cp81-fsk-240v.pdf
https://catalog.tungsram.com/files/sheet/single-ended-halogen_93106478_cp81-fkw-120v.pdf
https://catalog.tungsram.com/files/sheet/single-ended-halogen_93106477_m38-230-240v.pdf
https://catalog.tungsram.com/files/sheet/single-ended-halogen_93106476_q1000-t7-bp.pdf
https://catalog.tungsram.com/files/sheet/single-ended-halogen_93106475_cp110-oc-1200-80v.pdf
https://catalog.tungsram.com/files/sheet/single-ended-halogen_93106470_cp81-fsl-230v.pdf
https://catalog.tungsram.com/files/sheet/single-ended-halogen_93106469_gkv-800w-230-240v.pdf
https://catalog.tungsram.com/files/sheet/single-ended-halogen_93106468_t12-230-240v.pdf
https://catalog.tungsram.com/files/sheet/single-ended-halogen-hpl_93106467_hpl-750w-ll-230v.pdf
https://catalog.tungsram.com/files/sheet/single-ended-halogen-hpl_93106466_hpl-750w-ll-240v.pdf
https://catalog.tungsram.com/files/sheet/discharge-single-ended-cold-start_93106667_graphx-mbi-400-2000-u-sb-91-9835-calm.pdf
https://catalog.tungsram.com/files/sheet/csi-cid_93106673_csi1000-par64-g38.pdf
https://catalog.tungsram.com/files/sheet/csi-cid_93117339_csi1000-par64-hr-g38-99-1422.pdf
https://catalog.tungsram.com/files/sheet/csi-cid_93117338_csi1000-g22-99-02.pdf
https://catalog.tungsram.com/files/sheet/csi-cid_93117337_cid1000-g22-99-0222.pdf
https://catalog.tungsram.com/files/sheet/csi-cid_93117336_graphx-mbi-400-800-u-sb-91-9831.pdf
https://catalog.tungsram.com/files/sheet/discharge-single-ended-cold-start_93110788_csr-575-2-se.pdf
https://catalog.tungsram.com/files/sheet/discharge-single-ended-hot-restrike_93110787_csr575-se-hr-uv-c.pdf
https://catalog.tungsram.com/files/sheet/single-ended-halogen_93106463_glc-575w-hp-115v.pdf
https://catalog.tungsram.com/files/sheet/airfield-lighting_93106462_af6-2-6-6a-45w.pdf
https://catalog.tungsram.com/files/sheet/airfield-lighting_93106461_af6-5t-6-6a-100w.pdf
https://catalog.tungsram.com/files/sheet/airfield-lighting_93106460_af7-2-6-6a-200w.pdf
https://catalog.tungsram.com/files/sheet/discharge-single-ended-hot-restrike_93106389_csr-1800-se-hr.pdf
https://catalog.tungsram.com/files/sheet/single-ended-halogen_93106459_cp23-230v.pdf
https://catalog.tungsram.com/files/sheet/single-ended-halogen_93106388_hx5000-240v.pdf
https://catalog.tungsram.com/files/sheet/discharge-single-ended-hot-restrike_93106387_csr-9000-se-hr.pdf
https://catalog.tungsram.com/files/sheet/discharge-single-ended-hot-restrike_93106379_csr200-se-hr-uv-c.pdf
https://catalog.tungsram.com/files/sheet/discharge-single-ended-hot-restrike_93106378_csr125-se-hr.pdf
https://catalog.tungsram.com/files/sheet/discharge-double-ended-hot-restrike_93106377_csr18000-de.pdf
https://catalog.tungsram.com/files/sheet/discharge-single-ended-hot-restrike_93106376_csr-6000-se-hr-uv-c.pdf
https://catalog.tungsram.com/files/sheet/discharge-single-ended-hot-restrike_93106225_csr-2500-se-hr-uv-c.pdf
https://catalog.tungsram.com/files/sheet/double-ended-quartz-lamps_93106455_dxx-800-t4-4cl-240v.pdf
https://catalog.tungsram.com/files/sheet/double-ended-quartz-lamps_93106453_fad-q650t4-cl-p2-6.pdf
https://catalog.tungsram.com/files/sheet/discharge-single-ended-hot-restrike_93106224_csr-4000se-hr-uv-c.pdf
https://catalog.tungsram.com/files/sheet/discharge-single-ended-hot-restrike_93106223_csr-1200-se-hr-uv-c.pdf
https://catalog.tungsram.com/files/sheet/double-ended-quartz-lamps_93106448_tu-fdf-q500t3-4cl-mih.pdf
https://catalog.tungsram.com/files/sheet/double-ended-quartz-lamps_93106442_tu-p2-7-ekm-q1mt3-4cl-240-250v-mih.pdf
https://catalog.tungsram.com/files/sheet/double-ended-quartz-lamps_93106441_tu-p2-7-ekm-q1mt3-4cl-220-230v-mih.pdf
https://catalog.tungsram.com/files/sheet/double-ended-quartz-lamps_93106440_tu-p2-10-q625t3-4cl-240-250v-mih.pdf
https://catalog.tungsram.com/files/sheet/double-ended-quartz-lamps_93106439_tu-p2-10-q625t3-4cl-220-230v-mih.pdf
https://catalog.tungsram.com/files/sheet/double-ended-quartz-lamps_93106438_tu-p2-12-q1250t3-4cl-240-250v-mih.pdf
https://catalog.tungsram.com/files/sheet/discharge-single-ended-hot-restrike_93106397_csr12000-se-hr-uv-c.pdf
https://catalog.tungsram.com/files/sheet/discharge-single-ended-cold-start_93106385_csr700-2-se.pdf
https://catalog.tungsram.com/files/sheet/discharge-single-ended-cold-start_93106384_csr1200-2-se.pdf
https://catalog.tungsram.com/files/sheet/discharge-single-ended-hot-restrike_93106417_csr18000-se-hr.pdf
https://catalog.tungsram.com/files/sheet/single-ended-halogen_93106395_cp105-1250-650w-230-240v.pdf
https://catalog.tungsram.com/files/sheet/single-ended-halogen_93106394_cp58-230-240v.pdf
https://catalog.tungsram.com/files/sheet/single-ended-halogen_93106393_cp30-230-240v.pdf
https://catalog.tungsram.com/files/sheet/single-ended-halogen_93106392_cp29-240v.pdf
https://catalog.tungsram.com/files/sheet/single-ended-halogen_93106390_hx48-230-240v.pdf
https://catalog.tungsram.com/files/sheet/single-ended-halogen_93106383_q12mt26-cl-240v.pdf
https://catalog.tungsram.com/files/sheet/single-ended-halogen_93106382_q24mt32-cl-240v.pdf
https://catalog.tungsram.com/files/sheet/single-ended-halogen_93106381_q20mt32-cl-240v.pdf
https://catalog.tungsram.com/files/sheet/single-ended-halogen_93106380_q12mt26-cl-230v.pdf
https://catalog.tungsram.com/files/sheet/single-ended-halogen_93106219_ot-cp83-240v-10000w-bx-1-1-mij.pdf
https://catalog.tungsram.com/files/sheet/single-ended-halogen_93106218_ot-cp83-220-230v-10000w-bx-1-1-mij.pdf
https://catalog.tungsram.com/files/sheet/par-64_93106416_q4559x-28-0v.pdf
https://catalog.tungsram.com/files/sheet/cinema-plus_93110786_f55bx-cinplus-55-ge-1-10-40-mih.pdf
https://catalog.tungsram.com/files/sheet/linear-quartz-heat_93110353_qh3mt3-cl-ht-r.pdf
https://catalog.tungsram.com/files/sheet/linear-quartz-heat_93110352_qh2500mt3-cl-ht-r.pdf
https://catalog.tungsram.com/files/sheet/linear-quartz-heat_93110351_tu-qh2m-t3-cl-ht-mih.pdf
https://catalog.tungsram.com/files/sheet/par-64_93106683_cp88-q500par64-mfl-240v.pdf
https://catalog.tungsram.com/files/sheet/par-64_93106682_cp88-q500par64-mfl-230v.pdf
https://catalog.tungsram.com/files/sheet/par-64_93106681_cp87-q500par64-nsp-240v.pdf
https://catalog.tungsram.com/files/sheet/par-64_93106680_cp87-q500par64-nsp-230v.pdf
https://catalog.tungsram.com/files/sheet/par-64_93106679_cp86-q500par64-vnsp-240v.pdf
https://catalog.tungsram.com/files/sheet/par-64_93106678_super-cp60-exc-vns-240v-1-6-bx.pdf
https://catalog.tungsram.com/files/sheet/par-64_93106677_super-cp61-exd-ns-240v-1-6-bx.pdf
https://catalog.tungsram.com/files/sheet/par-64_93106676_super-cp62-exe-mf-230v-1-6-bx.pdf
https://catalog.tungsram.com/files/sheet/par-64_93106675_super-cp62-exe-mf-240v-1-6-bx.pdf
https://catalog.tungsram.com/files/sheet/par-64_93106674_super-cp61-exd-ns-230v-1-6-bx.pdf
https://catalog.tungsram.com/files/sheet/par-64_93106672_cp95-240v.pdf
https://catalog.tungsram.com/files/sheet/par-64_93106671_exg-par64-1000w-230v-wfl.pdf
https://catalog.tungsram.com/files/sheet/par-64_93106670_exg-par64-1000w-240v-wfl.pdf
https://catalog.tungsram.com/files/sheet/single-ended-halogen-hpl_93106513_hpl-575w-230v.pdf
https://catalog.tungsram.com/files/sheet/single-ended-halogen-hpl_93106509_hpl-750w-230v.pdf
https://catalog.tungsram.com/files/sheet/single-ended-halogen-hpl_93106474_hpl-575-c-115v.pdf
https://catalog.tungsram.com/files/sheet/single-ended-halogen-hpl_93106473_hpl-750-c-115v.pdf
https://catalog.tungsram.com/files/sheet/single-ended-halogen-hpl_93106472_hpl-575-c-120v.pdf
https://catalog.tungsram.com/files/sheet/single-ended-halogen-hpl_93106471_hpl-575-x-ll-c-115v.pdf
https://catalog.tungsram.com/files/sheet/single-ended-halogen-hpl_93106465_hpl-750w-xll-c-115v.pdf
https://catalog.tungsram.com/files/sheet/par-64_93106669_super-cp60-exc-vns-230v-1-6-bx.pdf
https://catalog.tungsram.com/files/sheet/par-64_93106666_cp86-q500par64-vnsp-230v.pdf
https://catalog.tungsram.com/files/sheet/double-ended-quartz-lamps_93106451_tu-fcm-p2-28-q1000t3-4cl-mih.pdf
https://catalog.tungsram.com/files/sheet/double-ended-quartz-lamps_93106450_tu-p2-11-eme-q800t3-4cl-240v-mih.pdf
https://catalog.tungsram.com/files/sheet/double-ended-quartz-lamps_93106449_tu-ejg-q750t3-4cl-mih.pdf
https://catalog.tungsram.com/files/sheet/linear-quartz-heat_93106447_tu-qh1600t3-cl-230-mih.pdf
https://catalog.tungsram.com/files/sheet/linear-quartz-heat_93106446_tu-qh1200t3-cl-ht-mih.pdf
https://catalog.tungsram.com/files/sheet/linear-quartz-heat_93106445_tu-qh1200t3-cl-mih.pdf
https://catalog.tungsram.com/files/sheet/linear-quartz-heat_93106444_tu-qh1000t3-cl-mih.pdf
https://catalog.tungsram.com/files/sheet/linear-quartz-heat_93106443_tu-qh500t3-7-115-125v.pdf
https://catalog.tungsram.com/files/sheet/aircraft_93106458_1970x-1-10-mih.pdf
https://catalog.tungsram.com/files/sheet/aircraft_93106457_1978x-1-10-mih.pdf
https://catalog.tungsram.com/files/sheet/tungsram-led-capsule-gy-6-35_93117153_led-capsule-gy6-35-3-5w-830-tu-oem.pdf
https://catalog.tungsram.com/files/sheet/led-t8-ultra-glass_93098376_ledt8-ug-1-5m-23-5w-865-220-240v-1-10-tu.pdf
https://catalog.tungsram.com/files/sheet/led-t8-ultra-glass_93098375_ledt8-ug-1-5m-23-5w-840-220-240v-1-10-tu.pdf
https://catalog.tungsram.com/files/sheet/led-t8-ultra-glass_93098373_ledt8-ug-1-2m-15w-865-220-240v-1-10-tu.pdf
https://catalog.tungsram.com/files/sheet/led-t8-ultra-glass_93098372_ledt8-ug-1-2m-15w-840-220-240v-1-10-tu.pdf
https://catalog.tungsram.com/files/sheet/led-t8-ultra-glass_93098371_ledt8-ug-1-2m-15w-830-220-240v-1-10-tu.pdf
https://catalog.tungsram.com/files/sheet/led-t8-ultra-glass_93098370_ledt8-ug-0-6m-8w-865-220-240v-1-10-tu.pdf
https://catalog.tungsram.com/files/sheet/led-t8-ultra-glass_93098369_ledt8-ug-0-6m-8w-840-220-240v-1-10-tu.pdf
https://catalog.tungsram.com/files/sheet/led-t8-ultra-glass_93098368_ledt8-ug-0-6m-8w-830-220-240v-1-10-tu.pdf
https://catalog.tungsram.com/files/sheet/12v-miniature-standard_93104312_tu-7592-b10-din-72601k-12v15ws8-5-8tumih.pdf
https://catalog.tungsram.com/files/sheet/emergency-kits_93113895_tu-h7-new-emergency-box-tungsram-mih.pdf
https://catalog.tungsram.com/files/sheet/24v-miniature-standard_93103620_tu-7580-b10-24v-10w-s8-5-8-tu-mih.pdf
https://catalog.tungsram.com/files/sheet/hid-standard_93106979_tu-53500u-b1-d2s-35wp32d-2-tu-mih.pdf
https://catalog.tungsram.com/files/sheet/24v-standard_93104194_tu-58521u-b1-e1-h7-24v-70w-px26d-tu-mih.pdf
https://catalog.tungsram.com/files/sheet/24v-miniature-standard_93103610_tu-2627-b10-e1-r5w-24v-ba15s-tu-mih.pdf
https://catalog.tungsram.com/files/sheet/12v-standard_93103275_tu-58520su-b1-e1-h7-12v-55w-px26d-tu-mih.pdf
https://catalog.tungsram.com/files/sheet/12v-miniature-standard_93104313_tu-7593-b10-din-72601k-12v18ws8-5-8tumih.pdf
https://catalog.tungsram.com/files/sheet/12v-standard_93105080_tu-9005u-b1-hb3-e1-12v-60w-p20d-tu-mih.pdf
https://catalog.tungsram.com/files/sheet/24v-miniature-standard_93105099_tu-1126-b10-18-5w-24v-bay15d-tu-mih.pdf
https://catalog.tungsram.com/files/sheet/12v-miniature-standard_93103625_tu-504-b10-e1-w3w-12v-w2-1x9-5d-tu-mih.pdf
https://catalog.tungsram.com/files/sheet/24v-miniature-heavy-duty_93104296_tu-1060hd-b10-e1-p21w-24v-ba15s-tu-mih.pdf
https://catalog.tungsram.com/files/sheet/12v-miniature-standard_93104310_tu-7575-b10-12v-5w-sv8-5-8-tu-mih.pdf
https://catalog.tungsram.com/files/sheet/12v-miniature-standard_93103618_tu-2662-b10-e1-t4w-12v-ba9s-tu-mih.pdf
https://catalog.tungsram.com/files/sheet/12v-standard_93104193_tu-53110u-b1-e1-h11-12v-55w-pjg19-2tumih.pdf
https://catalog.tungsram.com/files/sheet/24v-miniature-standard_93104297_tu-1061-b10-e1-p21w-24v-ba15d-tu-mih.pdf
https://catalog.tungsram.com/files/sheet/24v-miniature-standard_93103605_tu-1078-b10-e1-p21-5w-24v-bay15d-tu-mih.pdf
https://catalog.tungsram.com/files/sheet/24v-miniature-standard_93103617_tu-2661-b10-e1-t4w-24v-ba9s-tu-mih.pdf
https://catalog.tungsram.com/files/sheet/tungsram-led-filament-heliax-dimmable_93096507_led-fil-heliax-gls160-6w-dim-820-e27-tu.pdf
https://catalog.tungsram.com/files/sheet/tungsram-led-filament-heliax-dimmable_93096506_led-fil-heliax-gls160-6w-dim-820-b22-tu.pdf
https://catalog.tungsram.com/files/sheet/tungsram-led-filament-heliax-dimmable_93096505_led-fil-heliax-globe200-6w-dim-820-e27tu.pdf
https://catalog.tungsram.com/files/sheet/tungsram-led-filament-heliax-dimmable_93096504_led-fil-heliax-globe200-6w-dim-820-b22tu.pdf
https://catalog.tungsram.com/files/sheet/tungsram-led-filament-heliax-dimmable_93096503_led-fil-heliax-globe95-5-5w-dim820-e27tu.pdf
https://catalog.tungsram.com/files/sheet/tungsram-led-filament-heliax-dimmable_93096502_led-fil-heliax-globe95-5-5w-dim820-b22tu.pdf
https://catalog.tungsram.com/files/sheet/tungsram-led-filament-heliax-dimmable_93096501_led-fil-heliax-globe80-5-5w-dim820-e27tu.pdf
https://catalog.tungsram.com/files/sheet/tungsram-led-filament-heliax-dimmable_93096500_led-fil-heliax-globe80-5-5w-dim820-b22tu.pdf
https://catalog.tungsram.com/files/sheet/tungsram-led-filament-heliax-dimmable_93096499_led-fil-heliax-pear-5-5w-dim-822-e27-tu.pdf
https://catalog.tungsram.com/files/sheet/tungsram-led-filament-heliax-dimmable_93096498_led-fil-heliax-pear-5-5w-dim-822-b22-tu.pdf
https://catalog.tungsram.com/files/sheet/tungsram-led-filament-heliax-dimmable_93096497_led-fil-heliax-pear-5-5w-dim-820-e27-tu.pdf
https://catalog.tungsram.com/files/sheet/tungsram-led-filament-heliax-dimmable_93096496_led-fil-heliax-pear-5-5w-dim-820-b22-tu.pdf
https://catalog.tungsram.com/files/sheet/tungsram-led-filament-heliax-dimmable_93096495_led-fil-heliax-candle-3-5w-dim-822-e14tu.pdf
https://catalog.tungsram.com/files/sheet/tungsram-led-filament-heliax-dimmable_93096494_led-fil-heliax-candle-3-5w-dim-822-b22tu.pdf
https://catalog.tungsram.com/files/sheet/tungsram-led-filament-heliax-dimmable_93096493_led-fil-heliax-candle-3-5w-dim-820-e14tu.pdf
https://catalog.tungsram.com/files/sheet/tungsram-led-filament-heliax-dimmable_93096492_led-fil-heliax-candle-3-5w-dim-820-b22tu.pdf
https://catalog.tungsram.com/files/sheet/led-pygmy_93110795_led1-6-t25-865-100-240v-e14-f-bl-1-10-tu.pdf
https://catalog.tungsram.com/files/sheet/led-pygmy_93110792_led1-6-t25-827-100-240v-e14-f-tu-2-10.pdf
https://catalog.tungsram.com/files/sheet/led-capsules-g9_93110794_led2-5-g9-827-220-240v-bl-1-10-tu.pdf
https://catalog.tungsram.com/files/sheet/led-capsules-g4_93110793_led1-6-g4-827-12v-bl-1-10-tu.pdf
https://catalog.tungsram.com/files/sheet/omni-gls-dimmable_93096491_led-esmart-a67-15w-100-dim-827-e27-tu.pdf
https://catalog.tungsram.com/files/sheet/omni-gls-dimmable_93096490_led-esmart-a67-15w-100-dim-827-b22-tu.pdf
https://catalog.tungsram.com/files/sheet/omni-gls-dimmable_93096489_led-esmart-a67-12w-75-dim-827-e27-tu.pdf
https://catalog.tungsram.com/files/sheet/omni-gls-dimmable_93096488_led-esmart-a67-12w-75-dim-827-b22-tu.pdf
https://catalog.tungsram.com/files/sheet/omni-gls-dimmable_93096487_led-esmart-a60-9w-60-dim-827-e27-tu.pdf
https://catalog.tungsram.com/files/sheet/omni-gls-dimmable_93096486_led-esmart-a60-9w-60-dim-827-b22-tu.pdf
https://catalog.tungsram.com/files/sheet/omni-gls-dimmable_93096485_led-esmart-a60-7w-40-dim-827-e27-tu.pdf
https://catalog.tungsram.com/files/sheet/omni-gls-dimmable_93096484_led-esmart-a60-7w-40-dim-827-b22-tu.pdf
https://catalog.tungsram.com/files/sheet/led-hid-150w_93094722_led-150w-hid-750-e40-tu.pdf
https://catalog.tungsram.com/files/sheet/led-hid-150w_93094721_led-150w-hid-740-e40-tu.pdf
https://catalog.tungsram.com/files/sheet/led-t5-premium_93115377_ledt5-0-6m-7-5w-865-ac220-240v-1-10.pdf
https://catalog.tungsram.com/files/sheet/led-t5-premium_93115376_ledt5-0-6m-7-5w-840-ac220-240v-1-10.pdf
https://catalog.tungsram.com/files/sheet/led-t5-premium_93114782_ledt5-1-2m-26w-865-ac220-240v-1-10-ds.pdf
https://catalog.tungsram.com/files/sheet/led-t5-premium_93114781_ledt5-1-2m-26w-840-ac220-240v-1-10-ds.pdf
https://catalog.tungsram.com/files/sheet/led-t5-premium_93114780_ledt5-0-6m-7-5w-865-ac220-240v-1-10-ds.pdf
https://catalog.tungsram.com/files/sheet/led-t5-premium_93114779_ledt5-0-6m-7-5w-840-ac220-240v-1-10-ds.pdf
https://catalog.tungsram.com/files/sheet/led-t5-premium_93114775_ledt5-1-5m-34w-865-ac220-240v-1-10.pdf
https://catalog.tungsram.com/files/sheet/led-t5-premium_93114774_ledt5-1-5m-34w-840-ac220-240v-1-10.pdf
https://catalog.tungsram.com/files/sheet/led-t5-premium_93114773_ledt5-1-5m-26w-865-ac220-240v-1-10.pdf
https://catalog.tungsram.com/files/sheet/led-t5-premium_93114772_ledt5-1-5m-26w-840-ac220-240v-1-10.pdf
https://catalog.tungsram.com/files/sheet/led-t5-premium_93114771_ledt5-1-5m-26w-830-ac220-240v-1-10.pdf
https://catalog.tungsram.com/files/sheet/led-t5-premium_93114770_ledt5-1-2m-26w-865-ac220-240v-1-10.pdf
https://catalog.tungsram.com/files/sheet/led-t5-premium_93114769_ledt5-1-2m-26w-840-ac220-240v-1-10.pdf
https://catalog.tungsram.com/files/sheet/led-t5-premium_93114768_ledt5-1-2m-26w-830-ac220-240v-1-10.pdf
https://catalog.tungsram.com/files/sheet/led-t5-premium_93114767_ledt5-1-2m-16w-865-ac220-240v-1-10.pdf
https://catalog.tungsram.com/files/sheet/led-t5-premium_93114766_ledt5-1-2m-16w-840-ac220-240v-1-10.pdf
https://catalog.tungsram.com/files/sheet/led-filament-spherical_93115993_led-fil-golf-7w-840-b15-fr-tu.pdf
https://catalog.tungsram.com/files/sheet/led-filament-spherical_93115992_led-fil-golf-7w-827-b15-fr-tu.pdf
https://catalog.tungsram.com/files/sheet/led-filament-spherical_93115991_led-fil-golf-7w-827-b15-cl-tu.pdf
https://catalog.tungsram.com/files/sheet/led-filament-spherical_93115990_led-fil-golf-4-5w-865-b15-fr-tu.pdf
https://catalog.tungsram.com/files/sheet/led-filament-spherical_93115989_led-fil-golf-4-5w-840-b15-fr-tu.pdf
https://catalog.tungsram.com/files/sheet/led-filament-spherical_93115988_led-fil-golf-4-5w-827-b15-fr-tu.pdf
https://catalog.tungsram.com/files/sheet/led-filament-spherical_93115987_led-fil-golf-4-5w-827-b15-cl-tu.pdf
https://catalog.tungsram.com/files/sheet/led-filament-spherical_93115986_led-fil-golf-2-5w-865-b15-fr-tu.pdf
https://catalog.tungsram.com/files/sheet/led-filament-spherical_93115985_led-fil-golf-2-5w-840-b15-fr-tu.pdf
https://catalog.tungsram.com/files/sheet/led-filament-spherical_93115984_led-fil-golf-2-5w-827-b15-fr-tu.pdf
https://catalog.tungsram.com/files/sheet/led-filament-spherical_93115983_led-fil-golf-2-5w-827-b15-cl-tu.pdf
https://catalog.tungsram.com/files/sheet/led-filament-candle_93115982_led-fil-candle-7w-840-b15-fr-tu.pdf
https://catalog.tungsram.com/files/sheet/led-filament-candle_93115981_led-fil-candle-7w-827-b15-fr-tu.pdf
https://catalog.tungsram.com/files/sheet/led-filament-candle_93115980_led-fil-candle-7w-827-b15-cl-tu.pdf
https://catalog.tungsram.com/files/sheet/led-filament-candle_93115979_led-fil-candle-4-5w-865-b15-fr-tu.pdf
https://catalog.tungsram.com/files/sheet/led-filament-candle_93115978_led-fil-candle-4-5w-840-b15-fr-tu.pdf
https://catalog.tungsram.com/files/sheet/led-filament-candle_93115977_led-fil-candle-4-5w-827-b15-fr-tu.pdf
https://catalog.tungsram.com/files/sheet/led-filament-candle_93115976_led-fil-candle-4-5w-827-b15-cl-tu.pdf
https://catalog.tungsram.com/files/sheet/led-filament-candle_93115975_led-fil-candle-2-5w-865-b15-fr-tu.pdf
https://catalog.tungsram.com/files/sheet/led-filament-candle_93115974_led-fil-candle-2-5w-840-b15-fr-tu.pdf
https://catalog.tungsram.com/files/sheet/led-filament-candle_93115973_led-fil-candle-2-5w-827-b15-fr-tu.pdf
https://catalog.tungsram.com/files/sheet/led-filament-candle_93115972_led-fil-candle-2-5w-827-b15-cl-tu.pdf
https://catalog.tungsram.com/files/sheet/led-filament-globes_93115971_led-fil-g120-10w-865-b22-cl-tu.pdf
https://catalog.tungsram.com/files/sheet/led-filament-globes_93115970_led-fil-g120-10w-865-e27-cl-tu.pdf
https://catalog.tungsram.com/files/sheet/led-filament-globes_93115969_led-fil-g120-10w-840-b22-cl-tu.pdf
https://catalog.tungsram.com/files/sheet/led-filament-globes_93115968_led-fil-g120-10w-840-e27-cl-tu.pdf
https://catalog.tungsram.com/files/sheet/led-filament-globes_93115967_led-fil-g120-10w-827-b22-cl-tu.pdf
https://catalog.tungsram.com/files/sheet/led-filament-globes_93115966_led-fil-g120-10w-827-e27-cl-tu.pdf
https://catalog.tungsram.com/files/sheet/led-filament-globes_93115965_led-fil-g120-8-5w-827-b22-cl-tu.pdf
https://catalog.tungsram.com/files/sheet/led-filament-globes_93115964_led-fil-g120-8-5w-827-e27-cl-tu.pdf
https://catalog.tungsram.com/files/sheet/led-filament-globes_93115963_led-fil-g95-10w-865-b22-cl-tu.pdf
https://catalog.tungsram.com/files/sheet/led-filament-globes_93115962_led-fil-g95-10w-865-e27-cl-tu.pdf
https://catalog.tungsram.com/files/sheet/led-filament-globes_93115961_led-fil-g95-10w-840-b22-cl-tu.pdf
https://catalog.tungsram.com/files/sheet/led-filament-globes_93115960_led-fil-g95-10w-840-e27-cl-tu.pdf
https://catalog.tungsram.com/files/sheet/led-filament-globes_93115959_led-fil-g95-10w-827-b22-cl-tu.pdf
https://catalog.tungsram.com/files/sheet/led-filament-globes_93115958_led-fil-g95-10w-827-e27-cl-tu.pdf
https://catalog.tungsram.com/files/sheet/led-filament-globes_93115957_led-fil-g95-8-5w-827-b22-cl-tu.pdf
https://catalog.tungsram.com/files/sheet/led-filament-globes_93115956_led-fil-g95-8-5w-827-e27-cl-tu.pdf
https://catalog.tungsram.com/files/sheet/led-filament-st64_93115955_led-fil-st64-10w-827-b22-cl-tu.pdf
https://catalog.tungsram.com/files/sheet/led-filament-st64_93115954_led-fil-st64-10w-827-e27-cl-tu.pdf
https://catalog.tungsram.com/files/sheet/led-filament-st64_93115953_led-fil-st64-8-5w-827-b22-cl-tu.pdf
https://catalog.tungsram.com/files/sheet/led-filament-st64_93115952_led-fil-st64-8-5w-827-e27-cl-tu.pdf
https://catalog.tungsram.com/files/sheet/led-filament-gls-a60_93115951_led-fil-a60-10w-865-b22-fr-tu.pdf
https://catalog.tungsram.com/files/sheet/led-filament-gls-a60_93115950_led-fil-a60-10w-865-e27-fr-tu.pdf
https://catalog.tungsram.com/files/sheet/led-filament-gls-a60_93115949_led-fil-a60-10w-840-b22-fr-tu.pdf
https://catalog.tungsram.com/files/sheet/led-filament-gls-a60_93115948_led-fil-a60-10w-840-e27-fr-tu.pdf
https://catalog.tungsram.com/files/sheet/led-filament-gls-a60_93115947_led-fil-a60-10w-827-b22-fr-tu.pdf
https://catalog.tungsram.com/files/sheet/led-filament-gls-a60_93115946_led-fil-a60-10w-827-e27-fr-tu.pdf
https://catalog.tungsram.com/files/sheet/led-filament-gls-a60_93115945_led-fil-a60-10w-827-b22-cl-tu.pdf
https://catalog.tungsram.com/files/sheet/led-filament-gls-a60_93115944_led-fil-a60-10w-827-e27-cl-tu.pdf
https://catalog.tungsram.com/files/sheet/led-filament-gls-a60_93115943_led-fil-a60-8-5w-840-b22-fr-tu.pdf
https://catalog.tungsram.com/files/sheet/led-filament-gls-a60_93115942_led-fil-a60-8-5w-840-e27-fr-tu.pdf
https://catalog.tungsram.com/files/sheet/led-filament-gls-a60_93115941_led-fil-a60-8-5w-827-b22-fr-tu.pdf
https://catalog.tungsram.com/files/sheet/led-filament-gls-a60_93115940_led-fil-a60-8-5w-827-e27-fr-tu.pdf
https://catalog.tungsram.com/files/sheet/led-filament-gls-a60_93115939_led-fil-a60-8-5w-827-b22-cl-tu.pdf
https://catalog.tungsram.com/files/sheet/led-filament-gls-a60_93115938_led-fil-a60-8-5w-827-e27-cl-tu.pdf
https://catalog.tungsram.com/files/sheet/led-filament-spherical_93115574_led-fil-golf-7w-840-b22-fr-tu.pdf
https://catalog.tungsram.com/files/sheet/led-filament-spherical_93115573_led-fil-golf-7w-840-e27-fr-tu.pdf
https://catalog.tungsram.com/files/sheet/led-filament-spherical_93115572_led-fil-golf-7w-840-e14-fr-tu.pdf
https://catalog.tungsram.com/files/sheet/led-filament-spherical_93115571_led-fil-golf-7w-827-b22-fr-tu.pdf
https://catalog.tungsram.com/files/sheet/led-filament-spherical_93115570_led-fil-golf-7w-827-e27-fr-tu.pdf
https://catalog.tungsram.com/files/sheet/led-filament-spherical_93115569_led-fil-golf-7w-827-e14-fr-tu.pdf
https://catalog.tungsram.com/files/sheet/led-filament-spherical_93115568_led-fil-golf-7w-827-b22-cl-tu.pdf
https://catalog.tungsram.com/files/sheet/led-filament-spherical_93115567_led-fil-golf-7w-827-e27-cl-tu.pdf
https://catalog.tungsram.com/files/sheet/led-filament-spherical_93115566_led-fil-golf-7w-827-e14-cl-tu.pdf
https://catalog.tungsram.com/files/sheet/led-filament-spherical_93115565_led-fil-golf-4-5w-865-b22-fr-tu.pdf
https://catalog.tungsram.com/files/sheet/led-filament-spherical_93115564_led-fil-golf-4-5w-865-e27-fr-tu.pdf
https://catalog.tungsram.com/files/sheet/led-filament-spherical_93115563_led-fil-golf-4-5w-865-e14-fr-tu.pdf
https://catalog.tungsram.com/files/sheet/led-filament-spherical_93115562_led-fil-golf-4-5w-840-b22-fr-tu.pdf
https://catalog.tungsram.com/files/sheet/led-filament-spherical_93115561_led-fil-golf-4-5w-840-e27-fr-tu.pdf
https://catalog.tungsram.com/files/sheet/led-filament-spherical_93115560_led-fil-golf-4-5w-840-e14-fr-tu.pdf
https://catalog.tungsram.com/files/sheet/led-filament-spherical_93115559_led-fil-golf-4-5w-827-b22-fr-tu.pdf
https://catalog.tungsram.com/files/sheet/led-filament-spherical_93115558_led-fil-golf-4-5w-827-e27-fr-tu.pdf
https://catalog.tungsram.com/files/sheet/led-filament-spherical_93115557_led-fil-golf-4-5w-827-e14-fr-tu.pdf
https://catalog.tungsram.com/files/sheet/led-filament-spherical_93115556_led-fil-golf-4-5w-827-b22-cl-tu.pdf
https://catalog.tungsram.com/files/sheet/led-filament-spherical_93115555_led-fil-golf-4-5w-827-e27-cl-tu.pdf
https://catalog.tungsram.com/files/sheet/led-filament-spherical_93115554_led-fil-golf-4-5w-827-e14-cl-tu.pdf
https://catalog.tungsram.com/files/sheet/led-filament-spherical_93115553_led-fil-golf-2-5w-865-b22-fr-tu.pdf
https://catalog.tungsram.com/files/sheet/led-filament-spherical_93115552_led-fil-golf-2-5w-865-e27-fr-tu.pdf
https://catalog.tungsram.com/files/sheet/led-filament-spherical_93115551_led-fil-golf-2-5w-865-e14-fr-tu.pdf
https://catalog.tungsram.com/files/sheet/led-filament-spherical_93115550_led-fil-golf-2-5w-840-b22-fr-tu.pdf
https://catalog.tungsram.com/files/sheet/led-filament-spherical_93115549_led-fil-golf-2-5w-840-e27-fr-tu.pdf
https://catalog.tungsram.com/files/sheet/led-filament-spherical_93115548_led-fil-golf-2-5w-840-e14-fr-tu.pdf
https://catalog.tungsram.com/files/sheet/led-filament-spherical_93115547_led-fil-golf-2-5w-827-b22-fr-tu.pdf
https://catalog.tungsram.com/files/sheet/led-filament-spherical_93115546_led-fil-golf-2-5w-827-e27-fr-tu.pdf
https://catalog.tungsram.com/files/sheet/led-filament-spherical_93115545_led-fil-golf-2-5w-827-e14-fr-tu.pdf
https://catalog.tungsram.com/files/sheet/led-filament-spherical_93115544_led-fil-golf-2-5w-827-b22-cl-tu.pdf
https://catalog.tungsram.com/files/sheet/led-filament-spherical_93115543_led-fil-golf-2-5w-827-e27-cl-tu.pdf
https://catalog.tungsram.com/files/sheet/led-filament-spherical_93115542_led-fil-golf-2-5w-827-e14-cl-tu.pdf
https://catalog.tungsram.com/files/sheet/led-filament-candle_93115541_led-fil-candle-7w-840-b22-fr-tu.pdf
https://catalog.tungsram.com/files/sheet/led-filament-candle_93115540_led-fil-candle-7w-840-e27-fr-tu.pdf
https://catalog.tungsram.com/files/sheet/led-filament-candle_93115539_led-fil-candle-7w-840-e14-fr-tu.pdf
https://catalog.tungsram.com/files/sheet/led-filament-candle_93115538_led-fil-candle-7w-827-b22-fr-tu.pdf
https://catalog.tungsram.com/files/sheet/led-filament-candle_93115537_led-fil-candle-7w-827-e27-fr-tu.pdf
https://catalog.tungsram.com/files/sheet/led-filament-candle_93115536_led-fil-candle-7w-827-e14-fr-tu.pdf
https://catalog.tungsram.com/files/sheet/led-filament-candle_93115535_led-fil-candle-7w-827-b22-cl-tu.pdf
https://catalog.tungsram.com/files/sheet/led-filament-candle_93115534_led-fil-candle-7w-827-e27-cl-tu.pdf
https://catalog.tungsram.com/files/sheet/led-filament-candle_93115533_led-fil-candle-7w-827-e14-cl-tu.pdf
https://catalog.tungsram.com/files/sheet/led-filament-candle_93115532_led-fil-candle-4-5w-865-b22-fr-tu.pdf
https://catalog.tungsram.com/files/sheet/led-filament-candle_93115531_led-fil-candle-4-5w-865-e27-fr-tu.pdf
https://catalog.tungsram.com/files/sheet/led-filament-candle_93115530_led-fil-candle-4-5w-865-e14-fr-tu.pdf
https://catalog.tungsram.com/files/sheet/led-filament-candle_93115529_led-fil-candle-4-5w-840-b22-fr-tu.pdf
https://catalog.tungsram.com/files/sheet/led-filament-candle_93115528_led-fil-candle-4-5w-840-e27-fr-tu.pdf
https://catalog.tungsram.com/files/sheet/led-filament-candle_93115527_led-fil-candle-4-5w-840-e14-fr-tu.pdf
https://catalog.tungsram.com/files/sheet/led-filament-candle_93115526_led-fil-candle-4-5w-827-b22-fr-tu.pdf
https://catalog.tungsram.com/files/sheet/led-filament-candle_93115525_led-fil-candle-4-5w-827-e27-fr-tu.pdf
https://catalog.tungsram.com/files/sheet/led-filament-candle_93115524_led-fil-candle-4-5w-827-e14-fr-tu.pdf
https://catalog.tungsram.com/files/sheet/led-filament-candle_93115523_led-fil-candle-4-5w-827-b22-cl-tu.pdf
https://catalog.tungsram.com/files/sheet/led-filament-candle_93115522_led-fil-candle-4-5w-827-e27-cl-tu.pdf
https://catalog.tungsram.com/files/sheet/led-filament-candle_93115521_led-fil-candle-4-5w-827-e14-cl-tu.pdf
https://catalog.tungsram.com/files/sheet/led-filament-candle_93115520_led-fil-candle-2-5w-865-b22-fr-tu.pdf
https://catalog.tungsram.com/files/sheet/led-filament-candle_93115519_led-fil-candle-2-5w-865-e27-fr-tu.pdf
https://catalog.tungsram.com/files/sheet/led-filament-candle_93115518_led-fil-candle-2-5w-865-e14-fr-tu.pdf
https://catalog.tungsram.com/files/sheet/led-filament-candle_93115517_led-fil-candle-2-5w-840-b22-fr-tu.pdf
https://catalog.tungsram.com/files/sheet/led-filament-candle_93115516_led-fil-candle-2-5w-840-e27-fr-tu.pdf
https://catalog.tungsram.com/files/sheet/led-filament-candle_93115515_led-fil-candle-2-5w-840-e14-fr-tu.pdf
https://catalog.tungsram.com/files/sheet/led-filament-candle_93115514_led-fil-candle-2-5w-827-b22-fr-tu.pdf
https://catalog.tungsram.com/files/sheet/led-filament-candle_93115513_led-fil-candle-2-5w-827-e27-fr-tu.pdf
https://catalog.tungsram.com/files/sheet/led-filament-candle_93115512_led-fil-candle-2-5w-827-e14-fr-tu.pdf
https://catalog.tungsram.com/files/sheet/led-filament-candle_93115511_led-fil-candle-2-5w-827-b22-cl-tu.pdf
https://catalog.tungsram.com/files/sheet/led-filament-candle_93115510_led-fil-candle-2-5w-827-e27-cl-tu.pdf
https://catalog.tungsram.com/files/sheet/led-filament-candle_93115509_led-fil-candle-2-5w-827-e14-cl-tu.pdf
https://catalog.tungsram.com/files/sheet/led-filament-globes_93115508_led-fil-g120-7w-865-b22-cl-tu.pdf
https://catalog.tungsram.com/files/sheet/led-filament-globes_93115507_led-fil-g120-7w-865-e27-cl-tu.pdf
https://catalog.tungsram.com/files/sheet/led-filament-globes_93115506_led-fil-g120-7w-840-b22-cl-tu.pdf
https://catalog.tungsram.com/files/sheet/led-filament-globes_93115505_led-fil-g120-7w-840-e27-cl-tu.pdf
https://catalog.tungsram.com/files/sheet/led-filament-globes_93115504_led-fil-g120-7w-827-b22-cl-tu.pdf
https://catalog.tungsram.com/files/sheet/led-filament-globes_93115503_led-fil-g120-7w-827-e27-cl-tu.pdf
https://catalog.tungsram.com/files/sheet/led-filament-globes_93115502_led-fil-g120-4-5w-827-b22-cl-tu.pdf
https://catalog.tungsram.com/files/sheet/led-filament-globes_93115501_led-fil-g120-4-5w-827-e27-cl-tu.pdf
https://catalog.tungsram.com/files/sheet/led-filament-globes_93115500_led-fil-g95-7w-865-b22-cl-tu.pdf
https://catalog.tungsram.com/files/sheet/led-filament-globes_93115499_led-fil-g95-7w-865-e27-cl-tu.pdf
https://catalog.tungsram.com/files/sheet/led-filament-globes_93115498_led-fil-g95-7w-840-b22-cl-tu.pdf
https://catalog.tungsram.com/files/sheet/led-filament-globes_93115497_led-fil-g95-7w-840-e27-cl-tu.pdf
https://catalog.tungsram.com/files/sheet/led-filament-globes_93115496_led-fil-g95-7w-827-b22-cl-tu.pdf
https://catalog.tungsram.com/files/sheet/led-filament-globes_93115495_led-fil-g95-7w-827-e27-cl-tu.pdf
https://catalog.tungsram.com/files/sheet/led-filament-globes_93115494_led-fil-g95-4-5w-827-b22-cl-tu.pdf
https://catalog.tungsram.com/files/sheet/led-filament-globes_93115493_led-fil-g95-4-5w-827-e27-cl-tu.pdf
https://catalog.tungsram.com/files/sheet/led-filament-st64_93115492_led-fil-st64-7w-827-b22-cl-tu.pdf
https://catalog.tungsram.com/files/sheet/led-filament-st64_93115491_led-fil-st64-7w-827-e27-cl-tu.pdf
https://catalog.tungsram.com/files/sheet/led-filament-st64_93115490_led-fil-st64-4-5w-827-b22-cl-tu.pdf
https://catalog.tungsram.com/files/sheet/led-filament-st64_93115489_led-fil-st64-4-5w-827-e27-cl-tu.pdf
https://catalog.tungsram.com/files/sheet/led-filament-gls-a60_93115488_led-fil-a60-7w-865-b22-fr-tu.pdf
https://catalog.tungsram.com/files/sheet/led-filament-gls-a60_93115487_led-fil-a60-7w-865-e27-fr-tu.pdf
https://catalog.tungsram.com/files/sheet/led-filament-gls-a60_93115486_led-fil-a60-7w-840-b22-fr-tu.pdf
https://catalog.tungsram.com/files/sheet/led-filament-gls-a60_93115485_led-fil-a60-7w-840-e27-fr-tu.pdf
https://catalog.tungsram.com/files/sheet/led-filament-gls-a60_93115484_led-fil-a60-7w-827-b22-fr-tu.pdf
https://catalog.tungsram.com/files/sheet/led-filament-gls-a60_93115483_led-fil-a60-7w-827-e27-fr-tu.pdf
https://catalog.tungsram.com/files/sheet/led-filament-gls-a60_93115482_led-fil-a60-7w-827-b22-cl-tu.pdf
https://catalog.tungsram.com/files/sheet/led-filament-gls-a60_93115481_led-fil-a60-7w-827-e27-cl-tu.pdf
https://catalog.tungsram.com/files/sheet/led-filament-gls-a60_93115480_led-fil-a60-4-5w-840-b22-fr-tu.pdf
https://catalog.tungsram.com/files/sheet/led-filament-gls-a60_93115479_led-fil-a60-4-5w-840-e27-fr-tu.pdf
https://catalog.tungsram.com/files/sheet/led-filament-gls-a60_93115478_led-fil-a60-4-5w-827-b22-fr-tu.pdf
https://catalog.tungsram.com/files/sheet/led-filament-gls-a60_93115477_led-fil-a60-4-5w-827-e27-fr-tu.pdf
https://catalog.tungsram.com/files/sheet/led-filament-gls-a60_93115476_led-fil-a60-4-5w-827-b22-cl-tu.pdf
https://catalog.tungsram.com/files/sheet/led-filament-gls-a60_93115395_led-fil-a60-4-5w-827-e27-cl-tu.pdf
https://catalog.tungsram.com/files/sheet/12v-standard_93106975_tu-52040u-b1-12v60-55w-130-80cp-p45ttumi.pdf
https://catalog.tungsram.com/files/sheet/led-mr16-high-lumen-dimmable_93094478_led-esmart-mr16-8w-50-dim-840-35deg-tu-ds.pdf
https://catalog.tungsram.com/files/sheet/led-mr16-high-lumen-dimmable_93094476_led-esmart-mr16-8w-50-dim-830-35deg-tu-ds.pdf
https://catalog.tungsram.com/files/sheet/led-mr16-high-lumen-dimmable_93094474_led-esmart-mr16-8w-50-dim-827-35deg-tu-ds.pdf
https://catalog.tungsram.com/files/sheet/tungsram-led-glass_93096476_led-glass-a60-8w-60-840-b22-tu.pdf
https://catalog.tungsram.com/files/sheet/tungsram-led-glass_93096475_led-glass-a60-8w-60-827-b22-tu.pdf
https://catalog.tungsram.com/files/sheet/tungsram-led-glass_93096473_led-glass-a60-4-5w-40-865-b22-tu.pdf
https://catalog.tungsram.com/files/sheet/tungsram-led-glass_93096471_led-glass-a60-4-5w-40-840-b22-tu.pdf
https://catalog.tungsram.com/files/sheet/tungsram-led-glass_93096470_led-glass-a60-4-5w-40-827-b22-tu.pdf
https://catalog.tungsram.com/files/sheet/tungsram-led-glass_93096483_led-glass-a67-13w-100-865-e27-hbx-tu.pdf
https://catalog.tungsram.com/files/sheet/tungsram-led-glass_93096482_led-glass-a67-13w-100-840-e27-hbx-tu.pdf
https://catalog.tungsram.com/files/sheet/tungsram-led-glass_93110814_led-glass-a67-13w-100-827-e27-hbx-tu.pdf
https://catalog.tungsram.com/files/sheet/tungsram-led-glass_93096481_led-glass-a67-10w-75-865-e27-hbx-tu.pdf
https://catalog.tungsram.com/files/sheet/tungsram-led-glass_93096477_led-glass-a60-8w-60-840-e27-tu.pdf
https://catalog.tungsram.com/files/sheet/tungsram-led-glass_93110798_led-glass-a60-8w-60-827-e27-tu.pdf
https://catalog.tungsram.com/files/sheet/tungsram-led-glass_93096474_led-glass-a60-4-5w-40-865-e27-tu.pdf
https://catalog.tungsram.com/files/sheet/tungsram-led-glass_93096472_led-glass-a60-4-5w-40-840-e27-tu.pdf
https://catalog.tungsram.com/files/sheet/tungsram-led-glass_93110799_led-glass-a60-4-5w-40-827-e27-tu.pdf
https://catalog.tungsram.com/files/sheet/led-par38-dimmable_93111229_led-esmart-par38-15w-140-830-e27-40deg-tu.pdf
https://catalog.tungsram.com/files/sheet/par56-swimming-pool_93104930_led-specialty-par56-16w-300-730-90deg-tu.pdf
https://catalog.tungsram.com/files/sheet/bx-d-2-pin-internal-starter_93105901_f18w-dbx-t4-865-2p-tu.pdf
https://catalog.tungsram.com/files/sheet/bx-d-e-longlast-4-pin-external-starter-req_93105900_f18w-dbx-t4-840-4p-tu.pdf
https://catalog.tungsram.com/files/sheet/bx-d-2-pin-internal-starter_93105896_f18w-dbx-t4-840-2p-tu.pdf
https://catalog.tungsram.com/files/sheet/bx-d-e-longlast-4-pin-external-starter-req_93105899_f18w-dbx-t4-835-4p-tu.pdf
https://catalog.tungsram.com/files/sheet/bx-d-2-pin-internal-starter_93105895_f18w-dbx-t4-835-2p-tu.pdf
https://catalog.tungsram.com/files/sheet/bx-d-e-longlast-4-pin-external-starter-req_93105898_f18w-dbx-t4-830-4p-tu.pdf
https://catalog.tungsram.com/files/sheet/bx-d-2-pin-internal-starter_93105894_f18w-dbx-t4-830-2p-tu.pdf
https://catalog.tungsram.com/files/sheet/bx-d-e-longlast-4-pin-external-starter-req_93105897_f18w-dbx-t4-827-4p-tu.pdf
https://catalog.tungsram.com/files/sheet/bx-d-2-pin-internal-starter_93105893_f18w-dbx-t4-827-2p-tu.pdf
https://catalog.tungsram.com/files/sheet/bx-l-longlast-4-pin-external-starter-req_93105961_f18w-bx-t5-840-4p-tu.pdf
https://catalog.tungsram.com/files/sheet/bx-l-longlast-4-pin-external-starter-req_93105960_f18w-bx-t5-835-4p-tu.pdf
https://catalog.tungsram.com/files/sheet/bx-l-longlast-4-pin-external-starter-req_93105959_f18w-bx-t5-830-4p-tu.pdf
https://catalog.tungsram.com/files/sheet/bx-l-longlast-4-pin-external-starter-req_93105958_f18w-bx-t5-827-4p-tu.pdf
https://catalog.tungsram.com/files/sheet/tu-d_93105984_f16w-2d-t4-840-4p-wm-tu-oem102.pdf
https://catalog.tungsram.com/files/sheet/tu-d_93105982_f16w-2d-t4-835-4p-tu-oem102.pdf
https://catalog.tungsram.com/files/sheet/tu-d_93105981_f16w-2d-t4-835-2p-tu-oem102.pdf
https://catalog.tungsram.com/files/sheet/tu-d_93105996_f16w-2d-t4-830-2p-tu-oem102.pdf
https://catalog.tungsram.com/files/sheet/tu-d_93105980_f16w-2d-t4-827-4p-tu-oem102.pdf
https://catalog.tungsram.com/files/sheet/tu-d_93105979_f16w-2d-t4-827-2p-tu-oem102.pdf
https://catalog.tungsram.com/files/sheet/bx-t-e-longlast-4-pin-with-amalgam-external-starter-req_93105905_f13w-tbx-t4-840-a-4p-tu.pdf
https://catalog.tungsram.com/files/sheet/bx-t-2-pin-with-amalgam-internal-starter_93105926_f13w-tbx-t4-840-a-2p-tu.pdf
https://catalog.tungsram.com/files/sheet/bx-t-e-longlast-4-pin-with-amalgam-external-starter-req_93105912_f13w-tbx-t4-835-a-4p-tu.pdf
https://catalog.tungsram.com/files/sheet/bx-t-e-longlast-4-pin-with-amalgam-external-starter-req_93105909_f13w-tbx-t4-830-a-4p-tu.pdf
https://catalog.tungsram.com/files/sheet/bx-t-2-pin-with-amalgam-internal-starter_93105932_f13w-tbx-t4-830-a-2p-tu.pdf
https://catalog.tungsram.com/files/sheet/bx-t-e-longlast-4-pin-with-amalgam-external-starter-req_93105906_f13w-tbx-t4-827-a-4p-tu.pdf
https://catalog.tungsram.com/files/sheet/bx-t-2-pin-with-amalgam-internal-starter_93105925_f13w-tbx-t4-827-a-2p-tu.pdf
https://catalog.tungsram.com/files/sheet/bx-s-e-4-pin-external-starter-req_93105892_f11w-bx-t4-865-4p-tu.pdf
https://catalog.tungsram.com/files/sheet/bx-s-2-pin-internal-starter_93105957_f11w-bx-t4-865-2p-tu.pdf
https://catalog.tungsram.com/files/sheet/bx-s-e-4-pin-external-starter-req_93105946_f11w-bx-t4-840-4p-tu.pdf
https://catalog.tungsram.com/files/sheet/bx-s-2-pin-internal-starter_93105942_f11w-bx-t4-840-2p-tu.pdf
https://catalog.tungsram.com/files/sheet/bx-s-2-pin-internal-starter_93105943_f11w-bx-t4-835-2p-tu.pdf
https://catalog.tungsram.com/files/sheet/bx-s-e-4-pin-external-starter-req_93106038_f11w-bx-t4-830-4p-tu.pdf
https://catalog.tungsram.com/files/sheet/bx-s-2-pin-internal-starter_93105952_f11w-bx-t4-830-2p-tu.pdf
https://catalog.tungsram.com/files/sheet/bx-s-e-4-pin-external-starter-req_93105950_f11w-bx-t4-827-4p-tu.pdf
https://catalog.tungsram.com/files/sheet/bx-s-2-pin-internal-starter_93105941_f11w-bx-t4-827-2p-tu.pdf
https://catalog.tungsram.com/files/sheet/tu-d_93105983_f16w-2d-t4-830-4p-tu-oem102.pdf
https://catalog.tungsram.com/files/sheet/bx-s-2-pin-internal-starter_93105956_f9w-bx-t4-865-2p-tu.pdf
https://catalog.tungsram.com/files/sheet/bx-s-e-4-pin-external-starter-req_93105945_f9w-bx-t4-840-4p-tu.pdf
https://catalog.tungsram.com/files/sheet/bx-s-2-pin-internal-starter_93105935_f9w-bx-t4-840-2p-tu.pdf
https://catalog.tungsram.com/files/sheet/bx-s-2-pin-internal-starter_93105934_f9w-bx-t4-835-2p-tu.pdf
https://catalog.tungsram.com/files/sheet/bx-s-e-4-pin-external-starter-req_93106039_f9w-bx-t4-830-4p-tu.pdf
https://catalog.tungsram.com/files/sheet/bx-s-2-pin-internal-starter_93105953_f9w-bx-t4-830-2p-tu.pdf
https://catalog.tungsram.com/files/sheet/bx-s-e-4-pin-external-starter-req_93105944_f9w-bx-t4-827-4p-tu.pdf
https://catalog.tungsram.com/files/sheet/bx-s-2-pin-internal-starter_93105933_f9w-bx-t4-827-2p-tu.pdf
https://catalog.tungsram.com/files/sheet/bx-s-2-pin-internal-starter_93105955_f7w-bx-t4-865-2p-tu.pdf
https://catalog.tungsram.com/files/sheet/bx-s-e-4-pin-external-starter-req_93105949_f7w-bx-t4-840-4p-tu.pdf
https://catalog.tungsram.com/files/sheet/bx-s-2-pin-internal-starter_93105939_f7w-bx-t4-840-2p-tu.pdf
https://catalog.tungsram.com/files/sheet/bx-s-2-pin-internal-starter_93105938_f7w-bx-t4-835-2p-tu.pdf
https://catalog.tungsram.com/files/sheet/bx-s-2-pin-internal-starter_93105954_f7w-bx-t4-830-2p-tu.pdf
https://catalog.tungsram.com/files/sheet/bx-s-e-4-pin-external-starter-req_93105937_f7w-bx-t4-827-4p-tu.pdf
https://catalog.tungsram.com/files/sheet/bx-s-2-pin-internal-starter_93105951_f7w-bx-t4-827-2p-tu.pdf
https://catalog.tungsram.com/files/sheet/bx-s-e-4-pin-external-starter-req_93105948_f5w-bx-t4-840-4p-tu.pdf
https://catalog.tungsram.com/files/sheet/bx-s-2-pin-internal-starter_93105940_f5w-bx-t4-840-2p-tu.pdf
https://catalog.tungsram.com/files/sheet/bx-s-e-4-pin-external-starter-req_93105947_f5w-bx-t4-827-4p-tu.pdf
https://catalog.tungsram.com/files/sheet/bx-s-2-pin-internal-starter_93105936_f5w-bx-t4-827-2p-tu.pdf
https://catalog.tungsram.com/files/sheet/bx-d-2-pin-internal-starter_93105920_f26w-dbx-t4-827-2p-tu.pdf
https://catalog.tungsram.com/files/sheet/bx-l-longlast-4-pin-external-starter-req_93105965_f24w-bx-t5-840-4p-tu.pdf
https://catalog.tungsram.com/files/sheet/bx-l-longlast-4-pin-external-starter-req_93105964_f24w-bx-t5-835-4p-tu.pdf
https://catalog.tungsram.com/files/sheet/bx-l-longlast-4-pin-external-starter-req_93105963_f24w-bx-t5-830-4p-tu.pdf
https://catalog.tungsram.com/files/sheet/bx-l-longlast-4-pin-external-starter-req_93105962_f24w-bx-t5-827-4p-tu.pdf
https://catalog.tungsram.com/files/sheet/bx-t-e-longlast-4-pin-with-amalgam-external-starter-req_93105904_f18w-tbx-t4-840-a-4p-tu.pdf
https://catalog.tungsram.com/files/sheet/bx-t-2-pin-with-amalgam-internal-starter_93105924_f18w-tbx-t4-840-a-2p-tu.pdf
https://catalog.tungsram.com/files/sheet/bx-t-e-longlast-4-pin-with-amalgam-external-starter-req_93105913_f18w-tbx-t4-835-a-4p-tu.pdf
https://catalog.tungsram.com/files/sheet/bx-t-e-longlast-4-pin-with-amalgam-external-starter-req_93105910_f18w-tbx-t4-830-a-4p-tu.pdf
https://catalog.tungsram.com/files/sheet/bx-t-2-pin-with-amalgam-internal-starter_93105927_f18w-tbx-t4-830-a-2p-tu.pdf
https://catalog.tungsram.com/files/sheet/bx-t-e-longlast-4-pin-with-amalgam-external-starter-req_93105907_f18w-tbx-t4-827-a-4p-tu.pdf
https://catalog.tungsram.com/files/sheet/bx-t-2-pin-with-amalgam-internal-starter_93105928_f18w-tbx-t4-827-a-2p-tu.pdf
https://catalog.tungsram.com/files/sheet/bx-d-e-longlast-4-pin-external-starter-req_93105987_f18w-dbx-t4-865-4p-tu.pdf
https://catalog.tungsram.com/files/sheet/bx-t-e-longlast-4-pin-with-amalgam-external-starter-req_93105908_f26w-tbx-t4-827-a-4p-tu.pdf
https://catalog.tungsram.com/files/sheet/bx-t-2-pin-with-amalgam-internal-starter_93105930_f26w-tbx-t4-827-a-2p-tu.pdf
https://catalog.tungsram.com/files/sheet/bx-d-e-longlast-4-pin-external-starter-req_93105986_f26w-dbx-t4-865-4p-tu.pdf
https://catalog.tungsram.com/files/sheet/bx-d-2-pin-internal-starter_93105923_f26w-dbx-t4-865-2p-tu.pdf
https://catalog.tungsram.com/files/sheet/bx-d-e-longlast-4-pin-external-starter-req_93105916_f26w-dbx-t4-840-4p-tu.pdf
https://catalog.tungsram.com/files/sheet/bx-d-2-pin-internal-starter_93105922_f26w-dbx-t4-840-2p-tu.pdf
https://catalog.tungsram.com/files/sheet/bx-d-e-longlast-4-pin-external-starter-req_93105919_f26w-dbx-t4-835-4p-tu.pdf
https://catalog.tungsram.com/files/sheet/bx-d-2-pin-internal-starter_93105921_f26w-dbx-t4-835-2p-tu.pdf
https://catalog.tungsram.com/files/sheet/bx-d-e-longlast-4-pin-external-starter-req_93105915_f26w-dbx-t4-830-4p-tu.pdf
https://catalog.tungsram.com/files/sheet/bx-d-2-pin-internal-starter_93105917_f26w-dbx-t4-830-2p-tu.pdf
https://catalog.tungsram.com/files/sheet/bx-d-e-longlast-4-pin-external-starter-req_93105918_f26w-dbx-t4-827-4p-tu.pdf
https://catalog.tungsram.com/files/sheet/bx-l-longlast-4-pin-external-starter-req_93105970_f36w-bx-t5-835-4p-tu.pdf
https://catalog.tungsram.com/files/sheet/bx-l-longlast-4-pin-external-starter-req_93105969_f36w-bx-t5-830-4p-tu.pdf
https://catalog.tungsram.com/files/sheet/bx-l-longlast-4-pin-external-starter-req_93105978_f36w-bx-t5-827-4p-tu.pdf
https://catalog.tungsram.com/files/sheet/bx-l-longlast-4-pin-external-starter-req_93105968_f34w-bx-t5-840-4p-tu.pdf
https://catalog.tungsram.com/files/sheet/bx-l-longlast-4-pin-external-starter-req_93105967_f34w-bx-t5-835-4p-tu.pdf
https://catalog.tungsram.com/files/sheet/bx-l-longlast-4-pin-external-starter-req_93105966_f34w-bx-t5-830-4p-tu.pdf
https://catalog.tungsram.com/files/sheet/bx-t-e-longlast-4-pin-with-amalgam-external-starter-req_93106037_f32w-tbx-t4-835-a-4p-tu.pdf
https://catalog.tungsram.com/files/sheet/bx-t-e-longlast-4-pin-with-amalgam-external-starter-req_93106036_f32w-tbx-t4-830-a-4p-tu.pdf
https://catalog.tungsram.com/files/sheet/bx-t-e-longlast-4-pin-with-amalgam-external-starter-req_93106035_f32w-tbx-t4-827-a-4p-tu.pdf
https://catalog.tungsram.com/files/sheet/tu-d_93105995_f28w-2d-t5-840-2p-tu-oem56.pdf
https://catalog.tungsram.com/files/sheet/tu-d_93105889_f28w-2d-t5-835-4p-wm-tu-oem56.pdf
https://catalog.tungsram.com/files/sheet/tu-d_93105888_f28w-2d-t5-835-2p-tu-oem56.pdf
https://catalog.tungsram.com/files/sheet/tu-d_93105902_f28w-2d-t5-830-4p-tu-oem56.pdf
https://catalog.tungsram.com/files/sheet/tu-d_93105887_f28w-2d-t5-827-4p-tu-oem56.pdf
https://catalog.tungsram.com/files/sheet/bx-t-e-longlast-4-pin-with-amalgam-external-starter-req_93105903_f26w-tbx-t4-840-a-4p-tu.pdf
https://catalog.tungsram.com/files/sheet/bx-t-2-pin-with-amalgam-internal-starter_93105931_f26w-tbx-t4-840-a-2p-tu.pdf
https://catalog.tungsram.com/files/sheet/bx-t-e-longlast-4-pin-with-amalgam-external-starter-req_93105914_f26w-tbx-t4-835-a-4p-tu.pdf
https://catalog.tungsram.com/files/sheet/bx-t-e-longlast-4-pin-with-amalgam-external-starter-req_93105911_f26w-tbx-t4-830-a-4p-tu.pdf
https://catalog.tungsram.com/files/sheet/bx-t-2-pin-with-amalgam-internal-starter_93105929_f26w-tbx-t4-830-a-2p-tu.pdf
https://catalog.tungsram.com/files/sheet/bx-t-e-longlast-4-pin-with-amalgam-external-starter-req_93112574_f32w-tbx-t4-840-a-4p-tu.pdf
https://catalog.tungsram.com/files/sheet/bx-d-2-pin-internal-starter_93112557_f13w-dbx-t4-865-2p-tu.pdf
https://catalog.tungsram.com/files/sheet/bx-d-2-pin-internal-starter_93112556_f13w-dbx-t4-840-2p-tu.pdf
https://catalog.tungsram.com/files/sheet/bx-d-2-pin-internal-starter_93112555_f13w-dbx-t4-827-2p-tu.pdf
https://catalog.tungsram.com/files/sheet/bx-q-e-longlast-4-pin_93105993_f70w-qbx-t4-840-a-4p-tu.pdf
https://catalog.tungsram.com/files/sheet/bx-q-e-longlast-4-pin_93105991_f70w-qbx-t4-830-a-4p-tu.pdf
https://catalog.tungsram.com/files/sheet/bx-q-e-longlast-4-pin_93105988_f57w-qbx-t4-840-a-4p-tu.pdf
https://catalog.tungsram.com/files/sheet/bx-q-e-longlast-4-pin_93105990_f57w-qbx-t4-830-a-4p-tu.pdf
https://catalog.tungsram.com/files/sheet/bx-l-longlast-4-pin-external-starter-req_93106015_f55w-bx-t5-865-4p-tu.pdf
https://catalog.tungsram.com/files/sheet/bx-l-longlast-4-pin-external-starter-req_93105977_f55w-bx-t5-840-4p-tu.pdf
https://catalog.tungsram.com/files/sheet/bx-l-longlast-4-pin-external-starter-req_93105976_f55w-bx-t5-835-4p-tu.pdf
https://catalog.tungsram.com/files/sheet/bx-l-longlast-4-pin-external-starter-req_93105975_f55w-bx-t5-830-4p-tu.pdf
https://catalog.tungsram.com/files/sheet/bx-t-e-longlast-4-pin-with-amalgam-external-starter-req_93106000_f42w-tbx-t4-840-a-4p-tu.pdf
https://catalog.tungsram.com/files/sheet/bx-t-e-longlast-4-pin-with-amalgam-external-starter-req_93105999_f42w-tbx-t4-835-a-4p-tu.pdf
https://catalog.tungsram.com/files/sheet/bx-t-e-longlast-4-pin-with-amalgam-external-starter-req_93105998_f42w-tbx-t4-830-a-4p-tu.pdf
https://catalog.tungsram.com/files/sheet/bx-t-e-longlast-4-pin-with-amalgam-external-starter-req_93105997_f42w-tbx-t4-827-a-4p-tu.pdf
https://catalog.tungsram.com/files/sheet/bx-l-longlast-4-pin-external-starter-req_93105974_f40w-bx-t5-840-4p-tu.pdf
https://catalog.tungsram.com/files/sheet/bx-l-longlast-4-pin-external-starter-req_93105973_f40w-bx-t5-835-4p-tu.pdf
https://catalog.tungsram.com/files/sheet/bx-l-longlast-4-pin-external-starter-req_93105972_f40w-bx-t5-830-4p-tu.pdf
https://catalog.tungsram.com/files/sheet/tu-d_93105891_f38w-2d-t5-835-4p-tu-oem56.pdf
https://catalog.tungsram.com/files/sheet/tu-d_93105890_f38w-2d-t5-827-4p-tu-oem56.pdf
https://catalog.tungsram.com/files/sheet/bx-l-longlast-4-pin-external-starter-req_93106014_f36w-bx-t5-865-4p-tu.pdf
https://catalog.tungsram.com/files/sheet/bx-l-longlast-4-pin-external-starter-req_93105971_f36w-bx-t5-840-4p-tu.pdf
https://catalog.tungsram.com/files/sheet/infrared-reflector-satin-inc_93112568_250r-ir-sa-e27-235-245v-tu-1-10.pdf
https://catalog.tungsram.com/files/sheet/infrared-reflector-red-inc_93112569_250r-ir-ru-e27-235-245v-tu-1-10.pdf
https://catalog.tungsram.com/files/sheet/infrared-reflector-clear-inc_93112564_250r-ir-cl-e27-235-245v-tu-1-10.pdf
https://catalog.tungsram.com/files/sheet/infrared-reflector-satin-inc_93112562_150r-ir-sa-e27-235-245v-tu-1-10.pdf
https://catalog.tungsram.com/files/sheet/infrared-reflector-red-inc_93112563_150r-ir-ru-e27-235-245v-tu-1-10.pdf
https://catalog.tungsram.com/files/sheet/infrared-reflector-clear-inc_93112561_150r-ir-cl-e27-235-245v-tu-1-10.pdf
https://catalog.tungsram.com/files/sheet/pygmy-freezer-inc_93112567_25p1-frid-s28-e14-230v-tu-bx-1-100.pdf
https://catalog.tungsram.com/files/sheet/pygmy-freezer-inc_93112571_15p1-frid-s28-e14-240v-tu-bx1-10-100.pdf
https://catalog.tungsram.com/files/sheet/pygmy-freezer-inc_93112565_15p1-frid-t25-e14-230v-tu-bx-1-100.pdf
https://catalog.tungsram.com/files/sheet/pygmy-sewing-machine-inc_93112570_15p1-sewm-t25-b22-240v-tu-bx-1-10-100.pdf
https://catalog.tungsram.com/files/sheet/pygmy-sewing-machine-inc_93112566_15p1-sewm-s26-b15-230v-tu-bx-1-100.pdf
https://catalog.tungsram.com/files/sheet/standard-gls-clear-inc_93112529_25a1-cl-e27-240v-tu-a50-bx1-10-120mih.pdf
https://catalog.tungsram.com/files/sheet/standard-spherical-clear-inc_93112543_60d1-cl-e27-230v-tu-bx1-10-50.pdf
https://catalog.tungsram.com/files/sheet/standard-spherical-clear-inc_93112546_40d1-cl-e27-240v-tu-bx-1-10-50.pdf
https://catalog.tungsram.com/files/sheet/standard-spherical-frosted-opal-inc_93112545_60d1-fr-e14-240v-tu-bx-1-10-100.pdf
https://catalog.tungsram.com/files/sheet/standard-spherical-clear-inc_93112542_60d1-cl-e14-240v-tu-bx-1-10-100.pdf
https://catalog.tungsram.com/files/sheet/standard-spherical-clear-inc_93112541_40d1-cl-e14-240v-tu-bx-1-10-100.pdf
https://catalog.tungsram.com/files/sheet/infrared-reflector-clear-inc_93112533_275r-ir-cl-e27-235-245v-tu-1-9.pdf
https://catalog.tungsram.com/files/sheet/infrared-reflector-clear-inc_93112530_250r-ir-cl-b22-235-245v-tu-1-9.pdf
https://catalog.tungsram.com/files/sheet/other-spherical-oven-inc_93112528_40d1-oven-e27-230v-tu-bx-1-10-100-eac.pdf
https://catalog.tungsram.com/files/sheet/other-spherical-oven-inc_93111755_40d1-oven-e14-230v-tu-bx-1-10-50-eac.pdf
https://catalog.tungsram.com/files/sheet/pygmy-freezer-inc_93112538_25p1-frid-s26-e14-230-240v-tu-oem-500.pdf
https://catalog.tungsram.com/files/sheet/pygmy-freezer-inc_93112537_15p1-frid-s26-e14-230-240v-tu-oem-500.pdf
https://catalog.tungsram.com/files/sheet/pygmy-freezer-inc_93112551_15p1-frid-s26-e14-230v-tu-bl-2-20.pdf
https://catalog.tungsram.com/files/sheet/pygmy-oven-inc_93112527_15p1-frid-s28-e14-230v-tu-bx-1-10-50.pdf
https://catalog.tungsram.com/files/sheet/pygmy-oven-inc_93112549_25p1-oven-t25-e14-230-240v-tu-oem-250.pdf
https://catalog.tungsram.com/files/sheet/pygmy-oven-inc_93112535_25p1-oven-t25-e14-230v-tu-bx-1-50-eac.pdf
https://catalog.tungsram.com/files/sheet/pygmy-oven-inc_93112548_25p1-oven-s28-e14-240v-tu-bl-1-5.pdf
https://catalog.tungsram.com/files/sheet/pygmy-oven-inc_93112526_25p1-oven-s28-e14-230v-tu-bx-1-50.pdf
https://catalog.tungsram.com/files/sheet/pygmy-oven-inc_93112544_15p1-oven-s22-e14-230v-tu-bx-1-50.pdf
https://catalog.tungsram.com/files/sheet/halogen-linear_93114833_ot-330w-240v-r7s-117mm-tu-tbl1-10-mic.pdf
https://catalog.tungsram.com/files/sheet/g9-mains-voltage_93113498_shortg9-42w-220-240v-tu-bx-1-10-mic.pdf
https://catalog.tungsram.com/files/sheet/g9-mains-voltage_93113499_shortg9-20w-220-240v-tu-bx-1-10-mic.pdf
https://catalog.tungsram.com/files/sheet/g9-mains-voltage_93112552_shortg9-42w-220-240v-tu-ind-100-600-mic.pdf
https://catalog.tungsram.com/files/sheet/g9-mains-voltage_93112580_shortg9-30w-220-240v-tu-bx-1-10-mic.pdf
https://catalog.tungsram.com/files/sheet/low-voltage-capsule-transversal-filament_93112553_m32-12v-50w-gy6-35-tu-bulk-1-60-720-mih.pdf
https://catalog.tungsram.com/files/sheet/low-voltage-capsule-start-transversal-filament_93112539_m11-h-e-10w-12v-g4-ge-hfbl-2-20-tr-mih.pdf
https://catalog.tungsram.com/files/sheet/low-voltage-capsule-transversal-filament_93112534_m9-h-h5-12v-tr-cl-g4-tu-bx-1-20-mih.pdf
https://catalog.tungsram.com/files/sheet/halogen-linear-high-watt_93112532_1500w-240v-r7s-254mm-bx-tu-1-10mih.pdf
https://catalog.tungsram.com/files/sheet/halogen-linear-high-watt_93112531_1000w-230v-r7s-189mm-bx-tu-1-10mih.pdf
https://catalog.tungsram.com/files/sheet/halogen-linear-high-watt_93112559_1000w-240v-r7s-189mm-tu-bx1-10.pdf
https://catalog.tungsram.com/files/sheet/g9-mains-voltage_93112582_shortg9-30w-220-240v-tu-hfbl2-20-mic.pdf
https://catalog.tungsram.com/files/sheet/low-voltage-capsule-transversal-filament_93112558_50w-12v-gy6-35-tr-tu-bx1-20-mih.pdf
https://catalog.tungsram.com/files/sheet/low-voltage-capsule-transversal-filament_93112560_10w-12v-g4-2000hr-tu-bx-1-20mih.pdf
https://catalog.tungsram.com/files/sheet/halogen-linear_524919_ot-k11-c130w-240v-r7s117mm-tu-tbl2-20mic.pdf
https://catalog.tungsram.com/files/sheet/pygmy-oven-inc_93111754_15p1-oven-s22-e14-230v-tu-bl-1-10-180.pdf
https://catalog.tungsram.com/files/sheet/halogen-linear_93112572_ot-330w-230v-r7s-117mm-tu-bx1-10-mic.pdf
https://catalog.tungsram.com/files/sheet/low-voltage-capsule-axial-filament_93107765_ot-m47-20w-12v-g4-tu-hfbl-2-20t-mic.pdf
https://catalog.tungsram.com/files/sheet/low-voltage-capsule-start-transversal-filament_93108316_ot-m47-20w-12v-g4-tu-hfbl-2-20-mic.pdf
https://catalog.tungsram.com/files/sheet/mr16-precise-bright-5000-closed_93108318_ot-m258-exn-cg-50w-12v-tu-twbl-2-20-mic.pdf
https://catalog.tungsram.com/files/sheet/mr16-precise-bright-5000-closed_93107764_ot-m258-exn-cg-50w-12v-tu-bx1-10-mic.pdf
https://catalog.tungsram.com/files/sheet/mr16-precise-bright-5000-closed_93108320_ot-m281-fmw-cg-35w-12v-tu-twbl-2-20-mic.pdf
https://catalog.tungsram.com/files/sheet/mr16-precise-bright-5000-closed_93108317_ot-m281-fmw-cg-35w-12v-tu-bx1-10-mic.pdf
https://catalog.tungsram.com/files/sheet/mr16-precise-bright-5000-closed_93108319_ot-m269-bab-cg-20w-12v-tu-twbl-2-20-mic.pdf
https://catalog.tungsram.com/files/sheet/mr16-precise-bright-5000-closed_93107761_ot-m269-bab-cg-20w-12v-tu-bx1-10-mic.pdf
https://catalog.tungsram.com/files/sheet/halogen-linear_93107759_ot-330w-240v-r7s-117mm-tu-bx1-10-mic.pdf
https://catalog.tungsram.com/files/sheet/halogen-linear_93107760_ot-200w-240v-r7s-117mm-tu-bx1-10-mic.pdf
https://catalog.tungsram.com/files/sheet/halogen-linear_93107758_ot-200w-230v-r7s-117mm-tu-bx1-10-mic.pdf
https://catalog.tungsram.com/files/sheet/led-plug-in-4pin-gen2_93110776_led-7-5-g2-g24q-2-4p-h-865-tu-bx1-6.pdf
https://catalog.tungsram.com/files/sheet/led-plug-in-4pin-gen2_93110775_led-7-5-g2-g24q-2-4p-h-840-tu-bx1-6.pdf
https://catalog.tungsram.com/files/sheet/led-plug-in-4pin-gen2_93110774_led-7-5-g2-g24q-2-4p-h-830-tu-bx1-6.pdf
https://catalog.tungsram.com/files/sheet/led-plug-in-4pin-gen2_93110772_led-10-g2-g24q-3-4p-h-840-tu-bx1-6.pdf
https://catalog.tungsram.com/files/sheet/led-plug-in-2pin_93110770_led-10-5-g24d-2p-h-865-tu-bx1-6.pdf
https://catalog.tungsram.com/files/sheet/led-plug-in-2pin_93110769_led-10-5-g24d-2p-h-840-tu-bx1-6.pdf
https://catalog.tungsram.com/files/sheet/led-plug-in-2pin_93110768_led-10-5-g24d-2p-h-830-tu-bx1-6.pdf
https://catalog.tungsram.com/files/sheet/tu-d-28w-electronic-retrofit_93110767_led-2d4p-12-5w-ecg-827-gr10q-tu-bx1-10.pdf
https://catalog.tungsram.com/files/sheet/tu-d-28w-electronic-retrofit_93110766_led-2d4p-12-5w-ecg-835-gr10q-tu-bx1-10.pdf
https://catalog.tungsram.com/files/sheet/tu-d-28w-electronic-retrofit_93110765_led-2d4p-12-5w-ecg-840-gr10q-tu-bx1-10.pdf
https://catalog.tungsram.com/files/sheet/tu-d-16w-magnetic-retrofit_93110764_led-2d2p-6-5w-ccg-840-gr8-tu-bx1-10.pdf
https://catalog.tungsram.com/files/sheet/tu-d-28w-magnetic-retrofit_93110763_led-2d4p-12-5w-ccg-840-gr10q-tu-bx1-10.pdf
https://catalog.tungsram.com/files/sheet/tu-d-28w-magnetic-retrofit_93110762_led-2d4p-12-5w-ccg-827-gr10q-tu-bx1-10.pdf
https://catalog.tungsram.com/files/sheet/tu-d-28w-magnetic-retrofit_93110761_led-2d4p-12-5w-ccg-835-gr10q-tu-bx1-10.pdf
https://catalog.tungsram.com/files/sheet/tu-d-16w-magnetic-retrofit_93110760_led-2d2p-6-5w-ccg-835-gr8-tu-bx1-10.pdf
https://catalog.tungsram.com/files/sheet/tu-d-16w-magnetic-retrofit_93110759_led-2d2p-6-5w-ccg-830-gr8-tu-bx1-10.pdf
https://catalog.tungsram.com/files/sheet/tu-d-16w-magnetic-retrofit_93110758_led-2d2p-6-5w-ccg-827-gr8-tu-bx1-10.pdf
https://catalog.tungsram.com/files/sheet/start-eco-snowcone_93104791_led-eco-a60-9w-865-e27-tu-ds.pdf
https://catalog.tungsram.com/files/sheet/start-eco-snowcone_93104735_led-eco-a60-9w-865-b22-tu-ds.pdf
https://catalog.tungsram.com/files/sheet/start-eco-snowcone_93104787_led-eco-a60-6w-865-e27-tu-ds.pdf
https://catalog.tungsram.com/files/sheet/start-eco-snowcone_93104731_led-eco-a60-6w-865-b22-tu-ds.pdf
https://catalog.tungsram.com/files/sheet/start-eco-snowcone_93104799_led-eco-a60-13-5w-865-e27-tu-ds.pdf
https://catalog.tungsram.com/files/sheet/start-eco-snowcone_93104783_led-eco-a60-13-5w-865-b22-tu-ds.pdf
https://catalog.tungsram.com/files/sheet/start-eco-snowcone_93104795_led-eco-a60-11-5w-865-e27-tu-ds.pdf
https://catalog.tungsram.com/files/sheet/start-eco-snowcone_93104779_led-eco-a60-11-5w-865-b22-tu-ds.pdf
https://catalog.tungsram.com/files/sheet/start-eco-snowcone_93107048_led-eco-a60-9w-840-e27-tu-ds.pdf
https://catalog.tungsram.com/files/sheet/start-eco-snowcone_93107045_led-eco-a60-9w-840-b22-tu-ds.pdf
https://catalog.tungsram.com/files/sheet/start-eco-snowcone_93107036_led-eco-a60-6w-840-e27-tu-ds.pdf
https://catalog.tungsram.com/files/sheet/start-eco-snowcone_93107033_led-eco-a60-6w-840-b22-tu-ds.pdf
https://catalog.tungsram.com/files/sheet/start-eco-snowcone_93107025_led-eco-a60-13-5w-840-e27-tu-ds.pdf
https://catalog.tungsram.com/files/sheet/start-eco-snowcone_93107022_led-eco-a60-13-5w-840-b22-tu-ds.pdf
https://catalog.tungsram.com/files/sheet/start-eco-snowcone_93106284_led-eco-a60-11-5w-840-e27-tu-ds.pdf
https://catalog.tungsram.com/files/sheet/start-eco-snowcone_93106281_led-eco-a60-11-5w-840-b22-tu-ds.pdf
https://catalog.tungsram.com/files/sheet/start-eco-snowcone_93104789_led-eco-a60-9w-827-e27-tu-ds.pdf
https://catalog.tungsram.com/files/sheet/start-eco-snowcone_93104733_led-eco-a60-9w-827-b22-tu-ds.pdf
https://catalog.tungsram.com/files/sheet/start-eco-snowcone_93104785_led-eco-a60-6w-827-e27-tu-ds.pdf
https://catalog.tungsram.com/files/sheet/start-eco-snowcone_93104729_led-eco-a60-6w-827-b22-tu-ds.pdf
https://catalog.tungsram.com/files/sheet/start-eco-snowcone_93104797_led-eco-a60-13-5w-827-e27-tu-ds.pdf
https://catalog.tungsram.com/files/sheet/start-eco-snowcone_93104781_led-eco-a60-13-5w-827-b22-tu-ds.pdf
https://catalog.tungsram.com/files/sheet/start-eco-snowcone_93104793_led-eco-a60-11-5w-827-e27-tu-ds.pdf
https://catalog.tungsram.com/files/sheet/start-eco-snowcone_93104777_led-eco-a60-11-5w-827-b22-tu-ds.pdf
https://catalog.tungsram.com/files/sheet/start-eco-snowcone_93104790_led-eco-a60-9w-865-e27-tu.pdf
https://catalog.tungsram.com/files/sheet/start-eco-snowcone_93104734_led-eco-a60-9w-865-b22-tu.pdf
https://catalog.tungsram.com/files/sheet/start-eco-snowcone_93104786_led-eco-a60-6w-865-e27-tu.pdf
https://catalog.tungsram.com/files/sheet/start-eco-snowcone_93104730_led-eco-a60-6w-865-b22-tu.pdf
https://catalog.tungsram.com/files/sheet/start-eco-snowcone_93104798_led-eco-a60-13-5w-865-e27-tu.pdf
https://catalog.tungsram.com/files/sheet/start-eco-snowcone_93104782_led-eco-a60-13-5w-865-b22-tu.pdf
https://catalog.tungsram.com/files/sheet/start-eco-snowcone_93104794_led-eco-a60-11-5w-865-e27-tu.pdf
https://catalog.tungsram.com/files/sheet/start-eco-snowcone_93104778_led-eco-a60-11-5w-865-b22-tu.pdf
https://catalog.tungsram.com/files/sheet/start-eco-snowcone_93107047_led-eco-a60-9w-840-e27-tu.pdf
https://catalog.tungsram.com/files/sheet/start-eco-snowcone_93107044_led-eco-a60-9w-840-b22-tu.pdf
https://catalog.tungsram.com/files/sheet/start-eco-snowcone_93107035_led-eco-a60-6w-840-e27-tu.pdf
https://catalog.tungsram.com/files/sheet/start-eco-snowcone_93107032_led-eco-a60-6w-840-b22-tu.pdf
https://catalog.tungsram.com/files/sheet/start-eco-snowcone_93107024_led-eco-a60-13-5w-840-e27-tu.pdf
https://catalog.tungsram.com/files/sheet/start-eco-snowcone_93107021_led-eco-a60-13-5w-840-b22-tu.pdf
https://catalog.tungsram.com/files/sheet/start-eco-snowcone_93106283_led-eco-a60-11-5w-840-e27-tu.pdf
https://catalog.tungsram.com/files/sheet/start-eco-snowcone_93106280_led-eco-a60-11-5w-840-b22-tu.pdf
https://catalog.tungsram.com/files/sheet/start-eco-snowcone_93109839_led-eco-a60-9w-827-e27-tu-2bx.pdf
https://catalog.tungsram.com/files/sheet/start-eco-snowcone_93109838_led-eco-a60-9w-827-b22-tu-2bx.pdf
https://catalog.tungsram.com/files/sheet/start-eco-snowcone_93104788_led-eco-a60-9w-827-e27-tu.pdf
https://catalog.tungsram.com/files/sheet/start-eco-snowcone_93104732_led-eco-a60-9w-827-b22-tu.pdf
https://catalog.tungsram.com/files/sheet/start-eco-snowcone_93104784_led-eco-a60-6w-827-e27-tu.pdf
https://catalog.tungsram.com/files/sheet/start-eco-snowcone_93104728_led-eco-a60-6w-827-b22-tu.pdf
https://catalog.tungsram.com/files/sheet/start-eco-snowcone_93104796_led-eco-a60-13-5w-827-e27-tu.pdf
https://catalog.tungsram.com/files/sheet/start-eco-snowcone_93104780_led-eco-a60-13-5w-827-b22-tu.pdf
https://catalog.tungsram.com/files/sheet/start-eco-snowcone_93104792_led-eco-a60-11-5w-827-e27-tu.pdf
https://catalog.tungsram.com/files/sheet/start-eco-snowcone_93104776_led-eco-a60-11-5w-827-b22-tu.pdf
https://catalog.tungsram.com/files/sheet/tungsram-start-candle_93110805_led5-5-b35-827-e27-220-240v-fr-tu.pdf
https://catalog.tungsram.com/files/sheet/tungsram-start-candle_93110801_led3-5-b35-827-e27-220-240v-fr-tu.pdf
https://catalog.tungsram.com/files/sheet/tungsram-start-candle_93110804_led5-5-b35-865-e14-220-240v-fr-tu.pdf
https://catalog.tungsram.com/files/sheet/tungsram-start-candle_93110803_led5-5-b35-827-e14-220-240v-fr-tu.pdf
https://catalog.tungsram.com/files/sheet/tungsram-start-candle_93110800_led3-5-b35-827-e14-220-240v-fr-tu.pdf
https://catalog.tungsram.com/files/sheet/tungsram-start-candle_93109837_led-start-candle-3-5w-25-827-e14-tu-2bx.pdf
https://catalog.tungsram.com/files/sheet/tungsram-start-candle_93063981_led3-5-b35-865-e14-220-240v-fr-tu.pdf
https://catalog.tungsram.com/files/sheet/tungsram-start-candle_93109836_led-start-candle-3-5w-25-827-b22-tu-2bx.pdf
https://catalog.tungsram.com/files/sheet/tungsram-start-candle_93096467_led5-5-b35-827-b22-220-240v-fr-tu.pdf
https://catalog.tungsram.com/files/sheet/tungsram-start-candle_93096466_led3-5-b35-827-b22-220-240v-fr-tu.pdf
https://catalog.tungsram.com/files/sheet/tungsram-start-spherical_93110811_led5-5-p45-827-e27-220-240v-fr-tu.pdf
https://catalog.tungsram.com/files/sheet/tungsram-start-spherical_93110812_led3-5-p45-827-e27-220-240v-fr-tu.pdf
https://catalog.tungsram.com/files/sheet/tungsram-start-spherical_93096469_led5-5-p45-827-b22-220-240v-fr-tu.pdf
https://catalog.tungsram.com/files/sheet/tungsram-start-spherical_93063989_led5-5-p45-865-e14-220-240v-fr-tu.pdf
https://catalog.tungsram.com/files/sheet/tungsram-start-spherical_93096468_led3-5-p45-827-b22-220-240v-fr-tu.pdf
https://catalog.tungsram.com/files/sheet/tungsram-start-spherical_93110806_led5-5-p45-827-e14-220-240v-fr-tu.pdf
https://catalog.tungsram.com/files/sheet/tungsram-start-spherical_93110802_led3-5-p45-827-e14-220-240v-fr-tu.pdf
https://catalog.tungsram.com/files/sheet/led-stik-g5_93057191_led-7-stik-865-100-240-e14-f-1-15-tu-ds.pdf
https://catalog.tungsram.com/files/sheet/led-stik-g5_93057190_led-7-stik-830-100-240-e14-f-1-15-tu-ds.pdf
https://catalog.tungsram.com/files/sheet/led-stik-g5_93110796_led-7-stik-865-100-240-e14-f-1-15-tu.pdf
https://catalog.tungsram.com/files/sheet/led-stik-g5_93110797_led-7-stik-830-100-240-e14-f-1-15-tu.pdf
https://catalog.tungsram.com/files/sheet/led-stik-g5_93109515_led-7-stik-865-100-240-e14-f-3-15-tu.pdf
https://catalog.tungsram.com/files/sheet/led-stik-g5_93109513_led-7-stik-840-100-240-e14-f-3-15-tu.pdf
https://catalog.tungsram.com/files/sheet/led-stik-g5_93109514_led-7-stik-840-100-240-e14-f-1-15-tu.pdf
https://catalog.tungsram.com/files/sheet/led-stik-g5_93109512_led-7-stik-830-100-240-e14-f-3-15-tu.pdf
https://catalog.tungsram.com/files/sheet/led-stik-g5_93089074_led15-stik-865-220-240v-e27-bx-tu-ds.pdf
https://catalog.tungsram.com/files/sheet/led-stik-g5_93103952_led15-stik-865-220-240v-b22-bx-tu-ds.pdf
https://catalog.tungsram.com/files/sheet/led-stik-g5_93110203_led15-stik-840-220-240v-e27-bx-tu-ds.pdf
https://catalog.tungsram.com/files/sheet/led-stik-g5_93110212_led15-stik-840-220-240v-b22-bx-tu-ds.pdf
https://catalog.tungsram.com/files/sheet/led-stik-g5_93085439_led15-stik-830-220-240v-e27-bx-tu-ds.pdf
https://catalog.tungsram.com/files/sheet/led-stik-g5_93085438_led12-stik-865-220-240v-e27-bx-tu-ds.pdf
https://catalog.tungsram.com/files/sheet/led-stik-g5_93103951_led15-stik-830-220-240v-b22-bx-tu-ds.pdf
https://catalog.tungsram.com/files/sheet/led-stik-g5_93103950_led12-stik-865-220-240v-b22-bx-tu-ds.pdf
https://catalog.tungsram.com/files/sheet/led-stik-g5_93110202_led12-stik-840-220-240v-e27-bx-tu-ds.pdf
https://catalog.tungsram.com/files/sheet/led-stik-g5_93110211_led12-stik-840-220-240v-b22-bx-tu-ds.pdf
https://catalog.tungsram.com/files/sheet/led-stik-g5_93085437_led12-stik-830-220-240v-e27-bx-tu-ds.pdf
https://catalog.tungsram.com/files/sheet/led-stik-g5_93103949_led12-stik-830-220-240v-b22-bx-tu-ds.pdf
https://catalog.tungsram.com/files/sheet/led-stik-g5_93064059_led-9-stik-865-220-240v-e27-bx-tu-ds.pdf
https://catalog.tungsram.com/files/sheet/led-stik-g5_93103948_led-9-stik-865-220-240v-b22-bx-tu-ds.pdf
https://catalog.tungsram.com/files/sheet/led-stik-g5_93110188_led-9-stik-840-220-240v-e27-bx-tu-ds.pdf
https://catalog.tungsram.com/files/sheet/led-stik-g5_93110210_led-9-stik-840-220-240v-b22-bx-tu-ds.pdf
https://catalog.tungsram.com/files/sheet/led-stik-g5_93064058_led-9-stik-830-220-240v-e27-bx-tu-ds.pdf
https://catalog.tungsram.com/files/sheet/led-stik-g5_93103947_led-9-stik-830-220-240v-b22-bx-tu-ds.pdf
https://catalog.tungsram.com/files/sheet/led-stik-g5_93103394_led-6-stik-865-220-240v-e27-bx-tu-ds.pdf
https://catalog.tungsram.com/files/sheet/led-stik-g5_93103946_led-6-stik-865-220-240v-b22-bx-tu-ds.pdf
https://catalog.tungsram.com/files/sheet/led-stik-g5_93110208_led-6-stik-840-220-240v-e27-bx-tu-ds.pdf
https://catalog.tungsram.com/files/sheet/led-stik-g5_93110209_led-6-stik-840-220-240v-b22-bx-tu-ds.pdf
https://catalog.tungsram.com/files/sheet/led-stik-g5_93103393_led-6-stik-830-220-240v-e27-bx-tu-ds.pdf
https://catalog.tungsram.com/files/sheet/led-stik-g5_93103395_led-6-stik-830-220-240v-b22-bx-tu-ds.pdf
https://catalog.tungsram.com/files/sheet/led-stik-g5_93110201_led15-stik-865-220-240v-e27-f-2-10-tu.pdf
https://catalog.tungsram.com/files/sheet/led-stik-g5_93064057_led15-stik-865-220-240v-e27-bx-tu.pdf
https://catalog.tungsram.com/files/sheet/led-stik-g5_93096457_led15-stik-865-220-240v-b22-bx-tu.pdf
https://catalog.tungsram.com/files/sheet/led-stik-g5_93110200_led15-stik-840-220-240v-e27-f-2-10-tu.pdf
https://catalog.tungsram.com/files/sheet/led-stik-g5_93110187_led15-stik-840-220-240v-e27-bx-tu.pdf
https://catalog.tungsram.com/files/sheet/led-stik-g5_93110207_led15-stik-840-220-240v-b22-bx-tu.pdf
https://catalog.tungsram.com/files/sheet/led-stik-g5_93110199_led15-stik-830-220-240v-e27-f-2-10-tu.pdf
https://catalog.tungsram.com/files/sheet/led-stik-g5_93064056_led15-stik-830-220-240v-e27-bx-tu.pdf
https://catalog.tungsram.com/files/sheet/led-stik-g5_93096456_led15-stik-830-220-240v-b22-bx-tu.pdf
https://catalog.tungsram.com/files/sheet/led-stik-g5_93110198_led12-stik-865-220-240v-e27-f-2-10-tu.pdf
https://catalog.tungsram.com/files/sheet/led-stik-g5_93064055_led12-stik-865-220-240v-e27-bx-tu.pdf
https://catalog.tungsram.com/files/sheet/led-stik-g5_93095935_led12-stik-865-220-240v-b22-bx-tu.pdf
https://catalog.tungsram.com/files/sheet/led-stik-g5_93110197_led12-stik-840-220-240v-e27-f-2-10-tu.pdf
https://catalog.tungsram.com/files/sheet/led-stik-g5_93110186_led12-stik-840-220-240v-e27-bx-tu.pdf
https://catalog.tungsram.com/files/sheet/led-stik-g5_93110206_led12-stik-840-220-240v-b22-bx-tu.pdf
https://catalog.tungsram.com/files/sheet/led-stik-g5_93110196_led12-stik-830-220-240v-e27-f-2-10-tu.pdf
https://catalog.tungsram.com/files/sheet/led-stik-g5_93064054_led12-stik-830-220-240v-e27-bx-tu.pdf
https://catalog.tungsram.com/files/sheet/led-stik-g5_93095934_led12-stik-830-220-240v-b22-bx-tu.pdf
https://catalog.tungsram.com/files/sheet/led-stik-g5_93110195_led-9-stik-865-220-240v-e27-f-3-15-tu.pdf
https://catalog.tungsram.com/files/sheet/led-stik-g5_93064053_led-9-stik-865-220-240v-e27-bx-tu.pdf
https://catalog.tungsram.com/files/sheet/led-stik-g5_93095933_led-9-stik-865-220-240v-b22-bx-tu.pdf
https://catalog.tungsram.com/files/sheet/led-stik-g5_93110185_led-9-stik-840-220-240v-e27-bx-tu.pdf
https://catalog.tungsram.com/files/sheet/led-stik-g5_93110205_led-9-stik-840-220-240v-b22-bx-tu.pdf
https://catalog.tungsram.com/files/sheet/led-stik-g5_93110190_led-9-stik-840-220-240-e27-f-3-15-tu.pdf
https://catalog.tungsram.com/files/sheet/led-stik-g5_93064052_led-9-stik-830-220-240v-e27-bx-tu.pdf
https://catalog.tungsram.com/files/sheet/led-stik-g5_93095932_led-9-stik-830-220-240v-b22-bx-tu.pdf
https://catalog.tungsram.com/files/sheet/led-stik-g5_93110189_led-9-stik-830-220-240-e27-f-3-15-tu.pdf
https://catalog.tungsram.com/files/sheet/led-stik-g5_93110191_led-9-stik-830-220-240-b22-f-3-15-tu.pdf
https://catalog.tungsram.com/files/sheet/led-stik-g5_93110194_led-6-stik-865-220-240v-e27-f-3-15-tu.pdf
https://catalog.tungsram.com/files/sheet/led-stik-g5_93064051_led-6-stik-865-220-240v-e27-bx-tu.pdf
https://catalog.tungsram.com/files/sheet/led-stik-g5_93095931_led-6-stik-865-220-240v-b22-bx-tu.pdf
https://catalog.tungsram.com/files/sheet/led-stik-g5_93110193_led-6-stik-840-220-240v-e27-f-3-15-tu.pdf
https://catalog.tungsram.com/files/sheet/led-stik-g5_93110184_led-6-stik-840-220-240v-e27-bx-tu.pdf
https://catalog.tungsram.com/files/sheet/led-stik-g5_93110204_led-6-stik-840-220-240v-b22-bx-tu.pdf
https://catalog.tungsram.com/files/sheet/led-stik-g5_93110192_led-6-stik-830-220-240v-e27-f-3-15-tu.pdf
https://catalog.tungsram.com/files/sheet/led-stik-g5_93064050_led-6-stik-830-220-240v-e27-bx-tu.pdf
https://catalog.tungsram.com/files/sheet/led-stik-g5_93095930_led-6-stik-830-220-240v-b22-bx-tu.pdf
https://catalog.tungsram.com/files/sheet/led-t8-premium-plastic-rotatable_93072631_led-18-t8-ppr-4ft-865-100-240v-bx1-10.pdf
https://catalog.tungsram.com/files/sheet/12v-standard_93106981_tu-54490u-b1-h27-2-e1-12v-27w-pgj13tumig.pdf
https://catalog.tungsram.com/files/sheet/12v-standard_93106980_tu-54480u-b1-h27-1-e1-12v-27w-pg13-tumig.pdf
https://catalog.tungsram.com/files/sheet/megalight-ultra-120_93098619_tu-58520snu-b2-h7-e1-12v-55w-tu-mih.pdf
https://catalog.tungsram.com/files/sheet/24v-miniature-standard_93103621_tu-7552-b10-e1-c5w-24v-5w-s8-5-8-tu-mih.pdf
https://catalog.tungsram.com/files/sheet/12v-miniature-standard_93103615_tu-2660-b10-12v-2w-ba9s-tu-mih.pdf
https://catalog.tungsram.com/files/sheet/12v-miniature-standard_93103613_tu-2641t-b10-e1-r10w-12v-ba15s-tu-mih.pdf
https://catalog.tungsram.com/files/sheet/24v-miniature-standard_93103611_tu-2643-b10-e1-r10w-24v-ba15s-tu-mih.pdf
https://catalog.tungsram.com/files/sheet/24v-miniature-heavy-duty_93104306_tu-2643hd-b10-e1-r10w-24v-ba15s-tu-mih.pdf
https://catalog.tungsram.com/files/sheet/24v-miniature-standard_93104304_tu-2626-b10-e1-r5w-24v-ba15d-tu-mih.pdf
https://catalog.tungsram.com/files/sheet/24v-miniature-standard_93105098_tu-1124-b10-18-5w-24v-ba15d-tu-mih.pdf
https://catalog.tungsram.com/files/sheet/12v-miniature-standard_93104303_tu-1098-b10-20-5w-12v-ba15d-tu-mih.pdf
https://catalog.tungsram.com/files/sheet/24v-miniature-standard_93104300_tu-1117-b10-din72601r-18w-24v-ba15stumih.pdf
https://catalog.tungsram.com/files/sheet/24v-miniature-standard_93104298_tu-1114-b10-15w-24v-ba15d-tu-mih.pdf
https://catalog.tungsram.com/files/sheet/12v-miniature-standard_93104195_tu-1059-b10-din72601r-18w-12v-ba15stumih.pdf
https://catalog.tungsram.com/files/sheet/discharge-single-ended-hot-restrike_93108711_csr1700-tal-60-pgjx28.pdf
https://catalog.tungsram.com/files/sheet/start-eco-snowcone_93104801_led-eco-a60-13-5w-865-e27-tu-tr.pdf
https://catalog.tungsram.com/files/sheet/start-eco-snowcone_93104800_led-eco-a60-13-5w-827-e27-tu-tr.pdf
https://catalog.tungsram.com/files/sheet/start-eco-snowcone_93107018_led-eco-a60-11-5w-865-e27-tu-tr.pdf
https://catalog.tungsram.com/files/sheet/start-eco-snowcone_93106279_led-eco-a60-11-5w-827-e27-tu-tr.pdf
https://catalog.tungsram.com/files/sheet/start-eco-snowcone_93107052_led-eco-a60-9w-865-e27-tu-tr.pdf
https://catalog.tungsram.com/files/sheet/start-eco-snowcone_93107043_led-eco-a60-9w-827-e27-tu-tr.pdf
https://catalog.tungsram.com/files/sheet/start-eco-snowcone_93107040_led-eco-a60-6w-865-e27-tu-tr.pdf
https://catalog.tungsram.com/files/sheet/start-eco-snowcone_93107031_led-eco-a60-6w-827-e27-tu-tr.pdf
https://catalog.tungsram.com/files/sheet/reflectors_93074308_led10-r80-865-220-240v-120-e27-bx1-6tuds.pdf
https://catalog.tungsram.com/files/sheet/reflectors_93074307_led10-r80-830-220-240v-120-e27-bx1-6tuds.pdf
https://catalog.tungsram.com/files/sheet/reflectors_93074306_led8-r63-865-220-240v-120-e27-bx1-6tu-ds.pdf
https://catalog.tungsram.com/files/sheet/reflectors_93074305_led8-r63-830-220-240v-120-e27-bx1-6tu-ds.pdf
https://catalog.tungsram.com/files/sheet/reflectors_93083842_led6-r50-865-220-240v-120-e14-bx1-6tu-ds.pdf
https://catalog.tungsram.com/files/sheet/reflectors_93083841_led6-r50-830-220-240v-120-e14-bx1-6tu-ds.pdf
https://catalog.tungsram.com/files/sheet/par56-swimming-pool_93077313_led-specialty-par56-16w-300-765-90deg-tu.pdf
https://catalog.tungsram.com/files/sheet/led-par38-dimmable_93044739_led15-par38g-830-90-240-e27-wfl-bx-1-6.pdf
https://catalog.tungsram.com/files/sheet/led-par30-high-cri-dimmable_93104933_led-par30-11w-85-d-940-35dege27-tu.pdf
https://catalog.tungsram.com/files/sheet/led-par30-high-cri-dimmable_93104932_led-par30-11w-85-d-930-35dege27-tu.pdf
https://catalog.tungsram.com/files/sheet/reflectors_93110810_led10-r80-865-220-240v-120-e27-bx-1-6-tu.pdf
https://catalog.tungsram.com/files/sheet/reflectors_93110809_led10-r80-830-220-240v-120-e27-bx-1-6-tu.pdf
https://catalog.tungsram.com/files/sheet/reflectors_93110808_led8-r63-865-220-240v-120-e27-bx-1-6-tu.pdf
https://catalog.tungsram.com/files/sheet/reflectors_93110807_led8-r63-830-220-240v-120-e27-bx-1-6-tu.pdf
https://catalog.tungsram.com/files/sheet/reflectors_93083838_led6-r50-865-220-240v-120-e14-bx-1-6-tu.pdf
https://catalog.tungsram.com/files/sheet/reflectors_93083837_led6-r50-830-220-240v-120-e14-bx-1-6-tu.pdf
https://catalog.tungsram.com/files/sheet/led-gu10-high-cri-dimmable_93094512_led-gu10-6w-50-dim-940-35deg-tu.pdf
https://catalog.tungsram.com/files/sheet/led-gu10-high-cri-dimmable_93094511_led-gu10-6w-50-dim-940-20deg-tu.pdf
https://catalog.tungsram.com/files/sheet/led-gu10-high-cri-dimmable_93094510_led-gu10-6w-50-dim-930-35deg-tu.pdf
https://catalog.tungsram.com/files/sheet/led-gu10-high-cri-dimmable_93094509_led-gu10-6w-50-dim-930-20deg-tu.pdf
https://catalog.tungsram.com/files/sheet/led-gu10-high-cri-dimmable_93094508_led-gu10-6w-50-dim-927-35deg-tu.pdf
https://catalog.tungsram.com/files/sheet/led-gu10-high-cri-dimmable_93094507_led-gu10-6w-50-dim-927-20deg-tu.pdf
https://catalog.tungsram.com/files/sheet/led-stik-dimmable_93104361_led-dimstik-9-60-865-e27-tu-ds.pdf
https://catalog.tungsram.com/files/sheet/led-stik-dimmable_93104357_led-dimstik-9-60-840-e27-tu-ds.pdf
https://catalog.tungsram.com/files/sheet/led-stik-dimmable_93104353_led-dimstik-9-60-830-e27-tu-ds.pdf
https://catalog.tungsram.com/files/sheet/led-stik-dimmable_93104359_led-dimstik-9-60-865-b22-tu-ds.pdf
https://catalog.tungsram.com/files/sheet/led-stik-dimmable_93104355_led-dimstik-9-60-840-b22-tu-ds.pdf
https://catalog.tungsram.com/files/sheet/led-stik-dimmable_93104351_led-dimstik-9-60-830-b22-tu-ds.pdf
https://catalog.tungsram.com/files/sheet/led-stik-dimmable_93104360_led-dimstik-9-60-865-e27-tu.pdf
https://catalog.tungsram.com/files/sheet/led-stik-dimmable_93104356_led-dimstik-9-60-840-e27-tu.pdf
https://catalog.tungsram.com/files/sheet/led-stik-dimmable_93104352_led-dimstik-9-60-830-e27-tu.pdf
https://catalog.tungsram.com/files/sheet/led-stik-dimmable_93104358_led-dimstik-9-60-865-b22-tu.pdf
https://catalog.tungsram.com/files/sheet/led-stik-dimmable_93104354_led-dimstik-9-60-840-b22-tu.pdf
https://catalog.tungsram.com/files/sheet/led-stik-dimmable_93104350_led-dimstik-9-60-830-b22-tu.pdf
https://catalog.tungsram.com/files/sheet/led-t8-startfix-direct-shipment_93094704_tungsram-led-t8-startfix-bx25-100-ds.pdf
https://catalog.tungsram.com/files/sheet/led-t8-startfix_93094702_tungsram-led-t8-startfix-bx25-100.pdf
https://catalog.tungsram.com/files/sheet/led-high-lumen_93083689_led-highlumen-t120-42w-233-865-e27-tuds.pdf
https://catalog.tungsram.com/files/sheet/led-high-lumen_93083688_led-highlumen-t120-42w-217-830-e27-tuds.pdf
https://catalog.tungsram.com/files/sheet/led-high-lumen_93083683_led-highlumen-t120-42w-233-865-e27-tu.pdf
https://catalog.tungsram.com/files/sheet/led-high-lumen_93083682_led-highlumen-t120-42w-217-830-e27-tu.pdf
https://catalog.tungsram.com/files/sheet/led-high-lumen_93083687_led-highlumen-t100-27w-179-865-e27-tuds.pdf
https://catalog.tungsram.com/files/sheet/led-high-lumen_93083686_led-highlumen-t100-27w-169-830-e27-tuds.pdf
https://catalog.tungsram.com/files/sheet/led-high-lumen_93083681_led-highlumen-t100-27w-179-865-e27-tu.pdf
https://catalog.tungsram.com/files/sheet/led-high-lumen_93083680_led-highlumen-t100-27w-169-830-e27-tu.pdf
https://catalog.tungsram.com/files/sheet/led-high-lumen_93083685_led-highlumen-t80-21w-125-865-e27-tuds.pdf
https://catalog.tungsram.com/files/sheet/led-high-lumen_93083684_led-highlumen-t80-21w-120-830-e27-tuds.pdf
https://catalog.tungsram.com/files/sheet/led-high-lumen_93083679_led-highlumen-t80-21w-125-865-e27-tu.pdf
https://catalog.tungsram.com/files/sheet/led-a55_93093889_led-eco-a55-10w-70-865-e27-tu-ds.pdf
https://catalog.tungsram.com/files/sheet/led-a55_93093887_led-eco-a55-10w-64-830-e27-tu-ds.pdf
https://catalog.tungsram.com/files/sheet/led-a55_93093885_led-eco-a55-8w-58-865-e27-tu-ds.pdf
https://catalog.tungsram.com/files/sheet/led-a55_93093883_led-eco-a55-8w-55-830-e27-tu-ds.pdf
https://catalog.tungsram.com/files/sheet/led-a55_93093873_led-eco-a55-10w-70-865-e27-tu.pdf
https://catalog.tungsram.com/files/sheet/led-a55_93093871_led-eco-a55-10w-64-830-e27-tu.pdf
https://catalog.tungsram.com/files/sheet/led-a55_93093869_led-eco-a55-8w-58-865-e27-tu.pdf
https://catalog.tungsram.com/files/sheet/led-a55_93093888_led-eco-a55-10w-70-865-b22-tu-ds.pdf
https://catalog.tungsram.com/files/sheet/led-a55_93093886_led-eco-a55-10w-64-830-b22-tu-ds.pdf
https://catalog.tungsram.com/files/sheet/led-a55_93093884_led-eco-a55-8w-58-865-b22-tu-ds.pdf
https://catalog.tungsram.com/files/sheet/led-a55_93093882_led-eco-a55-8w-55-830-b22-tu-ds.pdf
https://catalog.tungsram.com/files/sheet/led-a55_93093872_led-eco-a55-10w-70-865-b22-tu.pdf
https://catalog.tungsram.com/files/sheet/led-a55_93093870_led-eco-a55-10w-64-830-b22-tu.pdf
https://catalog.tungsram.com/files/sheet/led-a55_93093868_led-eco-a55-8w-58-865-b22-tu.pdf
https://catalog.tungsram.com/files/sheet/led-high-lumen_93083678_led-highlumen-t80-21w-120-830-e27-tu.pdf
https://catalog.tungsram.com/files/sheet/led-a55_93093867_led-eco-a55-8w-55-830-e27-tu.pdf
https://catalog.tungsram.com/files/sheet/led-a55_93093866_led-eco-a55-8w-55-830-b22-tu.pdf
https://catalog.tungsram.com/files/sheet/led-miniature-lamps_93095654_tu-60240led-fstn41-6k-std-tu-bl-mih.pdf
https://catalog.tungsram.com/files/sheet/led-miniature-lamps_93095655_tu-60210led-fstn41-4k-std-tu-bl-mih.pdf
https://catalog.tungsram.com/files/sheet/led-miniature-lamps_93074321_rp-60170led-t10-6k-std-tu-bl2-micn.pdf
https://catalog.tungsram.com/files/sheet/led-miniature-lamps_93080380_rp-60140led-t10-4k-std-tu-bl2-micn.pdf
https://catalog.tungsram.com/files/sheet/sportlight-extreme_93103548_tu-53110sup-b2-h11-e1-12v55wpgj19-2tumih.pdf
https://catalog.tungsram.com/files/sheet/sportlight-extreme_93103547_tu-58520sup-b2-h7-e1-12v-55w-px26dtumih.pdf
https://catalog.tungsram.com/files/sheet/sportlight-extreme_93103546_tu-50440sup-b2-h4-e1-12v60-55w-p43ttumih.pdf
https://catalog.tungsram.com/files/sheet/sportlight-extreme_93102855_tu-50310sup-b2-h1-e1-12v55w-p14-5stumih.pdf
https://catalog.tungsram.com/files/sheet/megalight-ultra-150_93100448_tu-50440nxnu-b2-h4-12v60-55we1p43t-tumih.pdf
https://catalog.tungsram.com/files/sheet/megalight-ultra-150_93100449_tu-58520nxnu-b2-h7-e1-12v55w-px26d-tumih.pdf
https://catalog.tungsram.com/files/sheet/led-gu10_93094492_led-start-gu10-5w-50-865-35deg-tu-1-8ds.pdf
https://catalog.tungsram.com/files/sheet/led-gu10_93094490_led-start-gu10-5w-50-840-35deg-tu-1-8ds.pdf
https://catalog.tungsram.com/files/sheet/led-gu10_93094488_led-start-gu10-5w-50-830-35deg-tu-1-8ds.pdf
https://catalog.tungsram.com/files/sheet/led-gu10_93094486_led-start-gu10-5w-50-827-35deg-tu-1-8ds.pdf
https://catalog.tungsram.com/files/sheet/led-gu10_93094485_led-start-gu10-3-5w-35-865-35deg-tu-1-8ds.pdf
https://catalog.tungsram.com/files/sheet/led-gu10_93094483_led-start-gu10-3-5w-35-840-35deg-tu-1-8ds.pdf
https://catalog.tungsram.com/files/sheet/led-gu10_93094481_led-start-gu10-3-5w-35-830-35deg-tu-1-8ds.pdf
https://catalog.tungsram.com/files/sheet/led-gu10_93094479_led-start-gu10-3-5w-35-827-35deg-tu-1-8ds.pdf
https://catalog.tungsram.com/files/sheet/led-gu10_93094491_led-start-gu10-5w-50-865-35deg-tu-1-8.pdf
https://catalog.tungsram.com/files/sheet/led-gu10_93094489_led-start-gu10-5w-50-840-35deg-tu-1-8.pdf
https://catalog.tungsram.com/files/sheet/led-gu10_93094487_led-start-gu10-5w-50-830-35deg-tu-1-8.pdf
https://catalog.tungsram.com/files/sheet/led-gu10_93067832_led-start-gu10-5w-50-827-35deg-tu-1-8.pdf
https://catalog.tungsram.com/files/sheet/led-gu10_93094484_led-start-gu10-3-5w-35-865-35deg-tu-1-8.pdf
https://catalog.tungsram.com/files/sheet/led-gu10_93094482_led-start-gu10-3-5w-35-840-35deg-tu-1-8.pdf
https://catalog.tungsram.com/files/sheet/led-gu10_93094480_led-start-gu10-3-5w-35-830-35deg-tu-1-8.pdf
https://catalog.tungsram.com/files/sheet/led-gu10_93067831_led-start-gu10-3-5w-35-827-35deg-tu-1-8.pdf
https://catalog.tungsram.com/files/sheet/led-mr16-high-lumen-dimmable_93094477_led-esmart-mr16-8w-50-dim-840-35degtu.pdf
https://catalog.tungsram.com/files/sheet/led-mr16-high-lumen-dimmable_93094475_led-esmart-mr16-8w-50-dim-830-35deg-tu.pdf
https://catalog.tungsram.com/files/sheet/led-mr16-high-lumen-dimmable_93094473_led-esmart-mr16-8w-50-dim-827-35deg-tu.pdf
https://catalog.tungsram.com/files/sheet/led-t8-15k-hrs-strart-glass-without-starter_93092517_led-20-t8sg-tu-15k-1-5m-865-220-240v.pdf
https://catalog.tungsram.com/files/sheet/led-t8-15k-hrs-strart-glass-without-starter_93092516_led-20-t8sg-tu-15k-1-5m-840-220-240v.pdf
https://catalog.tungsram.com/files/sheet/led-t8-15k-hrs-strart-glass-without-starter_93092515_led-20-t8sg-tu-15k-1-5m-830-220-240v.pdf
https://catalog.tungsram.com/files/sheet/led-t8-15k-hrs-strart-glass-without-starter_93092514_led-16-t8sg-tu-15k-1-2m-865-220-240v.pdf
https://catalog.tungsram.com/files/sheet/led-t8-15k-hrs-strart-glass-without-starter_93092513_led-16-t8sg-tu-15k-1-2m-840-220-240v.pdf
https://catalog.tungsram.com/files/sheet/led-t8-15k-hrs-strart-glass-without-starter_93092512_led-16-t8sg-tu-15k-1-2m-830-220-240v.pdf
https://catalog.tungsram.com/files/sheet/led-t8-15k-hrs-strart-glass-without-starter_93092511_led-8-t8sg-tu-15k-0-6m-865-220-240v.pdf
https://catalog.tungsram.com/files/sheet/led-t8-15k-hrs-strart-glass-without-starter_93092510_led-8-t8sg-tu-15k-0-6m-840-220-240v.pdf
https://catalog.tungsram.com/files/sheet/led-t8-15k-hrs-strart-glass-without-starter_93092509_led-8-t8sg-tu-15k-0-6m-830-220-240v.pdf
https://catalog.tungsram.com/files/sheet/led-t8-value-glass_93076824_led-17-t8vg-1-2m-830-100-240v-1-15.pdf
https://catalog.tungsram.com/files/sheet/led-mr16_93094472_led-start-mr16-7w-50-840-35deg-tu-1-8ds.pdf
https://catalog.tungsram.com/files/sheet/led-mr16_93094471_led-start-mr16-7w-50-840-35degtu-1-8.pdf
https://catalog.tungsram.com/files/sheet/led-mr16_93094470_led-start-mr16-7w-50-830-35deg-tu-1-8ds.pdf
https://catalog.tungsram.com/files/sheet/led-mr16_93094469_led-start-mr16-7w-50-830-35deg-tu-1-8.pdf
https://catalog.tungsram.com/files/sheet/led-mr16_93094468_led-start-mr16-7w-50-827-35deg-tu-1-8ds.pdf
https://catalog.tungsram.com/files/sheet/led-mr16_93094467_led-start-mr16-7w-50-827-35deg-tu-1-8.pdf
https://catalog.tungsram.com/files/sheet/led-mr16_93094460_led-start-mr16-5w-35-840-35deg-tu-1-8ds.pdf
https://catalog.tungsram.com/files/sheet/led-mr16_93094459_led-start-mr16-5w-35-840-35deg-tu-1-8.pdf
https://catalog.tungsram.com/files/sheet/led-mr16_93094458_led-start-mr16-5w-35-830-35deg-tu-1-8ds.pdf
https://catalog.tungsram.com/files/sheet/led-mr16_93094457_led-start-mr16-5w-35-830-35deg-tu-1-8.pdf
https://catalog.tungsram.com/files/sheet/led-mr16_93094456_led-start-mr16-5w-35-827-35deg-tu-1-8ds.pdf
https://catalog.tungsram.com/files/sheet/led-mr16_93094225_led-start-mr16-5w-35-827-35deg-tu-1-8.pdf
https://catalog.tungsram.com/files/sheet/ar111-precise-dimmable_93094518_led-r111-15w-100-dim-940-40deg-tu.pdf
https://catalog.tungsram.com/files/sheet/ar111-precise-dimmable_93094517_led-r111-15w-100-dim-940-25deg-tu.pdf
https://catalog.tungsram.com/files/sheet/ar111-precise-dimmable_93094516_led-r111-15w-85-dim-930-40deg-tu.pdf
https://catalog.tungsram.com/files/sheet/ar111-precise-dimmable_93094515_led-r111-15w-90-dim-930-25deg-tu.pdf
https://catalog.tungsram.com/files/sheet/ar111-precise-dimmable_93094514_led-r111-15w-85-dim-927-40deg-tu.pdf
https://catalog.tungsram.com/files/sheet/ar111-precise-dimmable_93094513_led-r111-15w-90-dim-927-25deg-tu.pdf
https://catalog.tungsram.com/files/sheet/led-gu10-high-lumen-dimmable_93094506_led-esmart-gu10-6w-75-dim-840-60deg-tu-ds.pdf
https://catalog.tungsram.com/files/sheet/led-gu10-high-lumen-dimmable_93094505_led-esmart-gu10-6w-75-dim-840-60deg-tu.pdf
https://catalog.tungsram.com/files/sheet/led-gu10-high-lumen-dimmable_93094504_led-esmart-gu10-6w-70-dim-840-35deg-tu-ds.pdf
https://catalog.tungsram.com/files/sheet/led-gu10-high-lumen-dimmable_93094503_led-esmart-gu10-6w-70-dim-840-35deg-tu.pdf
https://catalog.tungsram.com/files/sheet/led-gu10-high-lumen-dimmable_93094502_led-esmart-gu10-6w-75-dim-830-60deg-tu-ds.pdf
https://catalog.tungsram.com/files/sheet/led-gu10-high-lumen-dimmable_93094501_led-esmart-gu10-6w-75-dim-830-60deg-tu.pdf
https://catalog.tungsram.com/files/sheet/led-gu10-high-lumen-dimmable_93094500_led-esmart-gu10-6w-70-dim-830-35deg-tu-ds.pdf
https://catalog.tungsram.com/files/sheet/led-gu10-high-lumen-dimmable_93094499_led-esmart-gu10-6w-70-dim-830-35deg-tu.pdf
https://catalog.tungsram.com/files/sheet/led-gu10-dimmable_93094498_led-esmart-gu10-5w-50-dim-840-35deg-tuds.pdf
https://catalog.tungsram.com/files/sheet/led-gu10-dimmable_93094497_led-esmart-gu10-5w-50-dim-840-35deg-tu.pdf
https://catalog.tungsram.com/files/sheet/led-gu10-dimmable_93094496_led-esmart-gu10-5w-50-dim-830-35deg-tuds.pdf
https://catalog.tungsram.com/files/sheet/led-gu10-dimmable_93094495_led-esmart-gu10-5w-50-dim-830-35deg-tu.pdf
https://catalog.tungsram.com/files/sheet/led-gu10-dimmable_93094494_led-esmart-gu10-5w-50-dim-827-35deg-tuds.pdf
https://catalog.tungsram.com/files/sheet/led-gu10-dimmable_93094493_led-esmart-gu10-5w-50-dim-827-35deg-tu.pdf
https://catalog.tungsram.com/files/sheet/led-gu10-warm-dimming_93069943_led-warmdim-gu10-5w-50-820-827-35degtu-ds.pdf
https://catalog.tungsram.com/files/sheet/led-gu10-warm-dimming_93067834_led-warmdim-gu10-5w-50-820-827-35degtu.pdf
https://catalog.tungsram.com/files/sheet/led-t8-15k-hrs-start-glass-ccg-mains-without-starter-direct-shipment-from-china_93092526_led-20-t8sg-tu-15k-1-5m-865-220-240v-ds.pdf
https://catalog.tungsram.com/files/sheet/led-t8-15k-hrs-start-glass-ccg-mains-without-starter-direct-shipment-from-china_93092525_led-20-t8sg-tu-15k-1-5m-840-220-240v-ds.pdf
https://catalog.tungsram.com/files/sheet/led-t8-15k-hrs-start-glass-ccg-mains-without-starter-direct-shipment-from-china_93092524_led-20-t8sg-tu-15k-1-5m-830-220-240v-ds.pdf
https://catalog.tungsram.com/files/sheet/led-t8-15k-hrs-start-glass-ccg-mains-without-starter-direct-shipment-from-china_93092523_led-16-t8sg-tu-15k-1-2m-865-220-240v-ds.pdf
https://catalog.tungsram.com/files/sheet/led-t8-15k-hrs-start-glass-ccg-mains-without-starter-direct-shipment-from-china_93092522_led-16-t8sg-tu-15k-1-2m-840-220-240v-ds.pdf
https://catalog.tungsram.com/files/sheet/led-t8-15k-hrs-start-glass-ccg-mains-without-starter-direct-shipment-from-china_93092521_led-16-t8sg-tu-15k-1-2m-830-220-240v-ds.pdf
https://catalog.tungsram.com/files/sheet/led-t8-15k-hrs-start-glass-ccg-mains-without-starter-direct-shipment-from-china_93092520_led-8-t8sg-tu-15k-0-6m-865-220-240v-ds.pdf
https://catalog.tungsram.com/files/sheet/led-t8-15k-hrs-start-glass-ccg-mains-without-starter-direct-shipment-from-china_93092519_led-8-t8sg-tu-15k-0-6m-840-220-240v-ds.pdf
https://catalog.tungsram.com/files/sheet/led-t8-15k-hrs-start-glass-ccg-mains-without-starter-direct-shipment-from-china_93092518_led-8-t8sg-tu-15k-0-6m-830-220-240v-ds.pdf
https://catalog.tungsram.com/files/sheet/led-mr16-high-cri-high-lumen-dimmable_93061064_led-precise-mr16-8w-35-dim-940-15deg.pdf
https://catalog.tungsram.com/files/sheet/led-t8-premium-plastic-rotatable_93072630_led-18-t8-ppr-4ft-840-100-240v-bx1-10.pdf
https://catalog.tungsram.com/files/sheet/ge-energy-smart-led-filament_93063485_led6-5-g80-fil-827-220-240v-e27-clear-tu.pdf
https://catalog.tungsram.com/files/sheet/ge-led-start-decorative-filament_93091958_led4-p45fil-827-e14-220-240v-1-6-tu.pdf
https://catalog.tungsram.com/files/sheet/ge-led-start-decorative-filament_93091957_led4-b35fil-827-e14-220-240v-1-10-tu.pdf
https://catalog.tungsram.com/files/sheet/reflectors_93074301_led10-r80-830-220-240v-120-e27-bx-1-6-tu.pdf
https://catalog.tungsram.com/files/sheet/led-mr16_93077117_led-tu-mr16-4w-35-827-35deg.pdf
https://catalog.tungsram.com/files/sheet/led-glass_93090781_led-tu-glass-a67-13w-100-827-e27-hbx.pdf
https://catalog.tungsram.com/files/sheet/led-glass_93090780_led-tu-glass-a67-10w-75-827-e27-hbx.pdf
https://catalog.tungsram.com/files/sheet/ge-start-spherical_93077311_led5-5-p45-827-e27-220-240v-fr-tu.pdf
https://catalog.tungsram.com/files/sheet/ge-start-spherical_93077312_led3-5-p45-827-e27-220-240v-fr-tu.pdf
https://catalog.tungsram.com/files/sheet/discharge-single-ended-hot-restrike_93085427_csr18000-se-hr.pdf
https://catalog.tungsram.com/files/sheet/led-glass_93081801_led-glass-a67-10w-75-865-e27-hbx.pdf
https://catalog.tungsram.com/files/sheet/par-56_93072689_300par56-wfl-12v-pool-bulk-pack.pdf
https://catalog.tungsram.com/files/sheet/par-56_93072766_300par56-wfl-12v.pdf
https://catalog.tungsram.com/files/sheet/par-36_93076759_dwe-q650par36-1-120v.pdf
https://catalog.tungsram.com/files/sheet/par-64_93076719_500par64-wfl-230v.pdf
https://catalog.tungsram.com/files/sheet/par-36_93076721_4515-6-4v.pdf
https://catalog.tungsram.com/files/sheet/par-56_93076060_300par56-wfl-230v.pdf
https://catalog.tungsram.com/files/sheet/par-56_93076059_300par56-nsp-230v.pdf
https://catalog.tungsram.com/files/sheet/par-56_93076058_300par56-mfl-230v.pdf
https://catalog.tungsram.com/files/sheet/par-56_93076244_300par56-mfl-240v.pdf
https://catalog.tungsram.com/files/sheet/par-56_93076266_300par56-nsp-240v.pdf
https://catalog.tungsram.com/files/sheet/par-36_93076720_50par36-wfl-12v.pdf
https://catalog.tungsram.com/files/sheet/par-56_93078519_200par-30v.pdf
https://catalog.tungsram.com/files/sheet/par-64_93078615_4552-28-0v.pdf
https://catalog.tungsram.com/files/sheet/par-36_93074766_4596-28-0v.pdf
https://catalog.tungsram.com/files/sheet/par-36_93074745_4594-28-0v.pdf
https://catalog.tungsram.com/files/sheet/par-46_93078614_4553-28-0v.pdf
https://catalog.tungsram.com/files/sheet/par-36_93074744_4405-12-8v.pdf
https://catalog.tungsram.com/files/sheet/ge-led-filament-heliax-dimmable_93078649_led-fil-heliax-pear-5-5w-dim-822-b22.pdf
https://catalog.tungsram.com/files/sheet/ge-led-filament-heliax-dimmable_93078648_led-fil-heliax-pear-5-5w-dim-820-b22.pdf
https://catalog.tungsram.com/files/sheet/ge-led-filament-heliax-dimmable_93078640_led-fil-heliax-gls160-6w-dim-820-b22.pdf
https://catalog.tungsram.com/files/sheet/ge-led-filament-heliax-dimmable_93078644_led-fil-heliax-globe95-5-5w-dim-820-b22.pdf
https://catalog.tungsram.com/files/sheet/ge-led-filament-heliax-dimmable_93078642_led-fil-heliax-globe80-5-5w-dim-820-b22.pdf
https://catalog.tungsram.com/files/sheet/ge-led-filament-heliax-dimmable_93078638_led-fil-heliax-globe200-6w-dim-820-b22.pdf
https://catalog.tungsram.com/files/sheet/ge-led-filament-heliax-dimmable_93078647_led-fil-heliax-pear-5-5w-dim-822-e27.pdf
https://catalog.tungsram.com/files/sheet/ge-led-filament-heliax-dimmable_93078646_led-fil-heliax-pear-5-5w-dim-820-e27.pdf
https://catalog.tungsram.com/files/sheet/ge-led-filament-heliax-dimmable_93078641_led-fil-heliax-gls160-6w-dim-820-e27.pdf
https://catalog.tungsram.com/files/sheet/ge-led-filament-heliax-dimmable_93078643_led-fil-heliax-globe80-5-5w-dim-820-e27.pdf
https://catalog.tungsram.com/files/sheet/ge-led-filament-heliax-dimmable_93078639_led-fil-heliax-globe200-6w-dim-820-e27.pdf
https://catalog.tungsram.com/files/sheet/ge-led-filament-heliax-dimmable_93078637_led-fil-heliax-candle-3-5w-dim-822-e14.pdf
https://catalog.tungsram.com/files/sheet/ge-led-filament-heliax-dimmable_93078667_led-fil-heliax-candle-3-5w-dim-822-b22.pdf
https://catalog.tungsram.com/files/sheet/ge-led-filament-heliax-dimmable_93078636_led-fil-heliax-candle-3-5w-dim-820-e14.pdf
https://catalog.tungsram.com/files/sheet/led-gu10-high-cri-dimmable_93074772_led-precise-gu10-6w-50-dim-940-35deg.pdf
https://catalog.tungsram.com/files/sheet/led-gu10-high-cri-dimmable_93074770_led-precise-gu10-6w-50-dim-930-35deg.pdf
https://catalog.tungsram.com/files/sheet/led-gu10-high-cri-dimmable_93074768_led-precise-gu10-6w-50-dim-927-35deg.pdf
https://catalog.tungsram.com/files/sheet/led-gu10-dimmable_93068477_led-esmart-gu10-50-5-5wdim-827-35deg-bl.pdf
https://catalog.tungsram.com/files/sheet/led-gu10_93067822_led-start-gu10-3-5w-35-830-35deg.pdf
https://catalog.tungsram.com/files/sheet/led-gu10_93067820_led-start-gu10-3-5w-35-827-35deg.pdf
https://catalog.tungsram.com/files/sheet/led-gu10_93067828_led-start-gu10-5w-50-865-35deg.pdf
https://catalog.tungsram.com/files/sheet/led-gu10_93067827_led-start-gu10-5w-50-840-35deg.pdf
https://catalog.tungsram.com/files/sheet/led-gu10_93067825_led-start-gu10-5w-50-827-35deg-bl.pdf
https://catalog.tungsram.com/files/sheet/led-gu10-high-cri-dimmable_93074767_led-precise-gu10-6w-50-dim-927-20deg.pdf
https://catalog.tungsram.com/files/sheet/led-glass_93074739_led-glass-a60-4-5w-40-865-b22.pdf
https://catalog.tungsram.com/files/sheet/led-glass_93074738_led-glass-a60-4-5w-40-840-b22.pdf
https://catalog.tungsram.com/files/sheet/led-glass_93074737_led-glass-a60-4-5w-40-827-b22.pdf
https://catalog.tungsram.com/files/sheet/led-glass_93074734_led-glass-a60-4-5w-40-865-e27.pdf
https://catalog.tungsram.com/files/sheet/led-glass_93074733_led-glass-a60-4-5w-40-840-e27.pdf
https://catalog.tungsram.com/files/sheet/par56-swimming-pool_93061072_led-specialty-par56-16w-300-765-90deg-bx.pdf
https://catalog.tungsram.com/files/sheet/ge-energy-smart-capsule-g4_93032238_led1-6-g4-827-12v-bl-1-10-tu.pdf
https://catalog.tungsram.com/files/sheet/led-gu10_93054628_led3-gu10-865-100-240v-35-bx-1-8.pdf
https://catalog.tungsram.com/files/sheet/led-gu10-high-lumen-dimmable_93061058_led7d-gu10-840-220-240v-35-bx-1-8es.pdf
https://catalog.tungsram.com/files/sheet/arc-tubular-clear_93052192_arc250-t-h-970-e40.pdf
https://catalog.tungsram.com/files/sheet/ge-start-spherical_93063967_led5-5-p45-827-b22-220-240v-fr.pdf
https://catalog.tungsram.com/files/sheet/ge-start-spherical_93063957_led3-5-p45-865-e14-220-240v-fr.pdf
https://catalog.tungsram.com/files/sheet/ge-start-spherical_93063958_led3-5-p45-827-e27-220-240v-fr.pdf
https://catalog.tungsram.com/files/sheet/ge-start-spherical_93063956_led3-5-p45-827-e14-220-240v-fr.pdf
https://catalog.tungsram.com/files/sheet/ge-start-candle_93063961_led5-5-b35-865-e14-220-240v-fr.pdf
https://catalog.tungsram.com/files/sheet/ge-start-candle_93063962_led5-5-b35-827-e27-220-240v-fr.pdf
https://catalog.tungsram.com/files/sheet/ge-start-candle_93063960_led5-5-b35-827-e14-220-240v-fr.pdf
https://catalog.tungsram.com/files/sheet/ge-start-candle_93063963_led5-5-b35-827-b22-220-240v-fr.pdf
https://catalog.tungsram.com/files/sheet/ge-start-candle_93063343_led3-5-b35-865-e14-220-240v-fr.pdf
https://catalog.tungsram.com/files/sheet/ge-start-candle_93063982_led3-5-b35-827-e27-220-240v-fr-tu.pdf
https://catalog.tungsram.com/files/sheet/ge-start-candle_93063344_led3-5-b35-827-e27-220-240v-fr.pdf
https://catalog.tungsram.com/files/sheet/ge-start-candle_93063342_led3-5-b35-827-e14-220-240v-fr.pdf
https://catalog.tungsram.com/files/sheet/ge-start-candle_93063345_led3-5-b35-827-b22-220-240v-fr.pdf
https://catalog.tungsram.com/files/sheet/krc-tubular-clear_93029234_krc400-t-h-970-e40.pdf
https://catalog.tungsram.com/files/sheet/ge-energy-smart-pygmy_93046028_led1-6-t25-865-100-240v-e14-f-bl-1-10.pdf
https://catalog.tungsram.com/files/sheet/ge-energy-smart-pygmy_93032237_led1-6-t25-827-100-240v-e14-f-twbl-2-10-tu.pdf
https://catalog.tungsram.com/files/sheet/ge-led-start-decorative-filament_93051676_led4-p45fil-827-e27-220-240v-1-6.pdf
https://catalog.tungsram.com/files/sheet/ge-led-start-decorative-filament_93051674_led4-p45fil-827-b22-220-240v-1-6.pdf
https://catalog.tungsram.com/files/sheet/ge-led-start-decorative-filament_93051678_led2-5-p45fil-827-e27-220-240v-1-6.pdf
https://catalog.tungsram.com/files/sheet/ge-led-start-decorative-filament_93051677_led2-5-p45fil-827-e14-220-240v-1-6.pdf
https://catalog.tungsram.com/files/sheet/ge-led-start-decorative-filament_93051673_led2-5-p45fil-827-b22-220-240v-1-6.pdf
https://catalog.tungsram.com/files/sheet/ge-led-start-decorative-filament_93051681_led4-b35fil-827-e27-220-240v-1-10.pdf
https://catalog.tungsram.com/files/sheet/ge-led-start-decorative-filament_93051680_led4-b35fil-827-e14-220-240v-1-10.pdf
https://catalog.tungsram.com/files/sheet/ge-led-start-decorative-filament_93051684_led2-5-b35fil-827-e27-220-240v-1-10.pdf
https://catalog.tungsram.com/files/sheet/ge-led-start-decorative-filament_93051683_led2-5-b35fil-827-e14-220-240v-1-10.pdf
https://catalog.tungsram.com/files/sheet/ge-led-start-decorative-filament_93051682_led2-5-b35fil-827-b22-220-240v-1-10.pdf
https://catalog.tungsram.com/files/sheet/led-mr16-high-lumen-dimmable_93040558_led7-mr16-830-12v-gu5-3-wfl-bx-1-8.pdf
https://catalog.tungsram.com/files/sheet/led-mr16-high-lumen-dimmable_93040557_led7-mr16-827-12v-gu5-3-wfl-bx-1-8.pdf
https://catalog.tungsram.com/files/sheet/led-mr16-high-cri-high-lumen-dimmable_93048800_led7xd-mr16g-830-12v-15-bx1-8.pdf
https://catalog.tungsram.com/files/sheet/led-gu10-high-cri-dimmable_93040554_led6d-gu10g-940-220-240v-wfl-bx-1-10h-pr.pdf
https://catalog.tungsram.com/files/sheet/led-gu10-high-cri-dimmable_93040552_led6d-gu10g-940-220-240v-fl-bx-1-10h-pr.pdf
https://catalog.tungsram.com/files/sheet/led-gu10-high-cri-dimmable_93040551_led6d-gu10g-930-220-240v-wfl-bx-1-10h-pr.pdf
https://catalog.tungsram.com/files/sheet/led-gu10-high-cri-dimmable_93040550_led6d-gu10g-930-220-240v-fl-bx-1-10h-pr.pdf
https://catalog.tungsram.com/files/sheet/led-gu10-high-cri-dimmable_93040549_led6d-gu10g-927-220-240v-wfl-bx-1-10h-pr.pdf
https://catalog.tungsram.com/files/sheet/led-gu10-high-cri-dimmable_93040548_led6d-gu10g-927-220-240v-fl-bx-1-10h-pr.pdf
https://catalog.tungsram.com/files/sheet/ge-energy-smart-led-filament_93053089_led4-g80-fil-827-220-240v-e27-pearl.pdf
https://catalog.tungsram.com/files/sheet/ge-energy-smart-led-filament_93053090_led4-g80-fil-827-220-240v-e27-clear.pdf
https://catalog.tungsram.com/files/sheet/ge-energy-smart-led-filament_93046421_led6-5-a60-fil-827-220-240v-e27-clear.pdf
https://catalog.tungsram.com/files/sheet/ge-energy-smart-led-filament_93046420_led5-a60-fil-827-220-240v-e27-pearl.pdf
https://catalog.tungsram.com/files/sheet/ge-energy-smart-led-filament_93046416_led4-a60-fil-827-220-240v-e27-pearl.pdf
https://catalog.tungsram.com/files/sheet/ge-energy-smart-led-filament_93046418_led4-a60-fil-827-220-240v-e27-clear.pdf
https://catalog.tungsram.com/files/sheet/led-glass_93046029_led4-5-a60-glass-827-220-240v-e27-f-1-6.pdf
https://catalog.tungsram.com/files/sheet/low-volt-gls-clear-inc_508163_tu-60w-e27-42v-tu-gls-cl-1-10-100-mih.pdf
https://catalog.tungsram.com/files/sheet/low-volt-gls-clear-inc_510612_tu-60w-e27-36v-tu-gls-cl-mih-1-10-100.pdf
https://catalog.tungsram.com/files/sheet/low-volt-gls-clear-inc_508165_tu-100w-e27-24v-tu-gls-cl-1-10-100-mih.pdf
https://catalog.tungsram.com/files/sheet/low-volt-gls-clear-inc_508164_tu-75w-e27-24v-tu-gls-cl-1-10-100-mih.pdf
https://catalog.tungsram.com/files/sheet/low-volt-gls-clear-inc_508162_tu-60w-e27-24v-tu-gls-cl-1-10-100-mih.pdf
https://catalog.tungsram.com/files/sheet/standard-gls-clear-inc_529694_tu-100a1-cl-e27-240v-tu-bx1-10-120-srb.pdf
https://catalog.tungsram.com/files/sheet/standard-gls-clear-inc_529693_tu-75a1-cl-e27-240v-tu-bx-1-10-120-srb.pdf
https://catalog.tungsram.com/files/sheet/standard-gls-clear-inc_529692_tu-60a1-cl-e27-240v-tu-bx-1-10-120-srb.pdf
https://catalog.tungsram.com/files/sheet/standard-gls-clear-inc_529691_tu-40a1-cl-e27-240v-tu-bx-1-10-120-srb.pdf
https://catalog.tungsram.com/files/sheet/standard-gls-frosted-soft-inc_522812_tu-100a1-f-e27-240vtu-a50-ok1-10-120mih.pdf
https://catalog.tungsram.com/files/sheet/standard-gls-frosted-soft-inc_522811_tu-60a1-f-e27-240v-tu-a50-ok1-10-120mih.pdf
https://catalog.tungsram.com/files/sheet/standard-reflector-r63-inc_529696_tu-40w-e27-230v-tu-r63s-srb.pdf
https://catalog.tungsram.com/files/sheet/standard-spherical-frosted-opal-inc_529688_tu-40w-e27-230v-tu-sphsoft-1-10-100-srb.pdf
https://catalog.tungsram.com/files/sheet/standard-gls-clear-inc_515856_tu-60a1-cl-e27-230v-tu-a50-bx1-10-120mih.pdf
https://catalog.tungsram.com/files/sheet/standard-spherical-clear-inc_514869_tu-40d1-cl-e27-127v-tu-bx-1-10-50-mih.pdf
https://catalog.tungsram.com/files/sheet/standard-gls-clear-inc_529698_tu-150a65-cl-e27-230v-tu-1-20-srb.pdf
https://catalog.tungsram.com/files/sheet/standard-gls-frosted-soft-inc_517749_tu-150a65-fr-e27-230v-tu-1-20-mih.pdf
https://catalog.tungsram.com/files/sheet/rough-service-gls-clear-inc_143992_tu-60a1-cl-rs-e27-127v-tubx-1-10-100-mih.pdf
https://catalog.tungsram.com/files/sheet/par38-reflector-energy-colour-inc_510362_tu-80w-e27-230v-tu-par38bl-fl-wm-mih1-10.pdf
https://catalog.tungsram.com/files/sheet/standard-reflector-r50-inc_529690_tu-60w-e14-230v-tu-r50s-1-10-50-srb.pdf
https://catalog.tungsram.com/files/sheet/standard-reflector-r50-inc_511871_tu-40w-e14-230v-tu-r50s-2-40-mih.pdf
https://catalog.tungsram.com/files/sheet/standard-reflector-r50-inc_511870_tu-25w-e14-230v-tu-r50s-2-40-mih.pdf
https://catalog.tungsram.com/files/sheet/standard-spherical-clear-inc_529695_tu-40d1-cl-e14-230v-tu-1-10-100-srb.pdf
https://catalog.tungsram.com/files/sheet/standard-candle-clear-inc_529687_tu-60w-e14-230v-tu-cdl-cl-1-10-100-srb.pdf
https://catalog.tungsram.com/files/sheet/standard-candle-clear-inc_529686_tu-40w-e14-230v-tu-cdl-cl-1-10-100-srb.pdf
https://catalog.tungsram.com/files/sheet/standard-candle-clear-inc_529685_tu-25w-e14-230v-tu-cdl-cl-1-10-100-srb.pdf
https://catalog.tungsram.com/files/sheet/standard-spherical-frosted-opal-inc_509774_tu-40w-e14-230v-tu-sph-op-1-10-100.pdf
https://catalog.tungsram.com/files/sheet/standard-gls-frosted-soft-inc_522810_tu-100a1-f-b22-240vtu-a50-ok1-10-120mih.pdf
https://catalog.tungsram.com/files/sheet/standard-gls-frosted-soft-inc_522809_tu-60a1-f-b22-240v-tu-a50-ok1-10-120mih.pdf
https://catalog.tungsram.com/files/sheet/standard-gls-clear-inc_517189_tu-100a1-cl-b22-240vtu-a50-bx1-10-120mih.pdf
https://catalog.tungsram.com/files/sheet/t8-standard-direct-shipment-from-europe-lfl_93031747_ot-f58w-t8-54-tu-sl-1-25-eu-ds.pdf
https://catalog.tungsram.com/files/sheet/t8-standard-direct-shipment-from-europe-lfl_93031749_ot-f36w-t8-54-tu-sl-1-25-eu-ds.pdf
https://catalog.tungsram.com/files/sheet/t8-standard-direct-shipment-from-europe-lfl_93031751_ot-f18w-t8-54-tu-sl-1-25-eu-ds.pdf
https://catalog.tungsram.com/files/sheet/t8-standard-direct-shipment-from-europe-lfl_93031748_ot-f58w-t8-33-tu-sl-1-25-eu-ds.pdf
https://catalog.tungsram.com/files/sheet/t8-standard-direct-shipment-from-europe-lfl_93031750_ot-f36w-t8-33-tu-sl-1-25-eu-ds.pdf
https://catalog.tungsram.com/files/sheet/t8-standard-direct-shipment-from-europe-lfl_93031752_ot-f18w-t8-33-tu-sl-1-25-eu-ds.pdf
https://catalog.tungsram.com/files/sheet/ge-energy-smart-pygmy_93042892_led1-6-t25-865-100-240v-e14-f-bl-1-10-tu.pdf
https://catalog.tungsram.com/files/sheet/led-t8-premium-plastic-rotatable_93038473_led-18-t8-ppr-4ft-865-100-240v-bx1-10.pdf
https://catalog.tungsram.com/files/sheet/led-t8-premium-plastic-rotatable_93038458_led-18-t8-ppr-4ft-840-100-240v-bx1-10.pdf
https://catalog.tungsram.com/files/sheet/led-t8-premium-plastic-rotatable_93038469_led-18-t8-ppr-4ft-830-100-240v-bx1-10.pdf
https://catalog.tungsram.com/files/sheet/tulox-standard-tubular-clear_93032128_lu250-ho-t-e40-mic.pdf
https://catalog.tungsram.com/files/sheet/t8-standard-direct-shipment-from-china-lfl_528607_ot-f58w-t8-29-tu-sl-1-25-ds.pdf
https://catalog.tungsram.com/files/sheet/t8-standard-direct-shipment-from-china-lfl_528515_ot-f36w-t8-29-tu-sl-1-25-ds.pdf
https://catalog.tungsram.com/files/sheet/t8-standard-direct-shipment-from-china-lfl_528513_ot-f18w-t8-29-tu-sl-1-25-ds.pdf
https://catalog.tungsram.com/files/sheet/t5-17-000hrs-direct-shipment-from-china-lfl_525474_ot-ft5-28w-840-tu-sl-1-30-ds.pdf
https://catalog.tungsram.com/files/sheet/t5-17-000hrs-direct-shipment-from-china-lfl_525472_ot-ft5-21w-840-tu-sl-1-30-ds.pdf
https://catalog.tungsram.com/files/sheet/t5-17-000hrs-direct-shipment-from-china-lfl_525470_ot-ft5-14w-840-tu-sl-1-30-ds.pdf
https://catalog.tungsram.com/files/sheet/t8-triphosphor-direct-shipment-from-usa-lfl_529494_ft8-58w-840-tu-sl1-25-ds-usa.pdf
https://catalog.tungsram.com/files/sheet/t8-triphosphor-direct-shipment-from-usa-lfl_529493_ft8-36w-840-tu-sl1-25-ds-usa.pdf
https://catalog.tungsram.com/files/sheet/t8-triphosphor-direct-shipment-from-usa-lfl_529492_ft8-18w-840-tu-sl1-25-ds-usa.pdf
https://catalog.tungsram.com/files/sheet/t8-standard-direct-shipment-from-china-lfl_528608_ot-f58w-t8-33-tu-sl-1-25-ds.pdf
https://catalog.tungsram.com/files/sheet/t8-standard-direct-shipment-from-china-lfl_528606_ot-f36w-t8-33-tu-sl-1-25-ds.pdf
https://catalog.tungsram.com/files/sheet/t8-standard-direct-shipment-from-china-lfl_528514_ot-f18w-t8-33-tu-sl-1-25-ds.pdf
https://catalog.tungsram.com/files/sheet/t8-triphosphor-direct-shipment-from-usa-lfl_529707_ft8-58w-860-tu-sl1-25-ds-usa.pdf
https://catalog.tungsram.com/files/sheet/t8-triphosphor-direct-shipment-from-usa-lfl_529706_ft8-36w-860-tu-sl1-25-ds-usa.pdf
https://catalog.tungsram.com/files/sheet/t8-triphosphor-direct-shipment-from-usa-lfl_529495_ft8-18w-860-tu-sl1-25-ds-usa.pdf
https://catalog.tungsram.com/files/sheet/t12-standard-direct-shipment-from-india-lfl_520747_ot-f40w-54-t12-tu-1-25-ds.pdf
https://catalog.tungsram.com/files/sheet/t12-standard-direct-shipment-from-india-lfl_520746_ot-f20w-54-t12-tu-1-25-ds.pdf
https://catalog.tungsram.com/files/sheet/t5-17-000hrs-direct-shipment-from-china-lfl_525475_ot-ft5-28w-865-tu-sl-1-30-ds.pdf
https://catalog.tungsram.com/files/sheet/t5-17-000hrs-direct-shipment-from-china-lfl_525473_ot-ft5-21w-865-tu-sl-1-30-ds.pdf
https://catalog.tungsram.com/files/sheet/t5-17-000hrs-direct-shipment-from-china-lfl_525471_ot-ft5-14w-865-tu-sl-1-30-ds.pdf
https://catalog.tungsram.com/files/sheet/t8-standard-direct-shipment-from-india-lfl_528651_ot-f36w-t8-54-tu-sl-1-25-in-ds.pdf
https://catalog.tungsram.com/files/sheet/t8-standard-direct-shipment-from-india-lfl_528650_ot-f18w-t8-54-tu-sl-1-25-in-ds.pdf
https://catalog.tungsram.com/files/sheet/t8-standard-direct-shipment-from-china-lfl_524449_ot-f58w-t8-54-tungsram-sl-1-25-ds-prc.pdf
https://catalog.tungsram.com/files/sheet/t8-standard-direct-shipment-from-china-lfl_524448_ot-f36w-t8-54-tungsram-sl-1-25-ds-prc.pdf
https://catalog.tungsram.com/files/sheet/t8-standard-direct-shipment-from-china-lfl_524447_ot-f18w-t8-54-tungsram-sl-1-25-ds-prc.pdf
https://catalog.tungsram.com/files/sheet/t8-standard-direct-shipment-from-china-lfl_523782_ot-f58w-t8-54-tu-sl-1-25-ds.pdf
https://catalog.tungsram.com/files/sheet/t8-standard-direct-shipment-from-china-lfl_522517_ot-f36w-t8-54-tungsram-sl-1-25-ds.pdf
https://catalog.tungsram.com/files/sheet/t8-standard-direct-shipment-from-china-lfl_522516_ot-f18w-t8-54-tungsram-sl-1-25-ds.pdf
https://catalog.tungsram.com/files/sheet/led-gu10_93031418_led3-gu10-827-100-240v-35-tu-bx-1-8.pdf
https://catalog.tungsram.com/files/sheet/led-gu10_93031421_led4-5-gu10-827-100-240v-35-tu-bx-1-8.pdf
https://catalog.tungsram.com/files/sheet/spiral-t3-6-000-8-000hrs-for-mea_529406_ot-fle14hlx-t3-865-e27-tu-1-10-8y-04-ds.pdf
https://catalog.tungsram.com/files/sheet/spiral-t3-6-000-8-000hrs-for-mea_529402_ot-fle11hlx-t3-865-e27-tu-1-10-8y-04-ds.pdf
https://catalog.tungsram.com/files/sheet/spiral-t3-6-000-8-000hrs-for-mea_529400_ot-f18w-t8-29-ge-sl-1-25-in-ds.pdf
https://catalog.tungsram.com/files/sheet/stick-t3-mini-8-000hrs-for-mea_529398_ot-fle11tbx-t3-865e27-bx1-10-tu-8y-04-ds.pdf
https://catalog.tungsram.com/files/sheet/stick-t3-mini-8-000hrs-for-mea_529393_ot-fle20tbxt3-865e27-tu-1-10-8y-04-ds.pdf
https://catalog.tungsram.com/files/sheet/stick-t3-mini-8-000hrs-for-mea_529391_ot-fle15tbxt3-865e27-tu-1-10-8y-04-ds.pdf
https://catalog.tungsram.com/files/sheet/spiral-t3-6-000-8-000hrs-for-mea_529129_ot-le24hlxt3-865-e27-tu-bx1-10-8y-04-ds.pdf
https://catalog.tungsram.com/files/sheet/spiral-t2-8-000hrs-for-mea_528808_ot-fle12hlx-t2-e27-865-tu-8y-1-10-01-ds.pdf
https://catalog.tungsram.com/files/sheet/spiral-t2-8-000hrs-for-mea_528806_ot-fle8hlx-t2-e27-865-tu-8y-bx1-10-01-ds.pdf
https://catalog.tungsram.com/files/sheet/spiral-t3-6-000-8-000hrs-for-mea_524332_ot-fle24hlx-t3-865-e27-tu-1-10-8y-01-ds.pdf
https://catalog.tungsram.com/files/sheet/spiral-t3-6-000-8-000hrs-for-mea_523922_ot-fle14hlx-t3-865-e27-tu-1-10-8y-01-ds.pdf
https://catalog.tungsram.com/files/sheet/spiral-t3-6-000-8-000hrs-for-mea_523918_ot-fle11hlx-t3-865-e27-tu-1-10-8y-01-ds.pdf
https://catalog.tungsram.com/files/sheet/spiral-t3-6-000-8-000hrs-for-mea_523127_ot-fle20hlx-t3-865-e27-tu-1-10-8y-01-ds.pdf
https://catalog.tungsram.com/files/sheet/spiral-t3-6-000-8-000hrs-for-mea_529416_ot-fle26hlx-t3-865-e27-tu1-10-8y-04-ds.pdf
https://catalog.tungsram.com/files/sheet/spiral-t3-6-000-8-000hrs-for-mea_529411_ot-fle24hlx-t3-865-e27-tu-1-10-8y-04-ds.pdf
https://catalog.tungsram.com/files/sheet/stick-t3-mini-8-000hrs-for-mea_529395_ot-fle23tbxt3-865e27-tu-1-10-8y-04-ds.pdf
https://catalog.tungsram.com/files/sheet/spiral-t3-6-000-8-000hrs-for-mea_529242_ot-fle23hlx-t3-e27-865-tu-6y-1-10-01-ds.pdf
https://catalog.tungsram.com/files/sheet/spiral-t3-6-000-8-000hrs-for-mea_529239_ot-fle18hlx-t3-e27-865-tu-6y-1-10-01-ds.pdf
https://catalog.tungsram.com/files/sheet/spiral-t3-6-000-8-000hrs-for-mea_529236_ot-fle14hlx-t3-e27-865-tu-6y-1-10-01-ds.pdf
https://catalog.tungsram.com/files/sheet/spiral-t3-6-000-8-000hrs-for-mea_529163_ot-fle10hlx-t3-e27-865-tu-6y-1-10-01-ds.pdf
https://catalog.tungsram.com/files/sheet/spiral-t5-6-000hrs-for-mea_528811_ot-fle45hlx-t5-e27-865-tu-6y-1-10-01-ds.pdf
https://catalog.tungsram.com/files/sheet/spiral-t5-6-000hrs-for-mea_528809_ot-fle60hlx-t5-e27-865-tu-6y-1-10-01-ds.pdf
https://catalog.tungsram.com/files/sheet/spiral-t3-6-000-8-000hrs-for-mea_528617_ot-fle20hlx-t3-865-e27-tu-1-10-6y-01-ds.pdf
https://catalog.tungsram.com/files/sheet/spiral-t3-6-000-8-000hrs-for-mea_528595_ot-fle23hlx-t3-865-e27-1-10-tu-6y-01-ds.pdf
https://catalog.tungsram.com/files/sheet/stick-t3-mini-6-000hrs-for-mea_528075_ot-fle11tbx-t3-865e27-bx1-10-tu-6y-01-ds.pdf
https://catalog.tungsram.com/files/sheet/spiral-t3-for-mea_93029909_ot-fle23hlx-t3-865-e27-1-10-tu-4y-04-ds.pdf
https://catalog.tungsram.com/files/sheet/spiral-t3-for-mea_93029907_ot-fle20hlx-t3-865-e27-1-10-tu-4y-04-ds.pdf
https://catalog.tungsram.com/files/sheet/spiral-t3-6-000-8-000hrs-for-mea_529419_ot-fle26hlx-t3-865-b22-tu1-10-8y-04-ds.pdf
https://catalog.tungsram.com/files/sheet/spiral-t3-6-000-8-000hrs-for-mea_529409_ot-fle20hlx-t3-865-b22-tu-1-10-8y-04-ds.pdf
https://catalog.tungsram.com/files/sheet/spiral-t3-6-000-8-000hrs-for-mea_529403_ot-fle11hlx-t3-865-b22-tu-1-10-8y-04-ds.pdf
https://catalog.tungsram.com/files/sheet/spiral-t5-6-000hrs-for-mea_93012666_ot-fle60hlx-t5-b22-865-tu-6y-1-10-01-ds.pdf
https://catalog.tungsram.com/files/sheet/spiral-t5-6-000hrs-for-mea_93012722_ot-fle45hlx-t5-b22-865-tu-6y-1-10-01-ds.pdf
https://catalog.tungsram.com/files/sheet/spiral-t3-6-000-8-000hrs-for-mea_523926_ot-fle20hlx-t3-865-b22-tu-1-10-8y-01-ds.pdf
https://catalog.tungsram.com/files/sheet/stick-t3-mini-8-000hrs-for-mea_529397_ot-fle9tbx-t3-865-e14-bx1-10-tu-8y-04-ds.pdf
https://catalog.tungsram.com/files/sheet/stick-t3-mini-6-000hrs-for-mea_528074_ot-fle9tbx-t3-865-e14-bx1-10-tu-6y-01-ds.pdf
https://catalog.tungsram.com/files/sheet/spiral-t3-6-000-8-000hrs-for-mea_529407_ot-fle20hlx-t3-827-e27-tu-1-10-8y-04-ds.pdf
https://catalog.tungsram.com/files/sheet/spiral-t3-6-000-8-000hrs-for-mea_529404_ot-fle14hlx-t3-827-e27-tu-1-10-8y-04-ds.pdf
https://catalog.tungsram.com/files/sheet/stick-t3-mini-8-000hrs-for-mea_529399_ot-fle11tbx-t3-827e27-bx1-10-tu-8y-04-ds.pdf
https://catalog.tungsram.com/files/sheet/stick-t3-mini-8-000hrs-for-mea_529392_ot-fle20tbxt3-827e27-tu-1-10-8y-04-ds.pdf
https://catalog.tungsram.com/files/sheet/stick-t3-mini-8-000hrs-for-mea_529390_ot-fle15tbxt3-827e27-tu-1-10-8y-04-ds.pdf
https://catalog.tungsram.com/files/sheet/stick-p-r-c_529389_ot-fle11tbxt3-827e27-tu-1-10-8y-04-ds.pdf
https://catalog.tungsram.com/files/sheet/spiral-t3-6-000-8-000hrs-for-mea_529244_ot-fle23hlx-t3-e27-827-tu-6y-1-10-01-ds.pdf
https://catalog.tungsram.com/files/sheet/spiral-t3-6-000-8-000hrs-for-mea_529241_ot-fle18hlx-t3-e27-827-tu-6y-1-10-01-ds.pdf
https://catalog.tungsram.com/files/sheet/spiral-t3-6-000-8-000hrs-for-mea_529238_ot-fle14hlx-t3-e27-827-tu-6y-1-10-01-ds.pdf
https://catalog.tungsram.com/files/sheet/spiral-t3-6-000-8-000hrs-for-mea_529165_ot-fle10hlx-t3-e27-827-tu-6y-1-10-01-ds.pdf
https://catalog.tungsram.com/files/sheet/stick-t3-mini-8-000hrs-for-mea_529394_ot-fle23tbxt3-827e27-tu-1-10-8y-04-ds.pdf
https://catalog.tungsram.com/files/sheet/spiral-t3-6-000-8-000hrs-for-mea_529128_ot-le24hlxt3-827-e27-tu-bx1-10-8y-04-ds.pdf
https://catalog.tungsram.com/files/sheet/spiral-t5-6-000hrs-for-mea_528812_ot-fle45hlx-t5-e27-827-tu-6y-1-10-01-ds.pdf
https://catalog.tungsram.com/files/sheet/spiral-t5-6-000hrs-for-mea_528810_ot-fle60hlx-t5-e27-827-tu-6y-1-10-01-ds.pdf
https://catalog.tungsram.com/files/sheet/spiral-t2-8-000hrs-for-mea_528807_ot-fle12hlx-t2-e27-827-tu-8y-1-10-01-ds.pdf
https://catalog.tungsram.com/files/sheet/spiral-t3-for-mea_93029910_ot-fle23hlx-t3-827-e27-1-10-tu-4y-04-ds.pdf
https://catalog.tungsram.com/files/sheet/spiral-t3-for-mea_93029908_ot-fle20hlx-t3-827-e27-1-10-tu-4y-04-ds.pdf
https://catalog.tungsram.com/files/sheet/spiral-t3-6-000-8-000hrs-for-mea_529417_ot-fle26hlx-t3-827-e27-tu1-10-8y-04-ds.pdf
https://catalog.tungsram.com/files/sheet/spiral-t3-6-000-8-000hrs-for-mea_529412_ot-fle24hlx-t3-827e27-bx1-10-tu-8y-04-ds.pdf
https://catalog.tungsram.com/files/sheet/spiral-t5-6-000hrs-for-mea_93012667_ot-fle60hlx-t5-b22-827-tu-6y-1-10-01-ds.pdf
https://catalog.tungsram.com/files/sheet/spiral-t5-6-000hrs-for-mea_93012721_ot-fle45hlx-t5-b22-827-tu-6y-1-10-01-ds.pdf
https://catalog.tungsram.com/files/sheet/spiral-t3-6-000-8-000hrs-for-mea_529422_ot-fle14hlx-t3-827-b22-tu-1-10-8y-04-ds.pdf
https://catalog.tungsram.com/files/sheet/spiral-t3-6-000-8-000hrs-for-mea_529421_ot-fle11hlx-t3-827-b22-tu-1-10-8y-04-ds.pdf
https://catalog.tungsram.com/files/sheet/spiral-t3-6-000-8-000hrs-for-mea_529418_ot-fle26hlx-t3-827-b22-tu1-10-8y-04-ds.pdf
https://catalog.tungsram.com/files/sheet/spiral-t3-6-000-8-000hrs-for-mea_529408_ot-fle20hlx-t3-827-b22-tu-1-10-8y-04-ds.pdf
https://catalog.tungsram.com/files/sheet/spiral-t3-6-000-8-000hrs-for-mea_523925_ot-fle20hlx-t3-827-b22-tu-1-10-8y-01-ds.pdf
https://catalog.tungsram.com/files/sheet/spiral-t3-6-000-8-000hrs-for-mea_523921_ot-fle14hlx-t3-827-b22-tu-1-10-8y-01-ds.pdf
https://catalog.tungsram.com/files/sheet/stick-t3-mini-8-000hrs-for-mea_529396_ot-fle9tbx-t3-827-e14-bx1-10-tu-8y-04-ds.pdf
https://catalog.tungsram.com/files/sheet/spiral-t2-8-000hrs-for-mea_528725_ot-fle8hlx-t2-e14-827-tu-8y-bx1-10-01-ds.pdf
https://catalog.tungsram.com/files/sheet/spiral-t2-8-000hrs-for-mea_528724_ot-fle8hlx-t2-e27-827-tu-8y-bx1-10-01-ds.pdf
https://catalog.tungsram.com/files/sheet/stick-t3-mini-6-000hrs-for-mea_528176_ot-fle11tbx-t3-827e27-bx1-10-tu-6y-01-ds.pdf
https://catalog.tungsram.com/files/sheet/stick-t3-mini-6-000hrs-for-mea_525162_ot-fle20tbxt3-827e27-tu-1-10-6y-01-ds.pdf
https://catalog.tungsram.com/files/sheet/spiral-t3-6-000-8-000hrs-for-mea_524415_ot-fle24hlx-t3-827e27-bx1-10-tu-8y-01-ds.pdf
https://catalog.tungsram.com/files/sheet/spiral-t3-6-000-8-000hrs-for-mea_523920_ot-fle14hlx-t3-827-e27-tu-1-10-8y-01-ds.pdf
https://catalog.tungsram.com/files/sheet/stick-p-r-c_524491_ot-fle20tbxt3-827e27-tu1-10-6y-01-ds-pr.pdf
https://catalog.tungsram.com/files/sheet/stick-p-r-c_524489_ot-fle15tbxt3-827e27-tu1-10-6y-01-ds-pr.pdf
https://catalog.tungsram.com/files/sheet/stick-p-r-c_524487_ot-fle11dbxt3-827e27-tu1-10-6y-01-ds-pr.pdf
https://catalog.tungsram.com/files/sheet/stick-p-r-c_529387_ot-fle23tbxt3-827e27-tu1-10-8y-04-ds-pr.pdf
https://catalog.tungsram.com/files/sheet/stick-p-r-c_529385_ot-fle20tbxt3-827e27-tu1-10-8y-04-ds-pr.pdf
https://catalog.tungsram.com/files/sheet/stick-p-r-c_529383_ot-fle15tbxt3-827e27-tu1-10-8y-04-ds-pr.pdf
https://catalog.tungsram.com/files/sheet/stick-p-r-c_529381_ot-fle11tbxt3-827e27-tu1-10-8y-04-ds-pr.pdf
https://catalog.tungsram.com/files/sheet/spiral-p-r-c_529420_ot-fle26hlx-t3-865e27-tu1-10-8y-04-ds-pr.pdf
https://catalog.tungsram.com/files/sheet/spiral-p-r-c_529415_ot-fle24hlx-t3-865e27-tu1-10-8y-04-ds-pr.pdf
https://catalog.tungsram.com/files/sheet/stick-p-r-c_529388_ot-fle23tbxt3-865e27-tu1-10-8y-04-ds-pr.pdf
https://catalog.tungsram.com/files/sheet/spiral-p-r-c_529414_ot-fle14hlx-t3-865e27-tu1-10-8y-04-ds-pr.pdf
https://catalog.tungsram.com/files/sheet/spiral-p-r-c_529413_ot-fle11hlx-t3-865e27-tu1-10-8y-04-ds-pr.pdf
https://catalog.tungsram.com/files/sheet/spiral-p-r-c_529410_ot-fle20hlxt3-865e27-tu1-10-8y-04-ds-pr.pdf
https://catalog.tungsram.com/files/sheet/stick-p-r-c_529386_ot-fle20tbxt3-865e27-tu1-10-8y-04-ds-pr.pdf
https://catalog.tungsram.com/files/sheet/stick-p-r-c_529384_ot-fle15tbxt3-865e27-tu1-10-8y-04-ds-pr.pdf
https://catalog.tungsram.com/files/sheet/stick-p-r-c_529382_ot-fle11tbxt3-865e27-tu1-10-8y-04-ds-pr.pdf
https://catalog.tungsram.com/files/sheet/spiral-p-r-c_529243_ot-fle23hlx-t3e27-865-tu-6y-1-10-01-dspr.pdf
https://catalog.tungsram.com/files/sheet/spiral-p-r-c_529240_ot-fle18hlx-t3e27-865-tu-6y-1-10-01-dspr.pdf
https://catalog.tungsram.com/files/sheet/spiral-p-r-c_529237_ot-fle14hlx-t3e27-865-tu-6y-1-10-01-dspr.pdf
https://catalog.tungsram.com/files/sheet/spiral-p-r-c_529164_ot-fle10hlx-t3e27-865-tu-6y-1-10-01-dspr.pdf
https://catalog.tungsram.com/files/sheet/spiral-p-r-c_528927_ot-fle45hlxt5e27-865-tu-6y-1-10-01-ds-pr.pdf
https://catalog.tungsram.com/files/sheet/spiral-p-r-c_528926_ot-fle60hlxt5e27-865-tu-6y-1-10-01-ds-pr.pdf
https://catalog.tungsram.com/files/sheet/spiral-p-r-c_528905_ot-fle12hlxt2e27-865-tu-8y-1-10-01-ds-pr.pdf
https://catalog.tungsram.com/files/sheet/spiral-p-r-c_528904_ot-fle8hlx-t2e27-865-tu-8y-1-10-01-ds-pr.pdf
https://catalog.tungsram.com/files/sheet/spiral-p-r-c_524274_ot-fle20hlxt3-865e27-1-10-tu-6y-01-ds-pr.pdf
https://catalog.tungsram.com/files/sheet/spiral-p-r-c_524747_ot-fle24hlx-t3-865e27-tu1-10-8y-01-ds-pr.pdf
https://catalog.tungsram.com/files/sheet/spiral-p-r-c_524740_ot-fle14hlx-t3-865e27-tu1-10-8y-01-ds-pr.pdf
https://catalog.tungsram.com/files/sheet/stick-p-r-c_524494_ot-fle23tbxt3-865e27-tu1-10-6y-01-ds-pr.pdf
https://catalog.tungsram.com/files/sheet/stick-p-r-c_524492_ot-fle20tbxt3-865e27-tu1-10-6y-01-ds-pr.pdf
https://catalog.tungsram.com/files/sheet/stick-p-r-c_524490_ot-fle15tbxt3-865e27-tu1-10-6y-01-ds-pr.pdf
https://catalog.tungsram.com/files/sheet/spiral-p-r-c_525279_ot-fle24hlxt3-865b22-1-10-tu-6y-01-ds-pr.pdf
https://catalog.tungsram.com/files/sheet/led-gu10_93031411_led4-5-gu10-840-100-240v-35-bx-1-8.pdf
https://catalog.tungsram.com/files/sheet/led-gu10_93031290_led4-5-gu10-830-100-240v-35-bx-1-8.pdf
https://catalog.tungsram.com/files/sheet/led-gu10_93031289_led3-gu10-830-100-240v-35-bx-1-8.pdf
https://catalog.tungsram.com/files/sheet/led-gu10_93031285_led3-gu10-827-100-240v-35-bx-1-8.pdf
https://catalog.tungsram.com/files/sheet/spiral-p-r-c_524022_ot-fle20hlxt3-865e27-tu1-10-8y-01-ds-pr.pdf
https://catalog.tungsram.com/files/sheet/led-t8-start-glass_93033877_led-16-t8-sg-4ft-865-100-240v-bx1-15.pdf
https://catalog.tungsram.com/files/sheet/led-t8-start-glass_93033878_led-16-t8-sg-4ft-840-100-240v-bx1-15.pdf
https://catalog.tungsram.com/files/sheet/led-t8-start-glass_93033879_led-16-t8-sg-4ft-830-100-240v-bx1-15.pdf
https://catalog.tungsram.com/files/sheet/standard-gls-mea-inc-india_529499_ot-100a1-cl-e27-240v-tu-a55-1-10-100-mii.pdf
https://catalog.tungsram.com/files/sheet/standard-gls-mea-inc-india_529307_ot-100a1-fr-e27-240v-tu-a55-1-10-100-mii.pdf
https://catalog.tungsram.com/files/sheet/standard-gls-mea-inc-china_525764_ot-100a1-cl-e27-220-230vtuasc1-10-100-ds.pdf
https://catalog.tungsram.com/files/sheet/standard-gls-mea-inc-china_522609_ot-100a1-fr-e27-240v-tu-1-10-100-mic.pdf
https://catalog.tungsram.com/files/sheet/standard-gls-mea-inc-china_522608_ot-100a1-cl-e27-240v-tu-1-10-100-mic.pdf
https://catalog.tungsram.com/files/sheet/standard-gls-mea-inc-china_522040_ot-100a1-fr-e27-230v-tu-1-10-100-mic.pdf
https://catalog.tungsram.com/files/sheet/standard-gls-mea-inc-china_522037_ot-100a1-cl-e27-230v-tu-1-10-100-mic.pdf
https://catalog.tungsram.com/files/sheet/standard-gls-mea-inc-india_529308_ot-100a1-fr-b22-240v-tu-a55-1-10-100-mii.pdf
https://catalog.tungsram.com/files/sheet/standard-gls-mea-inc-china_522607_ot-100a1-fr-b22-240v-tu-1-10-100-mic.pdf
https://catalog.tungsram.com/files/sheet/standard-gls-mea-inc-china_522606_ot-100a1-cl-b22-240v-tu-1-10-100-mic.pdf
https://catalog.tungsram.com/files/sheet/standard-gls-mea-inc-india_529309_ot-75a1-fr-e27-240v-tu-a55-1-10-100-mii.pdf
https://catalog.tungsram.com/files/sheet/standard-gls-mea-inc-china_525765_ot-75a1-cl-e27-230v-tu-asc-1-10-100-ds.pdf
https://catalog.tungsram.com/files/sheet/standard-gls-mea-inc-china_524028_ot-75a1-fr-e27-230v-tu-1-10-100-mic.pdf
https://catalog.tungsram.com/files/sheet/standard-gls-mea-inc-india_529310_ot-75a1-fr-b22-240v-tu-a55-1-10-100-mii.pdf
https://catalog.tungsram.com/files/sheet/standard-gls-mea-inc-china_524029_ot-75a1-fr-b22-240v-tu-1-10-100-mic.pdf
https://catalog.tungsram.com/files/sheet/standard-gls-mea-inc-india_529498_ot-60a1-cl-e27-240v-tu-a55-1-10-100-mii.pdf
https://catalog.tungsram.com/files/sheet/standard-gls-mea-inc-india_529205_ot-60a1-fr-e27-240v-tu-a55-1-10-100-mii.pdf
https://catalog.tungsram.com/files/sheet/standard-gls-mea-inc-china_525763_ot-60a1-cl-e27-220-230v-tuasc1-10-100-ds.pdf
https://catalog.tungsram.com/files/sheet/standard-gls-mea-inc-china_522613_ot-60a1-fr-e27-240v-tu-1-10-100-mic.pdf
https://catalog.tungsram.com/files/sheet/standard-gls-mea-inc-china_522612_ot-60a1-cl-e27-240v-tu-1-10-100-mic.pdf
https://catalog.tungsram.com/files/sheet/standard-gls-mea-inc-china_522039_ft5-49w-865-ge-sl1-30-ds.pdf
https://catalog.tungsram.com/files/sheet/standard-gls-mea-inc-china_522036_ot-60a1-cl-e27-230v-tu-1-10-100-mic.pdf
https://catalog.tungsram.com/files/sheet/standard-gls-mea-inc-india_529306_ot-60a1-fr-b22-240v-tu-a55-1-10-100-mii.pdf
https://catalog.tungsram.com/files/sheet/standard-gls-mea-inc-china_522611_ot-60a1-fr-b22-240v-tu-1-10-100-mic.pdf
https://catalog.tungsram.com/files/sheet/standard-gls-mea-inc-china_522610_ot-60a1-cl-b22-240v-tu-1-10-100-mic.pdf
https://catalog.tungsram.com/files/sheet/standard-gls-mea-inc-india_529497_ot-40a1-cl-e27-240v-tu-a55-1-10-100-mii.pdf
https://catalog.tungsram.com/files/sheet/standard-gls-mea-inc-china_522038_ot-40a1-fr-e27-230v-tu-1-10-100-mic.pdf
https://catalog.tungsram.com/files/sheet/standard-gls-mea-inc-china_522025_ot-40a1-cl-e27-230v-tu-1-10-100-mic.pdf
https://catalog.tungsram.com/files/sheet/standard-gls-mea-inc-china_522615_ot-40a1-fr-b22-240v-tu-1-10-100-mic.pdf
https://catalog.tungsram.com/files/sheet/standard-gls-mea-inc-china_522614_ot-40a1-cl-b22-240v-tu-1-10-100-mic.pdf
https://catalog.tungsram.com/files/sheet/egypt-only-inc_93023879_tu-40d1-op-e27-230v-tu-mih1-10-100-egypt.pdf
https://catalog.tungsram.com/files/sheet/egypt-only-inc_93023882_tu-40c1-op-e14-230v-tu-mih1-10-100-egypt.pdf
https://catalog.tungsram.com/files/sheet/egypt-only-inc_93023883_tu-40c1-cl-e14-230v-tu-mih1-10-100-egypt.pdf
https://catalog.tungsram.com/files/sheet/egypt-only-inc_93023878_tu-40d1-fr-e14-230v-ge-mih1-10-100-egypt.pdf
https://catalog.tungsram.com/files/sheet/ge-energy-smart-crown-deco-dimmable_93030259_led4d-p45-827-e27-220-240v-fr-1-6.pdf
https://catalog.tungsram.com/files/sheet/ge-energy-smart-crown-deco-dimmable_93030258_led4d-p45-827-e27-220-240v-cls-1-6.pdf
https://catalog.tungsram.com/files/sheet/ge-energy-smart-crown-deco-dimmable_93030257_led4d-p45-827-e14-220-240v-fr-1-6.pdf
https://catalog.tungsram.com/files/sheet/ge-energy-smart-crown-deco-dimmable_93030256_led4d-p45-827-e14-220-240v-cls-1-6.pdf
https://catalog.tungsram.com/files/sheet/ge-energy-smart-crown-deco-dimmable_93030266_led6d-p45-827-e27-220-240v-fr-1-6.pdf
https://catalog.tungsram.com/files/sheet/ge-energy-smart-crown-deco-dimmable_93030265_led6d-p45-827-e27-220-240v-cls-1-6.pdf
https://catalog.tungsram.com/files/sheet/ge-energy-smart-crown-deco-dimmable_93030264_led6d-p45-827-e14-220-240v-fr-1-6.pdf
https://catalog.tungsram.com/files/sheet/ge-energy-smart-crown-deco-dimmable_93030263_led6d-p45-827-e14-220-240v-cls-1-6.pdf
https://catalog.tungsram.com/files/sheet/ge-energy-smart-crown-deco-dimmable-candle_93030254_led6d-b38-827-e27-220-240v-fr-1-10.pdf
https://catalog.tungsram.com/files/sheet/ge-energy-smart-crown-deco-dimmable-candle_93030253_led6d-b38-827-e27-220-240v-cls-1-10.pdf
https://catalog.tungsram.com/files/sheet/ge-energy-smart-crown-deco-dimmable-candle_93030252_led6d-b38-827-e14-220-240v-fr-1-10.pdf
https://catalog.tungsram.com/files/sheet/ge-energy-smart-crown-deco-dimmable-candle_93030251_led6d-b38-827-e14-220-240v-cls-1-10.pdf
https://catalog.tungsram.com/files/sheet/ge-energy-smart-crown-deco-dimmable-candle_93030120_led6d-b38-827-b22-220-240v-fr-1-10.pdf
https://catalog.tungsram.com/files/sheet/ge-energy-smart-crown-deco-dimmable-candle_93030119_led6d-b38-827-b22-220-240v-cls-1-10.pdf
https://catalog.tungsram.com/files/sheet/ge-energy-smart-crown-deco-dimmable-candle_93030092_led4d-b35-827-e14-220-240v-cls-1-10.pdf
https://catalog.tungsram.com/files/sheet/ge-energy-smart-crown-deco-dimmable-candle_93030091_led4d-b35-827-b22-220-240v-cls-1-10.pdf
https://catalog.tungsram.com/files/sheet/ge-energy-smart-capsule-g4_93019426_led1-6-g4-827-12v-bl-1-10.pdf
https://catalog.tungsram.com/files/sheet/ge-energy-smart-led-filament_93021980_led4-a60-fil-827-220-240v-e27-h.pdf
https://catalog.tungsram.com/files/sheet/spiral-t3-for-mea_93013249_ot-fle20hlx-t3-865-b22-1-10-ge-4y-04-ds.pdf
https://catalog.tungsram.com/files/sheet/led-t8-glass-rotatable_93022318_led-18-t8-vgr-4ft-865-100-240v-bx1-15.pdf
https://catalog.tungsram.com/files/sheet/led-t8-glass-rotatable_93022315_led-14-5-t8-vgr-4ft-840-100-240v-bx1-15.pdf
https://catalog.tungsram.com/files/sheet/led-t8-glass-rotatable_93022317_led-18-t8-vgr-4ft-840-100-240v-bx1-15.pdf
https://catalog.tungsram.com/files/sheet/led-t8-glass-rotatable_93022313_led-14-5-t8-vgr-4ft-865-100-240v-bx1-15.pdf
https://catalog.tungsram.com/files/sheet/led-t8-glass-rotatable_93022316_led-18-t8-vgr-4ft-830-100-240v-bx1-15.pdf
https://catalog.tungsram.com/files/sheet/led-t8-glass-rotatable_93022312_led-14-5-t8-vgr-4ft-830-100-240v-bx1-15.pdf
https://catalog.tungsram.com/files/sheet/led-t8-value-glass_93013140_led-18-t8-vg-4ft-865-100-240v-bx1-15.pdf
https://catalog.tungsram.com/files/sheet/led-t8-value-glass_93013233_led-14-5-t8-vg-4ft-865-100-240v-bx1-15.pdf
https://catalog.tungsram.com/files/sheet/led-t8-value-glass_93013222_led-18-t8-vg-4ft-840-100-240v-bx1-15.pdf
https://catalog.tungsram.com/files/sheet/led-t8-value-glass_93013232_led-14-5-t8-vg-4ft-840-100-240v-bx1-15.pdf
https://catalog.tungsram.com/files/sheet/led-t8-value-glass_93013139_led-18-t8-vg-4ft-830-100-240v-bx1-15.pdf
https://catalog.tungsram.com/files/sheet/led-t8-value-glass_93013231_led-14-5-t8-vg-4ft-830-100-240v-bx1-15.pdf
https://catalog.tungsram.com/files/sheet/ge-energy-smart-pygmy_93022938_led1-6-t25-827-100-240v-e14-f.pdf
https://catalog.tungsram.com/files/sheet/led-par30-high-cri-dimmable_93011166_led12d-p30sg-927-220-240v-35-e27bx1-6.pdf
https://catalog.tungsram.com/files/sheet/ge-led-t8-basic-tube_93011198_tu-60w-e27-24v-tu-gls-cl-1-10-100-mih.pdf
https://catalog.tungsram.com/files/sheet/discharge-single-ended-hot-restrike_93011464_csr1600-se-hr-uv-c.pdf
https://catalog.tungsram.com/files/sheet/discharge-single-ended-hot-restrike_93011463_csr800-se-hr-uvc.pdf
https://catalog.tungsram.com/files/sheet/discharge-single-ended-hot-restrike_93011462_csr400se-hr-uv-c.pdf
https://catalog.tungsram.com/files/sheet/discharge-single-ended-hot-restrike_93011465_csr200-se-hr-uv-c.pdf
https://catalog.tungsram.com/files/sheet/low-voltage-capsule-axial-filament_93010602_ot-56040-20w-12v-g4ax-2000h-tu-bx-1-20.pdf
https://catalog.tungsram.com/files/sheet/led-gu10-dimmable_84619_led5-5d-gu10g-827-220-240v-35-bx-1-8.pdf
https://catalog.tungsram.com/files/sheet/led-gu10-dimmable_84612_led3-5d-gu10g-830-220-240v-35-bx-1-8.pdf
https://catalog.tungsram.com/files/sheet/discharge-single-ended-hot-restrike_65852_csr-9000-se-hr.pdf
https://catalog.tungsram.com/files/sheet/discharge-single-ended-cold-start_69064_csr-575-2-se.pdf
https://catalog.tungsram.com/files/sheet/stick-t3-mini-economy-7-000-hours-for-uae-only_529551_ot-fle20tbx-t3-865-e27-uae-1-10-7y-01ds.pdf
https://catalog.tungsram.com/files/sheet/spiral-t3-8-000-hours-for-uae-only_529546_ot-fle14hlx-t3-865-e27-uae-1-10-8y-01-ds.pdf
https://catalog.tungsram.com/files/sheet/stick-t3-mini-economy-7-000-hours-for-uae-only_529552_ot-fle23tbx-t3-865-e27-uae-1-10-7y-01-ds.pdf
https://catalog.tungsram.com/files/sheet/reflector_529162_tu-30w-halo-r50-e14-230v-tu-bx-1-10.pdf
https://catalog.tungsram.com/files/sheet/germicidal-t5_63604_g16-t5-1-24.pdf
https://catalog.tungsram.com/files/sheet/spiral-t3-8-000-10-000-hours-upgraded-design_528437_ot-fle14hlx-t3-827-e27-tu-bx-1-10-8y-01.pdf
https://catalog.tungsram.com/files/sheet/spiral-t3-8-000-10-000-hours-upgraded-design_528436_ot-fle20hlx-t3-827-e27-tu-bx-1-10-8y-01.pdf
https://catalog.tungsram.com/files/sheet/spiral-t3-8-000-10-000-hours-upgraded-design_528438_ot-fle24hlx-t3-827-e27-tu-bx-1-10-8y-01.pdf
https://catalog.tungsram.com/files/sheet/spiral-t3-8-000-10-000-hours-upgraded-design_528426_ot-fle11hlx-t3-827-e27-tu-bx-1-10-8y-01.pdf
https://catalog.tungsram.com/files/sheet/halogen-linear_529096_ot-k12-c100w-240v-r7s-78mm-tu-tbl2-20mic.pdf
https://catalog.tungsram.com/files/sheet/halogen-linear_529075_ot-k12-c100w-230v-r7s-78mm-tu-bx1-10mic.pdf
https://catalog.tungsram.com/files/sheet/halogen-linear_529074_ot-k12-c100w-240v-r7s-78mm-tu-bx1-10mic.pdf
https://catalog.tungsram.com/files/sheet/cermh-mr16_67687_cmh35-mr16-uvc-u-930-gx10-25-precise.pdf
https://catalog.tungsram.com/files/sheet/tubular-t28-inc_529112_tu-40t28-cl-e14-230v-tu-1-50-mih.pdf
https://catalog.tungsram.com/files/sheet/tulox-standard-tubular-clear_85886_lu1000-40-mih.pdf
https://catalog.tungsram.com/files/sheet/stick-t3-mini-economy-7-000-hours_528228_ot-fle11dbx-t3-827-e27-tu-bx-1-10-7y-01.pdf
https://catalog.tungsram.com/files/sheet/stick-t3-mini-economy-7-000-hours_528174_ot-fle23tbx-t3-827-e27-230v-1-10-7y-01.pdf
https://catalog.tungsram.com/files/sheet/stick-t3-mini-economy-7-000-hours_528227_ot-fle11dbx-t3-827-e14-tu-bx-1-10-7y-01.pdf
https://catalog.tungsram.com/files/sheet/stick-t3-mini-economy-7-000-hours_528172_ot-fle9dbx-t3-827-e14-230v-1-10-7y-01.pdf
https://catalog.tungsram.com/files/sheet/stick-t3-mini-economy-7-000-hours_528173_ot-fle9dbx-t3-827-e27-230v-1-10-7y-01.pdf
https://catalog.tungsram.com/files/sheet/reflector_528693_ot-42w-halo-r63-e27-230v-tu-bx-1-10-mic.pdf
https://catalog.tungsram.com/files/sheet/bx-t-2-pin-with-amalgam-internal-starter_528682_fdt-32w-f840-gx24q3-tu.pdf
https://catalog.tungsram.com/files/sheet/cermh-single-ended_67699_cmh70-t-uvc-u-830-g12-plus.pdf
https://catalog.tungsram.com/files/sheet/discharge-csr-turn-and-lock-tal_74873_csr1500-tal-60-s.pdf
https://catalog.tungsram.com/files/sheet/par-56_88422_par56-hx502-240-250v-500w-dennard.pdf
https://catalog.tungsram.com/files/sheet/par-64_88483_par-64-hx420-240v-500w-dennard.pdf
https://catalog.tungsram.com/files/sheet/par-56_88421_par-56-hx504-240-250v-500w-dennard.pdf
https://catalog.tungsram.com/files/sheet/airfield-lighting_80590_q6-6a200pk30d-f.pdf
https://catalog.tungsram.com/files/sheet/t5-miniature-triphosphor-g5-cap_528615_f8w-t5-29-tu-1-25.pdf
https://catalog.tungsram.com/files/sheet/t5-miniature-triphosphor-g5-cap_528440_f8w-t5-33-tu-1-25.pdf
https://catalog.tungsram.com/files/sheet/t5-miniature-triphosphor-g5-cap_528441_f8w-t5-35-tu-1-25.pdf
https://catalog.tungsram.com/files/sheet/bx-t-2-pin-with-amalgam-internal-starter_527898_fdt-42w-f840-gx24q4-tu.pdf
https://catalog.tungsram.com/files/sheet/bx-t-2-pin-with-amalgam-internal-starter_527900_fdt-26w-f840-gx24q3-tu.pdf
https://catalog.tungsram.com/files/sheet/bx-t-2-pin-with-amalgam-internal-starter_527899_fdt-32w-f840-gx24q3-tu.pdf
https://catalog.tungsram.com/files/sheet/bx-l-longlast-4-pin-external-starter-req_527897_fdl-55w-f865-2g11-tu.pdf
https://catalog.tungsram.com/files/sheet/bx-l-longlast-4-pin-external-starter-req_527896_fdl-36w-f865-2g11-tu.pdf
https://catalog.tungsram.com/files/sheet/bx-d-2-pin-internal-starter_527895_fdd-18w-f865-g24q2-tu.pdf
https://catalog.tungsram.com/files/sheet/bx-d-2-pin-internal-starter_527894_fdd-26w-f865-g24q3-tu.pdf
https://catalog.tungsram.com/files/sheet/cermh-ar111_99989_cmh35-r111-uvc-930-gx8-5-sp10.pdf
https://catalog.tungsram.com/files/sheet/cermh-ar111_99994_cmh70-r111-uvc-930-gx8-5-fl40.pdf
https://catalog.tungsram.com/files/sheet/cermh-ar111_99992_cmh70-r111-uvc-930-gx8-5-sp10.pdf
https://catalog.tungsram.com/files/sheet/discharge-single-ended-hot-restrike_65754_csr1600-se-hr-uv-c.pdf
https://catalog.tungsram.com/files/sheet/spiral-t3-8-000-hours_526553_ot-fle23hlx-t3-827-e27-bx-1-10-tu-6y.pdf
https://catalog.tungsram.com/files/sheet/spiral-t3-8-000-hours_526552_ot-fle14hlx-t3-827-e27-bx-1-10-tu-6y.pdf
https://catalog.tungsram.com/files/sheet/tulox-psl-photosynthesis-light-tubular-clear_97282_lu400-ho-t-e40-gl.pdf
https://catalog.tungsram.com/files/sheet/spherical_525652_tu-30w-halo-s-cl-e14-240v-tu-bx-1-10.pdf
https://catalog.tungsram.com/files/sheet/mvr-high-output-elliptical-diffuse_98778_mvr250-c-vbu-40.pdf
https://catalog.tungsram.com/files/sheet/tulox-standard-tubular-clear_97240_lu400-ho-t-e40-mic.pdf
https://catalog.tungsram.com/files/sheet/tulox-standard-tubular-clear_97241_lu150-100-ho-t-e40-mic.pdf
https://catalog.tungsram.com/files/sheet/single-ended-halogen_65316_hx12000-240v.pdf
https://catalog.tungsram.com/files/sheet/par-46_41097_q4566-par46-1-12.pdf
https://catalog.tungsram.com/files/sheet/germicidal-t5_63601_g6-t5-1-24.pdf
https://catalog.tungsram.com/files/sheet/germicidal-t8_63608_g25-t8-1-24.pdf
https://catalog.tungsram.com/files/sheet/single-ended-halogen_71379_hx5000-240v.pdf
https://catalog.tungsram.com/files/sheet/discharge-single-ended-hot-restrike_97272_csr12000-se-hr-uv-c.pdf
https://catalog.tungsram.com/files/sheet/germicidal-t5_63603_g11-t5-1-24.pdf
https://catalog.tungsram.com/files/sheet/germicidal-t5_63605_g36-t5l-1-24.pdf
https://catalog.tungsram.com/files/sheet/germicidal-t8_63609_g30-t8-1-24.pdf
https://catalog.tungsram.com/files/sheet/germicidal-t8_63607_g15-t8-1-24.pdf
https://catalog.tungsram.com/files/sheet/germicidal-t5_63602_g8-t5-1-24.pdf
https://catalog.tungsram.com/files/sheet/germicidal-t5_63599_g4-t5-1-24.pdf
https://catalog.tungsram.com/files/sheet/discharge-single-ended-cold-start_10744_csd-250-2-se.pdf
https://catalog.tungsram.com/files/sheet/germicidal-t8_63610_g55-t8-ho-1-24.pdf
https://catalog.tungsram.com/files/sheet/t8-polylux-xlr-g13-cap_524526_ft8-18w-tu-sw-sl1-25.pdf
https://catalog.tungsram.com/files/sheet/t8-polylux-xlr-g13-cap_524527_ft8-36w-tu-sw-sl1-25.pdf
https://catalog.tungsram.com/files/sheet/discharge-double-ended-hot-restrike_41357_csr700-s-de-72.pdf
https://catalog.tungsram.com/files/sheet/par-46_24795_4551-28-0v.pdf
https://catalog.tungsram.com/files/sheet/par-64_43498_q1000par64mfl-120v.pdf
https://catalog.tungsram.com/files/sheet/single-ended-halogen_88878_cp58-230-240v.pdf
https://catalog.tungsram.com/files/sheet/specialist-projector_41164_evd-36v-400w.pdf
https://catalog.tungsram.com/files/sheet/par-36_19877_35par36-wfl-h-12v.pdf
https://catalog.tungsram.com/files/sheet/discharge-double-ended-hot-restrike_48450_csr200-de.pdf
https://catalog.tungsram.com/files/sheet/discharge-double-ended-hot-restrike_48455_csr4000-de.pdf
https://catalog.tungsram.com/files/sheet/discharge-double-ended-hot-restrike_41361_csr1200-s-de-75.pdf
https://catalog.tungsram.com/files/sheet/discharge-double-ended-hot-restrike_48457_csr12000-de.pdf
https://catalog.tungsram.com/files/sheet/discharge-csr-turn-and-lock-tal_78718_csr700-tal-pgjx28.pdf
https://catalog.tungsram.com/files/sheet/discharge-double-ended-hot-restrike_78710_csr-24000-de.pdf
https://catalog.tungsram.com/files/sheet/single-ended-halogen_88877_cp30-230-240v.pdf
https://catalog.tungsram.com/files/sheet/single-ended-halogen_88875_cp29-230v.pdf
https://catalog.tungsram.com/files/sheet/single-ended-halogen_12036_ot-cp83-220-230v-10000w-bx-1-1-mij.pdf
https://catalog.tungsram.com/files/sheet/par-36_24867_4587-28-0v.pdf
https://catalog.tungsram.com/files/sheet/single-ended-halogen_48777_q24mt32-cl-240v.pdf
https://catalog.tungsram.com/files/sheet/single-ended-halogen_48779_q12mt26-cl-240v.pdf
https://catalog.tungsram.com/files/sheet/csi-cid_88412_csi400-g22-99-0202.pdf
https://catalog.tungsram.com/files/sheet/par-46_25005_4578-28-0v.pdf
https://catalog.tungsram.com/files/sheet/double-ended-quartz-lamps_19695_tu-p2-12-q1250t3-4cl-220-230v-mih.pdf
https://catalog.tungsram.com/files/sheet/single-ended-halogen_88452_hx601-flk-ll-575w-115-120v.pdf
https://catalog.tungsram.com/files/sheet/single-ended-halogen_88488_cp41-fkk-240v.pdf
https://catalog.tungsram.com/files/sheet/single-ended-halogen_19927_dkx-dsf-q1500t10.pdf
https://catalog.tungsram.com/files/sheet/par-56_23427_300par56-wfl-12v.pdf
https://catalog.tungsram.com/files/sheet/discharge-double-ended-hot-restrike_22493_csr700-s-de-60.pdf
https://catalog.tungsram.com/files/sheet/discharge-single-ended-hot-restrike_40460_csr-575-se-hr-uv-c.pdf
https://catalog.tungsram.com/files/sheet/discharge-single-ended-hot-restrike_27764_csr-1200-se-hr-uv-c.pdf
https://catalog.tungsram.com/files/sheet/airfield-lighting_28178_5113ww-13w-1-24.pdf
https://catalog.tungsram.com/files/sheet/discharge-single-ended-cold-start_49492_csr575-2-t-se.pdf
https://catalog.tungsram.com/files/sheet/discharge-single-ended-cold-start_49490_csr1200-2-se.pdf
https://catalog.tungsram.com/files/sheet/discharge-csr-turn-and-lock-tal_62520_csd300-2-tal.pdf
https://catalog.tungsram.com/files/sheet/discharge-single-ended-hot-restrike_77390_csr-1800-se-hr.pdf
https://catalog.tungsram.com/files/sheet/discharge-double-ended-hot-restrike_70979_csr575-s-de-70.pdf
https://catalog.tungsram.com/files/sheet/discharge-single-ended-cold-start_15378_csr575-2-se.pdf
https://catalog.tungsram.com/files/sheet/discharge-double-ended-hot-restrike_48453_csr1200-de.pdf
https://catalog.tungsram.com/files/sheet/discharge-single-ended-hot-restrike_22496_csr18000-se-hr.pdf
https://catalog.tungsram.com/files/sheet/discharge-double-ended-hot-restrike_22494_csr1200-s-de-60.pdf
https://catalog.tungsram.com/files/sheet/discharge-single-ended-hot-restrike_48462_csr200-se-hr-uv-c.pdf
https://catalog.tungsram.com/files/sheet/discharge-single-ended-cold-start_49491_csr700-2-se.pdf
https://catalog.tungsram.com/files/sheet/discharge-single-ended-hot-restrike_40482_csr-2500-se-hr-uv-c.pdf
https://catalog.tungsram.com/files/sheet/single-ended-halogen_48774_q20mt32-cl-240v.pdf
https://catalog.tungsram.com/files/sheet/single-ended-halogen_48771_q12mt26-cl-230v.pdf
https://catalog.tungsram.com/files/sheet/single-ended-halogen_78343_m38-120v.pdf
https://catalog.tungsram.com/files/sheet/discharge-double-ended-hot-restrike_96802_csr1200-s-de-60-stb-bx1-10.pdf
https://catalog.tungsram.com/files/sheet/multi-mirror-quartzline-projection-mr16_37462_elc-a1-259-24v.pdf
https://catalog.tungsram.com/files/sheet/single-ended-halogen_88874_hx48-230-240v.pdf
https://catalog.tungsram.com/files/sheet/par-56_43495_q500par56mfl-120v.pdf
https://catalog.tungsram.com/files/sheet/par-56_43494_q500par56nsp-120v.pdf
https://catalog.tungsram.com/files/sheet/linear-quartz-heat_96746_tpl-1000w-g-9-5-240v-bx1-24.pdf
https://catalog.tungsram.com/files/sheet/single-ended-halogen_12037_ot-cp83-240v-10000w-bx-1-1-mij.pdf
https://catalog.tungsram.com/files/sheet/specialist-projector_26895_dyr-650w-240v.pdf
https://catalog.tungsram.com/files/sheet/csi-cid_88513_csi1000-par64-hr-g38-99-1422.pdf
https://catalog.tungsram.com/files/sheet/single-ended-halogen_88880_cp105-1250-650w-230-240v.pdf
https://catalog.tungsram.com/files/sheet/single-ended-halogen_88879_cp32-230-240v.pdf
https://catalog.tungsram.com/files/sheet/par-36_24425_4405-12-8v.pdf
https://catalog.tungsram.com/files/sheet/discharge-double-ended-hot-restrike_48454_csr2500-de.pdf
https://catalog.tungsram.com/files/sheet/discharge-single-ended-cold-start_27817_csd-250-2-se.pdf
https://catalog.tungsram.com/files/sheet/discharge-csr-turn-and-lock-tal_76160_csr300-2-tal.pdf
https://catalog.tungsram.com/files/sheet/discharge-short-arc_15380_csr-700-sa.pdf
https://catalog.tungsram.com/files/sheet/multi-mirror-quartzline-projection-mr16_25475_enl-12v.pdf
https://catalog.tungsram.com/files/sheet/par-56_25153_6045-26v.pdf
https://catalog.tungsram.com/files/sheet/par-46_25009_4579-28v-80w-1-12.pdf
https://catalog.tungsram.com/files/sheet/par-36_24964_4626-28-0v.pdf
https://catalog.tungsram.com/files/sheet/par-36_24898_4596-28-0v.pdf
https://catalog.tungsram.com/files/sheet/par-36_24891_4594-28-0v.pdf
https://catalog.tungsram.com/files/sheet/par-46_24859_4580-28-0v.pdf
https://catalog.tungsram.com/files/sheet/par-46_24799_4553-28-0v.pdf
https://catalog.tungsram.com/files/sheet/par-56_24768_4545-100w-12v.pdf
https://catalog.tungsram.com/files/sheet/par-36_24673_4515-6-4v.pdf
https://catalog.tungsram.com/files/sheet/par-36_24663_4511-6-2v.pdf
https://catalog.tungsram.com/files/sheet/multi-mirror-quartzline-projection-mr16_35200_eke-21v.pdf
https://catalog.tungsram.com/files/sheet/discharge-csr-turn-and-lock-tal_76161_csr700-tal-pgjx50.pdf
https://catalog.tungsram.com/files/sheet/discharge-double-ended-hot-restrike_48456_csr6000-de.pdf
https://catalog.tungsram.com/files/sheet/discharge-double-ended-hot-restrike_96800_csr1500-s-de-60-bx1-10.pdf
https://catalog.tungsram.com/files/sheet/par-36_24966_4627-28-0v.pdf
https://catalog.tungsram.com/files/sheet/multi-mirror-quartzline-projection-mr16_15377_elc-500-24v-250w-1-10.pdf
https://catalog.tungsram.com/files/sheet/multi-mirror-quartzline-projection-mr16_43537_ddl-20v-150w-mr16.pdf
https://catalog.tungsram.com/files/sheet/par-36_24873_4589-28v-50w-1-12.pdf
https://catalog.tungsram.com/files/sheet/single-ended-halogen_88631_bvv-q1mt7-4cl-mp.pdf
https://catalog.tungsram.com/files/sheet/single-ended-halogen_88630_cyv-q1000t7-4cl-bp-1000w-120v.pdf
https://catalog.tungsram.com/files/sheet/single-ended-halogen_88628_ehc-q500-5cl-p.pdf
https://catalog.tungsram.com/files/sheet/single-ended-halogen_88627_ehf-q750-4cl.pdf
https://catalog.tungsram.com/files/sheet/single-ended-halogen_88626_ehg-q750-cl-tp-750w-120v.pdf
https://catalog.tungsram.com/files/sheet/single-ended-halogen_88625_fel-q1000-4cl-120v.pdf
https://catalog.tungsram.com/files/sheet/discharge-short-arc_21849_csr-1200-sa.pdf
https://catalog.tungsram.com/files/sheet/par-36_24887_4593-28-0v.pdf
https://catalog.tungsram.com/files/sheet/par-36_24650_4509-13-0v.pdf
https://catalog.tungsram.com/files/sheet/par-56_20849_300par56-wfl-120v.pdf
https://catalog.tungsram.com/files/sheet/par-56_20836_300par56-mfl-120v.pdf
https://catalog.tungsram.com/files/sheet/par-56_20575_240par56-vnsp-12v.pdf
https://catalog.tungsram.com/files/sheet/par-56_43496_q500par56wfl-120v.pdf
https://catalog.tungsram.com/files/sheet/discharge-double-ended-hot-restrike_48459_csr18000-de.pdf
https://catalog.tungsram.com/files/sheet/par-36_24640_4505-28-0v.pdf
https://catalog.tungsram.com/files/sheet/par-64_99946_cp87-q500par64-nsp-240v.pdf
https://catalog.tungsram.com/files/sheet/par-64_99944_cp86-q500par64-vnsp-240v.pdf
https://catalog.tungsram.com/files/sheet/par-64_73581_cp86-q500par64-vnsp-230v.pdf
https://catalog.tungsram.com/files/sheet/par-64_39409_500par64-mfl-120v.pdf
https://catalog.tungsram.com/files/sheet/multi-mirror-quartzline-projection-mr16_38686_enh-120v-250w-gx5-3.pdf
https://catalog.tungsram.com/files/sheet/par-46_37706_q4554-28-0v.pdf
https://catalog.tungsram.com/files/sheet/par-46_36271_q4681-28-0v.pdf
https://catalog.tungsram.com/files/sheet/single-ended-halogen_88531_cp39-fkh-230-240v.pdf
https://catalog.tungsram.com/files/sheet/specialist-projector_14874_ehj-a1-223-24v-q250-g6-35-15-mih.pdf
https://catalog.tungsram.com/files/sheet/par-64_40579_q4559-28-0v.pdf
https://catalog.tungsram.com/files/sheet/par-36_39112_q4632-13-0v.pdf
https://catalog.tungsram.com/files/sheet/single-ended-halogen_88622_egt-q1000t7-4cl-120v.pdf
https://catalog.tungsram.com/files/sheet/single-ended-halogen_88621_egr-q750t7-4cl-120.pdf
https://catalog.tungsram.com/files/sheet/single-ended-halogen_88615_egj-q1000-4cl-p120v.pdf
https://catalog.tungsram.com/files/sheet/single-ended-halogen_88614_egk-q1000-4-p-1000w-120v.pdf
https://catalog.tungsram.com/files/sheet/single-ended-halogen_88611_bwf-q2000-4cl-120v.pdf
https://catalog.tungsram.com/files/sheet/single-ended-halogen_88610_cyx-q2000t10-4cl-120v.pdf
https://catalog.tungsram.com/files/sheet/single-ended-halogen_88608_bvt-q1mt7-cl-mp-120v.pdf
https://catalog.tungsram.com/files/sheet/single-ended-halogen_88606_btp-q750t7-4cl-2p-120.pdf
https://catalog.tungsram.com/files/sheet/single-ended-halogen_88605_btn-q750t7-cl-2p-120.pdf
https://catalog.tungsram.com/files/sheet/single-ended-halogen_88548_flk-575w-115v-g9-5.pdf
https://catalog.tungsram.com/files/sheet/single-ended-halogen_88547_btl-q500t6-cl-p-120v.pdf
https://catalog.tungsram.com/files/sheet/single-ended-halogen_88546_btm-120v.pdf
https://catalog.tungsram.com/files/sheet/par-64_88549_super-cp62-exe-mf-230v-1-6-bx.pdf
https://catalog.tungsram.com/files/sheet/par-64_88536_super-cp62-exe-mf-240v-1-6-bx.pdf
https://catalog.tungsram.com/files/sheet/par-64_88511_cp95-230v.pdf
https://catalog.tungsram.com/files/sheet/par-64_88510_cp95-240v.pdf
https://catalog.tungsram.com/files/sheet/par-56_20803_300par56-nsp-120v.pdf
https://catalog.tungsram.com/files/sheet/par-56_19025_120par56wfl-12v.pdf
https://catalog.tungsram.com/files/sheet/discharge-double-ended-hot-restrike_45231_csr575-ss-de-75.pdf
https://catalog.tungsram.com/files/sheet/discharge-single-ended-hot-restrike_40492_csr-6000-se-hr-uv-c.pdf
https://catalog.tungsram.com/files/sheet/multi-mirror-quartzline-projection-mr16_41729_ept-10-8v.pdf
https://catalog.tungsram.com/files/sheet/single-ended-halogen_88450_fkr-230-240v.pdf
https://catalog.tungsram.com/files/sheet/single-ended-halogen_88532_cp53-230-240v.pdf
https://catalog.tungsram.com/files/sheet/single-ended-halogen_88509_egn-120v.pdf
https://catalog.tungsram.com/files/sheet/single-ended-halogen_88504_fmr-120v.pdf
https://catalog.tungsram.com/files/sheet/single-ended-halogen_88500_dta-120v.pdf
https://catalog.tungsram.com/files/sheet/single-ended-halogen_88499_fke-230-240v.pdf
https://catalog.tungsram.com/files/sheet/single-ended-halogen_88497_t13-fkb-230-240v.pdf
https://catalog.tungsram.com/files/sheet/specialist-projector_88484_hx185-800w-230-240v.pdf
https://catalog.tungsram.com/files/sheet/single-ended-halogen_88462_cp89-frk-120v.pdf
https://catalog.tungsram.com/files/sheet/specialist-projector_88460_a1-244-230-240v.pdf
https://catalog.tungsram.com/files/sheet/single-ended-halogen_88461_cp89-frm-230-240v.pdf
https://catalog.tungsram.com/files/sheet/single-ended-halogen_88458_cp40-fkj-230v.pdf
https://catalog.tungsram.com/files/sheet/single-ended-halogen-hpl_88428_hpl-750w-xll-c-115v.pdf
https://catalog.tungsram.com/files/sheet/single-ended-halogen_19926_dkz-dse-q1000.pdf
https://catalog.tungsram.com/files/sheet/par-36_19880_50par36-wfl-h-12v.pdf
https://catalog.tungsram.com/files/sheet/single-ended-halogen_88444_cp81-fsk-240v.pdf
https://catalog.tungsram.com/files/sheet/single-ended-halogen_88443_cp81-fkw-120v.pdf
https://catalog.tungsram.com/files/sheet/single-ended-halogen_88440_cp79-120v.pdf
https://catalog.tungsram.com/files/sheet/single-ended-halogen-hpl_88438_hpl-575-c-115v.pdf
https://catalog.tungsram.com/files/sheet/par-36_16542_50par36-vwfl-12v.pdf
https://catalog.tungsram.com/files/sheet/par-36_16540_50par36-nsp-12v.pdf
https://catalog.tungsram.com/files/sheet/par-36_15133_h4515-6-4v.pdf
https://catalog.tungsram.com/files/sheet/par-36_14555_25par36-wfl-12v.pdf
https://catalog.tungsram.com/files/sheet/par-36_14553_25par36-5-5v.pdf
https://catalog.tungsram.com/files/sheet/par-64_13233_ffn-120v.pdf
https://catalog.tungsram.com/files/sheet/par-64_13229_ffp-120v.pdf
https://catalog.tungsram.com/files/sheet/par-64_13228_ffr-120v.pdf
https://catalog.tungsram.com/files/sheet/par-64_13227_ffs-120v.pdf
https://catalog.tungsram.com/files/sheet/par-36_12892_50par36-vnsp-12v.pdf
https://catalog.tungsram.com/files/sheet/single-ended-halogen_48773_q20mt32-cl-230v.pdf
https://catalog.tungsram.com/files/sheet/par-36_41503_4509x-13-0v.pdf
https://catalog.tungsram.com/files/sheet/single-ended-halogen-hpl_88437_hpl-750-c-115v.pdf
https://catalog.tungsram.com/files/sheet/single-ended-halogen-hpl_88436_hpl-575-c-120v.pdf
https://catalog.tungsram.com/files/sheet/single-ended-halogen-hpl_88435_hpl-575-x-ll-c-115v.pdf
https://catalog.tungsram.com/files/sheet/single-ended-halogen-hpl_88430_hpl-750w-ll-230v.pdf
https://catalog.tungsram.com/files/sheet/single-ended-halogen-hpl_88429_hpl-750w-ll-240v.pdf
https://catalog.tungsram.com/files/sheet/single-ended-halogen_88424_gla-575w-hp-115v-ll.pdf
https://catalog.tungsram.com/files/sheet/single-ended-halogen_88423_glc-575w-hp-115v.pdf
https://catalog.tungsram.com/files/sheet/single-ended-halogen_72680_cp23-230v.pdf
https://catalog.tungsram.com/files/sheet/discharge-single-ended-hot-restrike_48468_csr12000-se-hr.pdf
https://catalog.tungsram.com/files/sheet/multi-mirror-quartzline-projection-mr11_25261_flt-13-8-28w-1-10.pdf
https://catalog.tungsram.com/files/sheet/double-ended-quartz-lamps_23756_tu-ejg-q750t3-4cl-mih.pdf
https://catalog.tungsram.com/files/sheet/double-ended-quartz-lamps_36952_dxx800-t4-4cl-230v.pdf
https://catalog.tungsram.com/files/sheet/double-ended-quartz-lamps_33280_tu-fft-q1000t3-1cl-mih.pdf
https://catalog.tungsram.com/files/sheet/multi-mirror-quartzline-projection-mr16_43950_ded-13-8v.pdf
https://catalog.tungsram.com/files/sheet/par-46_43591_h7635-12-8v.pdf
https://catalog.tungsram.com/files/sheet/par-36_43576_h7604-12-8v.pdf
https://catalog.tungsram.com/files/sheet/multi-mirror-quartzline-projection-mr13_12097_exy-82v.pdf
https://catalog.tungsram.com/files/sheet/par-46_40822_537-2-13-0v.pdf
https://catalog.tungsram.com/files/sheet/par-64_40581_4557-28-28v.pdf
https://catalog.tungsram.com/files/sheet/par-64_40578_4559-28-0v.pdf
https://catalog.tungsram.com/files/sheet/par-64_40576_4552-28-0v.pdf
https://catalog.tungsram.com/files/sheet/par-64_39411_500par64-mfl-230v.pdf
https://catalog.tungsram.com/files/sheet/double-ended-quartz-lamps_23797_tu-fcm-p2-28-q1000t3-4cl-mih.pdf
https://catalog.tungsram.com/files/sheet/double-ended-quartz-lamps_23792_tu-fhm-q1000t3-4-mih.pdf
https://catalog.tungsram.com/files/sheet/double-ended-quartz-lamps_23734_tu-fdn-q500t3-4-mih.pdf
https://catalog.tungsram.com/files/sheet/double-ended-quartz-lamps_20881_tu-fdf-hir-q350t2-4-mih.pdf
https://catalog.tungsram.com/files/sheet/specialist-projector_18234_brl-a1-220-12v-q50-g6-35-15-mih.pdf
https://catalog.tungsram.com/files/sheet/single-ended-halogen_13895_fcm-hir-q655t3-4-mih.pdf
https://catalog.tungsram.com/files/sheet/par-64_43499_q1000par64wfl-120v.pdf
https://catalog.tungsram.com/files/sheet/par-64_43497_q1000par64nsp-120v.pdf
https://catalog.tungsram.com/files/sheet/par-56_87473_300par56-wfl-12v-pool-bulk-pack.pdf
https://catalog.tungsram.com/files/sheet/multi-mirror-quartzline-projection-mr16_41705_enx-82v.pdf
https://catalog.tungsram.com/files/sheet/par-36_41673_fcx-q650par36-7-120v.pdf
https://catalog.tungsram.com/files/sheet/par-36_41671_fbo-q650-par36-5-120v.pdf
https://catalog.tungsram.com/files/sheet/specialist-projector_13598_fcs-a1-216-24v-q150-g6-35-15-mih.pdf
https://catalog.tungsram.com/files/sheet/discharge-single-ended-hot-restrike_22495_csr800-se-hr-uvc.pdf
https://catalog.tungsram.com/files/sheet/single-ended-halogen_88503_cp79-230-240v.pdf
https://catalog.tungsram.com/files/sheet/single-ended-halogen-hpl_88474_hpl-750w-230v.pdf
https://catalog.tungsram.com/files/sheet/germicidal-t8_11078_g15t8.pdf
https://catalog.tungsram.com/files/sheet/germicidal-t8_11082_g25t8.pdf
https://catalog.tungsram.com/files/sheet/germicidal-t5_11077_g8t5.pdf
https://catalog.tungsram.com/files/sheet/germicidal-t8_11080_g30t8.pdf
https://catalog.tungsram.com/files/sheet/germicidal-t5_29495_g11t5-1-24.pdf
https://catalog.tungsram.com/files/sheet/germicidal-t5_15872_g4t5-1-24.pdf
https://catalog.tungsram.com/files/sheet/germicidal-t5_15864_g64-t5.pdf
https://catalog.tungsram.com/files/sheet/germicidal-t8_15875_g55t8ho-1-24.pdf
https://catalog.tungsram.com/files/sheet/germicidal-t5_16494_g16t5-1-24.pdf
https://catalog.tungsram.com/files/sheet/pygmy-freezer-inc_148812_tu-15w-e14-250v-tu-pygmy-cl-1-100-frid.pdf
https://catalog.tungsram.com/files/sheet/linear-quartz-heat_15551_tu-qh2mt3-1cl-ht-vb-mih.pdf
https://catalog.tungsram.com/files/sheet/other-spherical-nightlight-inc_510280_tu-nightlight-e27-230v-tu-spher-gr-mih.pdf
https://catalog.tungsram.com/files/sheet/par38-reflector-energy-colour-inc_510380_tu-80w-e27-240v-tu-par38re-fl-wm-mih1-10.pdf
https://catalog.tungsram.com/files/sheet/other-gls-coloured-inc_521840_tu-25a1-gls-or-e27-230v-a50-tu-1-10-120.pdf
https://catalog.tungsram.com/files/sheet/cermh-par-20_21684_cmh35-par20-uvc-830-e27-sp10.pdf
https://catalog.tungsram.com/files/sheet/coloured-reflector-r63-inc_510404_tu-40w-e27-230v-tu-disco-r63blmih1-10-50.pdf
https://catalog.tungsram.com/files/sheet/airfield-lighting_80584_q6-6a100pk30d-m.pdf
https://catalog.tungsram.com/files/sheet/pygmy-freezer-inc_509706_tu-15w-e14-240v-tu-t25-pygmy-cl-frid.pdf
https://catalog.tungsram.com/files/sheet/standard-gls-clear-inc_516417_tu-15a1-cl-e27-240v-tu-a50-bx1-10-120mih.pdf
https://catalog.tungsram.com/files/sheet/par38-reflector-energy-inc_510359_tu-120w-e27-230v-tu-par38flwmisermih1-10.pdf
https://catalog.tungsram.com/files/sheet/par38-reflector-energy-colour-inc_510369_tu-80w-e27-230v-tu-par38gr-fl-wm-mih1-10.pdf
https://catalog.tungsram.com/files/sheet/cermh-par-30_21690_cmh35-par30-uvc-830-e27-fl25.pdf
https://catalog.tungsram.com/files/sheet/tulox-psl-photosynthesis-light-tubular-clear_44304_lu400w-psl-t-e40-bulk-1-63.pdf
https://catalog.tungsram.com/files/sheet/tulox-xo-superlife-tubular-clear_78737_lu-150-xo-sby-t-e40-1-12-mih.pdf
https://catalog.tungsram.com/files/sheet/bx-d-2-pin-internal-starter_170250_tu-fd-d-13w-f83-g24d1-tu-10pcs-mih.pdf
https://catalog.tungsram.com/files/sheet/cermh-double-ended_36912_cmh150-td-uvc-830-rx7s-24.pdf
https://catalog.tungsram.com/files/sheet/rough-service-gls-clear-inc_510442_tu-100w-b22-240v-tu-rs-cl-1-20-mih.pdf
https://catalog.tungsram.com/files/sheet/bx-d-2-pin-internal-starter_170272_tu-fd-d26-f83-g24d-3-st-tu-mih.pdf
https://catalog.tungsram.com/files/sheet/other-spherical-nightlight-inc_510282_tu-nightlight-e27-230v-tu-spher-yell-mih.pdf
https://catalog.tungsram.com/files/sheet/standard-spherical-clear-inc_517086_tu-40-d1-cl-e14-240v-tu-1-10-100-mih.pdf
https://catalog.tungsram.com/files/sheet/standard-reflector-r80-inc_509696_tu-100w-e27-230v-tu-r80s-mih.pdf
https://catalog.tungsram.com/files/sheet/halogen-linear_523357_tu-k12-c100w-240v-r7s-78mm-tu-bx1-10mih.pdf
https://catalog.tungsram.com/files/sheet/infrared-reflector-satin-inc_509714_tu-250r-ir-sa-e27-235-245v-tu-mih.pdf
https://catalog.tungsram.com/files/sheet/linear-quartz-heat_13511_qh6600t3-cl-ht.pdf
https://catalog.tungsram.com/files/sheet/par38-reflector-energy-colour-inc_510376_tu-80w-e27-230v-tu-par38re-fl-wm-mih1-10.pdf
https://catalog.tungsram.com/files/sheet/standard-reflector-r80-inc_510414_tu-60w-e27-230v-tu-disco-r80ye-mih-1-25.pdf
https://catalog.tungsram.com/files/sheet/double-ended-quartz-lamps_88482_p2-27-fex-230v.pdf
https://catalog.tungsram.com/files/sheet/spiral-t2-8-000-10-000-hours_522318_ot-fle12hlx-t2-865-e14-bx1-10-tu-8y-01.pdf
https://catalog.tungsram.com/files/sheet/halogen-linear_523361_tu-k12-c100w-230v-r7s-78mm-tu-bx1-10mih.pdf
https://catalog.tungsram.com/files/sheet/airfield-lighting_23863_q20a-par56-3-v.pdf
https://catalog.tungsram.com/files/sheet/stick-t3-mini-10-000-hours_523070_ot-fle20tbx-t3-865-e27-tu-1-8t-10y-04.pdf
https://catalog.tungsram.com/files/sheet/coloured-reflector-r63-inc_510417_tu-40w-e27-230v-tu-disco-r63yemih1-10-50.pdf
https://catalog.tungsram.com/files/sheet/mr16-start-closed_510512_ot-m269-bab-ec-20w-12v-bx-tu-1-20-mic.pdf
https://catalog.tungsram.com/files/sheet/linear-quartz-heat_28127_qh3mt3-cl-ht-r.pdf
https://catalog.tungsram.com/files/sheet/rough-service-gls-clear-inc_508103_tu-60a1-r-s-cl-e27-230v-tu-1-100-mih.pdf
https://catalog.tungsram.com/files/sheet/tulox-psl-photosynthesis-light-tubular-clear_88665_lu250w-psl-t-e40.pdf
https://catalog.tungsram.com/files/sheet/low-voltage-capsule-transversal-filament_509444_tu-56500-50w-12v-gy6-35-tr-tu-bx1-20-mih.pdf
https://catalog.tungsram.com/files/sheet/par38-reflector-standard-inc_510387_tu-150w-e27-120v-tu-par38cl-fl-mih-1-10.pdf
https://catalog.tungsram.com/files/sheet/standard-reflector-r50-inc_510351_tu-60w-e14-230v-tu-r50s-mih-1-10-50.pdf
https://catalog.tungsram.com/files/sheet/mr16-mains-alutech_516032_ot-q50mr16-240v-gu10-fl-tu-bx1-10-mic.pdf
https://catalog.tungsram.com/files/sheet/standard-spherical-clear-inc_510323_tu-25w-e27-240v-tu-spherical-clear-mih.pdf
https://catalog.tungsram.com/files/sheet/stick-t3-mini-10-000-hours_523066_ot-fle11tbx-t3-865-e14-tu-1-8t-10y-04.pdf
https://catalog.tungsram.com/files/sheet/tulox-psl-photosynthesis-light-tubular-clear_17108_lu750w-psl-t-e40.pdf
https://catalog.tungsram.com/files/sheet/halogen-linear_524920_ot-k9-c200w-240v-r7s-117mm-tu-tbl2-20mic.pdf
https://catalog.tungsram.com/files/sheet/standard-spherical-clear-inc_508099_tu-15w-e27-230v-tu-sph-cl-mih-1-10-100.pdf
https://catalog.tungsram.com/files/sheet/infrared-reflector-clear-inc_509699_tu-150r-ir-cl-e27-235-245v-tu-mih.pdf
https://catalog.tungsram.com/files/sheet/gls_524787_tu-42w-halo-a-cl-e27-240v-tu-bx-1-10.pdf
https://catalog.tungsram.com/files/sheet/mr16-ir-precise-constantcolor_79584_q30mr16hir-ccg10.pdf
https://catalog.tungsram.com/files/sheet/standard-spherical-clear-inc_508094_tu-40w-e27-230v-tu-sph-cl-mih-1-10-100.pdf
https://catalog.tungsram.com/files/sheet/spiral-t2-8-000-10-000-hours_523072_ot-fle12hlx-t2-827-e27-1-6t-tu-10y-01.pdf
https://catalog.tungsram.com/files/sheet/linear-quartz-heat_22838_tu-qh2500t3-cl-mih.pdf
https://catalog.tungsram.com/files/sheet/bx-d-2-pin-internal-starter_170233_fd-d18wf82.pdf
https://catalog.tungsram.com/files/sheet/stick-t3-mini-economy-6-000-hours_524413_ot-fle9dbx-t3-827-e27-bx-1-10-tu-6y-01.pdf
https://catalog.tungsram.com/files/sheet/aircraft_38535_1988-1-10-mih.pdf
https://catalog.tungsram.com/files/sheet/standard-reflector-r50-inc_509689_tu-25w-e14-230v-tu-r50s-mih.pdf
https://catalog.tungsram.com/files/sheet/halogen-linear-high-watt_509472_tu-50020-1000w-240v-r7s-189mm-tu-bx1-10.pdf
https://catalog.tungsram.com/files/sheet/pygmy-sewing-machine-inc_510494_tu-15w-b22-240v-sewm-tu-t25-pygmy-cl-mih.pdf
https://catalog.tungsram.com/files/sheet/stick-t3-mini-10-000-hours_523069_ot-fle20tbx-t3-827-e27-tu-1-8t-10y-04.pdf
https://catalog.tungsram.com/files/sheet/stick-t3-mini-economy-6-000-hours_524412_ot-fle9dbx-t3-827-e14-bx-1-10-tu-6y-01.pdf
https://catalog.tungsram.com/files/sheet/infrared-reflector-red-inc_509701_tu-150r-ir-ru-e27-235-245v-tu-mih.pdf
https://catalog.tungsram.com/files/sheet/low-voltage-capsule-transversal-filament_509500_tu-58590-5w-12v-g4-2000hr-tu-bx-1-20-mih.pdf
https://catalog.tungsram.com/files/sheet/standard-gls-clear-inc_516428_tu-15a1-cl-e27-230v-tu-a50-bx1-10-120mih.pdf
https://catalog.tungsram.com/files/sheet/other-gls-coloured-inc_521842_tu-25a1-gls-ye-e27-230v-a50-tu-1-10-120.pdf
https://catalog.tungsram.com/files/sheet/standard-reflector-r50-inc_510352_tu-40w-e14-230v-tu-r50s-mih-1-5-50.pdf
https://catalog.tungsram.com/files/sheet/arc-double-ended-rg-3_178150_tu-83190-hgmis-150w-d-tu-mih.pdf
https://catalog.tungsram.com/files/sheet/bx-s-2-pin-internal-starter_509986_tu-fd7-f84-g23-tu-mih.pdf
https://catalog.tungsram.com/files/sheet/rough-service-gls-frosted-inc_511841_tu-60w-b22-240v-tu-rs-fr-1-10-100-mih.pdf
https://catalog.tungsram.com/files/sheet/standard-reflector-r50-inc_510349_tu-40w-e14-240v-tu-r50s-be-mih-1-10-50.pdf
https://catalog.tungsram.com/files/sheet/standard-spherical-clear-inc_516787_tu-40-d1-cl-e14-230v-tu-1-10-100-mih.pdf
https://catalog.tungsram.com/files/sheet/halogen-linear_524897_ot-k9-c200w-240v-r7s-117mm-tu-bx1-10mic.pdf
https://catalog.tungsram.com/files/sheet/stick-t3-mini-economy-6-000-hours_524263_ot-fle11dbx-t3-827-e27-bx-1-10-tu-6y-01.pdf
https://catalog.tungsram.com/files/sheet/cermh-single-ended-mini_43273_cmh35-tc-uvc-u-830-g8-5-plus-1-12.pdf
https://catalog.tungsram.com/files/sheet/par38-reflector-energy-colour-inc_510377_tu-80w-e27-240v-tu-par38bl-fl-wm-mih1-10.pdf
https://catalog.tungsram.com/files/sheet/standard-reflector-r80-inc_510413_tu-60w-e27-230v-tu-disco-r80re-mih-1-25.pdf
https://catalog.tungsram.com/files/sheet/stick-t3-mini-10-000-hours_522935_ot-fle11tbx-t3-827-e27-tu-1-8t-10y-04.pdf
https://catalog.tungsram.com/files/sheet/spiral-t2-8-000-10-000-hours_522320_ot-fle20hlx-t2-865-e27-bx1-10-tu-8y-01.pdf
https://catalog.tungsram.com/files/sheet/standard-gls-clear-inc_516418_tu-25a1-cl-e27-240v-tu-a50-bx1-10-120mi.pdf
https://catalog.tungsram.com/files/sheet/cermh-single-ended-mini_26348_cmh35-tc-uvc-u-942-g8-5.pdf
https://catalog.tungsram.com/files/sheet/airfield-lighting_23857_tu-q6-6a-t4-5cl-mih.pdf
https://catalog.tungsram.com/files/sheet/twisted-candle-clear-inc_514310_tu-40tc1-cl-e14-230v-tu-1-10-100-mih.pdf
https://catalog.tungsram.com/files/sheet/standard-reflector-r80-inc_510415_tu-60w-e27-230v-tu-disco-r80bl-mih-1-25.pdf
https://catalog.tungsram.com/files/sheet/gls_524788_tu-70w-halo-a-cl-e27-240v-tu-bx-1-10.pdf
https://catalog.tungsram.com/files/sheet/standard-reflector-r39-inc_509688_tu-30w-e14-230v-tu-r39s-mih.pdf
https://catalog.tungsram.com/files/sheet/bx-s-2-pin-internal-starter_511236_tu-fd7-f865-2p-g23-tu-mih.pdf
https://catalog.tungsram.com/files/sheet/par38-reflector-standard-inc_510381_tu-150w-e27-230v-tu-par38-cl-fl-mih-1-10.pdf
https://catalog.tungsram.com/files/sheet/cermh-par-30_21682_cmh70-par30-uvc-830-e27-fl40.pdf
https://catalog.tungsram.com/files/sheet/stick-t3-mini-10-000-hours_523067_ot-fle15tbx-t3-827-e27-tu-1-8t-10y-04.pdf
https://catalog.tungsram.com/files/sheet/standard-candle-clear-inc_508132_tu-25w-e14-230v-tu-candle-cl-mih1-10-100.pdf
https://catalog.tungsram.com/files/sheet/mr16-start-closed_510513_ot-m258-exn-ec-50w-12v-bx-tu-1-20-mic.pdf
https://catalog.tungsram.com/files/sheet/standard-reflector-r39-inc_510348_tu-25w-e14-230v-tu-r39s-mih-1-10-100.pdf
https://catalog.tungsram.com/files/sheet/spherical_524794_tu-42w-halo-s-cl-e27-240v-tu-bx-1-10.pdf
https://catalog.tungsram.com/files/sheet/pygmy-freezer-inc_510500_tu-25w-e14-240v-tu-28mm-pyg-cl-mih-frid.pdf
https://catalog.tungsram.com/files/sheet/low-voltage-capsule-transversal-filament_509445_tu-56510-100w-12v-gy6-35tr-tu-bx1-20-mih.pdf
https://catalog.tungsram.com/files/sheet/tulox-psl-photosynthesis-light-tubular-clear_44306_lu750w-psl-t-e40-bulk-1-63.pdf
https://catalog.tungsram.com/files/sheet/bx-d-2-pin-internal-starter_195662_fd-d26wf865.pdf
https://catalog.tungsram.com/files/sheet/halogen-linear_524921_ot-k1-c330w-240v-r7s-117mm-tu-tbl2-20mic.pdf
https://catalog.tungsram.com/files/sheet/par38-reflector-energy-inc_510364_tu-120w-e27-240v-tu-par38flwmisermih1-10.pdf
https://catalog.tungsram.com/files/sheet/pygmy-freezer-inc_511607_tu-15we14-240v-tu-8mmpyg-cl1-10-100-frid.pdf
https://catalog.tungsram.com/files/sheet/coloured-reflector-r63-inc_510402_tu-40w-e27-230v-tu-disco-r63remih1-10-50.pdf
https://catalog.tungsram.com/files/sheet/par38-reflector-energy-colour-inc_510379_tu-80w-e27-240v-tu-par38ye-fl-wm-mih1-10.pdf
https://catalog.tungsram.com/files/sheet/reflector_524960_tu-28w-halo-r50-e14-230v-tu-bx-1-10.pdf
https://catalog.tungsram.com/files/sheet/tulox-standard-elliptical-diffuse_44057_lu400-d-40-mih.pdf
https://catalog.tungsram.com/files/sheet/linear-quartz-heat_22688_tu-qh1600t3-cl-230-mih.pdf
https://catalog.tungsram.com/files/sheet/pygmy-sewing-machine-inc_510495_tu-15w-b15-240v-sewm-tu-pygmy-cl-mih.pdf
https://catalog.tungsram.com/files/sheet/par38-reflector-energy-inc_510365_tu-120w-e27-240v-tu-par38spwmisermih1-10.pdf
https://catalog.tungsram.com/files/sheet/bx-s-2-pin-internal-starter_509984_tu-fd-9w-f82-g23-tu-mih.pdf
https://catalog.tungsram.com/files/sheet/spherical_524792_tu-28w-halo-s-cl-e14-240v-tu-bx-1-10.pdf
https://catalog.tungsram.com/files/sheet/pygmy-freezer-inc_509709_tu-25w-e14-230v-tu-28mm-pyg-cl-mih-frid.pdf
https://catalog.tungsram.com/files/sheet/cermh-single-ended-mini_26349_cmh70-tc-uvc-u-942-g8-5.pdf
https://catalog.tungsram.com/files/sheet/pygmy-freezer-inc_509705_tu-15w-e14-230v-tu-t25-pyg-cl-1-100frid.pdf
https://catalog.tungsram.com/files/sheet/stick-t3-mini-10-000-hours_522934_ot-fle11tbx-t3-827-e14-tu-1-8t-10y-04.pdf
https://catalog.tungsram.com/files/sheet/mr16-start-closed_510511_ot-m281-fmw-ec-35w-12v-bx-tu-1-20-mic.pdf
https://catalog.tungsram.com/files/sheet/krc-tubular-clear_178364_tu-83490-hgmif-400w-tu-mih.pdf
https://catalog.tungsram.com/files/sheet/airfield-lighting_23860_q6-6a-t4-dcr-v.pdf
https://catalog.tungsram.com/files/sheet/double-ended-quartz-lamps_38311_ett-1-24-mih.pdf
https://catalog.tungsram.com/files/sheet/standard-reflector-r95-inc_510358_tu-150w-e27-230v-tu-r95s-mih-1-15.pdf
https://catalog.tungsram.com/files/sheet/spiral-t2-8-000-10-000-hours_523076_ot-fle23hlx-t2-827-e27-1-6t-tu-8y-01.pdf
https://catalog.tungsram.com/files/sheet/cermh-par-30_26497_cmh20par30-uvc-830-e27-sp10.pdf
https://catalog.tungsram.com/files/sheet/airfield-lighting_11478_exl-30w-6-6av.pdf
https://catalog.tungsram.com/files/sheet/infrared-reflector-clear-inc_509702_tu-250r-ir-cl-e27-235-245v-tu-mih.pdf
https://catalog.tungsram.com/files/sheet/stick-t3-mini-economy-6-000-hours_524265_ot-fle20tbx-t3-827-e27-bx-1-10-tu-6y-01.pdf
https://catalog.tungsram.com/files/sheet/other-spherical-nightlight-inc_510276_tu-nightlight-b22-240v-tu-spher-gr-mih.pdf
https://catalog.tungsram.com/files/sheet/spiral-t2-8-000-10-000-hours_523073_ot-fle15hlx-t2-827-e27-1-6t-tu-10y-01.pdf
https://catalog.tungsram.com/files/sheet/par38-reflector-energy-colour-inc_511390_tu-120w-e27-240v-tu-p38ye-sp-wm-mih-1-10.pdf
https://catalog.tungsram.com/files/sheet/spiral-t3-8-000-hours_520551_ot-fle20hlx-t3-827-e27-bx-1-10-tu-8y-ts.pdf
https://catalog.tungsram.com/files/sheet/stick-t3-mini-economy-6-000-hours_524264_ot-fle15tbx-t3-827-e27-bx-1-10-tu-6y-01.pdf
https://catalog.tungsram.com/files/sheet/par38-reflector-energy-inc_510366_tu-80w-e27-240v-tu-par38flwmisermih1-10.pdf
https://catalog.tungsram.com/files/sheet/standard-spherical-clear-inc_516786_tu-25d1-cl-e14-230v-tu-1-10-100-mih.pdf
https://catalog.tungsram.com/files/sheet/standard-candle-clear-inc_510252_tu-25w-e14-230v-tu-candle-cl-mih-2pk.pdf
https://catalog.tungsram.com/files/sheet/linear-quartz-heat_22355_tu-qh1000t3-cl-mih.pdf
https://catalog.tungsram.com/files/sheet/linear-quartz-heat_13642_tu-q900t3-cl-hir-240v-mih.pdf
https://catalog.tungsram.com/files/sheet/par38-reflector-energy-inc_510361_tu-80w-e27-230v-tu-par38flwmisermih1-10.pdf
https://catalog.tungsram.com/files/sheet/arc-single-ended-rg-2_88654_arc150-830-g12-bx1-10-mih.pdf
https://catalog.tungsram.com/files/sheet/bx-s-2-pin-internal-starter_509983_tu-fd7-f82-g23-tu-mih.pdf
https://catalog.tungsram.com/files/sheet/other-gls-coloured-inc_521843_tu-25a1-gls-gr-e27-230v-a50-tu-1-10-120.pdf
https://catalog.tungsram.com/files/sheet/bx-d-2-pin-internal-starter_189883_fd-d26wf84.pdf
https://catalog.tungsram.com/files/sheet/pygmy-freezer-inc_509708_tu-15w-e14-24v-tu-26mm-pyg-cl-mih-frid.pdf
https://catalog.tungsram.com/files/sheet/linear-quartz-heat_21788_tu-qh500t3-cl-120v-mih.pdf
https://catalog.tungsram.com/files/sheet/bx-d-2-pin-internal-starter_170223_fdd13-f82-mih-10-pack.pdf
https://catalog.tungsram.com/files/sheet/pygmy-sewing-machine-inc_509707_tu-15w-b15-230v-sewm-tu-pygmy-clear-mih.pdf
https://catalog.tungsram.com/files/sheet/other-gls-coloured-inc_521839_tu-25a1-gls-bl-e27-230v-a50-tu-1-10-120.pdf
https://catalog.tungsram.com/files/sheet/infrared-reflector-red-inc_509715_tu-250r-ir-ru-e27-235-245v-tu-mih.pdf
https://catalog.tungsram.com/files/sheet/linear-quartz-heat_96753_qh-200w-230v-190mm-r7s.pdf
https://catalog.tungsram.com/files/sheet/candle_524790_tu-28w-halo-c-cl-e14-240v-tu-bx-1-10.pdf
https://catalog.tungsram.com/files/sheet/mr16-mains-alutech_516134_ot-q50mr16-230v-gu10-fl-tu-bx1-10-mic.pdf
https://catalog.tungsram.com/files/sheet/par38-reflector-standard-inc_510383_tu-150w-e27-240v-tu-par38cl-fl-mih-1-10.pdf
https://catalog.tungsram.com/files/sheet/linear-quartz-heat_14311_tu-q350t3-cl-hir-130v-mih.pdf
https://catalog.tungsram.com/files/sheet/spiral-t2-8-000-10-000-hours_522319_ot-fle15hlx-t2-865-e27-bx1-10-tu-8y-01.pdf
https://catalog.tungsram.com/files/sheet/mr16-mains-alutech_516969_ot-q35mr16-230v-gu10-fl-tu-bx1-10-mic.pdf
https://catalog.tungsram.com/files/sheet/linear-quartz-heat_13894_tu-q350t3-cl-hir-120v-mih.pdf
https://catalog.tungsram.com/files/sheet/jacketed-quartz-heat_20092_hh-451-1500w-ruby-230-240v.pdf
https://catalog.tungsram.com/files/sheet/linear-quartz-heat_22837_tu-qh2500t3-cl-7-mih.pdf
https://catalog.tungsram.com/files/sheet/other-spherical-nightlight-inc_510277_tu-nightlight-b22-240v-tu-spher-blue-mih.pdf
https://catalog.tungsram.com/files/sheet/reflector_524961_tu-42w-halo-r63-e27-230v-tu-bx-1-10.pdf
https://catalog.tungsram.com/files/sheet/standard-spherical-clear-inc_508095_tu-40w-e27-240v-tu-sph-cl-mih-1-10-100.pdf
https://catalog.tungsram.com/files/sheet/cermh-single-ended_43272_cmh35-t-uvc-u-830-g12-plus-1-12.pdf
https://catalog.tungsram.com/files/sheet/airfield-lighting_88525_im-t7bp.pdf
https://catalog.tungsram.com/files/sheet/arc-tubular-clear_177890_tu-83310-hgmi-250w-dh-e40-tu-mih.pdf
https://catalog.tungsram.com/files/sheet/par38-reflector-energy-colour-inc_510378_tu-80w-e27-240v-tu-par38gr-fl-wm-mih1-10.pdf
https://catalog.tungsram.com/files/sheet/low-voltage-capsule-transversal-filament_509447_tu-56540-tu-35w-gy6-35tr-tu-bx-1-20-mih.pdf
https://catalog.tungsram.com/files/sheet/spiral-t2-8-000-10-000-hours_523075_ot-fle20hlx-t2-865-e27-1-6t-tu-8y-01.pdf
https://catalog.tungsram.com/files/sheet/airfield-lighting_11482_exm-45w.pdf
https://catalog.tungsram.com/files/sheet/standard-reflector-r63-inc_509692_tu-60w-e27-230v-tu-r63s-mih.pdf
https://catalog.tungsram.com/files/sheet/csi-cid_88897_neon-hazard-beacon-98-4501.pdf
https://catalog.tungsram.com/files/sheet/standard-reflector-r50-inc_509690_tu-40w-e14-230v-tu-r50s-mih.pdf
https://catalog.tungsram.com/files/sheet/rough-service-gls-clear-inc_508102_tu-60a1-r-s-cl-e27-240v-tu-1-100-mih.pdf
https://catalog.tungsram.com/files/sheet/halogen-linear_524901_ot-k1-c330w-230v-r7s-117mm-tu-bx1-10mic.pdf
https://catalog.tungsram.com/files/sheet/stick-t3-mini-10-000-hours_523068_ot-fle15tbx-t3-865-e27-tu-1-8t-10y-04.pdf
https://catalog.tungsram.com/files/sheet/arc-double-ended-uvc_34530_arc70-uvc-730-td-rx7s.pdf
https://catalog.tungsram.com/files/sheet/halogen-linear_524898_ot-k1-c330w-240v-r7s-117mm-tu-bx1-10mic.pdf
https://catalog.tungsram.com/files/sheet/csi-cid_73084_mbi5000-l-h-photoprint-91-7491.pdf
https://catalog.tungsram.com/files/sheet/linear-quartz-heat_28126_qh2500mt3-cl-ht-r.pdf
https://catalog.tungsram.com/files/sheet/mr16-mains-alutech_516970_ot-q20mr16-230v-gu10-fl-tu-bx1-10-mic.pdf
https://catalog.tungsram.com/files/sheet/par38-reflector-standard-inc_510386_tu-100w-e27-230v-tu-par38cl-fl-mih-1-10.pdf
https://catalog.tungsram.com/files/sheet/cermh-par-20_26481_cmh20par20-uvc-830-e27-fl25.pdf
https://catalog.tungsram.com/files/sheet/candle_524791_tu-42w-halo-c-cl-e14-240v-tu-bx-1-10.pdf
https://catalog.tungsram.com/files/sheet/cermh-par-30_21683_cmh70-par30-uvc-830-e27-sp15.pdf
https://catalog.tungsram.com/files/sheet/halogen-linear_524917_ot-k1-c330w-230v-r7s-117mm-tu-bl1-10mic.pdf
https://catalog.tungsram.com/files/sheet/tulox-standard-elliptical-diffuse_44052_lu250-d-40-mih.pdf
https://catalog.tungsram.com/files/sheet/halogen-linear-high-watt_509475_tu-50030-1500w-240v-r7s-254mm-tu-bx1-10.pdf
https://catalog.tungsram.com/files/sheet/sportlight-tubular-clear_178615_tu-83720-hgmi-2000w-d1-tu-mih.pdf
https://catalog.tungsram.com/files/sheet/stick-t3-mini-economy-6-000-hours_524262_ot-fle11dbx-t3-827-e14-bx-1-10-tu-6y-01.pdf
https://catalog.tungsram.com/files/sheet/arc-double-ended-coloured_12181_arc150-uvc-td-green-rx7s-24.pdf
https://catalog.tungsram.com/files/sheet/low-voltage-capsule-transversal-filament_509452_tu-56040-20w-12v-g4tr-2000h-tu-bx-1-20.pdf
https://catalog.tungsram.com/files/sheet/linear-quartz-heat_22875_tu-qh3800t3-cl-mih.pdf
https://catalog.tungsram.com/files/sheet/airfield-lighting_80586_q6-6a200pk30d-m.pdf
https://catalog.tungsram.com/files/sheet/coloured-reflector-r63-inc_510403_tu-40w-e27-230v-tu-disco-r63grmih1-10-50.pdf
https://catalog.tungsram.com/files/sheet/bx-d-2-pin-internal-starter_170263_fd-d18wf83.pdf
https://catalog.tungsram.com/files/sheet/twisted-candle-t2-6-000-hours_61534_ot-fle5twstcdl-op827-e14-bl1-10-ge-6y-02.pdf
https://catalog.tungsram.com/files/sheet/arc-elliptical-diffuse_32666_arc250-d-vbu-960-e40.pdf
https://catalog.tungsram.com/files/sheet/standard-candle-clear-inc_508135_tu-40w-e14-230v-tu-candle-cl-mih1-10-100.pdf
https://catalog.tungsram.com/files/sheet/krc-elliptical-diffuse_16872_krc400-d-vbu-740-e40.pdf
https://catalog.tungsram.com/files/sheet/germicidal-t6-biax_40704_gbx18-uvc-2g11.pdf
https://catalog.tungsram.com/files/sheet/standard-reflector-r80-inc_510356_tu-60w-e27-240v-tu-r80s-be-mih-1-25.pdf
https://catalog.tungsram.com/files/sheet/aircraft_28011_1958-1-10-mih.pdf
https://catalog.tungsram.com/files/sheet/bx-s-2-pin-internal-starter_510491_tu-fd11-f84-g23-tu-mih.pdf
https://catalog.tungsram.com/files/sheet/par38-reflector-energy-inc_510368_tu-80w-e27-240v-tu-par38spwmisermih1-10.pdf
https://catalog.tungsram.com/files/sheet/par38-reflector-energy-colour-inc_511387_tu-120w-e27-240v-tu-p38-re-sp-wm-mih1-10.pdf
https://catalog.tungsram.com/files/sheet/airfield-lighting_26930_tu-q6-6a-t2-1-21cl-bulk-mih.pdf
https://catalog.tungsram.com/files/sheet/other-gls-coloured-inc_521841_tu-25a1-gls-red-e27-230v-a50-tu-1-10-120.pdf
https://catalog.tungsram.com/files/sheet/bx-d-2-pin-internal-starter_189873_tu-fdd-18-f84-g24d2-mih.pdf
https://catalog.tungsram.com/files/sheet/par38-reflector-energy-colour-inc_511388_tu-120w-e27-240v-tu-p38gr-sp-wm-mih-1-10.pdf
https://catalog.tungsram.com/files/sheet/cermh-supermini_40399_cmh20-t-uvc-830-gu6-5.pdf
https://catalog.tungsram.com/files/sheet/cermh-single-ended-mini_39858_cmh20-tc-uvc-830-g8-5-plus.pdf
https://catalog.tungsram.com/files/sheet/cermh-par-30_21689_cmh35-par30-uvc-830-e27-sp10.pdf
https://catalog.tungsram.com/files/sheet/double-ended-quartz-lamps_30325_fad-q650t4-cl-p2-6.pdf
https://catalog.tungsram.com/files/sheet/airfield-lighting_33279_q6-6a-par56-3-v.pdf
https://catalog.tungsram.com/files/sheet/standard-reflector-r63-inc_509691_tu-40w-e27-230v-tu-r63s-mih.pdf
https://catalog.tungsram.com/files/sheet/cermh-single-ended_20014_cmh150-t-uvc-u-942-g12.pdf
https://catalog.tungsram.com/files/sheet/cermh-par-30_26518_cmh20par30-uvc-830-e27-fl25.pdf
https://catalog.tungsram.com/files/sheet/germicidal-t6-biax_40705_gbx36-uvc-2g11.pdf
https://catalog.tungsram.com/files/sheet/standard-reflector-r80-inc_510416_tu-60w-e27-230v-tu-disco-r80gr-mih-1-25.pdf
https://catalog.tungsram.com/files/sheet/standard-gls-clear-inc_524824_tu-60a1-cl-e27-230v-tu-a50-bx1-10-60mih.pdf
https://catalog.tungsram.com/files/sheet/bx-s-2-pin-internal-starter_511237_tu-fd9-f865-2p-g23-tu-mih.pdf
https://catalog.tungsram.com/files/sheet/linear-quartz-heat_14335_tu-q900t3-cl-hir-277v-mih.pdf
https://catalog.tungsram.com/files/sheet/bx-d-2-pin-internal-starter_189862_fdd13-f84-mih-10pack.pdf
https://catalog.tungsram.com/files/sheet/mr16-ir-precise-constantcolor_79585_q30mr16hir-ccg24.pdf
https://catalog.tungsram.com/files/sheet/gls_524786_tu-28w-halo-a-cl-e27-240v-tu-bx-1-10.pdf
https://catalog.tungsram.com/files/sheet/rough-service-gls-clear-inc_510446_tu-100w-e27-230v-tu-rs-cl-1-20-mih.pdf
https://catalog.tungsram.com/files/sheet/tulox-psl-photosynthesis-light-tubular-clear_43437_lu400v-750w-psl-t-2-e40-bulk-1-63.pdf
https://catalog.tungsram.com/files/sheet/linear-quartz-heat_10872_tu-qh3650t3-cl-5-mih.pdf
https://catalog.tungsram.com/files/sheet/linear-quartz-heat_12716_tu-qh2mt3-cl-ht-r-mih.pdf
https://catalog.tungsram.com/files/sheet/bx-d-2-pin-internal-starter_195680_fd-d18wf865.pdf
https://catalog.tungsram.com/files/sheet/standard-reflector-r80-inc_510355_tu-100w-e27-240v-tu-r80s-mih-1-25.pdf
https://catalog.tungsram.com/files/sheet/infrared-reflector-satin-inc_509700_tu-150r-ir-sa-e27-235-245v-tu-mih.pdf
https://catalog.tungsram.com/files/sheet/standard-spherical-clear-inc_508092_tu-25w-e27-230v-tu-sph-cl-mih-1-10-100.pdf
https://catalog.tungsram.com/files/sheet/cermh-single-ended_20013_cmh70-t-uvc-u-942-g12.pdf
https://catalog.tungsram.com/files/sheet/halogen-linear-high-watt_509473_tu-50020-1000w-230v-r7s-189mm-tu-bx1-10.pdf
https://catalog.tungsram.com/files/sheet/linear-quartz-heat_89375_qh2-5mt3ht-r-230.pdf
https://catalog.tungsram.com/files/sheet/par38-reflector-energy-colour-inc_510375_tu-80w-e27-230v-tu-par38ye-fl-wm-mih1-10.pdf
https://catalog.tungsram.com/files/sheet/cermh-double-ended_38698_cmh70-td-uvc-942-rx7s.pdf
https://catalog.tungsram.com/files/sheet/linear-quartz-heat_18668_tu-qh2mt3-cl-vb-mih.pdf
https://catalog.tungsram.com/files/sheet/halogen-linear_524900_ot-k9-c200w-230v-r7s-117mm-tu-bx1-10mic.pdf
https://catalog.tungsram.com/files/sheet/bx-d-2-pin-internal-starter_195630_tu-fdd-13w-f865-2p-tu-mih.pdf
https://catalog.tungsram.com/files/sheet/low-voltage-capsule-transversal-filament_509501_tu-58600-10w-12v-g4-2000hr-tu-bx-1-20mih.pdf
https://catalog.tungsram.com/files/sheet/halogen-linear_524916_ot-k1-c330w-240v-r7s-117mm-tu-bl1-10mic.pdf
https://catalog.tungsram.com/files/sheet/cermh-single-ended_92141_cmh35-t-uvc-u-942-g12.pdf
https://catalog.tungsram.com/files/sheet/spiral-t3-8-000-hours_520550_ot-fle11hlx-t3-827-e27-bx-1-10-tu-8y-ts.pdf
https://catalog.tungsram.com/files/sheet/standard-candle-clear-inc_508131_tu-15w-e14-230v-tu-candle-cl-mih1-10-100.pdf
https://catalog.tungsram.com/files/sheet/stick-t3-mini-economy-6-000-hours_524414_ot-fle23tbx-t3-827-e27-bx-1-10-tu-6y-01.pdf
https://catalog.tungsram.com/files/sheet/standard-reflector-r63-inc_510354_tu-40w-e27-240v-tu-r63s-be-mih-1-10-50.pdf
https://catalog.tungsram.com/files/sheet/spherical_524793_tu-42w-halo-s-cl-e14-240v-tu-bx-1-10.pdf
https://catalog.tungsram.com/files/sheet/standard-reflector-r80-inc_509693_tu-40w-e27-230v-tu-r80s-mih.pdf
https://catalog.tungsram.com/files/sheet/standard-reflector-r80-inc_509695_tu-75w-e27-230v-tu-r80s-mih.pdf
https://catalog.tungsram.com/files/sheet/bx-s-2-pin-internal-starter_509987_tu-fd11f82-g23-tu-mih.pdf
https://catalog.tungsram.com/files/sheet/krc-tubular-clear_178074_tu-83510-hgmif-400w-dh-tu-mih.pdf
https://catalog.tungsram.com/files/sheet/standard-gls-clear-inc_516419_tu-40a1-cl-e27-240v-tu-a50-bx1-10-120mih.pdf
https://catalog.tungsram.com/files/sheet/spiral-t2-8-000-10-000-hours_523074_ot-fle20hlx-t2-827-e27-1-6t-tu-8y-01.pdf
https://catalog.tungsram.com/files/sheet/bx-s-2-pin-internal-starter_509985_tu-fd-9w-f84-g23-tu-mih.pdf
https://catalog.tungsram.com/files/sheet/airfield-lighting_15482_q20a-par56-c-v.pdf
https://catalog.tungsram.com/files/sheet/rough-service-gls-clear-inc_508101_tu-100a1-r-s-cl-e27-240v-tu-1-100-mih.pdf
https://catalog.tungsram.com/files/sheet/bx-d-2-pin-internal-starter_190373_fd-d26wf82.pdf
https://catalog.tungsram.com/files/sheet/cermh-mr16_40401_cmh20-mr16-uvc-830-gx10-fl.pdf
https://catalog.tungsram.com/files/sheet/cermh-mr16_88659_cmh35-mr16-uvc-930-gx10-fl-bx1-12.pdf
https://catalog.tungsram.com/files/sheet/par38-reflector-energy-colour-inc_511389_tu-120w-e27-240v-tu-p38bl-sp-wm-mih-1-10.pdf
https://catalog.tungsram.com/files/sheet/standard-gls-frosted-soft-inc_517753_tu-150a65-fr-b22-230v-tu-1-20-mih.pdf
https://catalog.tungsram.com/files/sheet/standard-gls-clear-inc_517752_tu-150a65-cl-e27-230v-tu-1-20-mih.pdf
https://catalog.tungsram.com/files/sheet/standard-gls-frosted-soft-inc_517194_tu-100a1-f-b22-240vtu-a50-bx1-10-120mih.pdf
https://catalog.tungsram.com/files/sheet/standard-gls-frosted-soft-inc_517191_tu-40a1-f-b22-240v-tu-a50-bx1-10-120mih.pdf
https://catalog.tungsram.com/files/sheet/standard-gls-clear-inc_517187_tu-60a1-cl-b22-240v-tu-a50-bx1-10-120mih.pdf
https://catalog.tungsram.com/files/sheet/standard-spherical-frosted-opal-inc_517096_tu-40-d1-f-e14-240v-tu-1-10-100-mih.pdf
https://catalog.tungsram.com/files/sheet/standard-spherical-frosted-opal-inc_517088_tu-60-d1-f-e14-230v-tu-1-10-100-mih.pdf
https://catalog.tungsram.com/files/sheet/standard-spherical-frosted-opal-inc_516788_tu-40-d1-f-e14-230v-tu-1-10-100-mih.pdf
https://catalog.tungsram.com/files/sheet/standard-spherical-clear-inc_516779_tu-60-d1-cl-e14-230v-tu-1-10-100-mih.pdf
https://catalog.tungsram.com/files/sheet/standard-gls-frosted-soft-inc_516743_tu-100a1-f-b22-230vtu-a50-bx1-10-120mih.pdf
https://catalog.tungsram.com/files/sheet/standard-gls-frosted-soft-inc_516741_tu-60a1-f-b22-230v-tu-a50-bx1-10-120mih.pdf
https://catalog.tungsram.com/files/sheet/standard-gls-clear-inc_516738_tu-100a1-cl-b22-230vtu-a50-bx1-10-120mih.pdf
https://catalog.tungsram.com/files/sheet/standard-gls-frosted-soft-inc_516434_tu-100a1-f-e27-230vtu-a50-bx1-10-120mih.pdf
https://catalog.tungsram.com/files/sheet/standard-gls-frosted-soft-inc_516433_tu-75a1-f-e27-230v-tu-a50-bx1-10-120mih.pdf
https://catalog.tungsram.com/files/sheet/standard-gls-frosted-soft-inc_516432_tu-60a1-f-e27-230v-tu-a50-bx1-10-120mih.pdf
https://catalog.tungsram.com/files/sheet/standard-gls-frosted-soft-inc_516431_tu-40a1-f-e27-230v-tu-a50-bx1-10-120mih.pdf
https://catalog.tungsram.com/files/sheet/standard-gls-frosted-soft-inc_516430_tu-25a1-f-e27-230v-tu-a50-bx1-10-120mih.pdf
https://catalog.tungsram.com/files/sheet/standard-gls-frosted-soft-inc_516427_tu-100a1-f-e27-240vtu-a50-bx1-10-120mih.pdf
https://catalog.tungsram.com/files/sheet/standard-gls-frosted-soft-inc_516426_tu-75a1-f-e27-240v-tu-a50-bx1-10-120mih.pdf
https://catalog.tungsram.com/files/sheet/standard-gls-frosted-soft-inc_516424_tu-40a1-f-e27-240v-tu-a50-bx1-10-120mih.pdf
https://catalog.tungsram.com/files/sheet/standard-gls-frosted-soft-inc_516423_tu-25a1-f-e27-240v-tu-a50-bx1-10-120mih.pdf
https://catalog.tungsram.com/files/sheet/standard-gls-clear-inc_508104_tu-300a1-gls-90-cl-e27-230v-tu-1-16-mih.pdf
https://catalog.tungsram.com/files/sheet/standard-spherical-frosted-opal-inc_508098_tu-60w-e27-230v-tu-sph-fr-mih-1-10-100.pdf
https://catalog.tungsram.com/files/sheet/standard-spherical-clear-inc_508097_tu-60w-e27-230v-tu-sph-cl-mih-1-10-100.pdf
https://catalog.tungsram.com/files/sheet/standard-spherical-frosted-opal-inc_508096_tu-40w-e27-230v-tu-sph-fr-mih-1-10-100.pdf
https://catalog.tungsram.com/files/sheet/standard-spherical-frosted-opal-inc_508093_tu-25w-e27-230v-tu-sph-fr-mih-1-10-100.pdf
https://catalog.tungsram.com/files/sheet/standard-spherical-clear-inc_164683_tu-60w-e27-120-125v-tu-spher-clear-mih.pdf
https://catalog.tungsram.com/files/sheet/standard-gls-clear-inc_516422_tu-100a1-cl-e27-240vtu-a50-bx1-10-120mih.pdf
https://catalog.tungsram.com/files/sheet/standard-gls-clear-inc_516421_tu-75a1-cl-e27-240v-tu-a50-bx1-10-120mih.pdf
https://catalog.tungsram.com/files/sheet/standard-gls-clear-inc_516420_tu-60a1-cl-e27-240v-tu-a50-bx1-10-120mih.pdf
https://catalog.tungsram.com/files/sheet/standard-gls-clear-inc_515857_tu-75a1-cl-e27-230v-tu-a50-bx1-10-120mih.pdf
https://catalog.tungsram.com/files/sheet/standard-gls-clear-inc_515849_tu-100a1-cl-e27-230vtu-a50-bx1-10-120mih.pdf
https://catalog.tungsram.com/files/sheet/standard-candle-frosted-opal-inc_514554_tu-60c1-fr-e27-230v-tu-bx1-10-100-mih.pdf
https://catalog.tungsram.com/files/sheet/standard-gls-frosted-soft-inc_510598_tu-60w-b22-240v-tu-soft-mih.pdf
https://catalog.tungsram.com/files/sheet/standard-gls-frosted-soft-inc_510595_tu-100w-b22-230v-tu-soft-mih.pdf
https://catalog.tungsram.com/files/sheet/krypton-frosted-opal-soft-inc_510570_tu-60w-e27-240v-tu-supba-1-10-100bxmih55.pdf
https://catalog.tungsram.com/files/sheet/standard-spherical-frosted-opal-inc_510528_tu-60w-e27-230v-tu-sphr-soft-1-10-100mih.pdf
https://catalog.tungsram.com/files/sheet/standard-gls-frosted-soft-inc_510437_tu-200w-b22-230v-tu-gls-80fr-1-20-mih.pdf
https://catalog.tungsram.com/files/sheet/standard-spherical-clear-inc_510342_tu-60w-e27-240v-tu-spherical-clear-mih.pdf
https://catalog.tungsram.com/files/sheet/standard-spherical-frosted-opal-inc_510331_tu-40w-e27-240v-tu-spherical-frosted-mih.pdf
https://catalog.tungsram.com/files/sheet/standard-spherical-frosted-opal-inc_510328_tu-40w-b22-230v-tu-sph-fr-1-10-100-mih.pdf
https://catalog.tungsram.com/files/sheet/other-spherical-nightlight-inc_510275_tu-nightlight-b22-240v-tu-spher-fr-mih.pdf
https://catalog.tungsram.com/files/sheet/other-spherical-nightlight-inc_510274_tu-nightlight-e27-230v-tu-spher-fr-mih.pdf
https://catalog.tungsram.com/files/sheet/other-spherical-nightlight-inc_510271_tu-nightlight-b22-240v-tu-spher-opal-mih.pdf
https://catalog.tungsram.com/files/sheet/standard-candle-clear-inc_510256_tu-60w-e14-240v-tu-candle-clear-mih.pdf
https://catalog.tungsram.com/files/sheet/standard-candle-frosted-opal-inc_510237_tu-60w-e14-240v-tu-candle-frosted-mih.pdf
https://catalog.tungsram.com/files/sheet/standard-gls-frosted-soft-inc_509638_tu-60w-e27-230v-tu-soft-mih.pdf
https://catalog.tungsram.com/files/sheet/standard-gls-frosted-soft-inc_509636_tu-100w-e27-230v-tu-soft-mih.pdf
https://catalog.tungsram.com/files/sheet/standard-gls-frosted-soft-inc_509635_tu-75w-e27-230v-tu-soft-mih.pdf
https://catalog.tungsram.com/files/sheet/standard-gls-frosted-soft-inc_509634_tu-40w-e27-230v-tu-soft-mih.pdf
https://catalog.tungsram.com/files/sheet/standard-candle-frosted-opal-inc_509596_tu-60w-e14-230v-tu-can-opmihpcod1-10-100.pdf
https://catalog.tungsram.com/files/sheet/standard-candle-frosted-opal-inc_509595_tu-40w-e14-230v-tu-can-opmihpcod1-10-100.pdf
https://catalog.tungsram.com/files/sheet/standard-spherical-frosted-opal-inc_508181_tu-40w-e27-230v-tu-sph-soft-mih-1-10-100.pdf
https://catalog.tungsram.com/files/sheet/standard-spherical-frosted-opal-inc_508177_tu-40w-e27-230v-tu-spher-op-mih-1-10-100.pdf
https://catalog.tungsram.com/files/sheet/standard-candle-frosted-opal-inc_508139_tu-60w-e14-230v-tu-candle-fr-mih1-10-100.pdf
https://catalog.tungsram.com/files/sheet/standard-candle-clear-inc_508138_tu-60w-e14-230v-tu-candle-cl-mih1-10-100.pdf
https://catalog.tungsram.com/files/sheet/standard-candle-clear-inc_508137_tu-40w-e14-230v-tu-candle-fr-mih1-10-100.pdf
https://catalog.tungsram.com/files/sheet/standard-candle-clear-inc_508134_tu-25w-e14-230v-tu-candle-fr-mih1-10-100.pdf
https://catalog.tungsram.com/files/sheet/standard-gls-clear-inc_508108_tu-300a1-gls-90-cl-e40-230v-tu-1-16-mih.pdf
https://catalog.tungsram.com/files/sheet/standard-gls-clear-inc_508107_tu-200a1-gls-80-cl-e27-230v-tu-1-25-mih.pdf
https://catalog.tungsram.com/files/sheet/standard-gls-clear-inc_508106_tu-200a1-gls-80-cl-e27-240v-tu-1-25-mih.pdf
https://catalog.tungsram.com/files/sheet/standard-gls-frosted-soft-inc_508105_tu-200a1-gls-80-fr-e27-230v-tu-1-25-mih.pdf
https://catalog.tungsram.com/files/sheet/krc-tubular-clear_30052_krc400-t-h-960-e40.pdf
https://catalog.tungsram.com/files/sheet/arc-tubular-clear_42369_arc400-t-h-742-e40-1-12.pdf
https://catalog.tungsram.com/files/sheet/arc-tubular-clear_42357_arc250-t-h-742-e40-1-12.pdf
https://catalog.tungsram.com/files/sheet/cermh-double-ended_38692_cmh150-td-uvc-942-rx7s-24.pdf
https://catalog.tungsram.com/files/sheet/arc-double-ended-uvc_34535_arc150-uvc-td-742-rx7s-24.pdf
https://catalog.tungsram.com/files/sheet/arc-double-ended-uvc_34536_arc70-uvc-td-742-rx7s.pdf
https://catalog.tungsram.com/files/sheet/tulox-standard-tubular-clear_46221_lu-70-90-mo-t-e27-1-25-mih.pdf
https://catalog.tungsram.com/files/sheet/tulox-standard-tubular-clear_44244_lu150-100-t-40.pdf
https://catalog.tungsram.com/files/sheet/sportlight-tubular-clear_88882_spl1000-t-h-960-e40-1-4.pdf
https://catalog.tungsram.com/files/sheet/cermh-tubular-clear_10589_cmh250-t-u-830-e40.pdf
https://catalog.tungsram.com/files/sheet/cermh-tubular-clear_92478_cmh100-tt-uvc-830-e40.pdf
https://catalog.tungsram.com/files/sheet/tulox-xo-tubular-clear_93375_lu70-90-xo-t12-27.pdf
https://catalog.tungsram.com/files/sheet/tulox-xo-elliptical-diffuse_45696_lu-50-85-xo-d-e27-1-12.pdf
https://catalog.tungsram.com/files/sheet/tulox-xo-elliptical-diffuse_93380_lu150-100-xo-d-40.pdf
https://catalog.tungsram.com/files/sheet/tulox-xo-tubular-clear_93376_lu100-100-xo-t-40.pdf
https://catalog.tungsram.com/files/sheet/tulox-xo-elliptical-diffuse_93379_lu100-100-xo-d-40.pdf
https://catalog.tungsram.com/files/sheet/tulox-xo-tubular-clear_93269_lu400-xo-t-40.pdf
https://catalog.tungsram.com/files/sheet/tulox-xo-tubular-clear_93378_lu250-xo-t-40.pdf
https://catalog.tungsram.com/files/sheet/tulox-xo-tubular-clear_93377_lu150-100-xo-t-40.pdf
https://catalog.tungsram.com/files/sheet/cermh-double-ended_36910_cmh70-td-uvc-830-rx7s.pdf
https://catalog.tungsram.com/files/sheet/cermh-single-ended_20012_cmh150-t-uvc-u-830-g12.pdf
https://catalog.tungsram.com/files/sheet/cermh-tubular-clear_13067_cmh400-tt-uvc-u-830-e40.pdf
https://catalog.tungsram.com/files/sheet/mariner-clip_93120842_tung-mariner-cl-g1-5-51w-865-d-ds.pdf
https://catalog.tungsram.com/files/sheet/mariner-clip_93120841_tung-mariner-cl-g1-5-30w-865-d-ds.pdf
https://catalog.tungsram.com/files/sheet/mariner-clip_93120840_tung-mariner-cl-g1-4-32w-865-d-ds.pdf
https://catalog.tungsram.com/files/sheet/mariner-clip_93120839_tung-mariner-cl-g1-4-21w-865-d-ds.pdf
https://catalog.tungsram.com/files/sheet/mariner-clip_93120838_tung-mariner-cl-g1-5-50w-865-s-ds.pdf
https://catalog.tungsram.com/files/sheet/mariner-clip_93120837_tung-mariner-cl-g1-5-31w-865-s-ds.pdf
https://catalog.tungsram.com/files/sheet/mariner-clip_93120533_tung-mariner-cl-g1-4-36w-865-s-ds.pdf
https://catalog.tungsram.com/files/sheet/mariner-clip_93120836_tung-mariner-cl-g1-4-33w-865-s-ds.pdf
https://catalog.tungsram.com/files/sheet/mariner-clip_93120835_tung-mariner-cl-g1-4-22w-865-s-ds.pdf
https://catalog.tungsram.com/files/sheet/tungsram-auriso_tbd_aur-2s60-850-u8-rfm-st.pdf
https://catalog.tungsram.com/files/sheet/tungsram-auriso_tbd_aur-2s60-840-u8-rfm-st.pdf
https://catalog.tungsram.com/files/sheet/tungsram-auriso_tbd_aur-2s60-830-u8-rfm-st.pdf
https://catalog.tungsram.com/files/sheet/tungsram-auriso_tbd_aur-2s60-750-u8-rfm-st.pdf
https://catalog.tungsram.com/files/sheet/tungsram-auriso_tbd_aur-2s60-740-u8-rfm-st.pdf
https://catalog.tungsram.com/files/sheet/tungsram-auriso_tbd_aur-2s60-730-u8-rfm-st.pdf
https://catalog.tungsram.com/files/sheet/tungsram-auriso_tbd_aur-2s60-850-u6-rfm-st.pdf
https://catalog.tungsram.com/files/sheet/tungsram-auriso_tbd_aur-2s60-840-u6-rfm-st.pdf
https://catalog.tungsram.com/files/sheet/tungsram-auriso_tbd_aur-2s60-830-u6-rfm-st.pdf
https://catalog.tungsram.com/files/sheet/tungsram-auriso_tbd_aur-2s60-750-u6-rfm-st.pdf
https://catalog.tungsram.com/files/sheet/tungsram-auriso_tbd_aur-2s60-740-u6-rfm-st.pdf
https://catalog.tungsram.com/files/sheet/tungsram-auriso_tbd_aur-2s60-730-u6-rfm-st.pdf
https://catalog.tungsram.com/files/sheet/tungsram-auriso_tbd_aur-2s60-850-u4-rfm-st.pdf
https://catalog.tungsram.com/files/sheet/tungsram-auriso_tbd_aur-2s60-840-u4-rfm-st.pdf
https://catalog.tungsram.com/files/sheet/tungsram-auriso_tbd_aur-2s60-830-u4-rfm-st.pdf
https://catalog.tungsram.com/files/sheet/tungsram-auriso_tbd_aur-2s60-750-u4-rfm-st.pdf
https://catalog.tungsram.com/files/sheet/tungsram-auriso_tbd_aur-2s60-740-u4-rfm-st.pdf
https://catalog.tungsram.com/files/sheet/tungsram-auriso_tbd_aur-2s60-730-u4-rfm-st.pdf
https://catalog.tungsram.com/files/sheet/tungsram-auriso_tbd_aur-2s60-850-l9-rfm-st.pdf
https://catalog.tungsram.com/files/sheet/tungsram-auriso_tbd_aur-2s60-840-l9-rfm-st.pdf
https://catalog.tungsram.com/files/sheet/tungsram-auriso_tbd_aur-2s60-830-l9-rfm-st.pdf
https://catalog.tungsram.com/files/sheet/tungsram-auriso_tbd_aur-2s60-750-l9-rfm-st.pdf
https://catalog.tungsram.com/files/sheet/tungsram-auriso_tbd_aur-2s60-740-l9-rfm-st.pdf
https://catalog.tungsram.com/files/sheet/tungsram-auriso_tbd_aur-2s60-730-l9-rfm-st.pdf
https://catalog.tungsram.com/files/sheet/tungsram-auriso_tbd_aur-2s60-850-l6-rfm-st.pdf
https://catalog.tungsram.com/files/sheet/tungsram-auriso_tbd_aur-2s60-840-l6-rfm-st.pdf
https://catalog.tungsram.com/files/sheet/tungsram-auriso_tbd_aur-2s60-830-l6-rfm-st.pdf
https://catalog.tungsram.com/files/sheet/tungsram-auriso_tbd_aur-2s60-750-l6-rfm-st.pdf
https://catalog.tungsram.com/files/sheet/tungsram-auriso_tbd_aur-2s60-740-l6-rfm-st.pdf
https://catalog.tungsram.com/files/sheet/tungsram-auriso_tbd_aur-2s60-730-l6-rfm-st.pdf
https://catalog.tungsram.com/files/sheet/tungsram-auriso_tbd_aur-2s60-850-l3-rfm-st.pdf
https://catalog.tungsram.com/files/sheet/tungsram-auriso_tbd_aur-2s60-840-l3-rfm-st.pdf
https://catalog.tungsram.com/files/sheet/tungsram-auriso_tbd_aur-2s60-830-l3-rfm-st.pdf
https://catalog.tungsram.com/files/sheet/tungsram-auriso_tbd_aur-2s60-750-l3-rfm-st.pdf
https://catalog.tungsram.com/files/sheet/tungsram-auriso_tbd_aur-2s60-740-l3-rfm-st.pdf
https://catalog.tungsram.com/files/sheet/tungsram-auriso_tbd_aur-2s60-730-l3-rfm-st.pdf
https://catalog.tungsram.com/files/sheet/tungsram-auriso_tbd_aur-2s60-850-d1-rfm-st.pdf
https://catalog.tungsram.com/files/sheet/tungsram-auriso_tbd_aur-2s60-840-d1-rfm-st.pdf
https://catalog.tungsram.com/files/sheet/tungsram-auriso_tbd_aur-2s60-830-d1-rfm-st.pdf
https://catalog.tungsram.com/files/sheet/tungsram-auriso_tbd_aur-2s60-750-d1-rfm-st.pdf
https://catalog.tungsram.com/files/sheet/tungsram-auriso_tbd_aur-2s60-740-d1-rfm-st.pdf
https://catalog.tungsram.com/files/sheet/tungsram-auriso_tbd_aur-2s60-730-d1-rfm-st.pdf
https://catalog.tungsram.com/files/sheet/tungsram-auriso_tbd_aur-2s60-850-c1-rfm-st.pdf
https://catalog.tungsram.com/files/sheet/tungsram-auriso_tbd_aur-2s60-840-c1-rfm-st.pdf
https://catalog.tungsram.com/files/sheet/tungsram-auriso_tbd_aur-2s60-830-c1-rfm-st.pdf
https://catalog.tungsram.com/files/sheet/tungsram-auriso_tbd_aur-2s60-750-c1-rfm-st.pdf
https://catalog.tungsram.com/files/sheet/tungsram-auriso_tbd_aur-2s60-740-c1-rfm-st.pdf
https://catalog.tungsram.com/files/sheet/tungsram-auriso_tbd_aur-2s60-730-c1-rfm-st.pdf
https://catalog.tungsram.com/files/sheet/tungsram-auriso_tbd_aur-2s55-850-u8-rfm-st.pdf
https://catalog.tungsram.com/files/sheet/tungsram-auriso_tbd_aur-2s55-840-u8-rfm-st.pdf
https://catalog.tungsram.com/files/sheet/tungsram-auriso_tbd_aur-2s55-830-u8-rfm-st.pdf
https://catalog.tungsram.com/files/sheet/tungsram-auriso_tbd_aur-2s55-750-u8-rfm-st.pdf
https://catalog.tungsram.com/files/sheet/tungsram-auriso_tbd_aur-2s55-740-u8-rfm-st.pdf
https://catalog.tungsram.com/files/sheet/tungsram-auriso_tbd_aur-2s55-730-u8-rfm-st.pdf
https://catalog.tungsram.com/files/sheet/tungsram-auriso_tbd_aur-2s55-850-u6-rfm-st.pdf
https://catalog.tungsram.com/files/sheet/tungsram-auriso_tbd_aur-2s55-840-u6-rfm-st.pdf
https://catalog.tungsram.com/files/sheet/tungsram-auriso_tbd_aur-2s55-830-u6-rfm-st.pdf
https://catalog.tungsram.com/files/sheet/tungsram-auriso_tbd_aur-2s55-750-u6-rfm-st.pdf
https://catalog.tungsram.com/files/sheet/tungsram-auriso_tbd_aur-2s55-740-u6-rfm-st.pdf
https://catalog.tungsram.com/files/sheet/tungsram-auriso_tbd_aur-2s55-730-u6-rfm-st.pdf
https://catalog.tungsram.com/files/sheet/tungsram-auriso_tbd_aur-2s55-850-u4-rfm-st.pdf
https://catalog.tungsram.com/files/sheet/tungsram-auriso_tbd_aur-2s55-840-u4-rfm-st.pdf
https://catalog.tungsram.com/files/sheet/tungsram-auriso_tbd_aur-2s55-830-u4-rfm-st.pdf
https://catalog.tungsram.com/files/sheet/tungsram-auriso_tbd_aur-2s55-750-u4-rfm-st.pdf
https://catalog.tungsram.com/files/sheet/tungsram-auriso_tbd_aur-2s55-740-u4-rfm-st.pdf
https://catalog.tungsram.com/files/sheet/tungsram-auriso_tbd_aur-2s55-730-u4-rfm-st.pdf
https://catalog.tungsram.com/files/sheet/tungsram-auriso_tbd_aur-2s55-850-l9-rfm-st.pdf
https://catalog.tungsram.com/files/sheet/tungsram-auriso_tbd_aur-2s55-840-l9-rfm-st.pdf
https://catalog.tungsram.com/files/sheet/tungsram-auriso_tbd_aur-2s55-830-l9-rfm-st.pdf
https://catalog.tungsram.com/files/sheet/tungsram-auriso_tbd_aur-2s55-750-l9-rfm-st.pdf
https://catalog.tungsram.com/files/sheet/tungsram-auriso_tbd_aur-2s55-740-l9-rfm-st.pdf
https://catalog.tungsram.com/files/sheet/tungsram-auriso_tbd_aur-2s55-730-l9-rfm-st.pdf
https://catalog.tungsram.com/files/sheet/tungsram-auriso_tbd_aur-2s55-850-l6-rfm-st.pdf
https://catalog.tungsram.com/files/sheet/tungsram-auriso_tbd_aur-2s55-840-l6-rfm-st.pdf
https://catalog.tungsram.com/files/sheet/tungsram-auriso_tbd_aur-2s55-830-l6-rfm-st.pdf
https://catalog.tungsram.com/files/sheet/tungsram-auriso_tbd_aur-2s55-750-l6-rfm-st.pdf
https://catalog.tungsram.com/files/sheet/tungsram-auriso_tbd_aur-2s55-740-l6-rfm-st.pdf
https://catalog.tungsram.com/files/sheet/tungsram-auriso_tbd_aur-2s55-730-l6-rfm-st.pdf
https://catalog.tungsram.com/files/sheet/tungsram-auriso_tbd_aur-2s55-850-l3-rfm-st.pdf
https://catalog.tungsram.com/files/sheet/tungsram-auriso_tbd_aur-2s55-840-l3-rfm-st.pdf
https://catalog.tungsram.com/files/sheet/tungsram-auriso_tbd_aur-2s55-830-l3-rfm-st.pdf
https://catalog.tungsram.com/files/sheet/tungsram-auriso_tbd_aur-2s55-750-l3-rfm-st.pdf
https://catalog.tungsram.com/files/sheet/tungsram-auriso_tbd_aur-2s55-740-l3-rfm-st.pdf
https://catalog.tungsram.com/files/sheet/tungsram-auriso_tbd_aur-2s55-730-l3-rfm-st.pdf
https://catalog.tungsram.com/files/sheet/tungsram-auriso_tbd_aur-2s55-850-d1-rfm-st.pdf
https://catalog.tungsram.com/files/sheet/tungsram-auriso_tbd_aur-2s55-840-d1-rfm-st.pdf
https://catalog.tungsram.com/files/sheet/tungsram-auriso_tbd_aur-2s55-830-d1-rfm-st.pdf
https://catalog.tungsram.com/files/sheet/tungsram-auriso_tbd_aur-2s55-750-d1-rfm-st.pdf
https://catalog.tungsram.com/files/sheet/tungsram-auriso_tbd_aur-2s55-740-d1-rfm-st.pdf
https://catalog.tungsram.com/files/sheet/tungsram-auriso_tbd_aur-2s55-730-d1-rfm-st.pdf
https://catalog.tungsram.com/files/sheet/tungsram-auriso_tbd_aur-2s55-850-c1-rfm-st.pdf
https://catalog.tungsram.com/files/sheet/tungsram-auriso_tbd_aur-2s55-840-c1-rfm-st.pdf
https://catalog.tungsram.com/files/sheet/tungsram-auriso_tbd_aur-2s55-830-c1-rfm-st.pdf
https://catalog.tungsram.com/files/sheet/tungsram-auriso_tbd_aur-2s55-750-c1-rfm-st.pdf
https://catalog.tungsram.com/files/sheet/tungsram-auriso_tbd_aur-2s55-740-c1-rfm-st.pdf
https://catalog.tungsram.com/files/sheet/tungsram-auriso_tbd_aur-2s55-730-c1-rfm-st.pdf
https://catalog.tungsram.com/files/sheet/tungsram-auriso_tbd_aur-2s50-850-u8-rfm-st.pdf
https://catalog.tungsram.com/files/sheet/tungsram-auriso_tbd_aur-2s50-840-u8-rfm-st.pdf
https://catalog.tungsram.com/files/sheet/tungsram-auriso_tbd_aur-2s50-830-u8-rfm-st.pdf
https://catalog.tungsram.com/files/sheet/tungsram-auriso_tbd_aur-2s50-750-u8-rfm-st.pdf
https://catalog.tungsram.com/files/sheet/tungsram-auriso_tbd_aur-2s50-740-u8-rfm-st.pdf
https://catalog.tungsram.com/files/sheet/tungsram-auriso_tbd_aur-2s50-730-u8-rfm-st.pdf
https://catalog.tungsram.com/files/sheet/tungsram-auriso_tbd_aur-2s50-850-u6-rfm-st.pdf
https://catalog.tungsram.com/files/sheet/tungsram-auriso_tbd_aur-2s50-840-u6-rfm-st.pdf
https://catalog.tungsram.com/files/sheet/tungsram-auriso_tbd_aur-2s50-830-u6-rfm-st.pdf
https://catalog.tungsram.com/files/sheet/tungsram-auriso_tbd_aur-2s50-750-u6-rfm-st.pdf
https://catalog.tungsram.com/files/sheet/tungsram-auriso_tbd_aur-2s50-740-u6-rfm-st.pdf
https://catalog.tungsram.com/files/sheet/tungsram-auriso_tbd_aur-2s50-730-u6-rfm-st.pdf
https://catalog.tungsram.com/files/sheet/tungsram-auriso_tbd_aur-2s50-850-u4-rfm-st.pdf
https://catalog.tungsram.com/files/sheet/tungsram-auriso_tbd_aur-2s50-840-u4-rfm-st.pdf
https://catalog.tungsram.com/files/sheet/tungsram-auriso_tbd_aur-2s50-830-u4-rfm-st.pdf
https://catalog.tungsram.com/files/sheet/tungsram-auriso_tbd_aur-2s50-750-u4-rfm-st.pdf
https://catalog.tungsram.com/files/sheet/tungsram-auriso_tbd_aur-2s50-740-u4-rfm-st.pdf
https://catalog.tungsram.com/files/sheet/tungsram-auriso_tbd_aur-2s50-730-u4-rfm-st.pdf
https://catalog.tungsram.com/files/sheet/tungsram-auriso_tbd_aur-2s50-850-l9-rfm-st.pdf
https://catalog.tungsram.com/files/sheet/tungsram-auriso_tbd_aur-2s50-840-l9-rfm-st.pdf
https://catalog.tungsram.com/files/sheet/tungsram-auriso_tbd_aur-2s50-830-l9-rfm-st.pdf
https://catalog.tungsram.com/files/sheet/tungsram-auriso_tbd_aur-2s50-750-l9-rfm-st.pdf
https://catalog.tungsram.com/files/sheet/tungsram-auriso_tbd_aur-2s50-740-l9-rfm-st.pdf
https://catalog.tungsram.com/files/sheet/tungsram-auriso_tbd_aur-2s50-730-l9-rfm-st.pdf
https://catalog.tungsram.com/files/sheet/tungsram-auriso_tbd_aur-2s50-850-l6-rfm-st.pdf
https://catalog.tungsram.com/files/sheet/tungsram-auriso_tbd_aur-2s50-840-l6-rfm-st.pdf
https://catalog.tungsram.com/files/sheet/tungsram-auriso_tbd_aur-2s50-830-l6-rfm-st.pdf
https://catalog.tungsram.com/files/sheet/tungsram-auriso_tbd_aur-2s50-750-l6-rfm-st.pdf
https://catalog.tungsram.com/files/sheet/tungsram-auriso_tbd_aur-2s50-740-l6-rfm-st.pdf
https://catalog.tungsram.com/files/sheet/tungsram-auriso_tbd_aur-2s50-730-l6-rfm-st.pdf
https://catalog.tungsram.com/files/sheet/tungsram-auriso_tbd_aur-2s50-850-l3-rfm-st.pdf
https://catalog.tungsram.com/files/sheet/tungsram-auriso_tbd_aur-2s50-840-l3-rfm-st.pdf
https://catalog.tungsram.com/files/sheet/tungsram-auriso_tbd_aur-2s50-830-l3-rfm-st.pdf
https://catalog.tungsram.com/files/sheet/tungsram-auriso_tbd_aur-2s50-750-l3-rfm-st.pdf
https://catalog.tungsram.com/files/sheet/tungsram-auriso_tbd_aur-2s50-740-l3-rfm-st.pdf
https://catalog.tungsram.com/files/sheet/tungsram-auriso_tbd_aur-2s50-730-l3-rfm-st.pdf
https://catalog.tungsram.com/files/sheet/tungsram-auriso_tbd_aur-2s50-850-d1-rfm-st.pdf
https://catalog.tungsram.com/files/sheet/tungsram-auriso_tbd_aur-2s50-840-d1-rfm-st.pdf
https://catalog.tungsram.com/files/sheet/tungsram-auriso_tbd_aur-2s50-830-d1-rfm-st.pdf
https://catalog.tungsram.com/files/sheet/tungsram-auriso_tbd_aur-2s50-750-d1-rfm-st.pdf
https://catalog.tungsram.com/files/sheet/tungsram-auriso_tbd_aur-2s50-740-d1-rfm-st.pdf
https://catalog.tungsram.com/files/sheet/tungsram-auriso_tbd_aur-2s50-730-d1-rfm-st.pdf
https://catalog.tungsram.com/files/sheet/tungsram-auriso_tbd_aur-2s50-850-c1-rfm-st.pdf
https://catalog.tungsram.com/files/sheet/tungsram-auriso_tbd_aur-2s50-840-c1-rfm-st.pdf
https://catalog.tungsram.com/files/sheet/tungsram-auriso_tbd_aur-2s50-830-c1-rfm-st.pdf
https://catalog.tungsram.com/files/sheet/tungsram-auriso_tbd_aur-2s50-750-c1-rfm-st.pdf
https://catalog.tungsram.com/files/sheet/tungsram-auriso_tbd_aur-2s50-740-c1-rfm-st.pdf
https://catalog.tungsram.com/files/sheet/tungsram-auriso_tbd_aur-2s50-730-c1-rfm-st.pdf
https://catalog.tungsram.com/files/sheet/tungsram-auriso_tbd_aur-2s45-850-u8-rfm-st.pdf
https://catalog.tungsram.com/files/sheet/tungsram-auriso_tbd_aur-2s45-840-u8-rfm-st.pdf
https://catalog.tungsram.com/files/sheet/tungsram-auriso_tbd_aur-2s45-830-u8-rfm-st.pdf
https://catalog.tungsram.com/files/sheet/tungsram-auriso_tbd_aur-2s45-750-u8-rfm-st.pdf
https://catalog.tungsram.com/files/sheet/tungsram-auriso_tbd_aur-2s45-740-u8-rfm-st.pdf
https://catalog.tungsram.com/files/sheet/tungsram-auriso_tbd_aur-2s45-730-u8-rfm-st.pdf
https://catalog.tungsram.com/files/sheet/tungsram-auriso_tbd_aur-2s45-850-u6-rfm-st.pdf
https://catalog.tungsram.com/files/sheet/tungsram-auriso_tbd_aur-2s45-840-u6-rfm-st.pdf
https://catalog.tungsram.com/files/sheet/tungsram-auriso_tbd_aur-2s45-830-u6-rfm-st.pdf
https://catalog.tungsram.com/files/sheet/tungsram-auriso_tbd_aur-2s45-750-u6-rfm-st.pdf
https://catalog.tungsram.com/files/sheet/tungsram-auriso_tbd_aur-2s45-740-u6-rfm-st.pdf
https://catalog.tungsram.com/files/sheet/tungsram-auriso_tbd_aur-2s45-730-u6-rfm-st.pdf
https://catalog.tungsram.com/files/sheet/tungsram-auriso_tbd_aur-2s45-850-u4-rfm-st.pdf
https://catalog.tungsram.com/files/sheet/tungsram-auriso_tbd_aur-2s45-840-u4-rfm-st.pdf
https://catalog.tungsram.com/files/sheet/tungsram-auriso_tbd_aur-2s45-830-u4-rfm-st.pdf
https://catalog.tungsram.com/files/sheet/tungsram-auriso_tbd_aur-2s45-750-u4-rfm-st.pdf
https://catalog.tungsram.com/files/sheet/tungsram-auriso_tbd_aur-2s45-740-u4-rfm-st.pdf
https://catalog.tungsram.com/files/sheet/tungsram-auriso_tbd_aur-2s45-730-u4-rfm-st.pdf
https://catalog.tungsram.com/files/sheet/tungsram-auriso_tbd_aur-2s45-850-l9-rfm-st.pdf
https://catalog.tungsram.com/files/sheet/tungsram-auriso_tbd_aur-2s45-840-l9-rfm-st.pdf
https://catalog.tungsram.com/files/sheet/tungsram-auriso_tbd_aur-2s45-830-l9-rfm-st.pdf
https://catalog.tungsram.com/files/sheet/tungsram-auriso_tbd_aur-2s45-750-l9-rfm-st.pdf
https://catalog.tungsram.com/files/sheet/tungsram-auriso_tbd_aur-2s45-740-l9-rfm-st.pdf
https://catalog.tungsram.com/files/sheet/tungsram-auriso_tbd_aur-2s45-730-l9-rfm-st.pdf
https://catalog.tungsram.com/files/sheet/tungsram-auriso_tbd_aur-2s45-850-l6-rfm-st.pdf
https://catalog.tungsram.com/files/sheet/tungsram-auriso_tbd_aur-2s45-840-l6-rfm-st.pdf
https://catalog.tungsram.com/files/sheet/tungsram-auriso_tbd_aur-2s45-830-l6-rfm-st.pdf
https://catalog.tungsram.com/files/sheet/tungsram-auriso_tbd_aur-2s45-750-l6-rfm-st.pdf
https://catalog.tungsram.com/files/sheet/tungsram-auriso_tbd_aur-2s45-740-l6-rfm-st.pdf
https://catalog.tungsram.com/files/sheet/tungsram-auriso_tbd_aur-2s45-730-l6-rfm-st.pdf
https://catalog.tungsram.com/files/sheet/tungsram-auriso_tbd_aur-2s45-850-l3-rfm-st.pdf
https://catalog.tungsram.com/files/sheet/tungsram-auriso_tbd_aur-2s45-840-l3-rfm-st.pdf
https://catalog.tungsram.com/files/sheet/tungsram-auriso_tbd_aur-2s45-830-l3-rfm-st.pdf
https://catalog.tungsram.com/files/sheet/tungsram-auriso_tbd_aur-2s45-750-l3-rfm-st.pdf
https://catalog.tungsram.com/files/sheet/tungsram-auriso_tbd_aur-2s45-740-l3-rfm-st.pdf
https://catalog.tungsram.com/files/sheet/tungsram-auriso_tbd_aur-2s45-730-l3-rfm-st.pdf
https://catalog.tungsram.com/files/sheet/tungsram-auriso_tbd_aur-2s45-850-d1-rfm-st.pdf
https://catalog.tungsram.com/files/sheet/tungsram-auriso_tbd_aur-2s45-840-d1-rfm-st.pdf
https://catalog.tungsram.com/files/sheet/tungsram-auriso_tbd_aur-2s45-830-d1-rfm-st.pdf
https://catalog.tungsram.com/files/sheet/tungsram-auriso_tbd_aur-2s45-750-d1-rfm-st.pdf
https://catalog.tungsram.com/files/sheet/tungsram-auriso_tbd_aur-2s45-740-d1-rfm-st.pdf
https://catalog.tungsram.com/files/sheet/tungsram-auriso_tbd_aur-2s45-730-d1-rfm-st.pdf
https://catalog.tungsram.com/files/sheet/tungsram-auriso_tbd_aur-2s45-850-c1-rfm-st.pdf
https://catalog.tungsram.com/files/sheet/tungsram-auriso_tbd_aur-2s45-840-c1-rfm-st.pdf
https://catalog.tungsram.com/files/sheet/tungsram-auriso_tbd_aur-2s45-830-c1-rfm-st.pdf
https://catalog.tungsram.com/files/sheet/tungsram-auriso_tbd_aur-2s45-750-c1-rfm-st.pdf
https://catalog.tungsram.com/files/sheet/tungsram-auriso_tbd_aur-2s45-740-c1-rfm-st.pdf
https://catalog.tungsram.com/files/sheet/tungsram-auriso_tbd_aur-2s45-730-c1-rfm-st.pdf
https://catalog.tungsram.com/files/sheet/tungsram-auriso_tbd_aur-2s40-850-u8-rfm-st.pdf
https://catalog.tungsram.com/files/sheet/tungsram-auriso_tbd_aur-2s40-840-u8-rfm-st.pdf
https://catalog.tungsram.com/files/sheet/tungsram-auriso_tbd_aur-2s40-830-u8-rfm-st.pdf
https://catalog.tungsram.com/files/sheet/tungsram-auriso_tbd_aur-2s40-750-u8-rfm-st.pdf
https://catalog.tungsram.com/files/sheet/tungsram-auriso_tbd_aur-2s40-740-u8-rfm-st.pdf
https://catalog.tungsram.com/files/sheet/tungsram-auriso_tbd_aur-2s40-730-u8-rfm-st.pdf
https://catalog.tungsram.com/files/sheet/tungsram-auriso_tbd_aur-2s40-850-u6-rfm-st.pdf
https://catalog.tungsram.com/files/sheet/tungsram-auriso_tbd_aur-2s40-840-u6-rfm-st.pdf
https://catalog.tungsram.com/files/sheet/tungsram-auriso_tbd_aur-2s40-830-u6-rfm-st.pdf
https://catalog.tungsram.com/files/sheet/tungsram-auriso_tbd_aur-2s40-750-u6-rfm-st.pdf
https://catalog.tungsram.com/files/sheet/tungsram-auriso_tbd_aur-2s40-740-u6-rfm-st.pdf
https://catalog.tungsram.com/files/sheet/tungsram-auriso_tbd_aur-2s40-730-u6-rfm-st.pdf
https://catalog.tungsram.com/files/sheet/tungsram-auriso_tbd_aur-2s40-850-u4-rfm-st.pdf
https://catalog.tungsram.com/files/sheet/tungsram-auriso_tbd_aur-2s40-840-u4-rfm-st.pdf
https://catalog.tungsram.com/files/sheet/tungsram-auriso_tbd_aur-2s40-830-u4-rfm-st.pdf
https://catalog.tungsram.com/files/sheet/tungsram-auriso_tbd_aur-2s40-750-u4-rfm-st.pdf
https://catalog.tungsram.com/files/sheet/tungsram-auriso_tbd_aur-2s40-740-u4-rfm-st.pdf
https://catalog.tungsram.com/files/sheet/tungsram-auriso_tbd_aur-2s40-730-u4-rfm-st.pdf
https://catalog.tungsram.com/files/sheet/tungsram-auriso_tbd_aur-2s40-850-l9-rfm-st.pdf
https://catalog.tungsram.com/files/sheet/tungsram-auriso_tbd_aur-2s40-840-l9-rfm-st.pdf
https://catalog.tungsram.com/files/sheet/tungsram-auriso_tbd_aur-2s40-830-l9-rfm-st.pdf
https://catalog.tungsram.com/files/sheet/tungsram-auriso_tbd_aur-2s40-750-l9-rfm-st.pdf
https://catalog.tungsram.com/files/sheet/tungsram-auriso_tbd_aur-2s40-740-l9-rfm-st.pdf
https://catalog.tungsram.com/files/sheet/tungsram-auriso_tbd_aur-2s40-730-l9-rfm-st.pdf
https://catalog.tungsram.com/files/sheet/tungsram-auriso_tbd_aur-2s40-850-l6-rfm-st.pdf
https://catalog.tungsram.com/files/sheet/tungsram-auriso_tbd_aur-2s40-840-l6-rfm-st.pdf
https://catalog.tungsram.com/files/sheet/tungsram-auriso_tbd_aur-2s40-830-l6-rfm-st.pdf
https://catalog.tungsram.com/files/sheet/tungsram-auriso_tbd_aur-2s40-750-l6-rfm-st.pdf
https://catalog.tungsram.com/files/sheet/tungsram-auriso_tbd_aur-2s40-740-l6-rfm-st.pdf
https://catalog.tungsram.com/files/sheet/tungsram-auriso_tbd_aur-2s40-730-l6-rfm-st.pdf
https://catalog.tungsram.com/files/sheet/tungsram-auriso_tbd_aur-2s40-850-l3-rfm-st.pdf
https://catalog.tungsram.com/files/sheet/tungsram-auriso_tbd_aur-2s40-840-l3-rfm-st.pdf
https://catalog.tungsram.com/files/sheet/tungsram-auriso_tbd_aur-2s40-830-l3-rfm-st.pdf
https://catalog.tungsram.com/files/sheet/tungsram-auriso_tbd_aur-2s40-750-l3-rfm-st.pdf
https://catalog.tungsram.com/files/sheet/tungsram-auriso_tbd_aur-2s40-740-l3-rfm-st.pdf
https://catalog.tungsram.com/files/sheet/tungsram-auriso_tbd_aur-2s40-730-l3-rfm-st.pdf
https://catalog.tungsram.com/files/sheet/tungsram-auriso_tbd_aur-2s40-850-d1-rfm-st.pdf
https://catalog.tungsram.com/files/sheet/tungsram-auriso_tbd_aur-2s40-840-d1-rfm-st.pdf
https://catalog.tungsram.com/files/sheet/tungsram-auriso_tbd_aur-2s40-830-d1-rfm-st.pdf
https://catalog.tungsram.com/files/sheet/tungsram-auriso_tbd_aur-2s40-750-d1-rfm-st.pdf
https://catalog.tungsram.com/files/sheet/tungsram-auriso_tbd_aur-2s40-740-d1-rfm-st.pdf
https://catalog.tungsram.com/files/sheet/tungsram-auriso_tbd_aur-2s40-730-d1-rfm-st.pdf
https://catalog.tungsram.com/files/sheet/tungsram-auriso_tbd_aur-2s40-850-c1-rfm-st.pdf
https://catalog.tungsram.com/files/sheet/tungsram-auriso_tbd_aur-2s40-840-c1-rfm-st.pdf
https://catalog.tungsram.com/files/sheet/tungsram-auriso_tbd_aur-2s40-830-c1-rfm-st.pdf
https://catalog.tungsram.com/files/sheet/tungsram-auriso_tbd_aur-2s40-750-c1-rfm-st.pdf
https://catalog.tungsram.com/files/sheet/tungsram-auriso_tbd_aur-2s40-740-c1-rfm-st.pdf
https://catalog.tungsram.com/files/sheet/tungsram-auriso_tbd_aur-2s40-730-c1-rfm-st.pdf
https://catalog.tungsram.com/files/sheet/tungsram-auriso_tbd_aur-2s35-850-u8-rfm-st.pdf
https://catalog.tungsram.com/files/sheet/tungsram-auriso_tbd_aur-2s35-840-u8-rfm-st.pdf
https://catalog.tungsram.com/files/sheet/tungsram-auriso_tbd_aur-2s35-830-u8-rfm-st.pdf
https://catalog.tungsram.com/files/sheet/tungsram-auriso_tbd_aur-2s35-750-u8-rfm-st.pdf
https://catalog.tungsram.com/files/sheet/tungsram-auriso_tbd_aur-2s35-740-u8-rfm-st.pdf
https://catalog.tungsram.com/files/sheet/tungsram-auriso_tbd_aur-2s35-730-u8-rfm-st.pdf
https://catalog.tungsram.com/files/sheet/tungsram-auriso_tbd_aur-2s35-850-u6-rfm-st.pdf
https://catalog.tungsram.com/files/sheet/tungsram-auriso_tbd_aur-2s35-840-u6-rfm-st.pdf
https://catalog.tungsram.com/files/sheet/tungsram-auriso_tbd_aur-2s35-830-u6-rfm-st.pdf
https://catalog.tungsram.com/files/sheet/tungsram-auriso_tbd_aur-2s35-750-u6-rfm-st.pdf
https://catalog.tungsram.com/files/sheet/tungsram-auriso_tbd_aur-2s35-740-u6-rfm-st.pdf
https://catalog.tungsram.com/files/sheet/tungsram-auriso_tbd_aur-2s35-730-u6-rfm-st.pdf
https://catalog.tungsram.com/files/sheet/tungsram-auriso_tbd_aur-2s35-850-u4-rfm-st.pdf
https://catalog.tungsram.com/files/sheet/tungsram-auriso_tbd_aur-2s35-840-u4-rfm-st.pdf
https://catalog.tungsram.com/files/sheet/tungsram-auriso_tbd_aur-2s35-830-u4-rfm-st.pdf
https://catalog.tungsram.com/files/sheet/tungsram-auriso_tbd_aur-2s35-750-u4-rfm-st.pdf
https://catalog.tungsram.com/files/sheet/tungsram-auriso_tbd_aur-2s35-740-u4-rfm-st.pdf
https://catalog.tungsram.com/files/sheet/tungsram-auriso_tbd_aur-2s35-730-u4-rfm-st.pdf
https://catalog.tungsram.com/files/sheet/tungsram-auriso_tbd_aur-2s35-850-l9-rfm-st.pdf
https://catalog.tungsram.com/files/sheet/tungsram-auriso_tbd_aur-2s35-840-l9-rfm-st.pdf
https://catalog.tungsram.com/files/sheet/tungsram-auriso_tbd_aur-2s35-830-l9-rfm-st.pdf
https://catalog.tungsram.com/files/sheet/tungsram-auriso_tbd_aur-2s35-750-l9-rfm-st.pdf
https://catalog.tungsram.com/files/sheet/tungsram-auriso_tbd_aur-2s35-740-l9-rfm-st.pdf
https://catalog.tungsram.com/files/sheet/tungsram-auriso_tbd_aur-2s35-730-l9-rfm-st.pdf
https://catalog.tungsram.com/files/sheet/tungsram-auriso_tbd_aur-2s35-850-l6-rfm-st.pdf
https://catalog.tungsram.com/files/sheet/tungsram-auriso_tbd_aur-2s35-840-l6-rfm-st.pdf
https://catalog.tungsram.com/files/sheet/tungsram-auriso_tbd_aur-2s35-830-l6-rfm-st.pdf
https://catalog.tungsram.com/files/sheet/tungsram-auriso_tbd_aur-2s35-750-l6-rfm-st.pdf
https://catalog.tungsram.com/files/sheet/tungsram-auriso_tbd_aur-2s35-740-l6-rfm-st.pdf
https://catalog.tungsram.com/files/sheet/tungsram-auriso_tbd_aur-2s35-730-l6-rfm-st.pdf
https://catalog.tungsram.com/files/sheet/tungsram-auriso_tbd_aur-2s35-850-l3-rfm-st.pdf
https://catalog.tungsram.com/files/sheet/tungsram-auriso_tbd_aur-2s35-840-l3-rfm-st.pdf
https://catalog.tungsram.com/files/sheet/tungsram-auriso_tbd_aur-2s35-830-l3-rfm-st.pdf
https://catalog.tungsram.com/files/sheet/tungsram-auriso_tbd_aur-2s35-750-l3-rfm-st.pdf
https://catalog.tungsram.com/files/sheet/tungsram-auriso_tbd_aur-2s35-740-l3-rfm-st.pdf
https://catalog.tungsram.com/files/sheet/tungsram-auriso_tbd_aur-2s35-730-l3-rfm-st.pdf
https://catalog.tungsram.com/files/sheet/tungsram-auriso_tbd_aur-2s35-850-d1-rfm-st.pdf
https://catalog.tungsram.com/files/sheet/tungsram-auriso_tbd_aur-2s35-840-d1-rfm-st.pdf
https://catalog.tungsram.com/files/sheet/tungsram-auriso_tbd_aur-2s35-830-d1-rfm-st.pdf
https://catalog.tungsram.com/files/sheet/tungsram-auriso_tbd_aur-2s35-750-d1-rfm-st.pdf
https://catalog.tungsram.com/files/sheet/tungsram-auriso_tbd_aur-2s35-740-d1-rfm-st.pdf
https://catalog.tungsram.com/files/sheet/tungsram-auriso_tbd_aur-2s35-730-d1-rfm-st.pdf
https://catalog.tungsram.com/files/sheet/tungsram-auriso_tbd_aur-2s35-850-c1-rfm-st.pdf
https://catalog.tungsram.com/files/sheet/tungsram-auriso_tbd_aur-2s35-840-c1-rfm-st.pdf
https://catalog.tungsram.com/files/sheet/tungsram-auriso_tbd_aur-2s35-830-c1-rfm-st.pdf
https://catalog.tungsram.com/files/sheet/tungsram-auriso_tbd_aur-2s35-750-c1-rfm-st.pdf
https://catalog.tungsram.com/files/sheet/tungsram-auriso_tbd_aur-2s35-740-c1-rfm-st.pdf
https://catalog.tungsram.com/files/sheet/tungsram-auriso_tbd_aur-2s35-730-c1-rfm-st.pdf
https://catalog.tungsram.com/files/sheet/tungsram-auriso_tbd_aur-1s30-850-u8-rfm-st.pdf
https://catalog.tungsram.com/files/sheet/tungsram-auriso_tbd_aur-1s30-840-u8-rfm-st.pdf
https://catalog.tungsram.com/files/sheet/tungsram-auriso_tbd_aur-1s30-830-u8-rfm-st.pdf
https://catalog.tungsram.com/files/sheet/tungsram-auriso_tbd_aur-1s30-750-u8-rfm-st.pdf
https://catalog.tungsram.com/files/sheet/tungsram-auriso_tbd_aur-1s30-740-u8-rfm-st.pdf
https://catalog.tungsram.com/files/sheet/tungsram-auriso_tbd_aur-1s30-730-u8-rfm-st.pdf
https://catalog.tungsram.com/files/sheet/tungsram-auriso_tbd_aur-1s30-850-u6-rfm-st.pdf
https://catalog.tungsram.com/files/sheet/tungsram-auriso_tbd_aur-1s30-840-u6-rfm-st.pdf
https://catalog.tungsram.com/files/sheet/tungsram-auriso_tbd_aur-1s30-830-u6-rfm-st.pdf
https://catalog.tungsram.com/files/sheet/tungsram-auriso_tbd_aur-1s30-750-u6-rfm-st.pdf
https://catalog.tungsram.com/files/sheet/tungsram-auriso_tbd_aur-1s30-740-u6-rfm-st.pdf
https://catalog.tungsram.com/files/sheet/tungsram-auriso_tbd_aur-1s30-730-u6-rfm-st.pdf
https://catalog.tungsram.com/files/sheet/tungsram-auriso_tbd_aur-1s30-850-u4-rfm-st.pdf
https://catalog.tungsram.com/files/sheet/tungsram-auriso_tbd_aur-1s30-840-u4-rfm-st.pdf
https://catalog.tungsram.com/files/sheet/tungsram-auriso_tbd_aur-1s30-830-u4-rfm-st.pdf
https://catalog.tungsram.com/files/sheet/tungsram-auriso_tbd_aur-1s30-750-u4-rfm-st.pdf
https://catalog.tungsram.com/files/sheet/tungsram-auriso_tbd_aur-1s30-740-u4-rfm-st.pdf
https://catalog.tungsram.com/files/sheet/tungsram-auriso_tbd_aur-1s30-730-u4-rfm-st.pdf
https://catalog.tungsram.com/files/sheet/tungsram-auriso_tbd_aur-1s30-850-l9-rfm-st.pdf
https://catalog.tungsram.com/files/sheet/tungsram-auriso_tbd_aur-1s30-840-l9-rfm-st.pdf
https://catalog.tungsram.com/files/sheet/tungsram-auriso_tbd_aur-1s30-830-l9-rfm-st.pdf
https://catalog.tungsram.com/files/sheet/tungsram-auriso_tbd_aur-1s30-750-l9-rfm-st.pdf
https://catalog.tungsram.com/files/sheet/tungsram-auriso_tbd_aur-1s30-740-l9-rfm-st.pdf
https://catalog.tungsram.com/files/sheet/tungsram-auriso_tbd_aur-1s30-730-l9-rfm-st.pdf
https://catalog.tungsram.com/files/sheet/tungsram-auriso_tbd_aur-1s30-850-l6-rfm-st.pdf
https://catalog.tungsram.com/files/sheet/tungsram-auriso_tbd_aur-1s30-840-l6-rfm-st.pdf
https://catalog.tungsram.com/files/sheet/tungsram-auriso_tbd_aur-1s30-830-l6-rfm-st.pdf
https://catalog.tungsram.com/files/sheet/tungsram-auriso_tbd_aur-1s30-750-l6-rfm-st.pdf
https://catalog.tungsram.com/files/sheet/tungsram-auriso_tbd_aur-1s30-740-l6-rfm-st.pdf
https://catalog.tungsram.com/files/sheet/tungsram-auriso_tbd_aur-1s30-730-l6-rfm-st.pdf
https://catalog.tungsram.com/files/sheet/tungsram-auriso_tbd_aur-1s30-850-l3-rfm-st.pdf
https://catalog.tungsram.com/files/sheet/tungsram-auriso_tbd_aur-1s30-840-l3-rfm-st.pdf
https://catalog.tungsram.com/files/sheet/tungsram-auriso_tbd_aur-1s30-830-l3-rfm-st.pdf
https://catalog.tungsram.com/files/sheet/tungsram-auriso_tbd_aur-1s30-750-l3-rfm-st.pdf
https://catalog.tungsram.com/files/sheet/tungsram-auriso_tbd_aur-1s30-740-l3-rfm-st.pdf
https://catalog.tungsram.com/files/sheet/tungsram-auriso_tbd_aur-1s30-730-l3-rfm-st.pdf
https://catalog.tungsram.com/files/sheet/tungsram-auriso_tbd_aur-1s30-850-d1-rfm-st.pdf
https://catalog.tungsram.com/files/sheet/tungsram-auriso_tbd_aur-1s30-840-d1-rfm-st.pdf
https://catalog.tungsram.com/files/sheet/tungsram-auriso_tbd_aur-1s30-830-d1-rfm-st.pdf
https://catalog.tungsram.com/files/sheet/tungsram-auriso_tbd_aur-1s30-750-d1-rfm-st.pdf
https://catalog.tungsram.com/files/sheet/tungsram-auriso_tbd_aur-1s30-740-d1-rfm-st.pdf
https://catalog.tungsram.com/files/sheet/tungsram-auriso_tbd_aur-1s30-730-d1-rfm-st.pdf
https://catalog.tungsram.com/files/sheet/tungsram-auriso_tbd_aur-1s30-850-c1-rfm-st.pdf
https://catalog.tungsram.com/files/sheet/tungsram-auriso_tbd_aur-1s30-840-c1-rfm-st.pdf
https://catalog.tungsram.com/files/sheet/tungsram-auriso_tbd_aur-1s30-830-c1-rfm-st.pdf
https://catalog.tungsram.com/files/sheet/tungsram-auriso_tbd_aur-1s30-750-c1-rfm-st.pdf
https://catalog.tungsram.com/files/sheet/tungsram-auriso_tbd_aur-1s30-740-c1-rfm-st.pdf
https://catalog.tungsram.com/files/sheet/tungsram-auriso_tbd_aur-1s30-730-c1-rfm-st.pdf
https://catalog.tungsram.com/files/sheet/tungsram-auriso_tbd_aur-1s25-850-u8-rfm-st.pdf
https://catalog.tungsram.com/files/sheet/tungsram-auriso_tbd_aur-1s25-840-u8-rfm-st.pdf
https://catalog.tungsram.com/files/sheet/tungsram-auriso_tbd_aur-1s25-830-u8-rfm-st.pdf
https://catalog.tungsram.com/files/sheet/tungsram-auriso_tbd_aur-1s25-750-u8-rfm-st.pdf
https://catalog.tungsram.com/files/sheet/tungsram-auriso_tbd_aur-1s25-740-u8-rfm-st.pdf
https://catalog.tungsram.com/files/sheet/tungsram-auriso_tbd_aur-1s25-730-u8-rfm-st.pdf
https://catalog.tungsram.com/files/sheet/tungsram-auriso_tbd_aur-1s25-850-u6-rfm-st.pdf
https://catalog.tungsram.com/files/sheet/tungsram-auriso_tbd_aur-1s25-840-u6-rfm-st.pdf
https://catalog.tungsram.com/files/sheet/tungsram-auriso_tbd_aur-1s25-830-u6-rfm-st.pdf
https://catalog.tungsram.com/files/sheet/tungsram-auriso_tbd_aur-1s25-750-u6-rfm-st.pdf
https://catalog.tungsram.com/files/sheet/tungsram-auriso_tbd_aur-1s25-740-u6-rfm-st.pdf
https://catalog.tungsram.com/files/sheet/tungsram-auriso_tbd_aur-1s25-730-u6-rfm-st.pdf
https://catalog.tungsram.com/files/sheet/tungsram-auriso_tbd_aur-1s25-850-u4-rfm-st.pdf
https://catalog.tungsram.com/files/sheet/tungsram-auriso_tbd_aur-1s25-840-u4-rfm-st.pdf
https://catalog.tungsram.com/files/sheet/tungsram-auriso_tbd_aur-1s25-830-u4-rfm-st.pdf
https://catalog.tungsram.com/files/sheet/tungsram-auriso_tbd_aur-1s25-750-u4-rfm-st.pdf
https://catalog.tungsram.com/files/sheet/tungsram-auriso_tbd_aur-1s25-740-u4-rfm-st.pdf
https://catalog.tungsram.com/files/sheet/tungsram-auriso_tbd_aur-1s25-730-u4-rfm-st.pdf
https://catalog.tungsram.com/files/sheet/tungsram-auriso_tbd_aur-1s25-850-l9-rfm-st.pdf
https://catalog.tungsram.com/files/sheet/tungsram-auriso_tbd_aur-1s25-840-l9-rfm-st.pdf
https://catalog.tungsram.com/files/sheet/tungsram-auriso_tbd_aur-1s25-830-l9-rfm-st.pdf
https://catalog.tungsram.com/files/sheet/tungsram-auriso_tbd_aur-1s25-750-l9-rfm-st.pdf
https://catalog.tungsram.com/files/sheet/tungsram-auriso_tbd_aur-1s25-740-l9-rfm-st.pdf
https://catalog.tungsram.com/files/sheet/tungsram-auriso_tbd_aur-1s25-730-l9-rfm-st.pdf
https://catalog.tungsram.com/files/sheet/tungsram-auriso_tbd_aur-1s25-850-l6-rfm-st.pdf
https://catalog.tungsram.com/files/sheet/tungsram-auriso_tbd_aur-1s25-840-l6-rfm-st.pdf
https://catalog.tungsram.com/files/sheet/tungsram-auriso_tbd_aur-1s25-830-l6-rfm-st.pdf
https://catalog.tungsram.com/files/sheet/tungsram-auriso_tbd_aur-1s25-750-l6-rfm-st.pdf
https://catalog.tungsram.com/files/sheet/tungsram-auriso_tbd_aur-1s25-740-l6-rfm-st.pdf
https://catalog.tungsram.com/files/sheet/tungsram-auriso_tbd_aur-1s25-730-l6-rfm-st.pdf
https://catalog.tungsram.com/files/sheet/tungsram-auriso_tbd_aur-1s25-850-l3-rfm-st.pdf
https://catalog.tungsram.com/files/sheet/tungsram-auriso_tbd_aur-1s25-840-l3-rfm-st.pdf
https://catalog.tungsram.com/files/sheet/tungsram-auriso_tbd_aur-1s25-830-l3-rfm-st.pdf
https://catalog.tungsram.com/files/sheet/tungsram-auriso_tbd_aur-1s25-750-l3-rfm-st.pdf
https://catalog.tungsram.com/files/sheet/tungsram-auriso_tbd_aur-1s25-740-l3-rfm-st.pdf
https://catalog.tungsram.com/files/sheet/tungsram-auriso_tbd_aur-1s25-730-l3-rfm-st.pdf
https://catalog.tungsram.com/files/sheet/tungsram-auriso_tbd_aur-1s25-850-d1-rfm-st.pdf
https://catalog.tungsram.com/files/sheet/tungsram-auriso_tbd_aur-1s25-840-d1-rfm-st.pdf
https://catalog.tungsram.com/files/sheet/tungsram-auriso_tbd_aur-1s25-830-d1-rfm-st.pdf
https://catalog.tungsram.com/files/sheet/tungsram-auriso_tbd_aur-1s25-750-d1-rfm-st.pdf
https://catalog.tungsram.com/files/sheet/tungsram-auriso_tbd_aur-1s25-740-d1-rfm-st.pdf
https://catalog.tungsram.com/files/sheet/tungsram-auriso_tbd_aur-1s25-730-d1-rfm-st.pdf
https://catalog.tungsram.com/files/sheet/tungsram-auriso_tbd_aur-1s25-850-c1-rfm-st.pdf
https://catalog.tungsram.com/files/sheet/tungsram-auriso_tbd_aur-1s25-840-c1-rfm-st.pdf
https://catalog.tungsram.com/files/sheet/tungsram-auriso_tbd_aur-1s25-830-c1-rfm-st.pdf
https://catalog.tungsram.com/files/sheet/tungsram-auriso_tbd_aur-1s25-750-c1-rfm-st.pdf
https://catalog.tungsram.com/files/sheet/tungsram-auriso_tbd_aur-1s25-740-c1-rfm-st.pdf
https://catalog.tungsram.com/files/sheet/tungsram-auriso_tbd_aur-1s25-730-c1-rfm-st.pdf
https://catalog.tungsram.com/files/sheet/tungsram-auriso_tbd_aur-1s20-850-u8-rfm-st.pdf
https://catalog.tungsram.com/files/sheet/tungsram-auriso_tbd_aur-1s20-840-u8-rfm-st.pdf
https://catalog.tungsram.com/files/sheet/tungsram-auriso_tbd_aur-1s20-830-u8-rfm-st.pdf
https://catalog.tungsram.com/files/sheet/tungsram-auriso_tbd_aur-1s20-750-u8-rfm-st.pdf
https://catalog.tungsram.com/files/sheet/tungsram-auriso_tbd_aur-1s20-740-u8-rfm-st.pdf
https://catalog.tungsram.com/files/sheet/tungsram-auriso_tbd_aur-1s20-730-u8-rfm-st.pdf
https://catalog.tungsram.com/files/sheet/tungsram-auriso_tbd_aur-1s20-850-u6-rfm-st.pdf
https://catalog.tungsram.com/files/sheet/tungsram-auriso_tbd_aur-1s20-840-u6-rfm-st.pdf
https://catalog.tungsram.com/files/sheet/tungsram-auriso_tbd_aur-1s20-830-u6-rfm-st.pdf
https://catalog.tungsram.com/files/sheet/tungsram-auriso_tbd_aur-1s20-750-u6-rfm-st.pdf
https://catalog.tungsram.com/files/sheet/tungsram-auriso_tbd_aur-1s20-740-u6-rfm-st.pdf
https://catalog.tungsram.com/files/sheet/tungsram-auriso_tbd_aur-1s20-730-u6-rfm-st.pdf
https://catalog.tungsram.com/files/sheet/tungsram-auriso_tbd_aur-1s20-850-u4-rfm-st.pdf
https://catalog.tungsram.com/files/sheet/tungsram-auriso_tbd_aur-1s20-840-u4-rfm-st.pdf
https://catalog.tungsram.com/files/sheet/tungsram-auriso_tbd_aur-1s20-830-u4-rfm-st.pdf
https://catalog.tungsram.com/files/sheet/tungsram-auriso_tbd_aur-1s20-750-u4-rfm-st.pdf
https://catalog.tungsram.com/files/sheet/tungsram-auriso_tbd_aur-1s20-740-u4-rfm-st.pdf
https://catalog.tungsram.com/files/sheet/tungsram-auriso_tbd_aur-1s20-730-u4-rfm-st.pdf
https://catalog.tungsram.com/files/sheet/tungsram-auriso_tbd_aur-1s20-850-l9-rfm-st.pdf
https://catalog.tungsram.com/files/sheet/tungsram-auriso_tbd_aur-1s20-840-l9-rfm-st.pdf
https://catalog.tungsram.com/files/sheet/tungsram-auriso_tbd_aur-1s20-830-l9-rfm-st.pdf
https://catalog.tungsram.com/files/sheet/tungsram-auriso_tbd_aur-1s20-750-l9-rfm-st.pdf
https://catalog.tungsram.com/files/sheet/tungsram-auriso_tbd_aur-1s20-740-l9-rfm-st.pdf
https://catalog.tungsram.com/files/sheet/tungsram-auriso_tbd_aur-1s20-730-l9-rfm-st.pdf
https://catalog.tungsram.com/files/sheet/tungsram-auriso_tbd_aur-1s20-850-l6-rfm-st.pdf
https://catalog.tungsram.com/files/sheet/tungsram-auriso_tbd_aur-1s20-840-l6-rfm-st.pdf
https://catalog.tungsram.com/files/sheet/tungsram-auriso_tbd_aur-1s20-830-l6-rfm-st.pdf
https://catalog.tungsram.com/files/sheet/tungsram-auriso_tbd_aur-1s20-750-l6-rfm-st.pdf
https://catalog.tungsram.com/files/sheet/tungsram-auriso_tbd_aur-1s20-740-l6-rfm-st.pdf
https://catalog.tungsram.com/files/sheet/tungsram-auriso_tbd_aur-1s20-730-l6-rfm-st.pdf
https://catalog.tungsram.com/files/sheet/tungsram-auriso_tbd_aur-1s20-850-l3-rfm-st.pdf
https://catalog.tungsram.com/files/sheet/tungsram-auriso_tbd_aur-1s20-840-l3-rfm-st.pdf
https://catalog.tungsram.com/files/sheet/tungsram-auriso_tbd_aur-1s20-830-l3-rfm-st.pdf
https://catalog.tungsram.com/files/sheet/tungsram-auriso_tbd_aur-1s20-750-l3-rfm-st.pdf
https://catalog.tungsram.com/files/sheet/tungsram-auriso_tbd_aur-1s20-740-l3-rfm-st.pdf
https://catalog.tungsram.com/files/sheet/tungsram-auriso_tbd_aur-1s20-730-l3-rfm-st.pdf
https://catalog.tungsram.com/files/sheet/tungsram-auriso_tbd_aur-1s20-850-d1-rfm-st.pdf
https://catalog.tungsram.com/files/sheet/tungsram-auriso_tbd_aur-1s20-840-d1-rfm-st.pdf
https://catalog.tungsram.com/files/sheet/tungsram-auriso_tbd_aur-1s20-830-d1-rfm-st.pdf
https://catalog.tungsram.com/files/sheet/tungsram-auriso_tbd_aur-1s20-750-d1-rfm-st.pdf
https://catalog.tungsram.com/files/sheet/tungsram-auriso_tbd_aur-1s20-740-d1-rfm-st.pdf
https://catalog.tungsram.com/files/sheet/tungsram-auriso_tbd_aur-1s20-730-d1-rfm-st.pdf
https://catalog.tungsram.com/files/sheet/tungsram-auriso_tbd_aur-1s20-850-c1-rfm-st.pdf
https://catalog.tungsram.com/files/sheet/tungsram-auriso_tbd_aur-1s20-840-c1-rfm-st.pdf
https://catalog.tungsram.com/files/sheet/tungsram-auriso_tbd_aur-1s20-830-c1-rfm-st.pdf
https://catalog.tungsram.com/files/sheet/tungsram-auriso_tbd_aur-1s20-750-c1-rfm-st.pdf
https://catalog.tungsram.com/files/sheet/tungsram-auriso_tbd_aur-1s20-740-c1-rfm-st.pdf
https://catalog.tungsram.com/files/sheet/tungsram-auriso_tbd_aur-1s20-730-c1-rfm-st.pdf
https://catalog.tungsram.com/files/sheet/tungsram-auriso_tbd_aur-1s15-850-u8-rfm-st.pdf
https://catalog.tungsram.com/files/sheet/tungsram-auriso_tbd_aur-1s15-840-u8-rfm-st.pdf
https://catalog.tungsram.com/files/sheet/tungsram-auriso_tbd_aur-1s15-830-u8-rfm-st.pdf
https://catalog.tungsram.com/files/sheet/tungsram-auriso_tbd_aur-1s15-750-u8-rfm-st.pdf
https://catalog.tungsram.com/files/sheet/tungsram-auriso_tbd_aur-1s15-740-u8-rfm-st.pdf
https://catalog.tungsram.com/files/sheet/tungsram-auriso_tbd_aur-1s15-730-u8-rfm-st.pdf
https://catalog.tungsram.com/files/sheet/tungsram-auriso_tbd_aur-1s15-850-u6-rfm-st.pdf
https://catalog.tungsram.com/files/sheet/tungsram-auriso_tbd_aur-1s15-840-u6-rfm-st.pdf
https://catalog.tungsram.com/files/sheet/tungsram-auriso_tbd_aur-1s15-830-u6-rfm-st.pdf
https://catalog.tungsram.com/files/sheet/tungsram-auriso_tbd_aur-1s15-750-u6-rfm-st.pdf
https://catalog.tungsram.com/files/sheet/tungsram-auriso_tbd_aur-1s15-740-u6-rfm-st.pdf
https://catalog.tungsram.com/files/sheet/tungsram-auriso_tbd_aur-1s15-730-u6-rfm-st.pdf
https://catalog.tungsram.com/files/sheet/tungsram-auriso_tbd_aur-1s15-850-u4-rfm-st.pdf
https://catalog.tungsram.com/files/sheet/tungsram-auriso_tbd_aur-1s15-840-u4-rfm-st.pdf
https://catalog.tungsram.com/files/sheet/tungsram-auriso_tbd_aur-1s15-830-u4-rfm-st.pdf
https://catalog.tungsram.com/files/sheet/tungsram-auriso_tbd_aur-1s15-750-u4-rfm-st.pdf
https://catalog.tungsram.com/files/sheet/tungsram-auriso_tbd_aur-1s15-740-u4-rfm-st.pdf
https://catalog.tungsram.com/files/sheet/tungsram-auriso_tbd_aur-1s15-730-u4-rfm-st.pdf
https://catalog.tungsram.com/files/sheet/tungsram-auriso_tbd_aur-1s15-850-l9-rfm-st.pdf
https://catalog.tungsram.com/files/sheet/tungsram-auriso_tbd_aur-1s15-840-l9-rfm-st.pdf
https://catalog.tungsram.com/files/sheet/tungsram-auriso_tbd_aur-1s15-830-l9-rfm-st.pdf
https://catalog.tungsram.com/files/sheet/tungsram-auriso_tbd_aur-1s15-750-l9-rfm-st.pdf
https://catalog.tungsram.com/files/sheet/tungsram-auriso_tbd_aur-1s15-740-l9-rfm-st.pdf
https://catalog.tungsram.com/files/sheet/tungsram-auriso_tbd_aur-1s15-730-l9-rfm-st.pdf
https://catalog.tungsram.com/files/sheet/tungsram-auriso_tbd_aur-1s15-850-l6-rfm-st.pdf
https://catalog.tungsram.com/files/sheet/tungsram-auriso_tbd_aur-1s15-840-l6-rfm-st.pdf
https://catalog.tungsram.com/files/sheet/tungsram-auriso_tbd_aur-1s15-830-l6-rfm-st.pdf
https://catalog.tungsram.com/files/sheet/tungsram-auriso_tbd_aur-1s15-750-l6-rfm-st.pdf
https://catalog.tungsram.com/files/sheet/tungsram-auriso_tbd_aur-1s15-740-l6-rfm-st.pdf
https://catalog.tungsram.com/files/sheet/tungsram-auriso_tbd_aur-1s15-730-l6-rfm-st.pdf
https://catalog.tungsram.com/files/sheet/tungsram-auriso_tbd_aur-1s15-850-l3-rfm-st.pdf
https://catalog.tungsram.com/files/sheet/tungsram-auriso_tbd_aur-1s15-840-l3-rfm-st.pdf
https://catalog.tungsram.com/files/sheet/tungsram-auriso_tbd_aur-1s15-830-l3-rfm-st.pdf
https://catalog.tungsram.com/files/sheet/tungsram-auriso_tbd_aur-1s15-750-l3-rfm-st.pdf
https://catalog.tungsram.com/files/sheet/tungsram-auriso_tbd_aur-1s15-740-l3-rfm-st.pdf
https://catalog.tungsram.com/files/sheet/tungsram-auriso_tbd_aur-1s15-730-l3-rfm-st.pdf
https://catalog.tungsram.com/files/sheet/tungsram-auriso_tbd_aur-1s15-850-d1-rfm-st.pdf
https://catalog.tungsram.com/files/sheet/tungsram-auriso_tbd_aur-1s15-840-d1-rfm-st.pdf
https://catalog.tungsram.com/files/sheet/tungsram-auriso_tbd_aur-1s15-830-d1-rfm-st.pdf
https://catalog.tungsram.com/files/sheet/tungsram-auriso_tbd_aur-1s15-750-d1-rfm-st.pdf
https://catalog.tungsram.com/files/sheet/tungsram-auriso_tbd_aur-1s15-740-d1-rfm-st.pdf
https://catalog.tungsram.com/files/sheet/tungsram-auriso_tbd_aur-1s15-730-d1-rfm-st.pdf
https://catalog.tungsram.com/files/sheet/tungsram-auriso_tbd_aur-1s15-850-c1-rfm-st.pdf
https://catalog.tungsram.com/files/sheet/tungsram-auriso_tbd_aur-1s15-840-c1-rfm-st.pdf
https://catalog.tungsram.com/files/sheet/tungsram-auriso_tbd_aur-1s15-830-c1-rfm-st.pdf
https://catalog.tungsram.com/files/sheet/tungsram-auriso_tbd_aur-1s15-750-c1-rfm-st.pdf
https://catalog.tungsram.com/files/sheet/tungsram-auriso_tbd_aur-1s15-740-c1-rfm-st.pdf
https://catalog.tungsram.com/files/sheet/tungsram-auriso_tbd_aur-1s15-730-c1-rfm-st.pdf
https://catalog.tungsram.com/files/sheet/tungsram-auriso_tbd_aur-1s10-850-u8-rfm-st.pdf
https://catalog.tungsram.com/files/sheet/tungsram-auriso_tbd_aur-1s10-840-u8-rfm-st.pdf
https://catalog.tungsram.com/files/sheet/tungsram-auriso_tbd_aur-1s10-830-u8-rfm-st.pdf
https://catalog.tungsram.com/files/sheet/tungsram-auriso_tbd_aur-1s10-750-u8-rfm-st.pdf
https://catalog.tungsram.com/files/sheet/tungsram-auriso_tbd_aur-1s10-740-u8-rfm-st.pdf
https://catalog.tungsram.com/files/sheet/tungsram-auriso_tbd_aur-1s10-730-u8-rfm-st.pdf
https://catalog.tungsram.com/files/sheet/tungsram-auriso_tbd_aur-1s10-850-u6-rfm-st.pdf
https://catalog.tungsram.com/files/sheet/tungsram-auriso_tbd_aur-1s10-840-u6-rfm-st.pdf
https://catalog.tungsram.com/files/sheet/tungsram-auriso_tbd_aur-1s10-830-u6-rfm-st.pdf
https://catalog.tungsram.com/files/sheet/tungsram-auriso_tbd_aur-1s10-750-u6-rfm-st.pdf
https://catalog.tungsram.com/files/sheet/tungsram-auriso_tbd_aur-1s10-740-u6-rfm-st.pdf
https://catalog.tungsram.com/files/sheet/tungsram-auriso_tbd_aur-1s10-730-u6-rfm-st.pdf
https://catalog.tungsram.com/files/sheet/tungsram-auriso_tbd_aur-1s10-850-u4-rfm-st.pdf
https://catalog.tungsram.com/files/sheet/tungsram-auriso_tbd_aur-1s10-840-u4-rfm-st.pdf
https://catalog.tungsram.com/files/sheet/tungsram-auriso_tbd_aur-1s10-830-u4-rfm-st.pdf
https://catalog.tungsram.com/files/sheet/tungsram-auriso_tbd_aur-1s10-750-u4-rfm-st.pdf
https://catalog.tungsram.com/files/sheet/tungsram-auriso_tbd_aur-1s10-740-u4-rfm-st.pdf
https://catalog.tungsram.com/files/sheet/tungsram-auriso_tbd_aur-1s10-730-u4-rfm-st.pdf
https://catalog.tungsram.com/files/sheet/tungsram-auriso_tbd_aur-1s10-850-l9-rfm-st.pdf
https://catalog.tungsram.com/files/sheet/tungsram-auriso_tbd_aur-1s10-840-l9-rfm-st.pdf
https://catalog.tungsram.com/files/sheet/tungsram-auriso_tbd_aur-1s10-830-l9-rfm-st.pdf
https://catalog.tungsram.com/files/sheet/tungsram-auriso_tbd_aur-1s10-750-l9-rfm-st.pdf
https://catalog.tungsram.com/files/sheet/tungsram-auriso_tbd_aur-1s10-740-l9-rfm-st.pdf
https://catalog.tungsram.com/files/sheet/tungsram-auriso_tbd_aur-1s10-730-l9-rfm-st.pdf
https://catalog.tungsram.com/files/sheet/tungsram-auriso_tbd_aur-1s10-850-l6-rfm-st.pdf
https://catalog.tungsram.com/files/sheet/tungsram-auriso_tbd_aur-1s10-840-l6-rfm-st.pdf
https://catalog.tungsram.com/files/sheet/tungsram-auriso_tbd_aur-1s10-830-l6-rfm-st.pdf
https://catalog.tungsram.com/files/sheet/tungsram-auriso_tbd_aur-1s10-750-l6-rfm-st.pdf
https://catalog.tungsram.com/files/sheet/tungsram-auriso_tbd_aur-1s10-740-l6-rfm-st.pdf
https://catalog.tungsram.com/files/sheet/tungsram-auriso_tbd_aur-1s10-730-l6-rfm-st.pdf
https://catalog.tungsram.com/files/sheet/tungsram-auriso_tbd_aur-1s10-850-l3-rfm-st.pdf
https://catalog.tungsram.com/files/sheet/tungsram-auriso_tbd_aur-1s10-840-l3-rfm-st.pdf
https://catalog.tungsram.com/files/sheet/tungsram-auriso_tbd_aur-1s10-830-l3-rfm-st.pdf
https://catalog.tungsram.com/files/sheet/tungsram-auriso_tbd_aur-1s10-750-l3-rfm-st.pdf
https://catalog.tungsram.com/files/sheet/tungsram-auriso_tbd_aur-1s10-740-l3-rfm-st.pdf
https://catalog.tungsram.com/files/sheet/tungsram-auriso_tbd_aur-1s10-730-l3-rfm-st.pdf
https://catalog.tungsram.com/files/sheet/tungsram-auriso_tbd_aur-1s10-850-d1-rfm-st.pdf
https://catalog.tungsram.com/files/sheet/tungsram-auriso_tbd_aur-1s10-840-d1-rfm-st.pdf
https://catalog.tungsram.com/files/sheet/tungsram-auriso_tbd_aur-1s10-830-d1-rfm-st.pdf
https://catalog.tungsram.com/files/sheet/tungsram-auriso_tbd_aur-1s10-750-d1-rfm-st.pdf
https://catalog.tungsram.com/files/sheet/tungsram-auriso_tbd_aur-1s10-740-d1-rfm-st.pdf
https://catalog.tungsram.com/files/sheet/tungsram-auriso_tbd_aur-1s10-730-d1-rfm-st.pdf
https://catalog.tungsram.com/files/sheet/tungsram-auriso_tbd_aur-1s10-850-c1-rfm-st.pdf
https://catalog.tungsram.com/files/sheet/tungsram-auriso_tbd_aur-1s10-840-c1-rfm-st.pdf
https://catalog.tungsram.com/files/sheet/tungsram-auriso_tbd_aur-1s10-830-c1-rfm-st.pdf
https://catalog.tungsram.com/files/sheet/tungsram-auriso_tbd_aur-1s10-750-c1-rfm-st.pdf
https://catalog.tungsram.com/files/sheet/tungsram-auriso_tbd_aur-1s10-740-c1-rfm-st.pdf
https://catalog.tungsram.com/files/sheet/tungsram-auriso_tbd_aur-1s10-730-c1-rfm-st.pdf
https://catalog.tungsram.com/files/sheet/tungsram-auriso_tbd_aur-2s60-850-u8-rfs-st.pdf
https://catalog.tungsram.com/files/sheet/tungsram-auriso_tbd_aur-2s60-840-u8-rfs-st.pdf
https://catalog.tungsram.com/files/sheet/tungsram-auriso_tbd_aur-2s60-830-u8-rfs-st.pdf
https://catalog.tungsram.com/files/sheet/tungsram-auriso_tbd_aur-2s60-750-u8-rfs-st.pdf
https://catalog.tungsram.com/files/sheet/tungsram-auriso_tbd_aur-2s60-740-u8-rfs-st.pdf
https://catalog.tungsram.com/files/sheet/tungsram-auriso_tbd_aur-2s60-730-u8-rfs-st.pdf
https://catalog.tungsram.com/files/sheet/tungsram-auriso_tbd_aur-2s60-850-u6-rfs-st.pdf
https://catalog.tungsram.com/files/sheet/tungsram-auriso_tbd_aur-2s60-840-u6-rfs-st.pdf
https://catalog.tungsram.com/files/sheet/tungsram-auriso_tbd_aur-2s60-830-u6-rfs-st.pdf
https://catalog.tungsram.com/files/sheet/tungsram-auriso_tbd_aur-2s60-750-u6-rfs-st.pdf
https://catalog.tungsram.com/files/sheet/tungsram-auriso_tbd_aur-2s60-740-u6-rfs-st.pdf
https://catalog.tungsram.com/files/sheet/tungsram-auriso_tbd_aur-2s60-730-u6-rfs-st.pdf
https://catalog.tungsram.com/files/sheet/tungsram-auriso_tbd_aur-2s60-850-u4-rfs-st.pdf
https://catalog.tungsram.com/files/sheet/tungsram-auriso_tbd_aur-2s60-840-u4-rfs-st.pdf
https://catalog.tungsram.com/files/sheet/tungsram-auriso_tbd_aur-2s60-830-u4-rfs-st.pdf
https://catalog.tungsram.com/files/sheet/tungsram-auriso_tbd_aur-2s60-750-u4-rfs-st.pdf
https://catalog.tungsram.com/files/sheet/tungsram-auriso_tbd_aur-2s60-740-u4-rfs-st.pdf
https://catalog.tungsram.com/files/sheet/tungsram-auriso_tbd_aur-2s60-730-u4-rfs-st.pdf
https://catalog.tungsram.com/files/sheet/tungsram-auriso_tbd_aur-2s60-850-l9-rfs-st.pdf
https://catalog.tungsram.com/files/sheet/tungsram-auriso_tbd_aur-2s60-840-l9-rfs-st.pdf
https://catalog.tungsram.com/files/sheet/tungsram-auriso_tbd_aur-2s60-830-l9-rfs-st.pdf
https://catalog.tungsram.com/files/sheet/tungsram-auriso_tbd_aur-2s60-750-l9-rfs-st.pdf
https://catalog.tungsram.com/files/sheet/tungsram-auriso_tbd_aur-2s60-740-l9-rfs-st.pdf
https://catalog.tungsram.com/files/sheet/tungsram-auriso_tbd_aur-2s60-730-l9-rfs-st.pdf
https://catalog.tungsram.com/files/sheet/tungsram-auriso_tbd_aur-2s60-850-l6-rfs-st.pdf
https://catalog.tungsram.com/files/sheet/tungsram-auriso_tbd_aur-2s60-840-l6-rfs-st.pdf
https://catalog.tungsram.com/files/sheet/tungsram-auriso_tbd_aur-2s60-830-l6-rfs-st.pdf
https://catalog.tungsram.com/files/sheet/tungsram-auriso_tbd_aur-2s60-750-l6-rfs-st.pdf
https://catalog.tungsram.com/files/sheet/tungsram-auriso_tbd_aur-2s60-740-l6-rfs-st.pdf
https://catalog.tungsram.com/files/sheet/tungsram-auriso_tbd_aur-2s60-730-l6-rfs-st.pdf
https://catalog.tungsram.com/files/sheet/tungsram-auriso_tbd_aur-2s60-850-l3-rfs-st.pdf
https://catalog.tungsram.com/files/sheet/tungsram-auriso_tbd_aur-2s60-840-l3-rfs-st.pdf
https://catalog.tungsram.com/files/sheet/tungsram-auriso_tbd_aur-2s60-830-l3-rfs-st.pdf
https://catalog.tungsram.com/files/sheet/tungsram-auriso_tbd_aur-2s60-750-l3-rfs-st.pdf
https://catalog.tungsram.com/files/sheet/tungsram-auriso_tbd_aur-2s60-740-l3-rfs-st.pdf
https://catalog.tungsram.com/files/sheet/tungsram-auriso_tbd_aur-2s60-730-l3-rfs-st.pdf
https://catalog.tungsram.com/files/sheet/tungsram-auriso_tbd_aur-2s60-850-d1-rfs-st.pdf
https://catalog.tungsram.com/files/sheet/tungsram-auriso_tbd_aur-2s60-840-d1-rfs-st.pdf
https://catalog.tungsram.com/files/sheet/tungsram-auriso_tbd_aur-2s60-830-d1-rfs-st.pdf
https://catalog.tungsram.com/files/sheet/tungsram-auriso_tbd_aur-2s60-750-d1-rfs-st.pdf
https://catalog.tungsram.com/files/sheet/tungsram-auriso_tbd_aur-2s60-740-d1-rfs-st.pdf
https://catalog.tungsram.com/files/sheet/tungsram-auriso_tbd_aur-2s60-730-d1-rfs-st.pdf
https://catalog.tungsram.com/files/sheet/tungsram-auriso_tbd_aur-2s60-850-c1-rfs-st.pdf
https://catalog.tungsram.com/files/sheet/tungsram-auriso_tbd_aur-2s60-840-c1-rfs-st.pdf
https://catalog.tungsram.com/files/sheet/tungsram-auriso_tbd_aur-2s60-830-c1-rfs-st.pdf
https://catalog.tungsram.com/files/sheet/tungsram-auriso_tbd_aur-2s60-750-c1-rfs-st.pdf
https://catalog.tungsram.com/files/sheet/tungsram-auriso_tbd_aur-2s60-740-c1-rfs-st.pdf
https://catalog.tungsram.com/files/sheet/tungsram-auriso_tbd_aur-2s60-730-c1-rfs-st.pdf
https://catalog.tungsram.com/files/sheet/tungsram-auriso_tbd_aur-2s55-850-u8-rfs-st.pdf
https://catalog.tungsram.com/files/sheet/tungsram-auriso_tbd_aur-2s55-840-u8-rfs-st.pdf
https://catalog.tungsram.com/files/sheet/tungsram-auriso_tbd_aur-2s55-830-u8-rfs-st.pdf
https://catalog.tungsram.com/files/sheet/tungsram-auriso_tbd_aur-2s55-750-u8-rfs-st.pdf
https://catalog.tungsram.com/files/sheet/tungsram-auriso_tbd_aur-2s55-740-u8-rfs-st.pdf
https://catalog.tungsram.com/files/sheet/tungsram-auriso_tbd_aur-2s55-730-u8-rfs-st.pdf
https://catalog.tungsram.com/files/sheet/tungsram-auriso_tbd_aur-2s55-850-u6-rfs-st.pdf
https://catalog.tungsram.com/files/sheet/tungsram-auriso_tbd_aur-2s55-840-u6-rfs-st.pdf
https://catalog.tungsram.com/files/sheet/tungsram-auriso_tbd_aur-2s55-830-u6-rfs-st.pdf
https://catalog.tungsram.com/files/sheet/tungsram-auriso_tbd_aur-2s55-750-u6-rfs-st.pdf
https://catalog.tungsram.com/files/sheet/tungsram-auriso_tbd_aur-2s55-740-u6-rfs-st.pdf
https://catalog.tungsram.com/files/sheet/tungsram-auriso_tbd_aur-2s55-730-u6-rfs-st.pdf
https://catalog.tungsram.com/files/sheet/tungsram-auriso_tbd_aur-2s55-850-u4-rfs-st.pdf
https://catalog.tungsram.com/files/sheet/tungsram-auriso_tbd_aur-2s55-840-u4-rfs-st.pdf
https://catalog.tungsram.com/files/sheet/tungsram-auriso_tbd_aur-2s55-830-u4-rfs-st.pdf
https://catalog.tungsram.com/files/sheet/tungsram-auriso_tbd_aur-2s55-750-u4-rfs-st.pdf
https://catalog.tungsram.com/files/sheet/tungsram-auriso_tbd_aur-2s55-740-u4-rfs-st.pdf
https://catalog.tungsram.com/files/sheet/tungsram-auriso_tbd_aur-2s55-730-u4-rfs-st.pdf
https://catalog.tungsram.com/files/sheet/tungsram-auriso_tbd_aur-2s55-850-l9-rfs-st.pdf
https://catalog.tungsram.com/files/sheet/tungsram-auriso_tbd_aur-2s55-840-l9-rfs-st.pdf
https://catalog.tungsram.com/files/sheet/tungsram-auriso_tbd_aur-2s55-830-l9-rfs-st.pdf
https://catalog.tungsram.com/files/sheet/tungsram-auriso_tbd_aur-2s55-750-l9-rfs-st.pdf
https://catalog.tungsram.com/files/sheet/tungsram-auriso_tbd_aur-2s55-740-l9-rfs-st.pdf
https://catalog.tungsram.com/files/sheet/tungsram-auriso_tbd_aur-2s55-730-l9-rfs-st.pdf
https://catalog.tungsram.com/files/sheet/tungsram-auriso_tbd_aur-2s55-850-l6-rfs-st.pdf
https://catalog.tungsram.com/files/sheet/tungsram-auriso_tbd_aur-2s55-840-l6-rfs-st.pdf
https://catalog.tungsram.com/files/sheet/tungsram-auriso_tbd_aur-2s55-830-l6-rfs-st.pdf
https://catalog.tungsram.com/files/sheet/tungsram-auriso_tbd_aur-2s55-750-l6-rfs-st.pdf
https://catalog.tungsram.com/files/sheet/tungsram-auriso_tbd_aur-2s55-740-l6-rfs-st.pdf
https://catalog.tungsram.com/files/sheet/tungsram-auriso_tbd_aur-2s55-730-l6-rfs-st.pdf
https://catalog.tungsram.com/files/sheet/tungsram-auriso_tbd_aur-2s55-850-l3-rfs-st.pdf
https://catalog.tungsram.com/files/sheet/tungsram-auriso_tbd_aur-2s55-840-l3-rfs-st.pdf
https://catalog.tungsram.com/files/sheet/tungsram-auriso_tbd_aur-2s55-830-l3-rfs-st.pdf
https://catalog.tungsram.com/files/sheet/tungsram-auriso_tbd_aur-2s55-750-l3-rfs-st.pdf
https://catalog.tungsram.com/files/sheet/tungsram-auriso_tbd_aur-2s55-740-l3-rfs-st.pdf
https://catalog.tungsram.com/files/sheet/tungsram-auriso_tbd_aur-2s55-730-l3-rfs-st.pdf
https://catalog.tungsram.com/files/sheet/tungsram-auriso_tbd_aur-2s55-850-d1-rfs-st.pdf
https://catalog.tungsram.com/files/sheet/tungsram-auriso_tbd_aur-2s55-840-d1-rfs-st.pdf
https://catalog.tungsram.com/files/sheet/tungsram-auriso_tbd_aur-2s55-830-d1-rfs-st.pdf
https://catalog.tungsram.com/files/sheet/tungsram-auriso_tbd_aur-2s55-750-d1-rfs-st.pdf
https://catalog.tungsram.com/files/sheet/tungsram-auriso_tbd_aur-2s55-740-d1-rfs-st.pdf
https://catalog.tungsram.com/files/sheet/tungsram-auriso_tbd_aur-2s55-730-d1-rfs-st.pdf
https://catalog.tungsram.com/files/sheet/tungsram-auriso_tbd_aur-2s55-850-c1-rfs-st.pdf
https://catalog.tungsram.com/files/sheet/tungsram-auriso_tbd_aur-2s55-840-c1-rfs-st.pdf
https://catalog.tungsram.com/files/sheet/tungsram-auriso_tbd_aur-2s55-830-c1-rfs-st.pdf
https://catalog.tungsram.com/files/sheet/tungsram-auriso_tbd_aur-2s55-750-c1-rfs-st.pdf
https://catalog.tungsram.com/files/sheet/tungsram-auriso_tbd_aur-2s55-740-c1-rfs-st.pdf
https://catalog.tungsram.com/files/sheet/tungsram-auriso_tbd_aur-2s55-730-c1-rfs-st.pdf
https://catalog.tungsram.com/files/sheet/tungsram-auriso_tbd_aur-2s50-850-u8-rfs-st.pdf
https://catalog.tungsram.com/files/sheet/tungsram-auriso_tbd_aur-2s50-840-u8-rfs-st.pdf
https://catalog.tungsram.com/files/sheet/tungsram-auriso_tbd_aur-2s50-830-u8-rfs-st.pdf
https://catalog.tungsram.com/files/sheet/tungsram-auriso_tbd_aur-2s50-750-u8-rfs-st.pdf
https://catalog.tungsram.com/files/sheet/tungsram-auriso_tbd_aur-2s50-740-u8-rfs-st.pdf
https://catalog.tungsram.com/files/sheet/tungsram-auriso_tbd_aur-2s50-730-u8-rfs-st.pdf
https://catalog.tungsram.com/files/sheet/tungsram-auriso_tbd_aur-2s50-850-u6-rfs-st.pdf
https://catalog.tungsram.com/files/sheet/tungsram-auriso_tbd_aur-2s50-840-u6-rfs-st.pdf
https://catalog.tungsram.com/files/sheet/tungsram-auriso_tbd_aur-2s50-830-u6-rfs-st.pdf
https://catalog.tungsram.com/files/sheet/tungsram-auriso_tbd_aur-2s50-750-u6-rfs-st.pdf
https://catalog.tungsram.com/files/sheet/tungsram-auriso_tbd_aur-2s50-740-u6-rfs-st.pdf
https://catalog.tungsram.com/files/sheet/tungsram-auriso_tbd_aur-2s50-730-u6-rfs-st.pdf
https://catalog.tungsram.com/files/sheet/tungsram-auriso_tbd_aur-2s50-850-u4-rfs-st.pdf
https://catalog.tungsram.com/files/sheet/tungsram-auriso_tbd_aur-2s50-840-u4-rfs-st.pdf
https://catalog.tungsram.com/files/sheet/tungsram-auriso_tbd_aur-2s50-830-u4-rfs-st.pdf
https://catalog.tungsram.com/files/sheet/tungsram-auriso_tbd_aur-2s50-750-u4-rfs-st.pdf
https://catalog.tungsram.com/files/sheet/tungsram-auriso_tbd_aur-2s50-740-u4-rfs-st.pdf
https://catalog.tungsram.com/files/sheet/tungsram-auriso_tbd_aur-2s50-730-u4-rfs-st.pdf
https://catalog.tungsram.com/files/sheet/tungsram-auriso_tbd_aur-2s50-850-l9-rfs-st.pdf
https://catalog.tungsram.com/files/sheet/tungsram-auriso_tbd_aur-2s50-840-l9-rfs-st.pdf
https://catalog.tungsram.com/files/sheet/tungsram-auriso_tbd_aur-2s50-830-l9-rfs-st.pdf
https://catalog.tungsram.com/files/sheet/tungsram-auriso_tbd_aur-2s50-750-l9-rfs-st.pdf
https://catalog.tungsram.com/files/sheet/tungsram-auriso_tbd_aur-2s50-740-l9-rfs-st.pdf
https://catalog.tungsram.com/files/sheet/tungsram-auriso_tbd_aur-2s50-730-l9-rfs-st.pdf
https://catalog.tungsram.com/files/sheet/tungsram-auriso_tbd_aur-2s50-850-l6-rfs-st.pdf
https://catalog.tungsram.com/files/sheet/tungsram-auriso_tbd_aur-2s50-840-l6-rfs-st.pdf
https://catalog.tungsram.com/files/sheet/tungsram-auriso_tbd_aur-2s50-830-l6-rfs-st.pdf
https://catalog.tungsram.com/files/sheet/tungsram-auriso_tbd_aur-2s50-750-l6-rfs-st.pdf
https://catalog.tungsram.com/files/sheet/tungsram-auriso_tbd_aur-2s50-740-l6-rfs-st.pdf
https://catalog.tungsram.com/files/sheet/tungsram-auriso_tbd_aur-2s50-730-l6-rfs-st.pdf
https://catalog.tungsram.com/files/sheet/tungsram-auriso_tbd_aur-2s50-850-l3-rfs-st.pdf
https://catalog.tungsram.com/files/sheet/tungsram-auriso_tbd_aur-2s50-840-l3-rfs-st.pdf
https://catalog.tungsram.com/files/sheet/tungsram-auriso_tbd_aur-2s50-830-l3-rfs-st.pdf
https://catalog.tungsram.com/files/sheet/tungsram-auriso_tbd_aur-2s50-750-l3-rfs-st.pdf
https://catalog.tungsram.com/files/sheet/tungsram-auriso_tbd_aur-2s50-740-l3-rfs-st.pdf
https://catalog.tungsram.com/files/sheet/tungsram-auriso_tbd_aur-2s50-730-l3-rfs-st.pdf
https://catalog.tungsram.com/files/sheet/tungsram-auriso_tbd_aur-2s50-850-d1-rfs-st.pdf
https://catalog.tungsram.com/files/sheet/tungsram-auriso_tbd_aur-2s50-840-d1-rfs-st.pdf
https://catalog.tungsram.com/files/sheet/tungsram-auriso_tbd_aur-2s50-830-d1-rfs-st.pdf
https://catalog.tungsram.com/files/sheet/tungsram-auriso_tbd_aur-2s50-750-d1-rfs-st.pdf
https://catalog.tungsram.com/files/sheet/tungsram-auriso_tbd_aur-2s50-740-d1-rfs-st.pdf
https://catalog.tungsram.com/files/sheet/tungsram-auriso_tbd_aur-2s50-730-d1-rfs-st.pdf
https://catalog.tungsram.com/files/sheet/tungsram-auriso_tbd_aur-2s50-850-c1-rfs-st.pdf
https://catalog.tungsram.com/files/sheet/tungsram-auriso_tbd_aur-2s50-840-c1-rfs-st.pdf
https://catalog.tungsram.com/files/sheet/tungsram-auriso_tbd_aur-2s50-830-c1-rfs-st.pdf
https://catalog.tungsram.com/files/sheet/tungsram-auriso_tbd_aur-2s50-750-c1-rfs-st.pdf
https://catalog.tungsram.com/files/sheet/tungsram-auriso_tbd_aur-2s50-740-c1-rfs-st.pdf
https://catalog.tungsram.com/files/sheet/tungsram-auriso_tbd_aur-2s50-730-c1-rfs-st.pdf
https://catalog.tungsram.com/files/sheet/tungsram-auriso_tbd_aur-2s45-850-u8-rfs-st.pdf
https://catalog.tungsram.com/files/sheet/tungsram-auriso_tbd_aur-2s45-840-u8-rfs-st.pdf
https://catalog.tungsram.com/files/sheet/tungsram-auriso_tbd_aur-2s45-830-u8-rfs-st.pdf
https://catalog.tungsram.com/files/sheet/tungsram-auriso_tbd_aur-2s45-750-u8-rfs-st.pdf
https://catalog.tungsram.com/files/sheet/tungsram-auriso_tbd_aur-2s45-740-u8-rfs-st.pdf
https://catalog.tungsram.com/files/sheet/tungsram-auriso_tbd_aur-2s45-730-u8-rfs-st.pdf
https://catalog.tungsram.com/files/sheet/tungsram-auriso_tbd_aur-2s45-850-u6-rfs-st.pdf
https://catalog.tungsram.com/files/sheet/tungsram-auriso_tbd_aur-2s45-840-u6-rfs-st.pdf
https://catalog.tungsram.com/files/sheet/tungsram-auriso_tbd_aur-2s45-830-u6-rfs-st.pdf
https://catalog.tungsram.com/files/sheet/tungsram-auriso_tbd_aur-2s45-750-u6-rfs-st.pdf
https://catalog.tungsram.com/files/sheet/tungsram-auriso_tbd_aur-2s45-740-u6-rfs-st.pdf
https://catalog.tungsram.com/files/sheet/tungsram-auriso_tbd_aur-2s45-730-u6-rfs-st.pdf
https://catalog.tungsram.com/files/sheet/tungsram-auriso_tbd_aur-2s45-850-u4-rfs-st.pdf
https://catalog.tungsram.com/files/sheet/tungsram-auriso_tbd_aur-2s45-840-u4-rfs-st.pdf
https://catalog.tungsram.com/files/sheet/tungsram-auriso_tbd_aur-2s45-830-u4-rfs-st.pdf
https://catalog.tungsram.com/files/sheet/tungsram-auriso_tbd_aur-2s45-750-u4-rfs-st.pdf
https://catalog.tungsram.com/files/sheet/tungsram-auriso_tbd_aur-2s45-740-u4-rfs-st.pdf
https://catalog.tungsram.com/files/sheet/tungsram-auriso_tbd_aur-2s45-730-u4-rfs-st.pdf
https://catalog.tungsram.com/files/sheet/tungsram-auriso_tbd_aur-2s45-850-l9-rfs-st.pdf
https://catalog.tungsram.com/files/sheet/tungsram-auriso_tbd_aur-2s45-840-l9-rfs-st.pdf
https://catalog.tungsram.com/files/sheet/tungsram-auriso_tbd_aur-2s45-830-l9-rfs-st.pdf
https://catalog.tungsram.com/files/sheet/tungsram-auriso_tbd_aur-2s45-750-l9-rfs-st.pdf
https://catalog.tungsram.com/files/sheet/tungsram-auriso_tbd_aur-2s45-740-l9-rfs-st.pdf
https://catalog.tungsram.com/files/sheet/tungsram-auriso_tbd_aur-2s45-730-l9-rfs-st.pdf
https://catalog.tungsram.com/files/sheet/tungsram-auriso_tbd_aur-2s45-850-l6-rfs-st.pdf
https://catalog.tungsram.com/files/sheet/tungsram-auriso_tbd_aur-2s45-840-l6-rfs-st.pdf
https://catalog.tungsram.com/files/sheet/tungsram-auriso_tbd_aur-2s45-830-l6-rfs-st.pdf
https://catalog.tungsram.com/files/sheet/tungsram-auriso_tbd_aur-2s45-750-l6-rfs-st.pdf
https://catalog.tungsram.com/files/sheet/tungsram-auriso_tbd_aur-2s45-740-l6-rfs-st.pdf
https://catalog.tungsram.com/files/sheet/tungsram-auriso_tbd_aur-2s45-730-l6-rfs-st.pdf
https://catalog.tungsram.com/files/sheet/tungsram-auriso_tbd_aur-2s45-850-l3-rfs-st.pdf
https://catalog.tungsram.com/files/sheet/tungsram-auriso_tbd_aur-2s45-840-l3-rfs-st.pdf
https://catalog.tungsram.com/files/sheet/tungsram-auriso_tbd_aur-2s45-830-l3-rfs-st.pdf
https://catalog.tungsram.com/files/sheet/tungsram-auriso_tbd_aur-2s45-750-l3-rfs-st.pdf
https://catalog.tungsram.com/files/sheet/tungsram-auriso_tbd_aur-2s45-740-l3-rfs-st.pdf
https://catalog.tungsram.com/files/sheet/tungsram-auriso_tbd_aur-2s45-730-l3-rfs-st.pdf
https://catalog.tungsram.com/files/sheet/tungsram-auriso_tbd_aur-2s45-850-d1-rfs-st.pdf
https://catalog.tungsram.com/files/sheet/tungsram-auriso_tbd_aur-2s45-840-d1-rfs-st.pdf
https://catalog.tungsram.com/files/sheet/tungsram-auriso_tbd_aur-2s45-830-d1-rfs-st.pdf
https://catalog.tungsram.com/files/sheet/tungsram-auriso_tbd_aur-2s45-750-d1-rfs-st.pdf
https://catalog.tungsram.com/files/sheet/tungsram-auriso_tbd_aur-2s45-740-d1-rfs-st.pdf
https://catalog.tungsram.com/files/sheet/tungsram-auriso_tbd_aur-2s45-730-d1-rfs-st.pdf
https://catalog.tungsram.com/files/sheet/tungsram-auriso_tbd_aur-2s45-850-c1-rfs-st.pdf
https://catalog.tungsram.com/files/sheet/tungsram-auriso_tbd_aur-2s45-840-c1-rfs-st.pdf
https://catalog.tungsram.com/files/sheet/tungsram-auriso_tbd_aur-2s45-830-c1-rfs-st.pdf
https://catalog.tungsram.com/files/sheet/tungsram-auriso_tbd_aur-2s45-750-c1-rfs-st.pdf
https://catalog.tungsram.com/files/sheet/tungsram-auriso_tbd_aur-2s45-740-c1-rfs-st.pdf
https://catalog.tungsram.com/files/sheet/tungsram-auriso_tbd_aur-2s45-730-c1-rfs-st.pdf
https://catalog.tungsram.com/files/sheet/tungsram-auriso_tbd_aur-2s40-850-u8-rfs-st.pdf
https://catalog.tungsram.com/files/sheet/tungsram-auriso_tbd_aur-2s40-840-u8-rfs-st.pdf
https://catalog.tungsram.com/files/sheet/tungsram-auriso_tbd_aur-2s40-830-u8-rfs-st.pdf
https://catalog.tungsram.com/files/sheet/tungsram-auriso_tbd_aur-2s40-750-u8-rfs-st.pdf
https://catalog.tungsram.com/files/sheet/tungsram-auriso_tbd_aur-2s40-740-u8-rfs-st.pdf
https://catalog.tungsram.com/files/sheet/tungsram-auriso_tbd_aur-2s40-730-u8-rfs-st.pdf
https://catalog.tungsram.com/files/sheet/tungsram-auriso_tbd_aur-2s40-850-u6-rfs-st.pdf
https://catalog.tungsram.com/files/sheet/tungsram-auriso_tbd_aur-2s40-840-u6-rfs-st.pdf
https://catalog.tungsram.com/files/sheet/tungsram-auriso_tbd_aur-2s40-830-u6-rfs-st.pdf
https://catalog.tungsram.com/files/sheet/tungsram-auriso_tbd_aur-2s40-750-u6-rfs-st.pdf
https://catalog.tungsram.com/files/sheet/tungsram-auriso_tbd_aur-2s40-740-u6-rfs-st.pdf
https://catalog.tungsram.com/files/sheet/tungsram-auriso_tbd_aur-2s40-730-u6-rfs-st.pdf
https://catalog.tungsram.com/files/sheet/tungsram-auriso_tbd_aur-2s40-850-u4-rfs-st.pdf
https://catalog.tungsram.com/files/sheet/tungsram-auriso_tbd_aur-2s40-840-u4-rfs-st.pdf
https://catalog.tungsram.com/files/sheet/tungsram-auriso_tbd_aur-2s40-830-u4-rfs-st.pdf
https://catalog.tungsram.com/files/sheet/tungsram-auriso_tbd_aur-2s40-750-u4-rfs-st.pdf
https://catalog.tungsram.com/files/sheet/tungsram-auriso_tbd_aur-2s40-740-u4-rfs-st.pdf
https://catalog.tungsram.com/files/sheet/tungsram-auriso_tbd_aur-2s40-730-u4-rfs-st.pdf
https://catalog.tungsram.com/files/sheet/tungsram-auriso_tbd_aur-2s40-850-l9-rfs-st.pdf
https://catalog.tungsram.com/files/sheet/tungsram-auriso_tbd_aur-2s40-840-l9-rfs-st.pdf
https://catalog.tungsram.com/files/sheet/tungsram-auriso_tbd_aur-2s40-830-l9-rfs-st.pdf
https://catalog.tungsram.com/files/sheet/tungsram-auriso_tbd_aur-2s40-750-l9-rfs-st.pdf
https://catalog.tungsram.com/files/sheet/tungsram-auriso_tbd_aur-2s40-740-l9-rfs-st.pdf
https://catalog.tungsram.com/files/sheet/tungsram-auriso_tbd_aur-2s40-730-l9-rfs-st.pdf
https://catalog.tungsram.com/files/sheet/tungsram-auriso_tbd_aur-2s40-850-l6-rfs-st.pdf
https://catalog.tungsram.com/files/sheet/tungsram-auriso_tbd_aur-2s40-840-l6-rfs-st.pdf
https://catalog.tungsram.com/files/sheet/tungsram-auriso_tbd_aur-2s40-830-l6-rfs-st.pdf
https://catalog.tungsram.com/files/sheet/tungsram-auriso_tbd_aur-2s40-750-l6-rfs-st.pdf
https://catalog.tungsram.com/files/sheet/tungsram-auriso_tbd_aur-2s40-740-l6-rfs-st.pdf
https://catalog.tungsram.com/files/sheet/tungsram-auriso_tbd_aur-2s40-730-l6-rfs-st.pdf
https://catalog.tungsram.com/files/sheet/tungsram-auriso_tbd_aur-2s40-850-l3-rfs-st.pdf
https://catalog.tungsram.com/files/sheet/tungsram-auriso_tbd_aur-2s40-840-l3-rfs-st.pdf
https://catalog.tungsram.com/files/sheet/tungsram-auriso_tbd_aur-2s40-830-l3-rfs-st.pdf
https://catalog.tungsram.com/files/sheet/tungsram-auriso_tbd_aur-2s40-750-l3-rfs-st.pdf
https://catalog.tungsram.com/files/sheet/tungsram-auriso_tbd_aur-2s40-740-l3-rfs-st.pdf
https://catalog.tungsram.com/files/sheet/tungsram-auriso_tbd_aur-2s40-730-l3-rfs-st.pdf
https://catalog.tungsram.com/files/sheet/tungsram-auriso_tbd_aur-2s40-850-d1-rfs-st.pdf
https://catalog.tungsram.com/files/sheet/tungsram-auriso_tbd_aur-2s40-840-d1-rfs-st.pdf
https://catalog.tungsram.com/files/sheet/tungsram-auriso_tbd_aur-2s40-830-d1-rfs-st.pdf
https://catalog.tungsram.com/files/sheet/tungsram-auriso_tbd_aur-2s40-750-d1-rfs-st.pdf
https://catalog.tungsram.com/files/sheet/tungsram-auriso_tbd_aur-2s40-740-d1-rfs-st.pdf
https://catalog.tungsram.com/files/sheet/tungsram-auriso_tbd_aur-2s40-730-d1-rfs-st.pdf
https://catalog.tungsram.com/files/sheet/tungsram-auriso_tbd_aur-2s40-850-c1-rfs-st.pdf
https://catalog.tungsram.com/files/sheet/tungsram-auriso_tbd_aur-2s40-840-c1-rfs-st.pdf
https://catalog.tungsram.com/files/sheet/tungsram-auriso_tbd_aur-2s40-830-c1-rfs-st.pdf
https://catalog.tungsram.com/files/sheet/tungsram-auriso_tbd_aur-2s40-750-c1-rfs-st.pdf
https://catalog.tungsram.com/files/sheet/tungsram-auriso_tbd_aur-2s40-740-c1-rfs-st.pdf
https://catalog.tungsram.com/files/sheet/tungsram-auriso_tbd_aur-2s40-730-c1-rfs-st.pdf
https://catalog.tungsram.com/files/sheet/tungsram-auriso_tbd_aur-2s35-850-u8-rfs-st.pdf
https://catalog.tungsram.com/files/sheet/tungsram-auriso_tbd_aur-2s35-840-u8-rfs-st.pdf
https://catalog.tungsram.com/files/sheet/tungsram-auriso_tbd_aur-2s35-830-u8-rfs-st.pdf
https://catalog.tungsram.com/files/sheet/tungsram-auriso_tbd_aur-2s35-750-u8-rfs-st.pdf
https://catalog.tungsram.com/files/sheet/tungsram-auriso_tbd_aur-2s35-740-u8-rfs-st.pdf
https://catalog.tungsram.com/files/sheet/tungsram-auriso_tbd_aur-2s35-730-u8-rfs-st.pdf
https://catalog.tungsram.com/files/sheet/tungsram-auriso_tbd_aur-2s35-850-u6-rfs-st.pdf
https://catalog.tungsram.com/files/sheet/tungsram-auriso_tbd_aur-2s35-840-u6-rfs-st.pdf
https://catalog.tungsram.com/files/sheet/tungsram-auriso_tbd_aur-2s35-830-u6-rfs-st.pdf
https://catalog.tungsram.com/files/sheet/tungsram-auriso_tbd_aur-2s35-750-u6-rfs-st.pdf
https://catalog.tungsram.com/files/sheet/tungsram-auriso_tbd_aur-2s35-740-u6-rfs-st.pdf
https://catalog.tungsram.com/files/sheet/tungsram-auriso_tbd_aur-2s35-730-u6-rfs-st.pdf
https://catalog.tungsram.com/files/sheet/tungsram-auriso_tbd_aur-2s35-850-u4-rfs-st.pdf
https://catalog.tungsram.com/files/sheet/tungsram-auriso_tbd_aur-2s35-840-u4-rfs-st.pdf
https://catalog.tungsram.com/files/sheet/tungsram-auriso_tbd_aur-2s35-830-u4-rfs-st.pdf
https://catalog.tungsram.com/files/sheet/tungsram-auriso_tbd_aur-2s35-750-u4-rfs-st.pdf
https://catalog.tungsram.com/files/sheet/tungsram-auriso_tbd_aur-2s35-740-u4-rfs-st.pdf
https://catalog.tungsram.com/files/sheet/tungsram-auriso_tbd_aur-2s35-730-u4-rfs-st.pdf
https://catalog.tungsram.com/files/sheet/tungsram-auriso_tbd_aur-2s35-850-l9-rfs-st.pdf
https://catalog.tungsram.com/files/sheet/tungsram-auriso_tbd_aur-2s35-840-l9-rfs-st.pdf
https://catalog.tungsram.com/files/sheet/tungsram-auriso_tbd_aur-2s35-830-l9-rfs-st.pdf
https://catalog.tungsram.com/files/sheet/tungsram-auriso_tbd_aur-2s35-750-l9-rfs-st.pdf
https://catalog.tungsram.com/files/sheet/tungsram-auriso_tbd_aur-2s35-740-l9-rfs-st.pdf
https://catalog.tungsram.com/files/sheet/tungsram-auriso_tbd_aur-2s35-730-l9-rfs-st.pdf
https://catalog.tungsram.com/files/sheet/tungsram-auriso_tbd_aur-2s35-850-l6-rfs-st.pdf
https://catalog.tungsram.com/files/sheet/tungsram-auriso_tbd_aur-2s35-840-l6-rfs-st.pdf
https://catalog.tungsram.com/files/sheet/tungsram-auriso_tbd_aur-2s35-830-l6-rfs-st.pdf
https://catalog.tungsram.com/files/sheet/tungsram-auriso_tbd_aur-2s35-750-l6-rfs-st.pdf
https://catalog.tungsram.com/files/sheet/tungsram-auriso_tbd_aur-2s35-740-l6-rfs-st.pdf
https://catalog.tungsram.com/files/sheet/tungsram-auriso_tbd_aur-2s35-730-l6-rfs-st.pdf
https://catalog.tungsram.com/files/sheet/tungsram-auriso_tbd_aur-2s35-850-l3-rfs-st.pdf
https://catalog.tungsram.com/files/sheet/tungsram-auriso_tbd_aur-2s35-840-l3-rfs-st.pdf
https://catalog.tungsram.com/files/sheet/tungsram-auriso_tbd_aur-2s35-830-l3-rfs-st.pdf
https://catalog.tungsram.com/files/sheet/tungsram-auriso_tbd_aur-2s35-750-l3-rfs-st.pdf
https://catalog.tungsram.com/files/sheet/tungsram-auriso_tbd_aur-2s35-740-l3-rfs-st.pdf
https://catalog.tungsram.com/files/sheet/tungsram-auriso_tbd_aur-2s35-730-l3-rfs-st.pdf
https://catalog.tungsram.com/files/sheet/tungsram-auriso_tbd_aur-2s35-850-d1-rfs-st.pdf
https://catalog.tungsram.com/files/sheet/tungsram-auriso_tbd_aur-2s35-840-d1-rfs-st.pdf
https://catalog.tungsram.com/files/sheet/tungsram-auriso_tbd_aur-2s35-830-d1-rfs-st.pdf
https://catalog.tungsram.com/files/sheet/tungsram-auriso_tbd_aur-2s35-750-d1-rfs-st.pdf
https://catalog.tungsram.com/files/sheet/tungsram-auriso_tbd_aur-2s35-740-d1-rfs-st.pdf
https://catalog.tungsram.com/files/sheet/tungsram-auriso_tbd_aur-2s35-730-d1-rfs-st.pdf
https://catalog.tungsram.com/files/sheet/tungsram-auriso_tbd_aur-2s35-850-c1-rfs-st.pdf
https://catalog.tungsram.com/files/sheet/tungsram-auriso_tbd_aur-2s35-840-c1-rfs-st.pdf
https://catalog.tungsram.com/files/sheet/tungsram-auriso_tbd_aur-2s35-830-c1-rfs-st.pdf
https://catalog.tungsram.com/files/sheet/tungsram-auriso_tbd_aur-2s35-750-c1-rfs-st.pdf
https://catalog.tungsram.com/files/sheet/tungsram-auriso_tbd_aur-2s35-740-c1-rfs-st.pdf
https://catalog.tungsram.com/files/sheet/tungsram-auriso_tbd_aur-2s35-730-c1-rfs-st.pdf
https://catalog.tungsram.com/files/sheet/tungsram-auriso_tbd_aur-1s30-850-u8-rfs-st.pdf
https://catalog.tungsram.com/files/sheet/tungsram-auriso_tbd_aur-1s30-840-u8-rfs-st.pdf
https://catalog.tungsram.com/files/sheet/tungsram-auriso_tbd_aur-1s30-830-u8-rfs-st.pdf
https://catalog.tungsram.com/files/sheet/tungsram-auriso_tbd_aur-1s30-750-u8-rfs-st.pdf
https://catalog.tungsram.com/files/sheet/tungsram-auriso_tbd_aur-1s30-740-u8-rfs-st.pdf
https://catalog.tungsram.com/files/sheet/tungsram-auriso_tbd_aur-1s30-730-u8-rfs-st.pdf
https://catalog.tungsram.com/files/sheet/tungsram-auriso_tbd_aur-1s30-850-u6-rfs-st.pdf
https://catalog.tungsram.com/files/sheet/tungsram-auriso_tbd_aur-1s30-840-u6-rfs-st.pdf
https://catalog.tungsram.com/files/sheet/tungsram-auriso_tbd_aur-1s30-830-u6-rfs-st.pdf
https://catalog.tungsram.com/files/sheet/tungsram-auriso_tbd_aur-1s30-750-u6-rfs-st.pdf
https://catalog.tungsram.com/files/sheet/tungsram-auriso_tbd_aur-1s30-740-u6-rfs-st.pdf
https://catalog.tungsram.com/files/sheet/tungsram-auriso_tbd_aur-1s30-730-u6-rfs-st.pdf
https://catalog.tungsram.com/files/sheet/tungsram-auriso_tbd_aur-1s30-850-u4-rfs-st.pdf
https://catalog.tungsram.com/files/sheet/tungsram-auriso_tbd_aur-1s30-840-u4-rfs-st.pdf
https://catalog.tungsram.com/files/sheet/tungsram-auriso_tbd_aur-1s30-830-u4-rfs-st.pdf
https://catalog.tungsram.com/files/sheet/tungsram-auriso_tbd_aur-1s30-750-u4-rfs-st.pdf
https://catalog.tungsram.com/files/sheet/tungsram-auriso_tbd_aur-1s30-740-u4-rfs-st.pdf
https://catalog.tungsram.com/files/sheet/tungsram-auriso_tbd_aur-1s30-730-u4-rfs-st.pdf
https://catalog.tungsram.com/files/sheet/tungsram-auriso_tbd_aur-1s30-850-l9-rfs-st.pdf
https://catalog.tungsram.com/files/sheet/tungsram-auriso_tbd_aur-1s30-840-l9-rfs-st.pdf
https://catalog.tungsram.com/files/sheet/tungsram-auriso_tbd_aur-1s30-830-l9-rfs-st.pdf
https://catalog.tungsram.com/files/sheet/tungsram-auriso_tbd_aur-1s30-750-l9-rfs-st.pdf
https://catalog.tungsram.com/files/sheet/tungsram-auriso_tbd_aur-1s30-740-l9-rfs-st.pdf
https://catalog.tungsram.com/files/sheet/tungsram-auriso_tbd_aur-1s30-730-l9-rfs-st.pdf
https://catalog.tungsram.com/files/sheet/tungsram-auriso_tbd_aur-1s30-850-l6-rfs-st.pdf
https://catalog.tungsram.com/files/sheet/tungsram-auriso_tbd_aur-1s30-840-l6-rfs-st.pdf
https://catalog.tungsram.com/files/sheet/tungsram-auriso_tbd_aur-1s30-830-l6-rfs-st.pdf
https://catalog.tungsram.com/files/sheet/tungsram-auriso_tbd_aur-1s30-750-l6-rfs-st.pdf
https://catalog.tungsram.com/files/sheet/tungsram-auriso_tbd_aur-1s30-740-l6-rfs-st.pdf
https://catalog.tungsram.com/files/sheet/tungsram-auriso_tbd_aur-1s30-730-l6-rfs-st.pdf
https://catalog.tungsram.com/files/sheet/tungsram-auriso_tbd_aur-1s30-850-l3-rfs-st.pdf
https://catalog.tungsram.com/files/sheet/tungsram-auriso_tbd_aur-1s30-840-l3-rfs-st.pdf
https://catalog.tungsram.com/files/sheet/tungsram-auriso_tbd_aur-1s30-830-l3-rfs-st.pdf
https://catalog.tungsram.com/files/sheet/tungsram-auriso_tbd_aur-1s30-750-l3-rfs-st.pdf
https://catalog.tungsram.com/files/sheet/tungsram-auriso_tbd_aur-1s30-740-l3-rfs-st.pdf
https://catalog.tungsram.com/files/sheet/tungsram-auriso_tbd_aur-1s30-730-l3-rfs-st.pdf
https://catalog.tungsram.com/files/sheet/tungsram-auriso_tbd_aur-1s30-850-d1-rfs-st.pdf
https://catalog.tungsram.com/files/sheet/tungsram-auriso_tbd_aur-1s30-840-d1-rfs-st.pdf
https://catalog.tungsram.com/files/sheet/tungsram-auriso_tbd_aur-1s30-830-d1-rfs-st.pdf
https://catalog.tungsram.com/files/sheet/tungsram-auriso_tbd_aur-1s30-750-d1-rfs-st.pdf
https://catalog.tungsram.com/files/sheet/tungsram-auriso_tbd_aur-1s30-740-d1-rfs-st.pdf
https://catalog.tungsram.com/files/sheet/tungsram-auriso_tbd_aur-1s30-730-d1-rfs-st.pdf
https://catalog.tungsram.com/files/sheet/tungsram-auriso_tbd_aur-1s30-850-c1-rfs-st.pdf
https://catalog.tungsram.com/files/sheet/tungsram-auriso_tbd_aur-1s30-840-c1-rfs-st.pdf
https://catalog.tungsram.com/files/sheet/tungsram-auriso_tbd_aur-1s30-830-c1-rfs-st.pdf
https://catalog.tungsram.com/files/sheet/tungsram-auriso_tbd_aur-1s30-750-c1-rfs-st.pdf
https://catalog.tungsram.com/files/sheet/tungsram-auriso_tbd_aur-1s30-740-c1-rfs-st.pdf
https://catalog.tungsram.com/files/sheet/tungsram-auriso_tbd_aur-1s30-730-c1-rfs-st.pdf
https://catalog.tungsram.com/files/sheet/tungsram-auriso_tbd_aur-1s25-850-u8-rfs-st.pdf
https://catalog.tungsram.com/files/sheet/tungsram-auriso_tbd_aur-1s25-840-u8-rfs-st.pdf
https://catalog.tungsram.com/files/sheet/tungsram-auriso_tbd_aur-1s25-830-u8-rfs-st.pdf
https://catalog.tungsram.com/files/sheet/tungsram-auriso_tbd_aur-1s25-750-u8-rfs-st.pdf
https://catalog.tungsram.com/files/sheet/tungsram-auriso_tbd_aur-1s25-740-u8-rfs-st.pdf
https://catalog.tungsram.com/files/sheet/tungsram-auriso_tbd_aur-1s25-730-u8-rfs-st.pdf
https://catalog.tungsram.com/files/sheet/tungsram-auriso_tbd_aur-1s25-850-u6-rfs-st.pdf
https://catalog.tungsram.com/files/sheet/tungsram-auriso_tbd_aur-1s25-840-u6-rfs-st.pdf
https://catalog.tungsram.com/files/sheet/tungsram-auriso_tbd_aur-1s25-830-u6-rfs-st.pdf
https://catalog.tungsram.com/files/sheet/tungsram-auriso_tbd_aur-1s25-750-u6-rfs-st.pdf
https://catalog.tungsram.com/files/sheet/tungsram-auriso_tbd_aur-1s25-740-u6-rfs-st.pdf
https://catalog.tungsram.com/files/sheet/tungsram-auriso_tbd_aur-1s25-730-u6-rfs-st.pdf
https://catalog.tungsram.com/files/sheet/tungsram-auriso_tbd_aur-1s25-850-u4-rfs-st.pdf
https://catalog.tungsram.com/files/sheet/tungsram-auriso_tbd_aur-1s25-840-u4-rfs-st.pdf
https://catalog.tungsram.com/files/sheet/tungsram-auriso_tbd_aur-1s25-830-u4-rfs-st.pdf
https://catalog.tungsram.com/files/sheet/tungsram-auriso_tbd_aur-1s25-750-u4-rfs-st.pdf
https://catalog.tungsram.com/files/sheet/tungsram-auriso_tbd_aur-1s25-740-u4-rfs-st.pdf
https://catalog.tungsram.com/files/sheet/tungsram-auriso_tbd_aur-1s25-730-u4-rfs-st.pdf
https://catalog.tungsram.com/files/sheet/tungsram-auriso_tbd_aur-1s25-850-l9-rfs-st.pdf
https://catalog.tungsram.com/files/sheet/tungsram-auriso_tbd_aur-1s25-840-l9-rfs-st.pdf
https://catalog.tungsram.com/files/sheet/tungsram-auriso_tbd_aur-1s25-830-l9-rfs-st.pdf
https://catalog.tungsram.com/files/sheet/tungsram-auriso_tbd_aur-1s25-750-l9-rfs-st.pdf
https://catalog.tungsram.com/files/sheet/tungsram-auriso_tbd_aur-1s25-740-l9-rfs-st.pdf
https://catalog.tungsram.com/files/sheet/tungsram-auriso_tbd_aur-1s25-730-l9-rfs-st.pdf
https://catalog.tungsram.com/files/sheet/tungsram-auriso_tbd_aur-1s25-850-l6-rfs-st.pdf
https://catalog.tungsram.com/files/sheet/tungsram-auriso_tbd_aur-1s25-840-l6-rfs-st.pdf
https://catalog.tungsram.com/files/sheet/tungsram-auriso_tbd_aur-1s25-830-l6-rfs-st.pdf
https://catalog.tungsram.com/files/sheet/tungsram-auriso_tbd_aur-1s25-750-l6-rfs-st.pdf
https://catalog.tungsram.com/files/sheet/tungsram-auriso_tbd_aur-1s25-740-l6-rfs-st.pdf
https://catalog.tungsram.com/files/sheet/tungsram-auriso_tbd_aur-1s25-730-l6-rfs-st.pdf
https://catalog.tungsram.com/files/sheet/tungsram-auriso_tbd_aur-1s25-850-l3-rfs-st.pdf
https://catalog.tungsram.com/files/sheet/tungsram-auriso_tbd_aur-1s25-840-l3-rfs-st.pdf
https://catalog.tungsram.com/files/sheet/tungsram-auriso_tbd_aur-1s25-830-l3-rfs-st.pdf
https://catalog.tungsram.com/files/sheet/tungsram-auriso_tbd_aur-1s25-750-l3-rfs-st.pdf
https://catalog.tungsram.com/files/sheet/tungsram-auriso_tbd_aur-1s25-740-l3-rfs-st.pdf
https://catalog.tungsram.com/files/sheet/tungsram-auriso_tbd_aur-1s25-730-l3-rfs-st.pdf
https://catalog.tungsram.com/files/sheet/tungsram-auriso_tbd_aur-1s25-850-d1-rfs-st.pdf
https://catalog.tungsram.com/files/sheet/tungsram-auriso_tbd_aur-1s25-840-d1-rfs-st.pdf
https://catalog.tungsram.com/files/sheet/tungsram-auriso_tbd_aur-1s25-830-d1-rfs-st.pdf
https://catalog.tungsram.com/files/sheet/tungsram-auriso_tbd_aur-1s25-750-d1-rfs-st.pdf
https://catalog.tungsram.com/files/sheet/tungsram-auriso_tbd_aur-1s25-740-d1-rfs-st.pdf
https://catalog.tungsram.com/files/sheet/tungsram-auriso_tbd_aur-1s25-730-d1-rfs-st.pdf
https://catalog.tungsram.com/files/sheet/tungsram-auriso_tbd_aur-1s25-850-c1-rfs-st.pdf
https://catalog.tungsram.com/files/sheet/tungsram-auriso_tbd_aur-1s25-840-c1-rfs-st.pdf
https://catalog.tungsram.com/files/sheet/tungsram-auriso_tbd_aur-1s25-830-c1-rfs-st.pdf
https://catalog.tungsram.com/files/sheet/tungsram-auriso_tbd_aur-1s25-750-c1-rfs-st.pdf
https://catalog.tungsram.com/files/sheet/tungsram-auriso_tbd_aur-1s25-740-c1-rfs-st.pdf
https://catalog.tungsram.com/files/sheet/tungsram-auriso_tbd_aur-1s25-730-c1-rfs-st.pdf
https://catalog.tungsram.com/files/sheet/tungsram-auriso_tbd_aur-1s20-850-u8-rfs-st.pdf
https://catalog.tungsram.com/files/sheet/tungsram-auriso_tbd_aur-1s20-840-u8-rfs-st.pdf
https://catalog.tungsram.com/files/sheet/tungsram-auriso_tbd_aur-1s20-830-u8-rfs-st.pdf
https://catalog.tungsram.com/files/sheet/tungsram-auriso_tbd_aur-1s20-750-u8-rfs-st.pdf
https://catalog.tungsram.com/files/sheet/tungsram-auriso_tbd_aur-1s20-740-u8-rfs-st.pdf
https://catalog.tungsram.com/files/sheet/tungsram-auriso_tbd_aur-1s20-730-u8-rfs-st.pdf
https://catalog.tungsram.com/files/sheet/tungsram-auriso_tbd_aur-1s20-850-u6-rfs-st.pdf
https://catalog.tungsram.com/files/sheet/tungsram-auriso_tbd_aur-1s20-840-u6-rfs-st.pdf
https://catalog.tungsram.com/files/sheet/tungsram-auriso_tbd_aur-1s20-830-u6-rfs-st.pdf
https://catalog.tungsram.com/files/sheet/tungsram-auriso_tbd_aur-1s20-750-u6-rfs-st.pdf
https://catalog.tungsram.com/files/sheet/tungsram-auriso_tbd_aur-1s20-740-u6-rfs-st.pdf
https://catalog.tungsram.com/files/sheet/tungsram-auriso_tbd_aur-1s20-730-u6-rfs-st.pdf
https://catalog.tungsram.com/files/sheet/tungsram-auriso_tbd_aur-1s20-850-u4-rfs-st.pdf
https://catalog.tungsram.com/files/sheet/tungsram-auriso_tbd_aur-1s20-840-u4-rfs-st.pdf
https://catalog.tungsram.com/files/sheet/tungsram-auriso_tbd_aur-1s20-830-u4-rfs-st.pdf
https://catalog.tungsram.com/files/sheet/tungsram-auriso_tbd_aur-1s20-750-u4-rfs-st.pdf
https://catalog.tungsram.com/files/sheet/tungsram-auriso_tbd_aur-1s20-740-u4-rfs-st.pdf
https://catalog.tungsram.com/files/sheet/tungsram-auriso_tbd_aur-1s20-730-u4-rfs-st.pdf
https://catalog.tungsram.com/files/sheet/tungsram-auriso_tbd_aur-1s20-850-l9-rfs-st.pdf
https://catalog.tungsram.com/files/sheet/tungsram-auriso_tbd_aur-1s20-840-l9-rfs-st.pdf
https://catalog.tungsram.com/files/sheet/tungsram-auriso_tbd_aur-1s20-830-l9-rfs-st.pdf
https://catalog.tungsram.com/files/sheet/tungsram-auriso_tbd_aur-1s20-750-l9-rfs-st.pdf
https://catalog.tungsram.com/files/sheet/tungsram-auriso_tbd_aur-1s20-740-l9-rfs-st.pdf
https://catalog.tungsram.com/files/sheet/tungsram-auriso_tbd_aur-1s20-730-l9-rfs-st.pdf
https://catalog.tungsram.com/files/sheet/tungsram-auriso_tbd_aur-1s20-850-l6-rfs-st.pdf
https://catalog.tungsram.com/files/sheet/tungsram-auriso_tbd_aur-1s20-840-l6-rfs-st.pdf
https://catalog.tungsram.com/files/sheet/tungsram-auriso_tbd_aur-1s20-830-l6-rfs-st.pdf
https://catalog.tungsram.com/files/sheet/tungsram-auriso_tbd_aur-1s20-750-l6-rfs-st.pdf
https://catalog.tungsram.com/files/sheet/tungsram-auriso_tbd_aur-1s20-740-l6-rfs-st.pdf
https://catalog.tungsram.com/files/sheet/tungsram-auriso_tbd_aur-1s20-730-l6-rfs-st.pdf
https://catalog.tungsram.com/files/sheet/tungsram-auriso_tbd_aur-1s20-850-l3-rfs-st.pdf
https://catalog.tungsram.com/files/sheet/tungsram-auriso_tbd_aur-1s20-840-l3-rfs-st.pdf
https://catalog.tungsram.com/files/sheet/tungsram-auriso_tbd_aur-1s20-830-l3-rfs-st.pdf
https://catalog.tungsram.com/files/sheet/tungsram-auriso_tbd_aur-1s20-750-l3-rfs-st.pdf
https://catalog.tungsram.com/files/sheet/tungsram-auriso_tbd_aur-1s20-740-l3-rfs-st.pdf
https://catalog.tungsram.com/files/sheet/tungsram-auriso_tbd_aur-1s20-730-l3-rfs-st.pdf
https://catalog.tungsram.com/files/sheet/tungsram-auriso_tbd_aur-1s20-850-d1-rfs-st.pdf
https://catalog.tungsram.com/files/sheet/tungsram-auriso_tbd_aur-1s20-840-d1-rfs-st.pdf
https://catalog.tungsram.com/files/sheet/tungsram-auriso_tbd_aur-1s20-830-d1-rfs-st.pdf
https://catalog.tungsram.com/files/sheet/tungsram-auriso_tbd_aur-1s20-750-d1-rfs-st.pdf
https://catalog.tungsram.com/files/sheet/tungsram-auriso_tbd_aur-1s20-740-d1-rfs-st.pdf
https://catalog.tungsram.com/files/sheet/tungsram-auriso_tbd_aur-1s20-730-d1-rfs-st.pdf
https://catalog.tungsram.com/files/sheet/tungsram-auriso_tbd_aur-1s20-850-c1-rfs-st.pdf
https://catalog.tungsram.com/files/sheet/tungsram-auriso_tbd_aur-1s20-840-c1-rfs-st.pdf
https://catalog.tungsram.com/files/sheet/tungsram-auriso_tbd_aur-1s20-830-c1-rfs-st.pdf
https://catalog.tungsram.com/files/sheet/tungsram-auriso_tbd_aur-1s20-750-c1-rfs-st.pdf
https://catalog.tungsram.com/files/sheet/tungsram-auriso_tbd_aur-1s20-740-c1-rfs-st.pdf
https://catalog.tungsram.com/files/sheet/tungsram-auriso_tbd_aur-1s20-730-c1-rfs-st.pdf
https://catalog.tungsram.com/files/sheet/tungsram-auriso_tbd_aur-1s15-850-u8-rfs-st.pdf
https://catalog.tungsram.com/files/sheet/tungsram-auriso_tbd_aur-1s15-840-u8-rfs-st.pdf
https://catalog.tungsram.com/files/sheet/tungsram-auriso_tbd_aur-1s15-830-u8-rfs-st.pdf
https://catalog.tungsram.com/files/sheet/tungsram-auriso_tbd_aur-1s15-750-u8-rfs-st.pdf
https://catalog.tungsram.com/files/sheet/tungsram-auriso_tbd_aur-1s15-740-u8-rfs-st.pdf
https://catalog.tungsram.com/files/sheet/tungsram-auriso_tbd_aur-1s15-730-u8-rfs-st.pdf
https://catalog.tungsram.com/files/sheet/tungsram-auriso_tbd_aur-1s15-850-u6-rfs-st.pdf
https://catalog.tungsram.com/files/sheet/tungsram-auriso_tbd_aur-1s15-840-u6-rfs-st.pdf
https://catalog.tungsram.com/files/sheet/tungsram-auriso_tbd_aur-1s15-830-u6-rfs-st.pdf
https://catalog.tungsram.com/files/sheet/tungsram-auriso_tbd_aur-1s15-750-u6-rfs-st.pdf
https://catalog.tungsram.com/files/sheet/tungsram-auriso_tbd_aur-1s15-740-u6-rfs-st.pdf
https://catalog.tungsram.com/files/sheet/tungsram-auriso_tbd_aur-1s15-730-u6-rfs-st.pdf
https://catalog.tungsram.com/files/sheet/tungsram-auriso_tbd_aur-1s15-850-u4-rfs-st.pdf
https://catalog.tungsram.com/files/sheet/tungsram-auriso_tbd_aur-1s15-840-u4-rfs-st.pdf
https://catalog.tungsram.com/files/sheet/tungsram-auriso_tbd_aur-1s15-830-u4-rfs-st.pdf
https://catalog.tungsram.com/files/sheet/tungsram-auriso_tbd_aur-1s15-750-u4-rfs-st.pdf
https://catalog.tungsram.com/files/sheet/tungsram-auriso_tbd_aur-1s15-740-u4-rfs-st.pdf
https://catalog.tungsram.com/files/sheet/tungsram-auriso_tbd_aur-1s15-730-u4-rfs-st.pdf
https://catalog.tungsram.com/files/sheet/tungsram-auriso_tbd_aur-1s15-850-l9-rfs-st.pdf
https://catalog.tungsram.com/files/sheet/tungsram-auriso_tbd_aur-1s15-840-l9-rfs-st.pdf
https://catalog.tungsram.com/files/sheet/tungsram-auriso_tbd_aur-1s15-830-l9-rfs-st.pdf
https://catalog.tungsram.com/files/sheet/tungsram-auriso_tbd_aur-1s15-750-l9-rfs-st.pdf
https://catalog.tungsram.com/files/sheet/tungsram-auriso_tbd_aur-1s15-740-l9-rfs-st.pdf
https://catalog.tungsram.com/files/sheet/tungsram-auriso_tbd_aur-1s15-730-l9-rfs-st.pdf
https://catalog.tungsram.com/files/sheet/tungsram-auriso_tbd_aur-1s15-850-l6-rfs-st.pdf
https://catalog.tungsram.com/files/sheet/tungsram-auriso_tbd_aur-1s15-840-l6-rfs-st.pdf
https://catalog.tungsram.com/files/sheet/tungsram-auriso_tbd_aur-1s15-830-l6-rfs-st.pdf
https://catalog.tungsram.com/files/sheet/tungsram-auriso_tbd_aur-1s15-750-l6-rfs-st.pdf
https://catalog.tungsram.com/files/sheet/tungsram-auriso_tbd_aur-1s15-740-l6-rfs-st.pdf
https://catalog.tungsram.com/files/sheet/tungsram-auriso_tbd_aur-1s15-730-l6-rfs-st.pdf
https://catalog.tungsram.com/files/sheet/tungsram-auriso_tbd_aur-1s15-850-l3-rfs-st.pdf
https://catalog.tungsram.com/files/sheet/tungsram-auriso_tbd_aur-1s15-840-l3-rfs-st.pdf
https://catalog.tungsram.com/files/sheet/tungsram-auriso_tbd_aur-1s15-830-l3-rfs-st.pdf
https://catalog.tungsram.com/files/sheet/tungsram-auriso_tbd_aur-1s15-750-l3-rfs-st.pdf
https://catalog.tungsram.com/files/sheet/tungsram-auriso_tbd_aur-1s15-740-l3-rfs-st.pdf
https://catalog.tungsram.com/files/sheet/tungsram-auriso_tbd_aur-1s15-730-l3-rfs-st.pdf
https://catalog.tungsram.com/files/sheet/tungsram-auriso_tbd_aur-1s15-850-d1-rfs-st.pdf
https://catalog.tungsram.com/files/sheet/tungsram-auriso_tbd_aur-1s15-840-d1-rfs-st.pdf
https://catalog.tungsram.com/files/sheet/tungsram-auriso_tbd_aur-1s15-830-d1-rfs-st.pdf
https://catalog.tungsram.com/files/sheet/tungsram-auriso_tbd_aur-1s15-750-d1-rfs-st.pdf
https://catalog.tungsram.com/files/sheet/tungsram-auriso_tbd_aur-1s15-740-d1-rfs-st.pdf
https://catalog.tungsram.com/files/sheet/tungsram-auriso_tbd_aur-1s15-730-d1-rfs-st.pdf
https://catalog.tungsram.com/files/sheet/tungsram-auriso_tbd_aur-1s15-850-c1-rfs-st.pdf
https://catalog.tungsram.com/files/sheet/tungsram-auriso_tbd_aur-1s15-840-c1-rfs-st.pdf
https://catalog.tungsram.com/files/sheet/tungsram-auriso_tbd_aur-1s15-830-c1-rfs-st.pdf
https://catalog.tungsram.com/files/sheet/tungsram-auriso_tbd_aur-1s15-750-c1-rfs-st.pdf
https://catalog.tungsram.com/files/sheet/tungsram-auriso_tbd_aur-1s15-740-c1-rfs-st.pdf
https://catalog.tungsram.com/files/sheet/tungsram-auriso_tbd_aur-1s15-730-c1-rfs-st.pdf
https://catalog.tungsram.com/files/sheet/tungsram-auriso_tbd_aur-1s10-850-u8-rfs-st.pdf
https://catalog.tungsram.com/files/sheet/tungsram-auriso_tbd_aur-1s10-840-u8-rfs-st.pdf
https://catalog.tungsram.com/files/sheet/tungsram-auriso_tbd_aur-1s10-830-u8-rfs-st.pdf
https://catalog.tungsram.com/files/sheet/tungsram-auriso_tbd_aur-1s10-750-u8-rfs-st.pdf
https://catalog.tungsram.com/files/sheet/tungsram-auriso_tbd_aur-1s10-740-u8-rfs-st.pdf
https://catalog.tungsram.com/files/sheet/tungsram-auriso_tbd_aur-1s10-730-u8-rfs-st.pdf
https://catalog.tungsram.com/files/sheet/tungsram-auriso_tbd_aur-1s10-850-u6-rfs-st.pdf
https://catalog.tungsram.com/files/sheet/tungsram-auriso_tbd_aur-1s10-840-u6-rfs-st.pdf
https://catalog.tungsram.com/files/sheet/tungsram-auriso_tbd_aur-1s10-830-u6-rfs-st.pdf
https://catalog.tungsram.com/files/sheet/tungsram-auriso_tbd_aur-1s10-750-u6-rfs-st.pdf
https://catalog.tungsram.com/files/sheet/tungsram-auriso_tbd_aur-1s10-740-u6-rfs-st.pdf
https://catalog.tungsram.com/files/sheet/tungsram-auriso_tbd_aur-1s10-730-u6-rfs-st.pdf
https://catalog.tungsram.com/files/sheet/tungsram-auriso_tbd_aur-1s10-850-u4-rfs-st.pdf
https://catalog.tungsram.com/files/sheet/tungsram-auriso_tbd_aur-1s10-840-u4-rfs-st.pdf
https://catalog.tungsram.com/files/sheet/tungsram-auriso_tbd_aur-1s10-830-u4-rfs-st.pdf
https://catalog.tungsram.com/files/sheet/tungsram-auriso_tbd_aur-1s10-750-u4-rfs-st.pdf
https://catalog.tungsram.com/files/sheet/tungsram-auriso_tbd_aur-1s10-740-u4-rfs-st.pdf
https://catalog.tungsram.com/files/sheet/tungsram-auriso_tbd_aur-1s10-730-u4-rfs-st.pdf
https://catalog.tungsram.com/files/sheet/tungsram-auriso_tbd_aur-1s10-850-l9-rfs-st.pdf
https://catalog.tungsram.com/files/sheet/tungsram-auriso_tbd_aur-1s10-840-l9-rfs-st.pdf
https://catalog.tungsram.com/files/sheet/tungsram-auriso_tbd_aur-1s10-830-l9-rfs-st.pdf
https://catalog.tungsram.com/files/sheet/tungsram-auriso_tbd_aur-1s10-750-l9-rfs-st.pdf
https://catalog.tungsram.com/files/sheet/tungsram-auriso_tbd_aur-1s10-740-l9-rfs-st.pdf
https://catalog.tungsram.com/files/sheet/tungsram-auriso_tbd_aur-1s10-730-l9-rfs-st.pdf
https://catalog.tungsram.com/files/sheet/tungsram-auriso_tbd_aur-1s10-850-l6-rfs-st.pdf
https://catalog.tungsram.com/files/sheet/tungsram-auriso_tbd_aur-1s10-840-l6-rfs-st.pdf
https://catalog.tungsram.com/files/sheet/tungsram-auriso_tbd_aur-1s10-830-l6-rfs-st.pdf
https://catalog.tungsram.com/files/sheet/tungsram-auriso_tbd_aur-1s10-750-l6-rfs-st.pdf
https://catalog.tungsram.com/files/sheet/tungsram-auriso_tbd_aur-1s10-740-l6-rfs-st.pdf
https://catalog.tungsram.com/files/sheet/tungsram-auriso_tbd_aur-1s10-730-l6-rfs-st.pdf
https://catalog.tungsram.com/files/sheet/tungsram-auriso_tbd_aur-1s10-850-l3-rfs-st.pdf
https://catalog.tungsram.com/files/sheet/tungsram-auriso_tbd_aur-1s10-840-l3-rfs-st.pdf
https://catalog.tungsram.com/files/sheet/tungsram-auriso_tbd_aur-1s10-830-l3-rfs-st.pdf
https://catalog.tungsram.com/files/sheet/tungsram-auriso_tbd_aur-1s10-750-l3-rfs-st.pdf
https://catalog.tungsram.com/files/sheet/tungsram-auriso_tbd_aur-1s10-740-l3-rfs-st.pdf
https://catalog.tungsram.com/files/sheet/tungsram-auriso_tbd_aur-1s10-730-l3-rfs-st.pdf
https://catalog.tungsram.com/files/sheet/tungsram-auriso_tbd_aur-1s10-850-d1-rfs-st.pdf
https://catalog.tungsram.com/files/sheet/tungsram-auriso_tbd_aur-1s10-840-d1-rfs-st.pdf
https://catalog.tungsram.com/files/sheet/tungsram-auriso_tbd_aur-1s10-830-d1-rfs-st.pdf
https://catalog.tungsram.com/files/sheet/tungsram-auriso_tbd_aur-1s10-750-d1-rfs-st.pdf
https://catalog.tungsram.com/files/sheet/tungsram-auriso_tbd_aur-1s10-740-d1-rfs-st.pdf
https://catalog.tungsram.com/files/sheet/tungsram-auriso_tbd_aur-1s10-730-d1-rfs-st.pdf
https://catalog.tungsram.com/files/sheet/tungsram-auriso_tbd_aur-1s10-850-c1-rfs-st.pdf
https://catalog.tungsram.com/files/sheet/tungsram-auriso_tbd_aur-1s10-840-c1-rfs-st.pdf
https://catalog.tungsram.com/files/sheet/tungsram-auriso_tbd_aur-1s10-830-c1-rfs-st.pdf
https://catalog.tungsram.com/files/sheet/tungsram-auriso_tbd_aur-1s10-750-c1-rfs-st.pdf
https://catalog.tungsram.com/files/sheet/tungsram-auriso_tbd_aur-1s10-740-c1-rfs-st.pdf
https://catalog.tungsram.com/files/sheet/tungsram-auriso_tbd_aur-1s10-730-c1-rfs-st.pdf
https://catalog.tungsram.com/files/sheet/tungsram-auriso_tbd_aur-2s60-850-u8-sn-st.pdf
https://catalog.tungsram.com/files/sheet/tungsram-auriso_tbd_aur-2s60-840-u8-sn-st.pdf
https://catalog.tungsram.com/files/sheet/tungsram-auriso_tbd_aur-2s60-830-u8-sn-st.pdf
https://catalog.tungsram.com/files/sheet/tungsram-auriso_tbd_aur-2s60-750-u8-sn-st.pdf
https://catalog.tungsram.com/files/sheet/tungsram-auriso_tbd_aur-2s60-740-u8-sn-st.pdf
https://catalog.tungsram.com/files/sheet/tungsram-auriso_tbd_aur-2s60-730-u8-sn-st.pdf
https://catalog.tungsram.com/files/sheet/tungsram-auriso_tbd_aur-2s60-850-u6-sn-st.pdf
https://catalog.tungsram.com/files/sheet/tungsram-auriso_tbd_aur-2s60-840-u6-sn-st.pdf
https://catalog.tungsram.com/files/sheet/tungsram-auriso_tbd_aur-2s60-830-u6-sn-st.pdf
https://catalog.tungsram.com/files/sheet/tungsram-auriso_tbd_aur-2s60-750-u6-sn-st.pdf
https://catalog.tungsram.com/files/sheet/tungsram-auriso_tbd_aur-2s60-740-u6-sn-st.pdf
https://catalog.tungsram.com/files/sheet/tungsram-auriso_tbd_aur-2s60-730-u6-sn-st.pdf
https://catalog.tungsram.com/files/sheet/tungsram-auriso_tbd_aur-2s60-850-u4-sn-st.pdf
https://catalog.tungsram.com/files/sheet/tungsram-auriso_tbd_aur-2s60-840-u4-sn-st.pdf
https://catalog.tungsram.com/files/sheet/tungsram-auriso_tbd_aur-2s60-830-u4-sn-st.pdf
https://catalog.tungsram.com/files/sheet/tungsram-auriso_tbd_aur-2s60-750-u4-sn-st.pdf
https://catalog.tungsram.com/files/sheet/tungsram-auriso_tbd_aur-2s60-740-u4-sn-st.pdf
https://catalog.tungsram.com/files/sheet/tungsram-auriso_tbd_aur-2s60-730-u4-sn-st.pdf
https://catalog.tungsram.com/files/sheet/tungsram-auriso_tbd_aur-2s60-850-l9-sn-st.pdf
https://catalog.tungsram.com/files/sheet/tungsram-auriso_tbd_aur-2s60-840-l9-sn-st.pdf
https://catalog.tungsram.com/files/sheet/tungsram-auriso_tbd_aur-2s60-830-l9-sn-st.pdf
https://catalog.tungsram.com/files/sheet/tungsram-auriso_tbd_aur-2s60-750-l9-sn-st.pdf
https://catalog.tungsram.com/files/sheet/tungsram-auriso_tbd_aur-2s60-740-l9-sn-st.pdf
https://catalog.tungsram.com/files/sheet/tungsram-auriso_tbd_aur-2s60-730-l9-sn-st.pdf
https://catalog.tungsram.com/files/sheet/tungsram-auriso_tbd_aur-2s60-850-l6-sn-st.pdf
https://catalog.tungsram.com/files/sheet/tungsram-auriso_tbd_aur-2s60-840-l6-sn-st.pdf
https://catalog.tungsram.com/files/sheet/tungsram-auriso_tbd_aur-2s60-830-l6-sn-st.pdf
https://catalog.tungsram.com/files/sheet/tungsram-auriso_tbd_aur-2s60-750-l6-sn-st.pdf
https://catalog.tungsram.com/files/sheet/tungsram-auriso_tbd_aur-2s60-740-l6-sn-st.pdf
https://catalog.tungsram.com/files/sheet/tungsram-auriso_tbd_aur-2s60-730-l6-sn-st.pdf
https://catalog.tungsram.com/files/sheet/tungsram-auriso_tbd_aur-2s60-850-l3-sn-st.pdf
https://catalog.tungsram.com/files/sheet/tungsram-auriso_tbd_aur-2s60-840-l3-sn-st.pdf
https://catalog.tungsram.com/files/sheet/tungsram-auriso_tbd_aur-2s60-830-l3-sn-st.pdf
https://catalog.tungsram.com/files/sheet/tungsram-auriso_tbd_aur-2s60-750-l3-sn-st.pdf
https://catalog.tungsram.com/files/sheet/tungsram-auriso_tbd_aur-2s60-740-l3-sn-st.pdf
https://catalog.tungsram.com/files/sheet/tungsram-auriso_tbd_aur-2s60-730-l3-sn-st.pdf
https://catalog.tungsram.com/files/sheet/tungsram-auriso_tbd_aur-2s60-850-d1-sn-st.pdf
https://catalog.tungsram.com/files/sheet/tungsram-auriso_tbd_aur-2s60-840-d1-sn-st.pdf
https://catalog.tungsram.com/files/sheet/tungsram-auriso_tbd_aur-2s60-830-d1-sn-st.pdf
https://catalog.tungsram.com/files/sheet/tungsram-auriso_tbd_aur-2s60-750-d1-sn-st.pdf
https://catalog.tungsram.com/files/sheet/tungsram-auriso_tbd_aur-2s60-740-d1-sn-st.pdf
https://catalog.tungsram.com/files/sheet/tungsram-auriso_tbd_aur-2s60-730-d1-sn-st.pdf
https://catalog.tungsram.com/files/sheet/tungsram-auriso_tbd_aur-2s60-850-c1-sn-st.pdf
https://catalog.tungsram.com/files/sheet/tungsram-auriso_tbd_aur-2s60-840-c1-sn-st.pdf
https://catalog.tungsram.com/files/sheet/tungsram-auriso_tbd_aur-2s60-830-c1-sn-st.pdf
https://catalog.tungsram.com/files/sheet/tungsram-auriso_tbd_aur-2s60-750-c1-sn-st.pdf
https://catalog.tungsram.com/files/sheet/tungsram-auriso_tbd_aur-2s60-740-c1-sn-st.pdf
https://catalog.tungsram.com/files/sheet/tungsram-auriso_tbd_aur-2s60-730-c1-sn-st.pdf
https://catalog.tungsram.com/files/sheet/tungsram-auriso_tbd_aur-2s55-850-u8-sn-st.pdf
https://catalog.tungsram.com/files/sheet/tungsram-auriso_tbd_aur-2s55-840-u8-sn-st.pdf
https://catalog.tungsram.com/files/sheet/tungsram-auriso_tbd_aur-2s55-830-u8-sn-st.pdf
https://catalog.tungsram.com/files/sheet/tungsram-auriso_tbd_aur-2s55-750-u8-sn-st.pdf
https://catalog.tungsram.com/files/sheet/tungsram-auriso_tbd_aur-2s55-740-u8-sn-st.pdf
https://catalog.tungsram.com/files/sheet/tungsram-auriso_tbd_aur-2s55-730-u8-sn-st.pdf
https://catalog.tungsram.com/files/sheet/tungsram-auriso_tbd_aur-2s55-850-u6-sn-st.pdf
https://catalog.tungsram.com/files/sheet/tungsram-auriso_tbd_aur-2s55-840-u6-sn-st.pdf
https://catalog.tungsram.com/files/sheet/tungsram-auriso_tbd_aur-2s55-830-u6-sn-st.pdf
https://catalog.tungsram.com/files/sheet/tungsram-auriso_tbd_aur-2s55-750-u6-sn-st.pdf
https://catalog.tungsram.com/files/sheet/tungsram-auriso_tbd_aur-2s55-740-u6-sn-st.pdf
https://catalog.tungsram.com/files/sheet/tungsram-auriso_tbd_aur-2s55-730-u6-sn-st.pdf
https://catalog.tungsram.com/files/sheet/tungsram-auriso_tbd_aur-2s55-850-u4-sn-st.pdf
https://catalog.tungsram.com/files/sheet/tungsram-auriso_tbd_aur-2s55-840-u4-sn-st.pdf
https://catalog.tungsram.com/files/sheet/tungsram-auriso_tbd_aur-2s55-830-u4-sn-st.pdf
https://catalog.tungsram.com/files/sheet/tungsram-auriso_tbd_aur-2s55-750-u4-sn-st.pdf
https://catalog.tungsram.com/files/sheet/tungsram-auriso_tbd_aur-2s55-740-u4-sn-st.pdf
https://catalog.tungsram.com/files/sheet/tungsram-auriso_tbd_aur-2s55-730-u4-sn-st.pdf
https://catalog.tungsram.com/files/sheet/tungsram-auriso_tbd_aur-2s55-850-l9-sn-st.pdf
https://catalog.tungsram.com/files/sheet/tungsram-auriso_tbd_aur-2s55-840-l9-sn-st.pdf
https://catalog.tungsram.com/files/sheet/tungsram-auriso_tbd_aur-2s55-830-l9-sn-st.pdf
https://catalog.tungsram.com/files/sheet/tungsram-auriso_tbd_aur-2s55-750-l9-sn-st.pdf
https://catalog.tungsram.com/files/sheet/tungsram-auriso_tbd_aur-2s55-740-l9-sn-st.pdf
https://catalog.tungsram.com/files/sheet/tungsram-auriso_tbd_aur-2s55-730-l9-sn-st.pdf
https://catalog.tungsram.com/files/sheet/tungsram-auriso_tbd_aur-2s55-850-l6-sn-st.pdf
https://catalog.tungsram.com/files/sheet/tungsram-auriso_tbd_aur-2s55-840-l6-sn-st.pdf
https://catalog.tungsram.com/files/sheet/tungsram-auriso_tbd_aur-2s55-830-l6-sn-st.pdf
https://catalog.tungsram.com/files/sheet/tungsram-auriso_tbd_aur-2s55-750-l6-sn-st.pdf
https://catalog.tungsram.com/files/sheet/tungsram-auriso_tbd_aur-2s55-740-l6-sn-st.pdf
https://catalog.tungsram.com/files/sheet/tungsram-auriso_tbd_aur-2s55-730-l6-sn-st.pdf
https://catalog.tungsram.com/files/sheet/tungsram-auriso_tbd_aur-2s55-850-l3-sn-st.pdf
https://catalog.tungsram.com/files/sheet/tungsram-auriso_tbd_aur-2s55-840-l3-sn-st.pdf
https://catalog.tungsram.com/files/sheet/tungsram-auriso_tbd_aur-2s55-830-l3-sn-st.pdf
https://catalog.tungsram.com/files/sheet/tungsram-auriso_tbd_aur-2s55-750-l3-sn-st.pdf
https://catalog.tungsram.com/files/sheet/tungsram-auriso_tbd_aur-2s55-740-l3-sn-st.pdf
https://catalog.tungsram.com/files/sheet/tungsram-auriso_tbd_aur-2s55-730-l3-sn-st.pdf
https://catalog.tungsram.com/files/sheet/tungsram-auriso_tbd_aur-2s55-850-d1-sn-st.pdf
https://catalog.tungsram.com/files/sheet/tungsram-auriso_tbd_aur-2s55-840-d1-sn-st.pdf
https://catalog.tungsram.com/files/sheet/tungsram-auriso_tbd_aur-2s55-830-d1-sn-st.pdf
https://catalog.tungsram.com/files/sheet/tungsram-auriso_tbd_aur-2s55-750-d1-sn-st.pdf
https://catalog.tungsram.com/files/sheet/tungsram-auriso_tbd_aur-2s55-740-d1-sn-st.pdf
https://catalog.tungsram.com/files/sheet/tungsram-auriso_tbd_aur-2s55-730-d1-sn-st.pdf
https://catalog.tungsram.com/files/sheet/tungsram-auriso_tbd_aur-2s55-850-c1-sn-st.pdf
https://catalog.tungsram.com/files/sheet/tungsram-auriso_tbd_aur-2s55-840-c1-sn-st.pdf
https://catalog.tungsram.com/files/sheet/tungsram-auriso_tbd_aur-2s55-830-c1-sn-st.pdf
https://catalog.tungsram.com/files/sheet/tungsram-auriso_tbd_aur-2s55-750-c1-sn-st.pdf
https://catalog.tungsram.com/files/sheet/tungsram-auriso_tbd_aur-2s55-740-c1-sn-st.pdf
https://catalog.tungsram.com/files/sheet/tungsram-auriso_tbd_aur-2s55-730-c1-sn-st.pdf
https://catalog.tungsram.com/files/sheet/tungsram-auriso_tbd_aur-2s50-850-u8-sn-st.pdf
https://catalog.tungsram.com/files/sheet/tungsram-auriso_tbd_aur-2s50-840-u8-sn-st.pdf
https://catalog.tungsram.com/files/sheet/tungsram-auriso_tbd_aur-2s50-830-u8-sn-st.pdf
https://catalog.tungsram.com/files/sheet/tungsram-auriso_tbd_aur-2s50-750-u8-sn-st.pdf
https://catalog.tungsram.com/files/sheet/tungsram-auriso_tbd_aur-2s50-740-u8-sn-st.pdf
https://catalog.tungsram.com/files/sheet/tungsram-auriso_tbd_aur-2s50-730-u8-sn-st.pdf
https://catalog.tungsram.com/files/sheet/tungsram-auriso_tbd_aur-2s50-850-u6-sn-st.pdf
https://catalog.tungsram.com/files/sheet/tungsram-auriso_tbd_aur-2s50-840-u6-sn-st.pdf
https://catalog.tungsram.com/files/sheet/tungsram-auriso_tbd_aur-2s50-830-u6-sn-st.pdf
https://catalog.tungsram.com/files/sheet/tungsram-auriso_tbd_aur-2s50-750-u6-sn-st.pdf
https://catalog.tungsram.com/files/sheet/tungsram-auriso_tbd_aur-2s50-740-u6-sn-st.pdf
https://catalog.tungsram.com/files/sheet/tungsram-auriso_tbd_aur-2s50-730-u6-sn-st.pdf
https://catalog.tungsram.com/files/sheet/tungsram-auriso_tbd_aur-2s50-850-u4-sn-st.pdf
https://catalog.tungsram.com/files/sheet/tungsram-auriso_tbd_aur-2s50-840-u4-sn-st.pdf
https://catalog.tungsram.com/files/sheet/tungsram-auriso_tbd_aur-2s50-830-u4-sn-st.pdf
https://catalog.tungsram.com/files/sheet/tungsram-auriso_tbd_aur-2s50-750-u4-sn-st.pdf
https://catalog.tungsram.com/files/sheet/tungsram-auriso_tbd_aur-2s50-740-u4-sn-st.pdf
https://catalog.tungsram.com/files/sheet/tungsram-auriso_tbd_aur-2s50-730-u4-sn-st.pdf
https://catalog.tungsram.com/files/sheet/tungsram-auriso_tbd_aur-2s50-850-l9-sn-st.pdf
https://catalog.tungsram.com/files/sheet/tungsram-auriso_tbd_aur-2s50-840-l9-sn-st.pdf
https://catalog.tungsram.com/files/sheet/tungsram-auriso_tbd_aur-2s50-830-l9-sn-st.pdf
https://catalog.tungsram.com/files/sheet/tungsram-auriso_tbd_aur-2s50-750-l9-sn-st.pdf
https://catalog.tungsram.com/files/sheet/tungsram-auriso_tbd_aur-2s50-740-l9-sn-st.pdf
https://catalog.tungsram.com/files/sheet/tungsram-auriso_tbd_aur-2s50-730-l9-sn-st.pdf
https://catalog.tungsram.com/files/sheet/tungsram-auriso_tbd_aur-2s50-850-l6-sn-st.pdf
https://catalog.tungsram.com/files/sheet/tungsram-auriso_tbd_aur-2s50-840-l6-sn-st.pdf
https://catalog.tungsram.com/files/sheet/tungsram-auriso_tbd_aur-2s50-830-l6-sn-st.pdf
https://catalog.tungsram.com/files/sheet/tungsram-auriso_tbd_aur-2s50-750-l6-sn-st.pdf
https://catalog.tungsram.com/files/sheet/tungsram-auriso_tbd_aur-2s50-740-l6-sn-st.pdf
https://catalog.tungsram.com/files/sheet/tungsram-auriso_tbd_aur-2s50-730-l6-sn-st.pdf
https://catalog.tungsram.com/files/sheet/tungsram-auriso_tbd_aur-2s50-850-l3-sn-st.pdf
https://catalog.tungsram.com/files/sheet/tungsram-auriso_tbd_aur-2s50-840-l3-sn-st.pdf
https://catalog.tungsram.com/files/sheet/tungsram-auriso_tbd_aur-2s50-830-l3-sn-st.pdf
https://catalog.tungsram.com/files/sheet/tungsram-auriso_tbd_aur-2s50-750-l3-sn-st.pdf
https://catalog.tungsram.com/files/sheet/tungsram-auriso_tbd_aur-2s50-740-l3-sn-st.pdf
https://catalog.tungsram.com/files/sheet/tungsram-auriso_tbd_aur-2s50-730-l3-sn-st.pdf
https://catalog.tungsram.com/files/sheet/tungsram-auriso_tbd_aur-2s50-850-d1-sn-st.pdf
https://catalog.tungsram.com/files/sheet/tungsram-auriso_tbd_aur-2s50-840-d1-sn-st.pdf
https://catalog.tungsram.com/files/sheet/tungsram-auriso_tbd_aur-2s50-830-d1-sn-st.pdf
https://catalog.tungsram.com/files/sheet/tungsram-auriso_tbd_aur-2s50-750-d1-sn-st.pdf
https://catalog.tungsram.com/files/sheet/tungsram-auriso_tbd_aur-2s50-740-d1-sn-st.pdf
https://catalog.tungsram.com/files/sheet/tungsram-auriso_tbd_aur-2s50-730-d1-sn-st.pdf
https://catalog.tungsram.com/files/sheet/tungsram-auriso_tbd_aur-2s50-850-c1-sn-st.pdf
https://catalog.tungsram.com/files/sheet/tungsram-auriso_tbd_aur-2s50-840-c1-sn-st.pdf
https://catalog.tungsram.com/files/sheet/tungsram-auriso_tbd_aur-2s50-830-c1-sn-st.pdf
https://catalog.tungsram.com/files/sheet/tungsram-auriso_tbd_aur-2s50-750-c1-sn-st.pdf
https://catalog.tungsram.com/files/sheet/tungsram-auriso_tbd_aur-2s50-740-c1-sn-st.pdf
https://catalog.tungsram.com/files/sheet/tungsram-auriso_tbd_aur-2s50-730-c1-sn-st.pdf
https://catalog.tungsram.com/files/sheet/tungsram-auriso_tbd_aur-2s45-850-u8-sn-st.pdf
https://catalog.tungsram.com/files/sheet/tungsram-auriso_tbd_aur-2s45-840-u8-sn-st.pdf
https://catalog.tungsram.com/files/sheet/tungsram-auriso_tbd_aur-2s45-830-u8-sn-st.pdf
https://catalog.tungsram.com/files/sheet/tungsram-auriso_tbd_aur-2s45-750-u8-sn-st.pdf
https://catalog.tungsram.com/files/sheet/tungsram-auriso_tbd_aur-2s45-740-u8-sn-st.pdf
https://catalog.tungsram.com/files/sheet/tungsram-auriso_tbd_aur-2s45-730-u8-sn-st.pdf
https://catalog.tungsram.com/files/sheet/tungsram-auriso_tbd_aur-2s45-850-u6-sn-st.pdf
https://catalog.tungsram.com/files/sheet/tungsram-auriso_tbd_aur-2s45-840-u6-sn-st.pdf
https://catalog.tungsram.com/files/sheet/tungsram-auriso_tbd_aur-2s45-830-u6-sn-st.pdf
https://catalog.tungsram.com/files/sheet/tungsram-auriso_tbd_aur-2s45-750-u6-sn-st.pdf
https://catalog.tungsram.com/files/sheet/tungsram-auriso_tbd_aur-2s45-740-u6-sn-st.pdf
https://catalog.tungsram.com/files/sheet/tungsram-auriso_tbd_aur-2s45-730-u6-sn-st.pdf
https://catalog.tungsram.com/files/sheet/tungsram-auriso_tbd_aur-2s45-850-u4-sn-st.pdf
https://catalog.tungsram.com/files/sheet/tungsram-auriso_tbd_aur-2s45-840-u4-sn-st.pdf
https://catalog.tungsram.com/files/sheet/tungsram-auriso_tbd_aur-2s45-830-u4-sn-st.pdf
https://catalog.tungsram.com/files/sheet/tungsram-auriso_tbd_aur-2s45-750-u4-sn-st.pdf
https://catalog.tungsram.com/files/sheet/tungsram-auriso_tbd_aur-2s45-740-u4-sn-st.pdf
https://catalog.tungsram.com/files/sheet/tungsram-auriso_tbd_aur-2s45-730-u4-sn-st.pdf
https://catalog.tungsram.com/files/sheet/tungsram-auriso_tbd_aur-2s45-850-l9-sn-st.pdf
https://catalog.tungsram.com/files/sheet/tungsram-auriso_tbd_aur-2s45-840-l9-sn-st.pdf
https://catalog.tungsram.com/files/sheet/tungsram-auriso_tbd_aur-2s45-830-l9-sn-st.pdf
https://catalog.tungsram.com/files/sheet/tungsram-auriso_tbd_aur-2s45-750-l9-sn-st.pdf
https://catalog.tungsram.com/files/sheet/tungsram-auriso_tbd_aur-2s45-740-l9-sn-st.pdf
https://catalog.tungsram.com/files/sheet/tungsram-auriso_tbd_aur-2s45-730-l9-sn-st.pdf
https://catalog.tungsram.com/files/sheet/tungsram-auriso_tbd_aur-2s45-850-l6-sn-st.pdf
https://catalog.tungsram.com/files/sheet/tungsram-auriso_tbd_aur-2s45-840-l6-sn-st.pdf
https://catalog.tungsram.com/files/sheet/tungsram-auriso_tbd_aur-2s45-830-l6-sn-st.pdf
https://catalog.tungsram.com/files/sheet/tungsram-auriso_tbd_aur-2s45-750-l6-sn-st.pdf
https://catalog.tungsram.com/files/sheet/tungsram-auriso_tbd_aur-2s45-740-l6-sn-st.pdf
https://catalog.tungsram.com/files/sheet/tungsram-auriso_tbd_aur-2s45-730-l6-sn-st.pdf
https://catalog.tungsram.com/files/sheet/tungsram-auriso_tbd_aur-2s45-850-l3-sn-st.pdf
https://catalog.tungsram.com/files/sheet/tungsram-auriso_tbd_aur-2s45-840-l3-sn-st.pdf
https://catalog.tungsram.com/files/sheet/tungsram-auriso_tbd_aur-2s45-830-l3-sn-st.pdf
https://catalog.tungsram.com/files/sheet/tungsram-auriso_tbd_aur-2s45-750-l3-sn-st.pdf
https://catalog.tungsram.com/files/sheet/tungsram-auriso_tbd_aur-2s45-740-l3-sn-st.pdf
https://catalog.tungsram.com/files/sheet/tungsram-auriso_tbd_aur-2s45-730-l3-sn-st.pdf
https://catalog.tungsram.com/files/sheet/tungsram-auriso_tbd_aur-2s45-850-d1-sn-st.pdf
https://catalog.tungsram.com/files/sheet/tungsram-auriso_tbd_aur-2s45-840-d1-sn-st.pdf
https://catalog.tungsram.com/files/sheet/tungsram-auriso_tbd_aur-2s45-830-d1-sn-st.pdf
https://catalog.tungsram.com/files/sheet/tungsram-auriso_tbd_aur-2s45-750-d1-sn-st.pdf
https://catalog.tungsram.com/files/sheet/tungsram-auriso_tbd_aur-2s45-740-d1-sn-st.pdf
https://catalog.tungsram.com/files/sheet/tungsram-auriso_tbd_aur-2s45-730-d1-sn-st.pdf
https://catalog.tungsram.com/files/sheet/tungsram-auriso_tbd_aur-2s45-850-c1-sn-st.pdf
https://catalog.tungsram.com/files/sheet/tungsram-auriso_tbd_aur-2s45-840-c1-sn-st.pdf
https://catalog.tungsram.com/files/sheet/tungsram-auriso_tbd_aur-2s45-830-c1-sn-st.pdf
https://catalog.tungsram.com/files/sheet/tungsram-auriso_tbd_aur-2s45-750-c1-sn-st.pdf
https://catalog.tungsram.com/files/sheet/tungsram-auriso_tbd_aur-2s45-740-c1-sn-st.pdf
https://catalog.tungsram.com/files/sheet/tungsram-auriso_tbd_aur-2s45-730-c1-sn-st.pdf
https://catalog.tungsram.com/files/sheet/tungsram-auriso_tbd_aur-2s40-850-u8-sn-st.pdf
https://catalog.tungsram.com/files/sheet/tungsram-auriso_tbd_aur-2s40-840-u8-sn-st.pdf
https://catalog.tungsram.com/files/sheet/tungsram-auriso_tbd_aur-2s40-830-u8-sn-st.pdf
https://catalog.tungsram.com/files/sheet/tungsram-auriso_tbd_aur-2s40-750-u8-sn-st.pdf
https://catalog.tungsram.com/files/sheet/tungsram-auriso_tbd_aur-2s40-740-u8-sn-st.pdf
https://catalog.tungsram.com/files/sheet/tungsram-auriso_tbd_aur-2s40-730-u8-sn-st.pdf
https://catalog.tungsram.com/files/sheet/tungsram-auriso_tbd_aur-2s40-850-u6-sn-st.pdf
https://catalog.tungsram.com/files/sheet/tungsram-auriso_tbd_aur-2s40-840-u6-sn-st.pdf
https://catalog.tungsram.com/files/sheet/tungsram-auriso_tbd_aur-2s40-830-u6-sn-st.pdf
https://catalog.tungsram.com/files/sheet/tungsram-auriso_tbd_aur-2s40-750-u6-sn-st.pdf
https://catalog.tungsram.com/files/sheet/tungsram-auriso_tbd_aur-2s40-740-u6-sn-st.pdf
https://catalog.tungsram.com/files/sheet/tungsram-auriso_tbd_aur-2s40-730-u6-sn-st.pdf
https://catalog.tungsram.com/files/sheet/tungsram-auriso_tbd_aur-2s40-850-u4-sn-st.pdf
https://catalog.tungsram.com/files/sheet/tungsram-auriso_tbd_aur-2s40-840-u4-sn-st.pdf
https://catalog.tungsram.com/files/sheet/tungsram-auriso_tbd_aur-2s40-830-u4-sn-st.pdf
https://catalog.tungsram.com/files/sheet/tungsram-auriso_tbd_aur-2s40-750-u4-sn-st.pdf
https://catalog.tungsram.com/files/sheet/tungsram-auriso_tbd_aur-2s40-740-u4-sn-st.pdf
https://catalog.tungsram.com/files/sheet/tungsram-auriso_tbd_aur-2s40-730-u4-sn-st.pdf
https://catalog.tungsram.com/files/sheet/tungsram-auriso_tbd_aur-2s40-850-l9-sn-st.pdf
https://catalog.tungsram.com/files/sheet/tungsram-auriso_tbd_aur-2s40-840-l9-sn-st.pdf
https://catalog.tungsram.com/files/sheet/tungsram-auriso_tbd_aur-2s40-830-l9-sn-st.pdf
https://catalog.tungsram.com/files/sheet/tungsram-auriso_tbd_aur-2s40-750-l9-sn-st.pdf
https://catalog.tungsram.com/files/sheet/tungsram-auriso_tbd_aur-2s40-740-l9-sn-st.pdf
https://catalog.tungsram.com/files/sheet/tungsram-auriso_tbd_aur-2s40-730-l9-sn-st.pdf
https://catalog.tungsram.com/files/sheet/tungsram-auriso_tbd_aur-2s40-850-l6-sn-st.pdf
https://catalog.tungsram.com/files/sheet/tungsram-auriso_tbd_aur-2s40-840-l6-sn-st.pdf
https://catalog.tungsram.com/files/sheet/tungsram-auriso_tbd_aur-2s40-830-l6-sn-st.pdf
https://catalog.tungsram.com/files/sheet/tungsram-auriso_tbd_aur-2s40-750-l6-sn-st.pdf
https://catalog.tungsram.com/files/sheet/tungsram-auriso_tbd_aur-2s40-740-l6-sn-st.pdf
https://catalog.tungsram.com/files/sheet/tungsram-auriso_tbd_aur-2s40-730-l6-sn-st.pdf
https://catalog.tungsram.com/files/sheet/tungsram-auriso_tbd_aur-2s40-850-l3-sn-st.pdf
https://catalog.tungsram.com/files/sheet/tungsram-auriso_tbd_aur-2s40-840-l3-sn-st.pdf
https://catalog.tungsram.com/files/sheet/tungsram-auriso_tbd_aur-2s40-830-l3-sn-st.pdf
https://catalog.tungsram.com/files/sheet/tungsram-auriso_tbd_aur-2s40-750-l3-sn-st.pdf
https://catalog.tungsram.com/files/sheet/tungsram-auriso_tbd_aur-2s40-740-l3-sn-st.pdf
https://catalog.tungsram.com/files/sheet/tungsram-auriso_tbd_aur-2s40-730-l3-sn-st.pdf
https://catalog.tungsram.com/files/sheet/tungsram-auriso_tbd_aur-2s40-850-d1-sn-st.pdf
https://catalog.tungsram.com/files/sheet/tungsram-auriso_tbd_aur-2s40-840-d1-sn-st.pdf
https://catalog.tungsram.com/files/sheet/tungsram-auriso_tbd_aur-2s40-830-d1-sn-st.pdf
https://catalog.tungsram.com/files/sheet/tungsram-auriso_tbd_aur-2s40-750-d1-sn-st.pdf
https://catalog.tungsram.com/files/sheet/tungsram-auriso_tbd_aur-2s40-740-d1-sn-st.pdf
https://catalog.tungsram.com/files/sheet/tungsram-auriso_tbd_aur-2s40-730-d1-sn-st.pdf
https://catalog.tungsram.com/files/sheet/tungsram-auriso_tbd_aur-2s40-850-c1-sn-st.pdf
https://catalog.tungsram.com/files/sheet/tungsram-auriso_tbd_aur-2s40-840-c1-sn-st.pdf
https://catalog.tungsram.com/files/sheet/tungsram-auriso_tbd_aur-2s40-830-c1-sn-st.pdf
https://catalog.tungsram.com/files/sheet/tungsram-auriso_tbd_aur-2s40-750-c1-sn-st.pdf
https://catalog.tungsram.com/files/sheet/tungsram-auriso_tbd_aur-2s40-740-c1-sn-st.pdf
https://catalog.tungsram.com/files/sheet/tungsram-auriso_tbd_aur-2s40-730-c1-sn-st.pdf
https://catalog.tungsram.com/files/sheet/tungsram-auriso_tbd_aur-2s35-850-u8-sn-st.pdf
https://catalog.tungsram.com/files/sheet/tungsram-auriso_tbd_aur-2s35-840-u8-sn-st.pdf
https://catalog.tungsram.com/files/sheet/tungsram-auriso_tbd_aur-2s35-830-u8-sn-st.pdf
https://catalog.tungsram.com/files/sheet/tungsram-auriso_tbd_aur-2s35-750-u8-sn-st.pdf
https://catalog.tungsram.com/files/sheet/tungsram-auriso_tbd_aur-2s35-740-u8-sn-st.pdf
https://catalog.tungsram.com/files/sheet/tungsram-auriso_tbd_aur-2s35-730-u8-sn-st.pdf
https://catalog.tungsram.com/files/sheet/tungsram-auriso_tbd_aur-2s35-850-u6-sn-st.pdf
https://catalog.tungsram.com/files/sheet/tungsram-auriso_tbd_aur-2s35-840-u6-sn-st.pdf
https://catalog.tungsram.com/files/sheet/tungsram-auriso_tbd_aur-2s35-830-u6-sn-st.pdf
https://catalog.tungsram.com/files/sheet/tungsram-auriso_tbd_aur-2s35-750-u6-sn-st.pdf
https://catalog.tungsram.com/files/sheet/tungsram-auriso_tbd_aur-2s35-740-u6-sn-st.pdf
https://catalog.tungsram.com/files/sheet/tungsram-auriso_tbd_aur-2s35-730-u6-sn-st.pdf
https://catalog.tungsram.com/files/sheet/tungsram-auriso_tbd_aur-2s35-850-u4-sn-st.pdf
https://catalog.tungsram.com/files/sheet/tungsram-auriso_tbd_aur-2s35-840-u4-sn-st.pdf
https://catalog.tungsram.com/files/sheet/tungsram-auriso_tbd_aur-2s35-830-u4-sn-st.pdf
https://catalog.tungsram.com/files/sheet/tungsram-auriso_tbd_aur-2s35-750-u4-sn-st.pdf
https://catalog.tungsram.com/files/sheet/tungsram-auriso_tbd_aur-2s35-740-u4-sn-st.pdf
https://catalog.tungsram.com/files/sheet/tungsram-auriso_tbd_aur-2s35-730-u4-sn-st.pdf
https://catalog.tungsram.com/files/sheet/tungsram-auriso_tbd_aur-2s35-850-l9-sn-st.pdf
https://catalog.tungsram.com/files/sheet/tungsram-auriso_tbd_aur-2s35-840-l9-sn-st.pdf
https://catalog.tungsram.com/files/sheet/tungsram-auriso_tbd_aur-2s35-830-l9-sn-st.pdf
https://catalog.tungsram.com/files/sheet/tungsram-auriso_tbd_aur-2s35-750-l9-sn-st.pdf
https://catalog.tungsram.com/files/sheet/tungsram-auriso_tbd_aur-2s35-740-l9-sn-st.pdf
https://catalog.tungsram.com/files/sheet/tungsram-auriso_tbd_aur-2s35-730-l9-sn-st.pdf
https://catalog.tungsram.com/files/sheet/tungsram-auriso_tbd_aur-2s35-850-l6-sn-st.pdf
https://catalog.tungsram.com/files/sheet/tungsram-auriso_tbd_aur-2s35-840-l6-sn-st.pdf
https://catalog.tungsram.com/files/sheet/tungsram-auriso_tbd_aur-2s35-830-l6-sn-st.pdf
https://catalog.tungsram.com/files/sheet/tungsram-auriso_tbd_aur-2s35-750-l6-sn-st.pdf
https://catalog.tungsram.com/files/sheet/tungsram-auriso_tbd_aur-2s35-740-l6-sn-st.pdf
https://catalog.tungsram.com/files/sheet/tungsram-auriso_tbd_aur-2s35-730-l6-sn-st.pdf
https://catalog.tungsram.com/files/sheet/tungsram-auriso_tbd_aur-2s35-850-l3-sn-st.pdf
https://catalog.tungsram.com/files/sheet/tungsram-auriso_tbd_aur-2s35-840-l3-sn-st.pdf
https://catalog.tungsram.com/files/sheet/tungsram-auriso_tbd_aur-2s35-830-l3-sn-st.pdf
https://catalog.tungsram.com/files/sheet/tungsram-auriso_tbd_aur-2s35-750-l3-sn-st.pdf
https://catalog.tungsram.com/files/sheet/tungsram-auriso_tbd_aur-2s35-740-l3-sn-st.pdf
https://catalog.tungsram.com/files/sheet/tungsram-auriso_tbd_aur-2s35-730-l3-sn-st.pdf
https://catalog.tungsram.com/files/sheet/tungsram-auriso_tbd_aur-2s35-850-d1-sn-st.pdf
https://catalog.tungsram.com/files/sheet/tungsram-auriso_tbd_aur-2s35-840-d1-sn-st.pdf
https://catalog.tungsram.com/files/sheet/tungsram-auriso_tbd_aur-2s35-830-d1-sn-st.pdf
https://catalog.tungsram.com/files/sheet/tungsram-auriso_tbd_aur-2s35-750-d1-sn-st.pdf
https://catalog.tungsram.com/files/sheet/tungsram-auriso_tbd_aur-2s35-740-d1-sn-st.pdf
https://catalog.tungsram.com/files/sheet/tungsram-auriso_tbd_aur-2s35-730-d1-sn-st.pdf
https://catalog.tungsram.com/files/sheet/tungsram-auriso_tbd_aur-2s35-850-c1-sn-st.pdf
https://catalog.tungsram.com/files/sheet/tungsram-auriso_tbd_aur-2s35-840-c1-sn-st.pdf
https://catalog.tungsram.com/files/sheet/tungsram-auriso_tbd_aur-2s35-830-c1-sn-st.pdf
https://catalog.tungsram.com/files/sheet/tungsram-auriso_tbd_aur-2s35-750-c1-sn-st.pdf
https://catalog.tungsram.com/files/sheet/tungsram-auriso_tbd_aur-2s35-740-c1-sn-st.pdf
https://catalog.tungsram.com/files/sheet/tungsram-auriso_tbd_aur-2s35-730-c1-sn-st.pdf
https://catalog.tungsram.com/files/sheet/tungsram-auriso_tbd_aur-1s30-850-u8-sn-st.pdf
https://catalog.tungsram.com/files/sheet/tungsram-auriso_tbd_aur-1s30-840-u8-sn-st.pdf
https://catalog.tungsram.com/files/sheet/tungsram-auriso_tbd_aur-1s30-830-u8-sn-st.pdf
https://catalog.tungsram.com/files/sheet/tungsram-auriso_tbd_aur-1s30-750-u8-sn-st.pdf
https://catalog.tungsram.com/files/sheet/tungsram-auriso_tbd_aur-1s30-740-u8-sn-st.pdf
https://catalog.tungsram.com/files/sheet/tungsram-auriso_tbd_aur-1s30-730-u8-sn-st.pdf
https://catalog.tungsram.com/files/sheet/tungsram-auriso_tbd_aur-1s30-850-u6-sn-st.pdf
https://catalog.tungsram.com/files/sheet/tungsram-auriso_tbd_aur-1s30-840-u6-sn-st.pdf
https://catalog.tungsram.com/files/sheet/tungsram-auriso_tbd_aur-1s30-830-u6-sn-st.pdf
https://catalog.tungsram.com/files/sheet/tungsram-auriso_tbd_aur-1s30-750-u6-sn-st.pdf
https://catalog.tungsram.com/files/sheet/tungsram-auriso_tbd_aur-1s30-740-u6-sn-st.pdf
https://catalog.tungsram.com/files/sheet/tungsram-auriso_tbd_aur-1s30-730-u6-sn-st.pdf
https://catalog.tungsram.com/files/sheet/tungsram-auriso_tbd_aur-1s30-850-u4-sn-st.pdf
https://catalog.tungsram.com/files/sheet/tungsram-auriso_tbd_aur-1s30-840-u4-sn-st.pdf
https://catalog.tungsram.com/files/sheet/tungsram-auriso_tbd_aur-1s30-830-u4-sn-st.pdf
https://catalog.tungsram.com/files/sheet/tungsram-auriso_tbd_aur-1s30-750-u4-sn-st.pdf
https://catalog.tungsram.com/files/sheet/tungsram-auriso_tbd_aur-1s30-740-u4-sn-st.pdf
https://catalog.tungsram.com/files/sheet/tungsram-auriso_tbd_aur-1s30-730-u4-sn-st.pdf
https://catalog.tungsram.com/files/sheet/tungsram-auriso_tbd_aur-1s30-850-l9-sn-st.pdf
https://catalog.tungsram.com/files/sheet/tungsram-auriso_tbd_aur-1s30-840-l9-sn-st.pdf
https://catalog.tungsram.com/files/sheet/tungsram-auriso_tbd_aur-1s30-830-l9-sn-st.pdf
https://catalog.tungsram.com/files/sheet/tungsram-auriso_tbd_aur-1s30-750-l9-sn-st.pdf
https://catalog.tungsram.com/files/sheet/tungsram-auriso_tbd_aur-1s30-740-l9-sn-st.pdf
https://catalog.tungsram.com/files/sheet/tungsram-auriso_tbd_aur-1s30-730-l9-sn-st.pdf
https://catalog.tungsram.com/files/sheet/tungsram-auriso_tbd_aur-1s30-850-l6-sn-st.pdf
https://catalog.tungsram.com/files/sheet/tungsram-auriso_tbd_aur-1s30-840-l6-sn-st.pdf
https://catalog.tungsram.com/files/sheet/tungsram-auriso_tbd_aur-1s30-830-l6-sn-st.pdf
https://catalog.tungsram.com/files/sheet/tungsram-auriso_tbd_aur-1s30-750-l6-sn-st.pdf
https://catalog.tungsram.com/files/sheet/tungsram-auriso_tbd_aur-1s30-740-l6-sn-st.pdf
https://catalog.tungsram.com/files/sheet/tungsram-auriso_tbd_aur-1s30-730-l6-sn-st.pdf
https://catalog.tungsram.com/files/sheet/tungsram-auriso_tbd_aur-1s30-850-l3-sn-st.pdf
https://catalog.tungsram.com/files/sheet/tungsram-auriso_tbd_aur-1s30-840-l3-sn-st.pdf
https://catalog.tungsram.com/files/sheet/tungsram-auriso_tbd_aur-1s30-830-l3-sn-st.pdf
https://catalog.tungsram.com/files/sheet/tungsram-auriso_tbd_aur-1s30-750-l3-sn-st.pdf
https://catalog.tungsram.com/files/sheet/tungsram-auriso_tbd_aur-1s30-740-l3-sn-st.pdf
https://catalog.tungsram.com/files/sheet/tungsram-auriso_tbd_aur-1s30-730-l3-sn-st.pdf
https://catalog.tungsram.com/files/sheet/tungsram-auriso_tbd_aur-1s30-850-d1-sn-st.pdf
https://catalog.tungsram.com/files/sheet/tungsram-auriso_tbd_aur-1s30-840-d1-sn-st.pdf
https://catalog.tungsram.com/files/sheet/tungsram-auriso_tbd_aur-1s30-830-d1-sn-st.pdf
https://catalog.tungsram.com/files/sheet/tungsram-auriso_tbd_aur-1s30-750-d1-sn-st.pdf
https://catalog.tungsram.com/files/sheet/tungsram-auriso_tbd_aur-1s30-740-d1-sn-st.pdf
https://catalog.tungsram.com/files/sheet/tungsram-auriso_tbd_aur-1s30-730-d1-sn-st.pdf
https://catalog.tungsram.com/files/sheet/tungsram-auriso_tbd_aur-1s30-850-c1-sn-st.pdf
https://catalog.tungsram.com/files/sheet/tungsram-auriso_tbd_aur-1s30-840-c1-sn-st.pdf
https://catalog.tungsram.com/files/sheet/tungsram-auriso_tbd_aur-1s30-830-c1-sn-st.pdf
https://catalog.tungsram.com/files/sheet/tungsram-auriso_tbd_aur-1s30-750-c1-sn-st.pdf
https://catalog.tungsram.com/files/sheet/tungsram-auriso_tbd_aur-1s30-740-c1-sn-st.pdf
https://catalog.tungsram.com/files/sheet/tungsram-auriso_tbd_aur-1s30-730-c1-sn-st.pdf
https://catalog.tungsram.com/files/sheet/tungsram-auriso_tbd_aur-1s25-850-u8-sn-st.pdf
https://catalog.tungsram.com/files/sheet/tungsram-auriso_tbd_aur-1s25-840-u8-sn-st.pdf
https://catalog.tungsram.com/files/sheet/tungsram-auriso_tbd_aur-1s25-830-u8-sn-st.pdf
https://catalog.tungsram.com/files/sheet/tungsram-auriso_tbd_aur-1s25-750-u8-sn-st.pdf
https://catalog.tungsram.com/files/sheet/tungsram-auriso_tbd_aur-1s25-740-u8-sn-st.pdf
https://catalog.tungsram.com/files/sheet/tungsram-auriso_tbd_aur-1s25-730-u8-sn-st.pdf
https://catalog.tungsram.com/files/sheet/tungsram-auriso_tbd_aur-1s25-850-u6-sn-st.pdf
https://catalog.tungsram.com/files/sheet/tungsram-auriso_tbd_aur-1s25-840-u6-sn-st.pdf
https://catalog.tungsram.com/files/sheet/tungsram-auriso_tbd_aur-1s25-830-u6-sn-st.pdf
https://catalog.tungsram.com/files/sheet/tungsram-auriso_tbd_aur-1s25-750-u6-sn-st.pdf
https://catalog.tungsram.com/files/sheet/tungsram-auriso_tbd_aur-1s25-740-u6-sn-st.pdf
https://catalog.tungsram.com/files/sheet/tungsram-auriso_tbd_aur-1s25-730-u6-sn-st.pdf
https://catalog.tungsram.com/files/sheet/tungsram-auriso_tbd_aur-1s25-850-u4-sn-st.pdf
https://catalog.tungsram.com/files/sheet/tungsram-auriso_tbd_aur-1s25-840-u4-sn-st.pdf
https://catalog.tungsram.com/files/sheet/tungsram-auriso_tbd_aur-1s25-830-u4-sn-st.pdf
https://catalog.tungsram.com/files/sheet/tungsram-auriso_tbd_aur-1s25-750-u4-sn-st.pdf
https://catalog.tungsram.com/files/sheet/tungsram-auriso_tbd_aur-1s25-740-u4-sn-st.pdf
https://catalog.tungsram.com/files/sheet/tungsram-auriso_tbd_aur-1s25-730-u4-sn-st.pdf
https://catalog.tungsram.com/files/sheet/tungsram-auriso_tbd_aur-1s25-850-l9-sn-st.pdf
https://catalog.tungsram.com/files/sheet/tungsram-auriso_tbd_aur-1s25-840-l9-sn-st.pdf
https://catalog.tungsram.com/files/sheet/tungsram-auriso_tbd_aur-1s25-830-l9-sn-st.pdf
https://catalog.tungsram.com/files/sheet/tungsram-auriso_tbd_aur-1s25-750-l9-sn-st.pdf
https://catalog.tungsram.com/files/sheet/tungsram-auriso_tbd_aur-1s25-740-l9-sn-st.pdf
https://catalog.tungsram.com/files/sheet/tungsram-auriso_tbd_aur-1s25-730-l9-sn-st.pdf
https://catalog.tungsram.com/files/sheet/tungsram-auriso_tbd_aur-1s25-850-l6-sn-st.pdf
https://catalog.tungsram.com/files/sheet/tungsram-auriso_tbd_aur-1s25-840-l6-sn-st.pdf
https://catalog.tungsram.com/files/sheet/tungsram-auriso_tbd_aur-1s25-830-l6-sn-st.pdf
https://catalog.tungsram.com/files/sheet/tungsram-auriso_tbd_aur-1s25-750-l6-sn-st.pdf
https://catalog.tungsram.com/files/sheet/tungsram-auriso_tbd_aur-1s25-740-l6-sn-st.pdf
https://catalog.tungsram.com/files/sheet/tungsram-auriso_tbd_aur-1s25-730-l6-sn-st.pdf
https://catalog.tungsram.com/files/sheet/tungsram-auriso_tbd_aur-1s25-850-l3-sn-st.pdf
https://catalog.tungsram.com/files/sheet/tungsram-auriso_tbd_aur-1s25-840-l3-sn-st.pdf
https://catalog.tungsram.com/files/sheet/tungsram-auriso_tbd_aur-1s25-830-l3-sn-st.pdf
https://catalog.tungsram.com/files/sheet/tungsram-auriso_tbd_aur-1s25-750-l3-sn-st.pdf
https://catalog.tungsram.com/files/sheet/tungsram-auriso_tbd_aur-1s25-740-l3-sn-st.pdf
https://catalog.tungsram.com/files/sheet/tungsram-auriso_tbd_aur-1s25-730-l3-sn-st.pdf
https://catalog.tungsram.com/files/sheet/tungsram-auriso_tbd_aur-1s25-850-d1-sn-st.pdf
https://catalog.tungsram.com/files/sheet/tungsram-auriso_tbd_aur-1s25-840-d1-sn-st.pdf
https://catalog.tungsram.com/files/sheet/tungsram-auriso_tbd_aur-1s25-830-d1-sn-st.pdf
https://catalog.tungsram.com/files/sheet/tungsram-auriso_tbd_aur-1s25-750-d1-sn-st.pdf
https://catalog.tungsram.com/files/sheet/tungsram-auriso_tbd_aur-1s25-740-d1-sn-st.pdf
https://catalog.tungsram.com/files/sheet/tungsram-auriso_tbd_aur-1s25-730-d1-sn-st.pdf
https://catalog.tungsram.com/files/sheet/tungsram-auriso_tbd_aur-1s25-850-c1-sn-st.pdf
https://catalog.tungsram.com/files/sheet/tungsram-auriso_tbd_aur-1s25-840-c1-sn-st.pdf
https://catalog.tungsram.com/files/sheet/tungsram-auriso_tbd_aur-1s25-830-c1-sn-st.pdf
https://catalog.tungsram.com/files/sheet/tungsram-auriso_tbd_aur-1s25-750-c1-sn-st.pdf
https://catalog.tungsram.com/files/sheet/tungsram-auriso_tbd_aur-1s25-740-c1-sn-st.pdf
https://catalog.tungsram.com/files/sheet/tungsram-auriso_tbd_aur-1s25-730-c1-sn-st.pdf
https://catalog.tungsram.com/files/sheet/tungsram-auriso_tbd_aur-1s20-850-u8-sn-st.pdf
https://catalog.tungsram.com/files/sheet/tungsram-auriso_tbd_aur-1s20-840-u8-sn-st.pdf
https://catalog.tungsram.com/files/sheet/tungsram-auriso_tbd_aur-1s20-830-u8-sn-st.pdf
https://catalog.tungsram.com/files/sheet/tungsram-auriso_tbd_aur-1s20-750-u8-sn-st.pdf
https://catalog.tungsram.com/files/sheet/tungsram-auriso_tbd_aur-1s20-740-u8-sn-st.pdf
https://catalog.tungsram.com/files/sheet/tungsram-auriso_tbd_aur-1s20-730-u8-sn-st.pdf
https://catalog.tungsram.com/files/sheet/tungsram-auriso_tbd_aur-1s20-850-u6-sn-st.pdf
https://catalog.tungsram.com/files/sheet/tungsram-auriso_tbd_aur-1s20-840-u6-sn-st.pdf
https://catalog.tungsram.com/files/sheet/tungsram-auriso_tbd_aur-1s20-830-u6-sn-st.pdf
https://catalog.tungsram.com/files/sheet/tungsram-auriso_tbd_aur-1s20-750-u6-sn-st.pdf
https://catalog.tungsram.com/files/sheet/tungsram-auriso_tbd_aur-1s20-740-u6-sn-st.pdf
https://catalog.tungsram.com/files/sheet/tungsram-auriso_tbd_aur-1s20-730-u6-sn-st.pdf
https://catalog.tungsram.com/files/sheet/tungsram-auriso_tbd_aur-1s20-850-u4-sn-st.pdf
https://catalog.tungsram.com/files/sheet/tungsram-auriso_tbd_aur-1s20-840-u4-sn-st.pdf
https://catalog.tungsram.com/files/sheet/tungsram-auriso_tbd_aur-1s20-830-u4-sn-st.pdf
https://catalog.tungsram.com/files/sheet/tungsram-auriso_tbd_aur-1s20-750-u4-sn-st.pdf
https://catalog.tungsram.com/files/sheet/tungsram-auriso_tbd_aur-1s20-740-u4-sn-st.pdf
https://catalog.tungsram.com/files/sheet/tungsram-auriso_tbd_aur-1s20-730-u4-sn-st.pdf
https://catalog.tungsram.com/files/sheet/tungsram-auriso_tbd_aur-1s20-850-l9-sn-st.pdf
https://catalog.tungsram.com/files/sheet/tungsram-auriso_tbd_aur-1s20-840-l9-sn-st.pdf
https://catalog.tungsram.com/files/sheet/tungsram-auriso_tbd_aur-1s20-830-l9-sn-st.pdf
https://catalog.tungsram.com/files/sheet/tungsram-auriso_tbd_aur-1s20-750-l9-sn-st.pdf
https://catalog.tungsram.com/files/sheet/tungsram-auriso_tbd_aur-1s20-740-l9-sn-st.pdf
https://catalog.tungsram.com/files/sheet/tungsram-auriso_tbd_aur-1s20-730-l9-sn-st.pdf
https://catalog.tungsram.com/files/sheet/tungsram-auriso_tbd_aur-1s20-850-l6-sn-st.pdf
https://catalog.tungsram.com/files/sheet/tungsram-auriso_tbd_aur-1s20-840-l6-sn-st.pdf
https://catalog.tungsram.com/files/sheet/tungsram-auriso_tbd_aur-1s20-830-l6-sn-st.pdf
https://catalog.tungsram.com/files/sheet/tungsram-auriso_tbd_aur-1s20-750-l6-sn-st.pdf
https://catalog.tungsram.com/files/sheet/tungsram-auriso_tbd_aur-1s20-740-l6-sn-st.pdf
https://catalog.tungsram.com/files/sheet/tungsram-auriso_tbd_aur-1s20-730-l6-sn-st.pdf
https://catalog.tungsram.com/files/sheet/tungsram-auriso_tbd_aur-1s20-850-l3-sn-st.pdf
https://catalog.tungsram.com/files/sheet/tungsram-auriso_tbd_aur-1s20-840-l3-sn-st.pdf
https://catalog.tungsram.com/files/sheet/tungsram-auriso_tbd_aur-1s20-830-l3-sn-st.pdf
https://catalog.tungsram.com/files/sheet/tungsram-auriso_tbd_aur-1s20-750-l3-sn-st.pdf
https://catalog.tungsram.com/files/sheet/tungsram-auriso_tbd_aur-1s20-740-l3-sn-st.pdf
https://catalog.tungsram.com/files/sheet/tungsram-auriso_tbd_aur-1s20-730-l3-sn-st.pdf
https://catalog.tungsram.com/files/sheet/tungsram-auriso_tbd_aur-1s20-850-d1-sn-st.pdf
https://catalog.tungsram.com/files/sheet/tungsram-auriso_tbd_aur-1s20-840-d1-sn-st.pdf
https://catalog.tungsram.com/files/sheet/tungsram-auriso_tbd_aur-1s20-830-d1-sn-st.pdf
https://catalog.tungsram.com/files/sheet/tungsram-auriso_tbd_aur-1s20-750-d1-sn-st.pdf
https://catalog.tungsram.com/files/sheet/tungsram-auriso_tbd_aur-1s20-740-d1-sn-st.pdf
https://catalog.tungsram.com/files/sheet/tungsram-auriso_tbd_aur-1s20-730-d1-sn-st.pdf
https://catalog.tungsram.com/files/sheet/tungsram-auriso_tbd_aur-1s20-850-c1-sn-st.pdf
https://catalog.tungsram.com/files/sheet/tungsram-auriso_tbd_aur-1s20-840-c1-sn-st.pdf
https://catalog.tungsram.com/files/sheet/tungsram-auriso_tbd_aur-1s20-830-c1-sn-st.pdf
https://catalog.tungsram.com/files/sheet/tungsram-auriso_tbd_aur-1s20-750-c1-sn-st.pdf
https://catalog.tungsram.com/files/sheet/tungsram-auriso_tbd_aur-1s20-740-c1-sn-st.pdf
https://catalog.tungsram.com/files/sheet/tungsram-auriso_tbd_aur-1s20-730-c1-sn-st.pdf
https://catalog.tungsram.com/files/sheet/tungsram-auriso_tbd_aur-1s15-850-u8-sn-st.pdf
https://catalog.tungsram.com/files/sheet/tungsram-auriso_tbd_aur-1s15-840-u8-sn-st.pdf
https://catalog.tungsram.com/files/sheet/tungsram-auriso_tbd_aur-1s15-830-u8-sn-st.pdf
https://catalog.tungsram.com/files/sheet/tungsram-auriso_tbd_aur-1s15-750-u8-sn-st.pdf
https://catalog.tungsram.com/files/sheet/tungsram-auriso_tbd_aur-1s15-740-u8-sn-st.pdf
https://catalog.tungsram.com/files/sheet/tungsram-auriso_tbd_aur-1s15-730-u8-sn-st.pdf
https://catalog.tungsram.com/files/sheet/tungsram-auriso_tbd_aur-1s15-850-u6-sn-st.pdf
https://catalog.tungsram.com/files/sheet/tungsram-auriso_tbd_aur-1s15-840-u6-sn-st.pdf
https://catalog.tungsram.com/files/sheet/tungsram-auriso_tbd_aur-1s15-830-u6-sn-st.pdf
https://catalog.tungsram.com/files/sheet/tungsram-auriso_tbd_aur-1s15-750-u6-sn-st.pdf
https://catalog.tungsram.com/files/sheet/tungsram-auriso_tbd_aur-1s15-740-u6-sn-st.pdf
https://catalog.tungsram.com/files/sheet/tungsram-auriso_tbd_aur-1s15-730-u6-sn-st.pdf
https://catalog.tungsram.com/files/sheet/tungsram-auriso_tbd_aur-1s15-850-u4-sn-st.pdf
https://catalog.tungsram.com/files/sheet/tungsram-auriso_tbd_aur-1s15-840-u4-sn-st.pdf
https://catalog.tungsram.com/files/sheet/tungsram-auriso_tbd_aur-1s15-830-u4-sn-st.pdf
https://catalog.tungsram.com/files/sheet/tungsram-auriso_tbd_aur-1s15-750-u4-sn-st.pdf
https://catalog.tungsram.com/files/sheet/tungsram-auriso_tbd_aur-1s15-740-u4-sn-st.pdf
https://catalog.tungsram.com/files/sheet/tungsram-auriso_tbd_aur-1s15-730-u4-sn-st.pdf
https://catalog.tungsram.com/files/sheet/tungsram-auriso_tbd_aur-1s15-850-l9-sn-st.pdf
https://catalog.tungsram.com/files/sheet/tungsram-auriso_tbd_aur-1s15-840-l9-sn-st.pdf
https://catalog.tungsram.com/files/sheet/tungsram-auriso_tbd_aur-1s15-830-l9-sn-st.pdf
https://catalog.tungsram.com/files/sheet/tungsram-auriso_tbd_aur-1s15-750-l9-sn-st.pdf
https://catalog.tungsram.com/files/sheet/tungsram-auriso_tbd_aur-1s15-740-l9-sn-st.pdf
https://catalog.tungsram.com/files/sheet/tungsram-auriso_tbd_aur-1s15-730-l9-sn-st.pdf
https://catalog.tungsram.com/files/sheet/tungsram-auriso_tbd_aur-1s15-850-l6-sn-st.pdf
https://catalog.tungsram.com/files/sheet/tungsram-auriso_tbd_aur-1s15-840-l6-sn-st.pdf
https://catalog.tungsram.com/files/sheet/tungsram-auriso_tbd_aur-1s15-830-l6-sn-st.pdf
https://catalog.tungsram.com/files/sheet/tungsram-auriso_tbd_aur-1s15-750-l6-sn-st.pdf
https://catalog.tungsram.com/files/sheet/tungsram-auriso_tbd_aur-1s15-740-l6-sn-st.pdf
https://catalog.tungsram.com/files/sheet/tungsram-auriso_tbd_aur-1s15-730-l6-sn-st.pdf
https://catalog.tungsram.com/files/sheet/tungsram-auriso_tbd_aur-1s15-850-l3-sn-st.pdf
https://catalog.tungsram.com/files/sheet/tungsram-auriso_tbd_aur-1s15-840-l3-sn-st.pdf
https://catalog.tungsram.com/files/sheet/tungsram-auriso_tbd_aur-1s15-830-l3-sn-st.pdf
https://catalog.tungsram.com/files/sheet/tungsram-auriso_tbd_aur-1s15-750-l3-sn-st.pdf
https://catalog.tungsram.com/files/sheet/tungsram-auriso_tbd_aur-1s15-740-l3-sn-st.pdf
https://catalog.tungsram.com/files/sheet/tungsram-auriso_tbd_aur-1s15-730-l3-sn-st.pdf
https://catalog.tungsram.com/files/sheet/tungsram-auriso_tbd_aur-1s15-850-d1-sn-st.pdf
https://catalog.tungsram.com/files/sheet/tungsram-auriso_tbd_aur-1s15-840-d1-sn-st.pdf
https://catalog.tungsram.com/files/sheet/tungsram-auriso_tbd_aur-1s15-830-d1-sn-st.pdf
https://catalog.tungsram.com/files/sheet/tungsram-auriso_tbd_aur-1s15-750-d1-sn-st.pdf
https://catalog.tungsram.com/files/sheet/tungsram-auriso_tbd_aur-1s15-740-d1-sn-st.pdf
https://catalog.tungsram.com/files/sheet/tungsram-auriso_tbd_aur-1s15-730-d1-sn-st.pdf
https://catalog.tungsram.com/files/sheet/tungsram-auriso_tbd_aur-1s15-850-c1-sn-st.pdf
https://catalog.tungsram.com/files/sheet/tungsram-auriso_tbd_aur-1s15-840-c1-sn-st.pdf
https://catalog.tungsram.com/files/sheet/tungsram-auriso_tbd_aur-1s15-830-c1-sn-st.pdf
https://catalog.tungsram.com/files/sheet/tungsram-auriso_tbd_aur-1s15-750-c1-sn-st.pdf
https://catalog.tungsram.com/files/sheet/tungsram-auriso_tbd_aur-1s15-740-c1-sn-st.pdf
https://catalog.tungsram.com/files/sheet/tungsram-auriso_tbd_aur-1s15-730-c1-sn-st.pdf
https://catalog.tungsram.com/files/sheet/tungsram-auriso_tbd_aur-1s10-850-u8-sn-st.pdf
https://catalog.tungsram.com/files/sheet/tungsram-auriso_tbd_aur-1s10-840-u8-sn-st.pdf
https://catalog.tungsram.com/files/sheet/tungsram-auriso_tbd_aur-1s10-830-u8-sn-st.pdf
https://catalog.tungsram.com/files/sheet/tungsram-auriso_tbd_aur-1s10-750-u8-sn-st.pdf
https://catalog.tungsram.com/files/sheet/tungsram-auriso_tbd_aur-1s10-740-u8-sn-st.pdf
https://catalog.tungsram.com/files/sheet/tungsram-auriso_tbd_aur-1s10-730-u8-sn-st.pdf
https://catalog.tungsram.com/files/sheet/tungsram-auriso_tbd_aur-1s10-850-u6-sn-st.pdf
https://catalog.tungsram.com/files/sheet/tungsram-auriso_tbd_aur-1s10-840-u6-sn-st.pdf
https://catalog.tungsram.com/files/sheet/tungsram-auriso_tbd_aur-1s10-830-u6-sn-st.pdf
https://catalog.tungsram.com/files/sheet/tungsram-auriso_tbd_aur-1s10-750-u6-sn-st.pdf
https://catalog.tungsram.com/files/sheet/tungsram-auriso_tbd_aur-1s10-740-u6-sn-st.pdf
https://catalog.tungsram.com/files/sheet/tungsram-auriso_tbd_aur-1s10-730-u6-sn-st.pdf
https://catalog.tungsram.com/files/sheet/tungsram-auriso_tbd_aur-1s10-850-u4-sn-st.pdf
https://catalog.tungsram.com/files/sheet/tungsram-auriso_tbd_aur-1s10-840-u4-sn-st.pdf
https://catalog.tungsram.com/files/sheet/tungsram-auriso_tbd_aur-1s10-830-u4-sn-st.pdf
https://catalog.tungsram.com/files/sheet/tungsram-auriso_tbd_aur-1s10-750-u4-sn-st.pdf
https://catalog.tungsram.com/files/sheet/tungsram-auriso_tbd_aur-1s10-740-u4-sn-st.pdf
https://catalog.tungsram.com/files/sheet/tungsram-auriso_tbd_aur-1s10-730-u4-sn-st.pdf
https://catalog.tungsram.com/files/sheet/tungsram-auriso_tbd_aur-1s10-850-l9-sn-st.pdf
https://catalog.tungsram.com/files/sheet/tungsram-auriso_tbd_aur-1s10-840-l9-sn-st.pdf
https://catalog.tungsram.com/files/sheet/tungsram-auriso_tbd_aur-1s10-830-l9-sn-st.pdf
https://catalog.tungsram.com/files/sheet/tungsram-auriso_tbd_aur-1s10-750-l9-sn-st.pdf
https://catalog.tungsram.com/files/sheet/tungsram-auriso_tbd_aur-1s10-740-l9-sn-st.pdf
https://catalog.tungsram.com/files/sheet/tungsram-auriso_tbd_aur-1s10-730-l9-sn-st.pdf
https://catalog.tungsram.com/files/sheet/tungsram-auriso_tbd_aur-1s10-850-l6-sn-st.pdf
https://catalog.tungsram.com/files/sheet/tungsram-auriso_tbd_aur-1s10-840-l6-sn-st.pdf
https://catalog.tungsram.com/files/sheet/tungsram-auriso_tbd_aur-1s10-830-l6-sn-st.pdf
https://catalog.tungsram.com/files/sheet/tungsram-auriso_tbd_aur-1s10-750-l6-sn-st.pdf
https://catalog.tungsram.com/files/sheet/tungsram-auriso_tbd_aur-1s10-740-l6-sn-st.pdf
https://catalog.tungsram.com/files/sheet/tungsram-auriso_tbd_aur-1s10-730-l6-sn-st.pdf
https://catalog.tungsram.com/files/sheet/tungsram-auriso_tbd_aur-1s10-850-l3-sn-st.pdf
https://catalog.tungsram.com/files/sheet/tungsram-auriso_tbd_aur-1s10-840-l3-sn-st.pdf
https://catalog.tungsram.com/files/sheet/tungsram-auriso_tbd_aur-1s10-830-l3-sn-st.pdf
https://catalog.tungsram.com/files/sheet/tungsram-auriso_tbd_aur-1s10-750-l3-sn-st.pdf
https://catalog.tungsram.com/files/sheet/tungsram-auriso_tbd_aur-1s10-740-l3-sn-st.pdf
https://catalog.tungsram.com/files/sheet/tungsram-auriso_tbd_aur-1s10-730-l3-sn-st.pdf
https://catalog.tungsram.com/files/sheet/tungsram-auriso_tbd_aur-1s10-850-d1-sn-st.pdf
https://catalog.tungsram.com/files/sheet/tungsram-auriso_tbd_aur-1s10-840-d1-sn-st.pdf
https://catalog.tungsram.com/files/sheet/tungsram-auriso_tbd_aur-1s10-830-d1-sn-st.pdf
https://catalog.tungsram.com/files/sheet/tungsram-auriso_tbd_aur-1s10-750-d1-sn-st.pdf
https://catalog.tungsram.com/files/sheet/tungsram-auriso_tbd_aur-1s10-740-d1-sn-st.pdf
https://catalog.tungsram.com/files/sheet/tungsram-auriso_tbd_aur-1s10-730-d1-sn-st.pdf
https://catalog.tungsram.com/files/sheet/tungsram-auriso_tbd_aur-1s10-850-c1-sn-st.pdf
https://catalog.tungsram.com/files/sheet/tungsram-auriso_tbd_aur-1s10-840-c1-sn-st.pdf
https://catalog.tungsram.com/files/sheet/tungsram-auriso_tbd_aur-1s10-830-c1-sn-st.pdf
https://catalog.tungsram.com/files/sheet/tungsram-auriso_tbd_aur-1s10-750-c1-sn-st.pdf
https://catalog.tungsram.com/files/sheet/tungsram-auriso_tbd_aur-1s10-740-c1-sn-st.pdf
https://catalog.tungsram.com/files/sheet/tungsram-auriso_tbd_aur-1s10-730-c1-sn-st.pdf
https://catalog.tungsram.com/files/sheet/tungsram-auriso_tbd_aur-2s60-850-u8-dl-st.pdf
https://catalog.tungsram.com/files/sheet/tungsram-auriso_tbd_aur-2s60-840-u8-dl-st.pdf
https://catalog.tungsram.com/files/sheet/tungsram-auriso_tbd_aur-2s60-830-u8-dl-st.pdf
https://catalog.tungsram.com/files/sheet/tungsram-auriso_tbd_aur-2s60-750-u8-dl-st.pdf
https://catalog.tungsram.com/files/sheet/tungsram-auriso_tbd_aur-2s60-740-u8-dl-st.pdf
https://catalog.tungsram.com/files/sheet/tungsram-auriso_tbd_aur-2s60-730-u8-dl-st.pdf
https://catalog.tungsram.com/files/sheet/tungsram-auriso_tbd_aur-2s60-850-u6-dl-st.pdf
https://catalog.tungsram.com/files/sheet/tungsram-auriso_tbd_aur-2s60-840-u6-dl-st.pdf
https://catalog.tungsram.com/files/sheet/tungsram-auriso_tbd_aur-2s60-830-u6-dl-st.pdf
https://catalog.tungsram.com/files/sheet/tungsram-auriso_tbd_aur-2s60-750-u6-dl-st.pdf
https://catalog.tungsram.com/files/sheet/tungsram-auriso_tbd_aur-2s60-740-u6-dl-st.pdf
https://catalog.tungsram.com/files/sheet/tungsram-auriso_tbd_aur-2s60-730-u6-dl-st.pdf
https://catalog.tungsram.com/files/sheet/tungsram-auriso_tbd_aur-2s60-850-u4-dl-st.pdf
https://catalog.tungsram.com/files/sheet/tungsram-auriso_tbd_aur-2s60-840-u4-dl-st.pdf
https://catalog.tungsram.com/files/sheet/tungsram-auriso_tbd_aur-2s60-830-u4-dl-st.pdf
https://catalog.tungsram.com/files/sheet/tungsram-auriso_tbd_aur-2s60-750-u4-dl-st.pdf
https://catalog.tungsram.com/files/sheet/tungsram-auriso_tbd_aur-2s60-740-u4-dl-st.pdf
https://catalog.tungsram.com/files/sheet/tungsram-auriso_tbd_aur-2s60-730-u4-dl-st.pdf
https://catalog.tungsram.com/files/sheet/tungsram-auriso_tbd_aur-2s60-850-l9-dl-st.pdf
https://catalog.tungsram.com/files/sheet/tungsram-auriso_tbd_aur-2s60-840-l9-dl-st.pdf
https://catalog.tungsram.com/files/sheet/tungsram-auriso_tbd_aur-2s60-830-l9-dl-st.pdf
https://catalog.tungsram.com/files/sheet/tungsram-auriso_tbd_aur-2s60-750-l9-dl-st.pdf
https://catalog.tungsram.com/files/sheet/tungsram-auriso_tbd_aur-2s60-740-l9-dl-st.pdf
https://catalog.tungsram.com/files/sheet/tungsram-auriso_tbd_aur-2s60-730-l9-dl-st.pdf
https://catalog.tungsram.com/files/sheet/tungsram-auriso_tbd_aur-2s60-850-l6-dl-st.pdf
https://catalog.tungsram.com/files/sheet/tungsram-auriso_tbd_aur-2s60-840-l6-dl-st.pdf
https://catalog.tungsram.com/files/sheet/tungsram-auriso_tbd_aur-2s60-830-l6-dl-st.pdf
https://catalog.tungsram.com/files/sheet/tungsram-auriso_tbd_aur-2s60-750-l6-dl-st.pdf
https://catalog.tungsram.com/files/sheet/tungsram-auriso_tbd_aur-2s60-740-l6-dl-st.pdf
https://catalog.tungsram.com/files/sheet/tungsram-auriso_tbd_aur-2s60-730-l6-dl-st.pdf
https://catalog.tungsram.com/files/sheet/tungsram-auriso_tbd_aur-2s60-850-l3-dl-st.pdf
https://catalog.tungsram.com/files/sheet/tungsram-auriso_tbd_aur-2s60-840-l3-dl-st.pdf
https://catalog.tungsram.com/files/sheet/tungsram-auriso_tbd_aur-2s60-830-l3-dl-st.pdf
https://catalog.tungsram.com/files/sheet/tungsram-auriso_tbd_aur-2s60-750-l3-dl-st.pdf
https://catalog.tungsram.com/files/sheet/tungsram-auriso_tbd_aur-2s60-740-l3-dl-st.pdf
https://catalog.tungsram.com/files/sheet/tungsram-auriso_tbd_aur-2s60-730-l3-dl-st.pdf
https://catalog.tungsram.com/files/sheet/tungsram-auriso_tbd_aur-2s60-850-d1-dl-st.pdf
https://catalog.tungsram.com/files/sheet/tungsram-auriso_tbd_aur-2s60-840-d1-dl-st.pdf
https://catalog.tungsram.com/files/sheet/tungsram-auriso_tbd_aur-2s60-830-d1-dl-st.pdf
https://catalog.tungsram.com/files/sheet/tungsram-auriso_tbd_aur-2s60-750-d1-dl-st.pdf
https://catalog.tungsram.com/files/sheet/tungsram-auriso_tbd_aur-2s60-740-d1-dl-st.pdf
https://catalog.tungsram.com/files/sheet/tungsram-auriso_tbd_aur-2s60-730-d1-dl-st.pdf
https://catalog.tungsram.com/files/sheet/tungsram-auriso_tbd_aur-2s60-850-c1-dl-st.pdf
https://catalog.tungsram.com/files/sheet/tungsram-auriso_tbd_aur-2s60-840-c1-dl-st.pdf
https://catalog.tungsram.com/files/sheet/tungsram-auriso_tbd_aur-2s60-830-c1-dl-st.pdf
https://catalog.tungsram.com/files/sheet/tungsram-auriso_tbd_aur-2s60-750-c1-dl-st.pdf
https://catalog.tungsram.com/files/sheet/tungsram-auriso_tbd_aur-2s60-740-c1-dl-st.pdf
https://catalog.tungsram.com/files/sheet/tungsram-auriso_tbd_aur-2s60-730-c1-dl-st.pdf
https://catalog.tungsram.com/files/sheet/tungsram-auriso_tbd_aur-2s55-850-u8-dl-st.pdf
https://catalog.tungsram.com/files/sheet/tungsram-auriso_tbd_aur-2s55-840-u8-dl-st.pdf
https://catalog.tungsram.com/files/sheet/tungsram-auriso_tbd_aur-2s55-830-u8-dl-st.pdf
https://catalog.tungsram.com/files/sheet/tungsram-auriso_tbd_aur-2s55-750-u8-dl-st.pdf
https://catalog.tungsram.com/files/sheet/tungsram-auriso_tbd_aur-2s55-740-u8-dl-st.pdf
https://catalog.tungsram.com/files/sheet/tungsram-auriso_tbd_aur-2s55-730-u8-dl-st.pdf
https://catalog.tungsram.com/files/sheet/tungsram-auriso_tbd_aur-2s55-850-u6-dl-st.pdf
https://catalog.tungsram.com/files/sheet/tungsram-auriso_tbd_aur-2s55-840-u6-dl-st.pdf
https://catalog.tungsram.com/files/sheet/tungsram-auriso_tbd_aur-2s55-830-u6-dl-st.pdf
https://catalog.tungsram.com/files/sheet/tungsram-auriso_tbd_aur-2s55-750-u6-dl-st.pdf
https://catalog.tungsram.com/files/sheet/tungsram-auriso_tbd_aur-2s55-740-u6-dl-st.pdf
https://catalog.tungsram.com/files/sheet/tungsram-auriso_tbd_aur-2s55-730-u6-dl-st.pdf
https://catalog.tungsram.com/files/sheet/tungsram-auriso_tbd_aur-2s55-850-u4-dl-st.pdf
https://catalog.tungsram.com/files/sheet/tungsram-auriso_tbd_aur-2s55-840-u4-dl-st.pdf
https://catalog.tungsram.com/files/sheet/tungsram-auriso_tbd_aur-2s55-830-u4-dl-st.pdf
https://catalog.tungsram.com/files/sheet/tungsram-auriso_tbd_aur-2s55-750-u4-dl-st.pdf
https://catalog.tungsram.com/files/sheet/tungsram-auriso_tbd_aur-2s55-740-u4-dl-st.pdf
https://catalog.tungsram.com/files/sheet/tungsram-auriso_tbd_aur-2s55-730-u4-dl-st.pdf
https://catalog.tungsram.com/files/sheet/tungsram-auriso_tbd_aur-2s55-850-l9-dl-st.pdf
https://catalog.tungsram.com/files/sheet/tungsram-auriso_tbd_aur-2s55-840-l9-dl-st.pdf
https://catalog.tungsram.com/files/sheet/tungsram-auriso_tbd_aur-2s55-830-l9-dl-st.pdf
https://catalog.tungsram.com/files/sheet/tungsram-auriso_tbd_aur-2s55-750-l9-dl-st.pdf
https://catalog.tungsram.com/files/sheet/tungsram-auriso_tbd_aur-2s55-740-l9-dl-st.pdf
https://catalog.tungsram.com/files/sheet/tungsram-auriso_tbd_aur-2s55-730-l9-dl-st.pdf
https://catalog.tungsram.com/files/sheet/tungsram-auriso_tbd_aur-2s55-850-l6-dl-st.pdf
https://catalog.tungsram.com/files/sheet/tungsram-auriso_tbd_aur-2s55-840-l6-dl-st.pdf
https://catalog.tungsram.com/files/sheet/tungsram-auriso_tbd_aur-2s55-830-l6-dl-st.pdf
https://catalog.tungsram.com/files/sheet/tungsram-auriso_tbd_aur-2s55-750-l6-dl-st.pdf
https://catalog.tungsram.com/files/sheet/tungsram-auriso_tbd_aur-2s55-740-l6-dl-st.pdf
https://catalog.tungsram.com/files/sheet/tungsram-auriso_tbd_aur-2s55-730-l6-dl-st.pdf
https://catalog.tungsram.com/files/sheet/tungsram-auriso_tbd_aur-2s55-850-l3-dl-st.pdf
https://catalog.tungsram.com/files/sheet/tungsram-auriso_tbd_aur-2s55-840-l3-dl-st.pdf
https://catalog.tungsram.com/files/sheet/tungsram-auriso_tbd_aur-2s55-830-l3-dl-st.pdf
https://catalog.tungsram.com/files/sheet/tungsram-auriso_tbd_aur-2s55-750-l3-dl-st.pdf
https://catalog.tungsram.com/files/sheet/tungsram-auriso_tbd_aur-2s55-740-l3-dl-st.pdf
https://catalog.tungsram.com/files/sheet/tungsram-auriso_tbd_aur-2s55-730-l3-dl-st.pdf
https://catalog.tungsram.com/files/sheet/tungsram-auriso_tbd_aur-2s55-850-d1-dl-st.pdf
https://catalog.tungsram.com/files/sheet/tungsram-auriso_tbd_aur-2s55-840-d1-dl-st.pdf
https://catalog.tungsram.com/files/sheet/tungsram-auriso_tbd_aur-2s55-830-d1-dl-st.pdf
https://catalog.tungsram.com/files/sheet/tungsram-auriso_tbd_aur-2s55-750-d1-dl-st.pdf
https://catalog.tungsram.com/files/sheet/tungsram-auriso_tbd_aur-2s55-740-d1-dl-st.pdf
https://catalog.tungsram.com/files/sheet/tungsram-auriso_tbd_aur-2s55-730-d1-dl-st.pdf
https://catalog.tungsram.com/files/sheet/tungsram-auriso_tbd_aur-2s55-850-c1-dl-st.pdf
https://catalog.tungsram.com/files/sheet/tungsram-auriso_tbd_aur-2s55-840-c1-dl-st.pdf
https://catalog.tungsram.com/files/sheet/tungsram-auriso_tbd_aur-2s55-830-c1-dl-st.pdf
https://catalog.tungsram.com/files/sheet/tungsram-auriso_tbd_aur-2s55-750-c1-dl-st.pdf
https://catalog.tungsram.com/files/sheet/tungsram-auriso_tbd_aur-2s55-740-c1-dl-st.pdf
https://catalog.tungsram.com/files/sheet/tungsram-auriso_tbd_aur-2s55-730-c1-dl-st.pdf
https://catalog.tungsram.com/files/sheet/tungsram-auriso_tbd_aur-2s50-850-u8-dl-st.pdf
https://catalog.tungsram.com/files/sheet/tungsram-auriso_tbd_aur-2s50-840-u8-dl-st.pdf
https://catalog.tungsram.com/files/sheet/tungsram-auriso_tbd_aur-2s50-830-u8-dl-st.pdf
https://catalog.tungsram.com/files/sheet/tungsram-auriso_tbd_aur-2s50-750-u8-dl-st.pdf
https://catalog.tungsram.com/files/sheet/tungsram-auriso_tbd_aur-2s50-740-u8-dl-st.pdf
https://catalog.tungsram.com/files/sheet/tungsram-auriso_tbd_aur-2s50-730-u8-dl-st.pdf
https://catalog.tungsram.com/files/sheet/tungsram-auriso_tbd_aur-2s50-850-u6-dl-st.pdf
https://catalog.tungsram.com/files/sheet/tungsram-auriso_tbd_aur-2s50-840-u6-dl-st.pdf
https://catalog.tungsram.com/files/sheet/tungsram-auriso_tbd_aur-2s50-830-u6-dl-st.pdf
https://catalog.tungsram.com/files/sheet/tungsram-auriso_tbd_aur-2s50-750-u6-dl-st.pdf
https://catalog.tungsram.com/files/sheet/tungsram-auriso_tbd_aur-2s50-740-u6-dl-st.pdf
https://catalog.tungsram.com/files/sheet/tungsram-auriso_tbd_aur-2s50-730-u6-dl-st.pdf
https://catalog.tungsram.com/files/sheet/tungsram-auriso_tbd_aur-2s50-850-u4-dl-st.pdf
https://catalog.tungsram.com/files/sheet/tungsram-auriso_tbd_aur-2s50-840-u4-dl-st.pdf
https://catalog.tungsram.com/files/sheet/tungsram-auriso_tbd_aur-2s50-830-u4-dl-st.pdf
https://catalog.tungsram.com/files/sheet/tungsram-auriso_tbd_aur-2s50-750-u4-dl-st.pdf
https://catalog.tungsram.com/files/sheet/tungsram-auriso_tbd_aur-2s50-740-u4-dl-st.pdf
https://catalog.tungsram.com/files/sheet/tungsram-auriso_tbd_aur-2s50-730-u4-dl-st.pdf
https://catalog.tungsram.com/files/sheet/tungsram-auriso_tbd_aur-2s50-850-l9-dl-st.pdf
https://catalog.tungsram.com/files/sheet/tungsram-auriso_tbd_aur-2s50-840-l9-dl-st.pdf
https://catalog.tungsram.com/files/sheet/tungsram-auriso_tbd_aur-2s50-830-l9-dl-st.pdf
https://catalog.tungsram.com/files/sheet/tungsram-auriso_tbd_aur-2s50-750-l9-dl-st.pdf
https://catalog.tungsram.com/files/sheet/tungsram-auriso_tbd_aur-2s50-740-l9-dl-st.pdf
https://catalog.tungsram.com/files/sheet/tungsram-auriso_tbd_aur-2s50-730-l9-dl-st.pdf
https://catalog.tungsram.com/files/sheet/tungsram-auriso_tbd_aur-2s50-850-l6-dl-st.pdf
https://catalog.tungsram.com/files/sheet/tungsram-auriso_tbd_aur-2s50-840-l6-dl-st.pdf
https://catalog.tungsram.com/files/sheet/tungsram-auriso_tbd_aur-2s50-830-l6-dl-st.pdf
https://catalog.tungsram.com/files/sheet/tungsram-auriso_tbd_aur-2s50-750-l6-dl-st.pdf
https://catalog.tungsram.com/files/sheet/tungsram-auriso_tbd_aur-2s50-740-l6-dl-st.pdf
https://catalog.tungsram.com/files/sheet/tungsram-auriso_tbd_aur-2s50-730-l6-dl-st.pdf
https://catalog.tungsram.com/files/sheet/tungsram-auriso_tbd_aur-2s50-850-l3-dl-st.pdf
https://catalog.tungsram.com/files/sheet/tungsram-auriso_tbd_aur-2s50-840-l3-dl-st.pdf
https://catalog.tungsram.com/files/sheet/tungsram-auriso_tbd_aur-2s50-830-l3-dl-st.pdf
https://catalog.tungsram.com/files/sheet/tungsram-auriso_tbd_aur-2s50-750-l3-dl-st.pdf
https://catalog.tungsram.com/files/sheet/tungsram-auriso_tbd_aur-2s50-740-l3-dl-st.pdf
https://catalog.tungsram.com/files/sheet/tungsram-auriso_tbd_aur-2s50-730-l3-dl-st.pdf
https://catalog.tungsram.com/files/sheet/tungsram-auriso_tbd_aur-2s50-850-d1-dl-st.pdf
https://catalog.tungsram.com/files/sheet/tungsram-auriso_tbd_aur-2s50-840-d1-dl-st.pdf
https://catalog.tungsram.com/files/sheet/tungsram-auriso_tbd_aur-2s50-830-d1-dl-st.pdf
https://catalog.tungsram.com/files/sheet/tungsram-auriso_tbd_aur-2s50-750-d1-dl-st.pdf
https://catalog.tungsram.com/files/sheet/tungsram-auriso_tbd_aur-2s50-740-d1-dl-st.pdf
https://catalog.tungsram.com/files/sheet/tungsram-auriso_tbd_aur-2s50-730-d1-dl-st.pdf
https://catalog.tungsram.com/files/sheet/tungsram-auriso_tbd_aur-2s50-850-c1-dl-st.pdf
https://catalog.tungsram.com/files/sheet/tungsram-auriso_tbd_aur-2s50-840-c1-dl-st.pdf
https://catalog.tungsram.com/files/sheet/tungsram-auriso_tbd_aur-2s50-830-c1-dl-st.pdf
https://catalog.tungsram.com/files/sheet/tungsram-auriso_tbd_aur-2s50-750-c1-dl-st.pdf
https://catalog.tungsram.com/files/sheet/tungsram-auriso_tbd_aur-2s50-740-c1-dl-st.pdf
https://catalog.tungsram.com/files/sheet/tungsram-auriso_tbd_aur-2s50-730-c1-dl-st.pdf
https://catalog.tungsram.com/files/sheet/tungsram-auriso_tbd_aur-2s45-850-u8-dl-st.pdf
https://catalog.tungsram.com/files/sheet/tungsram-auriso_tbd_aur-2s45-840-u8-dl-st.pdf
https://catalog.tungsram.com/files/sheet/tungsram-auriso_tbd_aur-2s45-830-u8-dl-st.pdf
https://catalog.tungsram.com/files/sheet/tungsram-auriso_tbd_aur-2s45-750-u8-dl-st.pdf
https://catalog.tungsram.com/files/sheet/tungsram-auriso_tbd_aur-2s45-740-u8-dl-st.pdf
https://catalog.tungsram.com/files/sheet/tungsram-auriso_tbd_aur-2s45-730-u8-dl-st.pdf
https://catalog.tungsram.com/files/sheet/tungsram-auriso_tbd_aur-2s45-850-u6-dl-st.pdf
https://catalog.tungsram.com/files/sheet/tungsram-auriso_tbd_aur-2s45-840-u6-dl-st.pdf
https://catalog.tungsram.com/files/sheet/tungsram-auriso_tbd_aur-2s45-830-u6-dl-st.pdf
https://catalog.tungsram.com/files/sheet/tungsram-auriso_tbd_aur-2s45-750-u6-dl-st.pdf
https://catalog.tungsram.com/files/sheet/tungsram-auriso_tbd_aur-2s45-740-u6-dl-st.pdf
https://catalog.tungsram.com/files/sheet/tungsram-auriso_tbd_aur-2s45-730-u6-dl-st.pdf
https://catalog.tungsram.com/files/sheet/tungsram-auriso_tbd_aur-2s45-850-u4-dl-st.pdf
https://catalog.tungsram.com/files/sheet/tungsram-auriso_tbd_aur-2s45-840-u4-dl-st.pdf
https://catalog.tungsram.com/files/sheet/tungsram-auriso_tbd_aur-2s45-830-u4-dl-st.pdf
https://catalog.tungsram.com/files/sheet/tungsram-auriso_tbd_aur-2s45-750-u4-dl-st.pdf
https://catalog.tungsram.com/files/sheet/tungsram-auriso_tbd_aur-2s45-740-u4-dl-st.pdf
https://catalog.tungsram.com/files/sheet/tungsram-auriso_tbd_aur-2s45-730-u4-dl-st.pdf
https://catalog.tungsram.com/files/sheet/tungsram-auriso_tbd_aur-2s45-850-l9-dl-st.pdf
https://catalog.tungsram.com/files/sheet/tungsram-auriso_tbd_aur-2s45-840-l9-dl-st.pdf
https://catalog.tungsram.com/files/sheet/tungsram-auriso_tbd_aur-2s45-830-l9-dl-st.pdf
https://catalog.tungsram.com/files/sheet/tungsram-auriso_tbd_aur-2s45-750-l9-dl-st.pdf
https://catalog.tungsram.com/files/sheet/tungsram-auriso_tbd_aur-2s45-740-l9-dl-st.pdf
https://catalog.tungsram.com/files/sheet/tungsram-auriso_tbd_aur-2s45-730-l9-dl-st.pdf
https://catalog.tungsram.com/files/sheet/tungsram-auriso_tbd_aur-2s45-850-l6-dl-st.pdf
https://catalog.tungsram.com/files/sheet/tungsram-auriso_tbd_aur-2s45-840-l6-dl-st.pdf
https://catalog.tungsram.com/files/sheet/tungsram-auriso_tbd_aur-2s45-830-l6-dl-st.pdf
https://catalog.tungsram.com/files/sheet/tungsram-auriso_tbd_aur-2s45-750-l6-dl-st.pdf
https://catalog.tungsram.com/files/sheet/tungsram-auriso_tbd_aur-2s45-740-l6-dl-st.pdf
https://catalog.tungsram.com/files/sheet/tungsram-auriso_tbd_aur-2s45-730-l6-dl-st.pdf
https://catalog.tungsram.com/files/sheet/tungsram-auriso_tbd_aur-2s45-850-l3-dl-st.pdf
https://catalog.tungsram.com/files/sheet/tungsram-auriso_tbd_aur-2s45-840-l3-dl-st.pdf
https://catalog.tungsram.com/files/sheet/tungsram-auriso_tbd_aur-2s45-830-l3-dl-st.pdf
https://catalog.tungsram.com/files/sheet/tungsram-auriso_tbd_aur-2s45-750-l3-dl-st.pdf
https://catalog.tungsram.com/files/sheet/tungsram-auriso_tbd_aur-2s45-740-l3-dl-st.pdf
https://catalog.tungsram.com/files/sheet/tungsram-auriso_tbd_aur-2s45-730-l3-dl-st.pdf
https://catalog.tungsram.com/files/sheet/tungsram-auriso_tbd_aur-2s45-850-d1-dl-st.pdf
https://catalog.tungsram.com/files/sheet/tungsram-auriso_tbd_aur-2s45-840-d1-dl-st.pdf
https://catalog.tungsram.com/files/sheet/tungsram-auriso_tbd_aur-2s45-830-d1-dl-st.pdf
https://catalog.tungsram.com/files/sheet/tungsram-auriso_tbd_aur-2s45-750-d1-dl-st.pdf
https://catalog.tungsram.com/files/sheet/tungsram-auriso_tbd_aur-2s45-740-d1-dl-st.pdf
https://catalog.tungsram.com/files/sheet/tungsram-auriso_tbd_aur-2s45-730-d1-dl-st.pdf
https://catalog.tungsram.com/files/sheet/tungsram-auriso_tbd_aur-2s45-850-c1-dl-st.pdf
https://catalog.tungsram.com/files/sheet/tungsram-auriso_tbd_aur-2s45-840-c1-dl-st.pdf
https://catalog.tungsram.com/files/sheet/tungsram-auriso_tbd_aur-2s45-830-c1-dl-st.pdf
https://catalog.tungsram.com/files/sheet/tungsram-auriso_tbd_aur-2s45-750-c1-dl-st.pdf
https://catalog.tungsram.com/files/sheet/tungsram-auriso_tbd_aur-2s45-740-c1-dl-st.pdf
https://catalog.tungsram.com/files/sheet/tungsram-auriso_tbd_aur-2s45-730-c1-dl-st.pdf
https://catalog.tungsram.com/files/sheet/tungsram-auriso_tbd_aur-2s40-850-u8-dl-st.pdf
https://catalog.tungsram.com/files/sheet/tungsram-auriso_tbd_aur-2s40-840-u8-dl-st.pdf
https://catalog.tungsram.com/files/sheet/tungsram-auriso_tbd_aur-2s40-830-u8-dl-st.pdf
https://catalog.tungsram.com/files/sheet/tungsram-auriso_tbd_aur-2s40-750-u8-dl-st.pdf
https://catalog.tungsram.com/files/sheet/tungsram-auriso_tbd_aur-2s40-740-u8-dl-st.pdf
https://catalog.tungsram.com/files/sheet/tungsram-auriso_tbd_aur-2s40-730-u8-dl-st.pdf
https://catalog.tungsram.com/files/sheet/tungsram-auriso_tbd_aur-2s40-850-u6-dl-st.pdf
https://catalog.tungsram.com/files/sheet/tungsram-auriso_tbd_aur-2s40-840-u6-dl-st.pdf
https://catalog.tungsram.com/files/sheet/tungsram-auriso_tbd_aur-2s40-830-u6-dl-st.pdf
https://catalog.tungsram.com/files/sheet/tungsram-auriso_tbd_aur-2s40-750-u6-dl-st.pdf
https://catalog.tungsram.com/files/sheet/tungsram-auriso_tbd_aur-2s40-740-u6-dl-st.pdf
https://catalog.tungsram.com/files/sheet/tungsram-auriso_tbd_aur-2s40-730-u6-dl-st.pdf
https://catalog.tungsram.com/files/sheet/tungsram-auriso_tbd_aur-2s40-850-u4-dl-st.pdf
https://catalog.tungsram.com/files/sheet/tungsram-auriso_tbd_aur-2s40-840-u4-dl-st.pdf
https://catalog.tungsram.com/files/sheet/tungsram-auriso_tbd_aur-2s40-830-u4-dl-st.pdf
https://catalog.tungsram.com/files/sheet/tungsram-auriso_tbd_aur-2s40-750-u4-dl-st.pdf
https://catalog.tungsram.com/files/sheet/tungsram-auriso_tbd_aur-2s40-740-u4-dl-st.pdf
https://catalog.tungsram.com/files/sheet/tungsram-auriso_tbd_aur-2s40-730-u4-dl-st.pdf
https://catalog.tungsram.com/files/sheet/tungsram-auriso_tbd_aur-2s40-850-l9-dl-st.pdf
https://catalog.tungsram.com/files/sheet/tungsram-auriso_tbd_aur-2s40-840-l9-dl-st.pdf
https://catalog.tungsram.com/files/sheet/tungsram-auriso_tbd_aur-2s40-830-l9-dl-st.pdf
https://catalog.tungsram.com/files/sheet/tungsram-auriso_tbd_aur-2s40-750-l9-dl-st.pdf
https://catalog.tungsram.com/files/sheet/tungsram-auriso_tbd_aur-2s40-740-l9-dl-st.pdf
https://catalog.tungsram.com/files/sheet/tungsram-auriso_tbd_aur-2s40-730-l9-dl-st.pdf
https://catalog.tungsram.com/files/sheet/tungsram-auriso_tbd_aur-2s40-850-l6-dl-st.pdf
https://catalog.tungsram.com/files/sheet/tungsram-auriso_tbd_aur-2s40-840-l6-dl-st.pdf
https://catalog.tungsram.com/files/sheet/tungsram-auriso_tbd_aur-2s40-830-l6-dl-st.pdf
https://catalog.tungsram.com/files/sheet/tungsram-auriso_tbd_aur-2s40-750-l6-dl-st.pdf
https://catalog.tungsram.com/files/sheet/tungsram-auriso_tbd_aur-2s40-740-l6-dl-st.pdf
https://catalog.tungsram.com/files/sheet/tungsram-auriso_tbd_aur-2s40-730-l6-dl-st.pdf
https://catalog.tungsram.com/files/sheet/tungsram-auriso_tbd_aur-2s40-850-l3-dl-st.pdf
https://catalog.tungsram.com/files/sheet/tungsram-auriso_tbd_aur-2s40-840-l3-dl-st.pdf
https://catalog.tungsram.com/files/sheet/tungsram-auriso_tbd_aur-2s40-830-l3-dl-st.pdf
https://catalog.tungsram.com/files/sheet/tungsram-auriso_tbd_aur-2s40-750-l3-dl-st.pdf
https://catalog.tungsram.com/files/sheet/tungsram-auriso_tbd_aur-2s40-740-l3-dl-st.pdf
https://catalog.tungsram.com/files/sheet/tungsram-auriso_tbd_aur-2s40-730-l3-dl-st.pdf
https://catalog.tungsram.com/files/sheet/tungsram-auriso_tbd_aur-2s40-850-d1-dl-st.pdf
https://catalog.tungsram.com/files/sheet/tungsram-auriso_tbd_aur-2s40-840-d1-dl-st.pdf
https://catalog.tungsram.com/files/sheet/tungsram-auriso_tbd_aur-2s40-830-d1-dl-st.pdf
https://catalog.tungsram.com/files/sheet/tungsram-auriso_tbd_aur-2s40-750-d1-dl-st.pdf
https://catalog.tungsram.com/files/sheet/tungsram-auriso_tbd_aur-2s40-740-d1-dl-st.pdf
https://catalog.tungsram.com/files/sheet/tungsram-auriso_tbd_aur-2s40-730-d1-dl-st.pdf
https://catalog.tungsram.com/files/sheet/tungsram-auriso_tbd_aur-2s40-850-c1-dl-st.pdf
https://catalog.tungsram.com/files/sheet/tungsram-auriso_tbd_aur-2s40-840-c1-dl-st.pdf
https://catalog.tungsram.com/files/sheet/tungsram-auriso_tbd_aur-2s40-830-c1-dl-st.pdf
https://catalog.tungsram.com/files/sheet/tungsram-auriso_tbd_aur-2s40-750-c1-dl-st.pdf
https://catalog.tungsram.com/files/sheet/tungsram-auriso_tbd_aur-2s40-740-c1-dl-st.pdf
https://catalog.tungsram.com/files/sheet/tungsram-auriso_tbd_aur-2s40-730-c1-dl-st.pdf
https://catalog.tungsram.com/files/sheet/tungsram-auriso_tbd_aur-2s35-850-u8-dl-st.pdf
https://catalog.tungsram.com/files/sheet/tungsram-auriso_tbd_aur-2s35-840-u8-dl-st.pdf
https://catalog.tungsram.com/files/sheet/tungsram-auriso_tbd_aur-2s35-830-u8-dl-st.pdf
https://catalog.tungsram.com/files/sheet/tungsram-auriso_tbd_aur-2s35-750-u8-dl-st.pdf
https://catalog.tungsram.com/files/sheet/tungsram-auriso_tbd_aur-2s35-740-u8-dl-st.pdf
https://catalog.tungsram.com/files/sheet/tungsram-auriso_tbd_aur-2s35-730-u8-dl-st.pdf
https://catalog.tungsram.com/files/sheet/tungsram-auriso_tbd_aur-2s35-850-u6-dl-st.pdf
https://catalog.tungsram.com/files/sheet/tungsram-auriso_tbd_aur-2s35-840-u6-dl-st.pdf
https://catalog.tungsram.com/files/sheet/tungsram-auriso_tbd_aur-2s35-830-u6-dl-st.pdf
https://catalog.tungsram.com/files/sheet/tungsram-auriso_tbd_aur-2s35-750-u6-dl-st.pdf
https://catalog.tungsram.com/files/sheet/tungsram-auriso_tbd_aur-2s35-740-u6-dl-st.pdf
https://catalog.tungsram.com/files/sheet/tungsram-auriso_tbd_aur-2s35-730-u6-dl-st.pdf
https://catalog.tungsram.com/files/sheet/tungsram-auriso_tbd_aur-2s35-850-u4-dl-st.pdf
https://catalog.tungsram.com/files/sheet/tungsram-auriso_tbd_aur-2s35-840-u4-dl-st.pdf
https://catalog.tungsram.com/files/sheet/tungsram-auriso_tbd_aur-2s35-830-u4-dl-st.pdf
https://catalog.tungsram.com/files/sheet/tungsram-auriso_tbd_aur-2s35-750-u4-dl-st.pdf
https://catalog.tungsram.com/files/sheet/tungsram-auriso_tbd_aur-2s35-740-u4-dl-st.pdf
https://catalog.tungsram.com/files/sheet/tungsram-auriso_tbd_aur-2s35-730-u4-dl-st.pdf
https://catalog.tungsram.com/files/sheet/tungsram-auriso_tbd_aur-2s35-850-l9-dl-st.pdf
https://catalog.tungsram.com/files/sheet/tungsram-auriso_tbd_aur-2s35-840-l9-dl-st.pdf
https://catalog.tungsram.com/files/sheet/tungsram-auriso_tbd_aur-2s35-830-l9-dl-st.pdf
https://catalog.tungsram.com/files/sheet/tungsram-auriso_tbd_aur-2s35-750-l9-dl-st.pdf
https://catalog.tungsram.com/files/sheet/tungsram-auriso_tbd_aur-2s35-740-l9-dl-st.pdf
https://catalog.tungsram.com/files/sheet/tungsram-auriso_tbd_aur-2s35-730-l9-dl-st.pdf
https://catalog.tungsram.com/files/sheet/tungsram-auriso_tbd_aur-2s35-850-l6-dl-st.pdf
https://catalog.tungsram.com/files/sheet/tungsram-auriso_tbd_aur-2s35-840-l6-dl-st.pdf
https://catalog.tungsram.com/files/sheet/tungsram-auriso_tbd_aur-2s35-830-l6-dl-st.pdf
https://catalog.tungsram.com/files/sheet/tungsram-auriso_tbd_aur-2s35-750-l6-dl-st.pdf
https://catalog.tungsram.com/files/sheet/tungsram-auriso_tbd_aur-2s35-740-l6-dl-st.pdf
https://catalog.tungsram.com/files/sheet/tungsram-auriso_tbd_aur-2s35-730-l6-dl-st.pdf
https://catalog.tungsram.com/files/sheet/tungsram-auriso_tbd_aur-2s35-850-l3-dl-st.pdf
https://catalog.tungsram.com/files/sheet/tungsram-auriso_tbd_aur-2s35-840-l3-dl-st.pdf
https://catalog.tungsram.com/files/sheet/tungsram-auriso_tbd_aur-2s35-830-l3-dl-st.pdf
https://catalog.tungsram.com/files/sheet/tungsram-auriso_tbd_aur-2s35-750-l3-dl-st.pdf
https://catalog.tungsram.com/files/sheet/tungsram-auriso_tbd_aur-2s35-740-l3-dl-st.pdf
https://catalog.tungsram.com/files/sheet/tungsram-auriso_tbd_aur-2s35-730-l3-dl-st.pdf
https://catalog.tungsram.com/files/sheet/tungsram-auriso_tbd_aur-2s35-850-d1-dl-st.pdf
https://catalog.tungsram.com/files/sheet/tungsram-auriso_tbd_aur-2s35-840-d1-dl-st.pdf
https://catalog.tungsram.com/files/sheet/tungsram-auriso_tbd_aur-2s35-830-d1-dl-st.pdf
https://catalog.tungsram.com/files/sheet/tungsram-auriso_tbd_aur-2s35-750-d1-dl-st.pdf
https://catalog.tungsram.com/files/sheet/tungsram-auriso_tbd_aur-2s35-740-d1-dl-st.pdf
https://catalog.tungsram.com/files/sheet/tungsram-auriso_tbd_aur-2s35-730-d1-dl-st.pdf
https://catalog.tungsram.com/files/sheet/tungsram-auriso_tbd_aur-2s35-850-c1-dl-st.pdf
https://catalog.tungsram.com/files/sheet/tungsram-auriso_tbd_aur-2s35-840-c1-dl-st.pdf
https://catalog.tungsram.com/files/sheet/tungsram-auriso_tbd_aur-2s35-830-c1-dl-st.pdf
https://catalog.tungsram.com/files/sheet/tungsram-auriso_tbd_aur-2s35-750-c1-dl-st.pdf
https://catalog.tungsram.com/files/sheet/tungsram-auriso_tbd_aur-2s35-740-c1-dl-st.pdf
https://catalog.tungsram.com/files/sheet/tungsram-auriso_tbd_aur-2s35-730-c1-dl-st.pdf
https://catalog.tungsram.com/files/sheet/tungsram-auriso_tbd_aur-1s30-850-u8-dl-st.pdf
https://catalog.tungsram.com/files/sheet/tungsram-auriso_tbd_aur-1s30-840-u8-dl-st.pdf
https://catalog.tungsram.com/files/sheet/tungsram-auriso_tbd_aur-1s30-830-u8-dl-st.pdf
https://catalog.tungsram.com/files/sheet/tungsram-auriso_tbd_aur-1s30-750-u8-dl-st.pdf
https://catalog.tungsram.com/files/sheet/tungsram-auriso_tbd_aur-1s30-740-u8-dl-st.pdf
https://catalog.tungsram.com/files/sheet/tungsram-auriso_tbd_aur-1s30-730-u8-dl-st.pdf
https://catalog.tungsram.com/files/sheet/tungsram-auriso_tbd_aur-1s30-850-u6-dl-st.pdf
https://catalog.tungsram.com/files/sheet/tungsram-auriso_tbd_aur-1s30-840-u6-dl-st.pdf
https://catalog.tungsram.com/files/sheet/tungsram-auriso_tbd_aur-1s30-830-u6-dl-st.pdf
https://catalog.tungsram.com/files/sheet/tungsram-auriso_tbd_aur-1s30-750-u6-dl-st.pdf
https://catalog.tungsram.com/files/sheet/tungsram-auriso_tbd_aur-1s30-740-u6-dl-st.pdf
https://catalog.tungsram.com/files/sheet/tungsram-auriso_tbd_aur-1s30-730-u6-dl-st.pdf
https://catalog.tungsram.com/files/sheet/tungsram-auriso_tbd_aur-1s30-850-u4-dl-st.pdf
https://catalog.tungsram.com/files/sheet/tungsram-auriso_tbd_aur-1s30-840-u4-dl-st.pdf
https://catalog.tungsram.com/files/sheet/tungsram-auriso_tbd_aur-1s30-830-u4-dl-st.pdf
https://catalog.tungsram.com/files/sheet/tungsram-auriso_tbd_aur-1s30-750-u4-dl-st.pdf
https://catalog.tungsram.com/files/sheet/tungsram-auriso_tbd_aur-1s30-740-u4-dl-st.pdf
https://catalog.tungsram.com/files/sheet/tungsram-auriso_tbd_aur-1s30-730-u4-dl-st.pdf
https://catalog.tungsram.com/files/sheet/tungsram-auriso_tbd_aur-1s30-850-l9-dl-st.pdf
https://catalog.tungsram.com/files/sheet/tungsram-auriso_tbd_aur-1s30-840-l9-dl-st.pdf
https://catalog.tungsram.com/files/sheet/tungsram-auriso_tbd_aur-1s30-830-l9-dl-st.pdf
https://catalog.tungsram.com/files/sheet/tungsram-auriso_tbd_aur-1s30-750-l9-dl-st.pdf
https://catalog.tungsram.com/files/sheet/tungsram-auriso_tbd_aur-1s30-740-l9-dl-st.pdf
https://catalog.tungsram.com/files/sheet/tungsram-auriso_tbd_aur-1s30-730-l9-dl-st.pdf
https://catalog.tungsram.com/files/sheet/tungsram-auriso_tbd_aur-1s30-850-l6-dl-st.pdf
https://catalog.tungsram.com/files/sheet/tungsram-auriso_tbd_aur-1s30-840-l6-dl-st.pdf
https://catalog.tungsram.com/files/sheet/tungsram-auriso_tbd_aur-1s30-830-l6-dl-st.pdf
https://catalog.tungsram.com/files/sheet/tungsram-auriso_tbd_aur-1s30-750-l6-dl-st.pdf
https://catalog.tungsram.com/files/sheet/tungsram-auriso_tbd_aur-1s30-740-l6-dl-st.pdf
https://catalog.tungsram.com/files/sheet/tungsram-auriso_tbd_aur-1s30-730-l6-dl-st.pdf
https://catalog.tungsram.com/files/sheet/tungsram-auriso_tbd_aur-1s30-850-l3-dl-st.pdf
https://catalog.tungsram.com/files/sheet/tungsram-auriso_tbd_aur-1s30-840-l3-dl-st.pdf
https://catalog.tungsram.com/files/sheet/tungsram-auriso_tbd_aur-1s30-830-l3-dl-st.pdf
https://catalog.tungsram.com/files/sheet/tungsram-auriso_tbd_aur-1s30-750-l3-dl-st.pdf
https://catalog.tungsram.com/files/sheet/tungsram-auriso_tbd_aur-1s30-740-l3-dl-st.pdf
https://catalog.tungsram.com/files/sheet/tungsram-auriso_tbd_aur-1s30-730-l3-dl-st.pdf
https://catalog.tungsram.com/files/sheet/tungsram-auriso_tbd_aur-1s30-850-d1-dl-st.pdf
https://catalog.tungsram.com/files/sheet/tungsram-auriso_tbd_aur-1s30-840-d1-dl-st.pdf
https://catalog.tungsram.com/files/sheet/tungsram-auriso_tbd_aur-1s30-830-d1-dl-st.pdf
https://catalog.tungsram.com/files/sheet/tungsram-auriso_tbd_aur-1s30-750-d1-dl-st.pdf
https://catalog.tungsram.com/files/sheet/tungsram-auriso_tbd_aur-1s30-740-d1-dl-st.pdf
https://catalog.tungsram.com/files/sheet/tungsram-auriso_tbd_aur-1s30-730-d1-dl-st.pdf
https://catalog.tungsram.com/files/sheet/tungsram-auriso_tbd_aur-1s30-850-c1-dl-st.pdf
https://catalog.tungsram.com/files/sheet/tungsram-auriso_tbd_aur-1s30-840-c1-dl-st.pdf
https://catalog.tungsram.com/files/sheet/tungsram-auriso_tbd_aur-1s30-830-c1-dl-st.pdf
https://catalog.tungsram.com/files/sheet/tungsram-auriso_tbd_aur-1s30-750-c1-dl-st.pdf
https://catalog.tungsram.com/files/sheet/tungsram-auriso_tbd_aur-1s30-740-c1-dl-st.pdf
https://catalog.tungsram.com/files/sheet/tungsram-auriso_tbd_aur-1s30-730-c1-dl-st.pdf
https://catalog.tungsram.com/files/sheet/tungsram-auriso_tbd_aur-1s25-850-u8-dl-st.pdf
https://catalog.tungsram.com/files/sheet/tungsram-auriso_tbd_aur-1s25-840-u8-dl-st.pdf
https://catalog.tungsram.com/files/sheet/tungsram-auriso_tbd_aur-1s25-830-u8-dl-st.pdf
https://catalog.tungsram.com/files/sheet/tungsram-auriso_tbd_aur-1s25-750-u8-dl-st.pdf
https://catalog.tungsram.com/files/sheet/tungsram-auriso_tbd_aur-1s25-740-u8-dl-st.pdf
https://catalog.tungsram.com/files/sheet/tungsram-auriso_tbd_aur-1s25-730-u8-dl-st.pdf
https://catalog.tungsram.com/files/sheet/tungsram-auriso_tbd_aur-1s25-850-u6-dl-st.pdf
https://catalog.tungsram.com/files/sheet/tungsram-auriso_tbd_aur-1s25-840-u6-dl-st.pdf
https://catalog.tungsram.com/files/sheet/tungsram-auriso_tbd_aur-1s25-830-u6-dl-st.pdf
https://catalog.tungsram.com/files/sheet/tungsram-auriso_tbd_aur-1s25-750-u6-dl-st.pdf
https://catalog.tungsram.com/files/sheet/tungsram-auriso_tbd_aur-1s25-740-u6-dl-st.pdf
https://catalog.tungsram.com/files/sheet/tungsram-auriso_tbd_aur-1s25-730-u6-dl-st.pdf
https://catalog.tungsram.com/files/sheet/tungsram-auriso_tbd_aur-1s25-850-u4-dl-st.pdf
https://catalog.tungsram.com/files/sheet/tungsram-auriso_tbd_aur-1s25-840-u4-dl-st.pdf
https://catalog.tungsram.com/files/sheet/tungsram-auriso_tbd_aur-1s25-830-u4-dl-st.pdf
https://catalog.tungsram.com/files/sheet/tungsram-auriso_tbd_aur-1s25-750-u4-dl-st.pdf
https://catalog.tungsram.com/files/sheet/tungsram-auriso_tbd_aur-1s25-740-u4-dl-st.pdf
https://catalog.tungsram.com/files/sheet/tungsram-auriso_tbd_aur-1s25-730-u4-dl-st.pdf
https://catalog.tungsram.com/files/sheet/tungsram-auriso_tbd_aur-1s25-850-l9-dl-st.pdf
https://catalog.tungsram.com/files/sheet/tungsram-auriso_tbd_aur-1s25-840-l9-dl-st.pdf
https://catalog.tungsram.com/files/sheet/tungsram-auriso_tbd_aur-1s25-830-l9-dl-st.pdf
https://catalog.tungsram.com/files/sheet/tungsram-auriso_tbd_aur-1s25-750-l9-dl-st.pdf
https://catalog.tungsram.com/files/sheet/tungsram-auriso_tbd_aur-1s25-740-l9-dl-st.pdf
https://catalog.tungsram.com/files/sheet/tungsram-auriso_tbd_aur-1s25-730-l9-dl-st.pdf
https://catalog.tungsram.com/files/sheet/tungsram-auriso_tbd_aur-1s25-850-l6-dl-st.pdf
https://catalog.tungsram.com/files/sheet/tungsram-auriso_tbd_aur-1s25-840-l6-dl-st.pdf
https://catalog.tungsram.com/files/sheet/tungsram-auriso_tbd_aur-1s25-830-l6-dl-st.pdf
https://catalog.tungsram.com/files/sheet/tungsram-auriso_tbd_aur-1s25-750-l6-dl-st.pdf
https://catalog.tungsram.com/files/sheet/tungsram-auriso_tbd_aur-1s25-740-l6-dl-st.pdf
https://catalog.tungsram.com/files/sheet/tungsram-auriso_tbd_aur-1s25-730-l6-dl-st.pdf
https://catalog.tungsram.com/files/sheet/tungsram-auriso_tbd_aur-1s25-850-l3-dl-st.pdf
https://catalog.tungsram.com/files/sheet/tungsram-auriso_tbd_aur-1s25-840-l3-dl-st.pdf
https://catalog.tungsram.com/files/sheet/tungsram-auriso_tbd_aur-1s25-830-l3-dl-st.pdf
https://catalog.tungsram.com/files/sheet/tungsram-auriso_tbd_aur-1s25-750-l3-dl-st.pdf
https://catalog.tungsram.com/files/sheet/tungsram-auriso_tbd_aur-1s25-740-l3-dl-st.pdf
https://catalog.tungsram.com/files/sheet/tungsram-auriso_tbd_aur-1s25-730-l3-dl-st.pdf
https://catalog.tungsram.com/files/sheet/tungsram-auriso_tbd_aur-1s25-850-d1-dl-st.pdf
https://catalog.tungsram.com/files/sheet/tungsram-auriso_tbd_aur-1s25-840-d1-dl-st.pdf
https://catalog.tungsram.com/files/sheet/tungsram-auriso_tbd_aur-1s25-830-d1-dl-st.pdf
https://catalog.tungsram.com/files/sheet/tungsram-auriso_tbd_aur-1s25-750-d1-dl-st.pdf
https://catalog.tungsram.com/files/sheet/tungsram-auriso_tbd_aur-1s25-740-d1-dl-st.pdf
https://catalog.tungsram.com/files/sheet/tungsram-auriso_tbd_aur-1s25-730-d1-dl-st.pdf
https://catalog.tungsram.com/files/sheet/tungsram-auriso_tbd_aur-1s25-850-c1-dl-st.pdf
https://catalog.tungsram.com/files/sheet/tungsram-auriso_tbd_aur-1s25-840-c1-dl-st.pdf
https://catalog.tungsram.com/files/sheet/tungsram-auriso_tbd_aur-1s25-830-c1-dl-st.pdf
https://catalog.tungsram.com/files/sheet/tungsram-auriso_tbd_aur-1s25-750-c1-dl-st.pdf
https://catalog.tungsram.com/files/sheet/tungsram-auriso_tbd_aur-1s25-740-c1-dl-st.pdf
https://catalog.tungsram.com/files/sheet/tungsram-auriso_tbd_aur-1s25-730-c1-dl-st.pdf
https://catalog.tungsram.com/files/sheet/tungsram-auriso_tbd_aur-1s20-850-u8-dl-st.pdf
https://catalog.tungsram.com/files/sheet/tungsram-auriso_tbd_aur-1s20-840-u8-dl-st.pdf
https://catalog.tungsram.com/files/sheet/tungsram-auriso_tbd_aur-1s20-830-u8-dl-st.pdf
https://catalog.tungsram.com/files/sheet/tungsram-auriso_tbd_aur-1s20-750-u8-dl-st.pdf
https://catalog.tungsram.com/files/sheet/tungsram-auriso_tbd_aur-1s20-740-u8-dl-st.pdf
https://catalog.tungsram.com/files/sheet/tungsram-auriso_tbd_aur-1s20-730-u8-dl-st.pdf
https://catalog.tungsram.com/files/sheet/tungsram-auriso_tbd_aur-1s20-850-u6-dl-st.pdf
https://catalog.tungsram.com/files/sheet/tungsram-auriso_tbd_aur-1s20-840-u6-dl-st.pdf
https://catalog.tungsram.com/files/sheet/tungsram-auriso_tbd_aur-1s20-830-u6-dl-st.pdf
https://catalog.tungsram.com/files/sheet/tungsram-auriso_tbd_aur-1s20-750-u6-dl-st.pdf
https://catalog.tungsram.com/files/sheet/tungsram-auriso_tbd_aur-1s20-740-u6-dl-st.pdf
https://catalog.tungsram.com/files/sheet/tungsram-auriso_tbd_aur-1s20-730-u6-dl-st.pdf
https://catalog.tungsram.com/files/sheet/tungsram-auriso_tbd_aur-1s20-850-u4-dl-st.pdf
https://catalog.tungsram.com/files/sheet/tungsram-auriso_tbd_aur-1s20-840-u4-dl-st.pdf
https://catalog.tungsram.com/files/sheet/tungsram-auriso_tbd_aur-1s20-830-u4-dl-st.pdf
https://catalog.tungsram.com/files/sheet/tungsram-auriso_tbd_aur-1s20-750-u4-dl-st.pdf
https://catalog.tungsram.com/files/sheet/tungsram-auriso_tbd_aur-1s20-740-u4-dl-st.pdf
https://catalog.tungsram.com/files/sheet/tungsram-auriso_tbd_aur-1s20-730-u4-dl-st.pdf
https://catalog.tungsram.com/files/sheet/tungsram-auriso_tbd_aur-1s20-850-l9-dl-st.pdf
https://catalog.tungsram.com/files/sheet/tungsram-auriso_tbd_aur-1s20-840-l9-dl-st.pdf
https://catalog.tungsram.com/files/sheet/tungsram-auriso_tbd_aur-1s20-830-l9-dl-st.pdf
https://catalog.tungsram.com/files/sheet/tungsram-auriso_tbd_aur-1s20-750-l9-dl-st.pdf
https://catalog.tungsram.com/files/sheet/tungsram-auriso_tbd_aur-1s20-740-l9-dl-st.pdf
https://catalog.tungsram.com/files/sheet/tungsram-auriso_tbd_aur-1s20-730-l9-dl-st.pdf
https://catalog.tungsram.com/files/sheet/tungsram-auriso_tbd_aur-1s20-850-l6-dl-st.pdf
https://catalog.tungsram.com/files/sheet/tungsram-auriso_tbd_aur-1s20-840-l6-dl-st.pdf
https://catalog.tungsram.com/files/sheet/tungsram-auriso_tbd_aur-1s20-830-l6-dl-st.pdf
https://catalog.tungsram.com/files/sheet/tungsram-auriso_tbd_aur-1s20-750-l6-dl-st.pdf
https://catalog.tungsram.com/files/sheet/tungsram-auriso_tbd_aur-1s20-740-l6-dl-st.pdf
https://catalog.tungsram.com/files/sheet/tungsram-auriso_tbd_aur-1s20-730-l6-dl-st.pdf
https://catalog.tungsram.com/files/sheet/tungsram-auriso_tbd_aur-1s20-850-l3-dl-st.pdf
https://catalog.tungsram.com/files/sheet/tungsram-auriso_tbd_aur-1s20-840-l3-dl-st.pdf
https://catalog.tungsram.com/files/sheet/tungsram-auriso_tbd_aur-1s20-830-l3-dl-st.pdf
https://catalog.tungsram.com/files/sheet/tungsram-auriso_tbd_aur-1s20-750-l3-dl-st.pdf
https://catalog.tungsram.com/files/sheet/tungsram-auriso_tbd_aur-1s20-740-l3-dl-st.pdf
https://catalog.tungsram.com/files/sheet/tungsram-auriso_tbd_aur-1s20-730-l3-dl-st.pdf
https://catalog.tungsram.com/files/sheet/tungsram-auriso_tbd_aur-1s20-850-d1-dl-st.pdf
https://catalog.tungsram.com/files/sheet/tungsram-auriso_tbd_aur-1s20-840-d1-dl-st.pdf
https://catalog.tungsram.com/files/sheet/tungsram-auriso_tbd_aur-1s20-830-d1-dl-st.pdf
https://catalog.tungsram.com/files/sheet/tungsram-auriso_tbd_aur-1s20-750-d1-dl-st.pdf
https://catalog.tungsram.com/files/sheet/tungsram-auriso_tbd_aur-1s20-740-d1-dl-st.pdf
https://catalog.tungsram.com/files/sheet/tungsram-auriso_tbd_aur-1s20-730-d1-dl-st.pdf
https://catalog.tungsram.com/files/sheet/tungsram-auriso_tbd_aur-1s20-850-c1-dl-st.pdf
https://catalog.tungsram.com/files/sheet/tungsram-auriso_tbd_aur-1s20-840-c1-dl-st.pdf
https://catalog.tungsram.com/files/sheet/tungsram-auriso_tbd_aur-1s20-830-c1-dl-st.pdf
https://catalog.tungsram.com/files/sheet/tungsram-auriso_tbd_aur-1s20-750-c1-dl-st.pdf
https://catalog.tungsram.com/files/sheet/tungsram-auriso_tbd_aur-1s20-740-c1-dl-st.pdf
https://catalog.tungsram.com/files/sheet/tungsram-auriso_tbd_aur-1s20-730-c1-dl-st.pdf
https://catalog.tungsram.com/files/sheet/tungsram-auriso_tbd_aur-1s15-850-u8-dl-st.pdf
https://catalog.tungsram.com/files/sheet/tungsram-auriso_tbd_aur-1s15-840-u8-dl-st.pdf
https://catalog.tungsram.com/files/sheet/tungsram-auriso_tbd_aur-1s15-830-u8-dl-st.pdf
https://catalog.tungsram.com/files/sheet/tungsram-auriso_tbd_aur-1s15-750-u8-dl-st.pdf
https://catalog.tungsram.com/files/sheet/tungsram-auriso_tbd_aur-1s15-740-u8-dl-st.pdf
https://catalog.tungsram.com/files/sheet/tungsram-auriso_tbd_aur-1s15-730-u8-dl-st.pdf
https://catalog.tungsram.com/files/sheet/tungsram-auriso_tbd_aur-1s15-850-u6-dl-st.pdf
https://catalog.tungsram.com/files/sheet/tungsram-auriso_tbd_aur-1s15-840-u6-dl-st.pdf
https://catalog.tungsram.com/files/sheet/tungsram-auriso_tbd_aur-1s15-830-u6-dl-st.pdf
https://catalog.tungsram.com/files/sheet/tungsram-auriso_tbd_aur-1s15-750-u6-dl-st.pdf
https://catalog.tungsram.com/files/sheet/tungsram-auriso_tbd_aur-1s15-740-u6-dl-st.pdf
https://catalog.tungsram.com/files/sheet/tungsram-auriso_tbd_aur-1s15-730-u6-dl-st.pdf
https://catalog.tungsram.com/files/sheet/tungsram-auriso_tbd_aur-1s15-850-u4-dl-st.pdf
https://catalog.tungsram.com/files/sheet/tungsram-auriso_tbd_aur-1s15-840-u4-dl-st.pdf
https://catalog.tungsram.com/files/sheet/tungsram-auriso_tbd_aur-1s15-830-u4-dl-st.pdf
https://catalog.tungsram.com/files/sheet/tungsram-auriso_tbd_aur-1s15-750-u4-dl-st.pdf
https://catalog.tungsram.com/files/sheet/tungsram-auriso_tbd_aur-1s15-740-u4-dl-st.pdf
https://catalog.tungsram.com/files/sheet/tungsram-auriso_tbd_aur-1s15-730-u4-dl-st.pdf
https://catalog.tungsram.com/files/sheet/tungsram-auriso_tbd_aur-1s15-850-l9-dl-st.pdf
https://catalog.tungsram.com/files/sheet/tungsram-auriso_tbd_aur-1s15-840-l9-dl-st.pdf
https://catalog.tungsram.com/files/sheet/tungsram-auriso_tbd_aur-1s15-830-l9-dl-st.pdf
https://catalog.tungsram.com/files/sheet/tungsram-auriso_tbd_aur-1s15-750-l9-dl-st.pdf
https://catalog.tungsram.com/files/sheet/tungsram-auriso_tbd_aur-1s15-740-l9-dl-st.pdf
https://catalog.tungsram.com/files/sheet/tungsram-auriso_tbd_aur-1s15-730-l9-dl-st.pdf
https://catalog.tungsram.com/files/sheet/tungsram-auriso_tbd_aur-1s15-850-l6-dl-st.pdf
https://catalog.tungsram.com/files/sheet/tungsram-auriso_tbd_aur-1s15-840-l6-dl-st.pdf
https://catalog.tungsram.com/files/sheet/tungsram-auriso_tbd_aur-1s15-830-l6-dl-st.pdf
https://catalog.tungsram.com/files/sheet/tungsram-auriso_tbd_aur-1s15-750-l6-dl-st.pdf
https://catalog.tungsram.com/files/sheet/tungsram-auriso_tbd_aur-1s15-740-l6-dl-st.pdf
https://catalog.tungsram.com/files/sheet/tungsram-auriso_tbd_aur-1s15-730-l6-dl-st.pdf
https://catalog.tungsram.com/files/sheet/tungsram-auriso_tbd_aur-1s15-850-l3-dl-st.pdf
https://catalog.tungsram.com/files/sheet/tungsram-auriso_tbd_aur-1s15-840-l3-dl-st.pdf
https://catalog.tungsram.com/files/sheet/tungsram-auriso_tbd_aur-1s15-830-l3-dl-st.pdf
https://catalog.tungsram.com/files/sheet/tungsram-auriso_tbd_aur-1s15-750-l3-dl-st.pdf
https://catalog.tungsram.com/files/sheet/tungsram-auriso_tbd_aur-1s15-740-l3-dl-st.pdf
https://catalog.tungsram.com/files/sheet/tungsram-auriso_tbd_aur-1s15-730-l3-dl-st.pdf
https://catalog.tungsram.com/files/sheet/tungsram-auriso_tbd_aur-1s15-850-d1-dl-st.pdf
https://catalog.tungsram.com/files/sheet/tungsram-auriso_tbd_aur-1s15-840-d1-dl-st.pdf
https://catalog.tungsram.com/files/sheet/tungsram-auriso_tbd_aur-1s15-830-d1-dl-st.pdf
https://catalog.tungsram.com/files/sheet/tungsram-auriso_tbd_aur-1s15-750-d1-dl-st.pdf
https://catalog.tungsram.com/files/sheet/tungsram-auriso_tbd_aur-1s15-740-d1-dl-st.pdf
https://catalog.tungsram.com/files/sheet/tungsram-auriso_tbd_aur-1s15-730-d1-dl-st.pdf
https://catalog.tungsram.com/files/sheet/tungsram-auriso_tbd_aur-1s15-850-c1-dl-st.pdf
https://catalog.tungsram.com/files/sheet/tungsram-auriso_tbd_aur-1s15-840-c1-dl-st.pdf
https://catalog.tungsram.com/files/sheet/tungsram-auriso_tbd_aur-1s15-830-c1-dl-st.pdf
https://catalog.tungsram.com/files/sheet/tungsram-auriso_tbd_aur-1s15-750-c1-dl-st.pdf
https://catalog.tungsram.com/files/sheet/tungsram-auriso_tbd_aur-1s15-740-c1-dl-st.pdf
https://catalog.tungsram.com/files/sheet/tungsram-auriso_tbd_aur-1s15-730-c1-dl-st.pdf
https://catalog.tungsram.com/files/sheet/tungsram-auriso_tbd_aur-1s10-850-u8-dl-st.pdf
https://catalog.tungsram.com/files/sheet/tungsram-auriso_tbd_aur-1s10-840-u8-dl-st.pdf
https://catalog.tungsram.com/files/sheet/tungsram-auriso_tbd_aur-1s10-830-u8-dl-st.pdf
https://catalog.tungsram.com/files/sheet/tungsram-auriso_tbd_aur-1s10-750-u8-dl-st.pdf
https://catalog.tungsram.com/files/sheet/tungsram-auriso_tbd_aur-1s10-740-u8-dl-st.pdf
https://catalog.tungsram.com/files/sheet/tungsram-auriso_tbd_aur-1s10-730-u8-dl-st.pdf
https://catalog.tungsram.com/files/sheet/tungsram-auriso_tbd_aur-1s10-850-u6-dl-st.pdf
https://catalog.tungsram.com/files/sheet/tungsram-auriso_tbd_aur-1s10-840-u6-dl-st.pdf
https://catalog.tungsram.com/files/sheet/tungsram-auriso_tbd_aur-1s10-830-u6-dl-st.pdf
https://catalog.tungsram.com/files/sheet/tungsram-auriso_tbd_aur-1s10-750-u6-dl-st.pdf
https://catalog.tungsram.com/files/sheet/tungsram-auriso_tbd_aur-1s10-740-u6-dl-st.pdf
https://catalog.tungsram.com/files/sheet/tungsram-auriso_tbd_aur-1s10-730-u6-dl-st.pdf
https://catalog.tungsram.com/files/sheet/tungsram-auriso_tbd_aur-1s10-850-u4-dl-st.pdf
https://catalog.tungsram.com/files/sheet/tungsram-auriso_tbd_aur-1s10-840-u4-dl-st.pdf
https://catalog.tungsram.com/files/sheet/tungsram-auriso_tbd_aur-1s10-830-u4-dl-st.pdf
https://catalog.tungsram.com/files/sheet/tungsram-auriso_tbd_aur-1s10-750-u4-dl-st.pdf
https://catalog.tungsram.com/files/sheet/tungsram-auriso_tbd_aur-1s10-740-u4-dl-st.pdf
https://catalog.tungsram.com/files/sheet/tungsram-auriso_tbd_aur-1s10-730-u4-dl-st.pdf
https://catalog.tungsram.com/files/sheet/tungsram-auriso_tbd_aur-1s10-850-l9-dl-st.pdf
https://catalog.tungsram.com/files/sheet/tungsram-auriso_tbd_aur-1s10-840-l9-dl-st.pdf
https://catalog.tungsram.com/files/sheet/tungsram-auriso_tbd_aur-1s10-830-l9-dl-st.pdf
https://catalog.tungsram.com/files/sheet/tungsram-auriso_tbd_aur-1s10-750-l9-dl-st.pdf
https://catalog.tungsram.com/files/sheet/tungsram-auriso_tbd_aur-1s10-740-l9-dl-st.pdf
https://catalog.tungsram.com/files/sheet/tungsram-auriso_tbd_aur-1s10-730-l9-dl-st.pdf
https://catalog.tungsram.com/files/sheet/tungsram-auriso_tbd_aur-1s10-850-l6-dl-st.pdf
https://catalog.tungsram.com/files/sheet/tungsram-auriso_tbd_aur-1s10-840-l6-dl-st.pdf
https://catalog.tungsram.com/files/sheet/tungsram-auriso_tbd_aur-1s10-830-l6-dl-st.pdf
https://catalog.tungsram.com/files/sheet/tungsram-auriso_tbd_aur-1s10-750-l6-dl-st.pdf
https://catalog.tungsram.com/files/sheet/tungsram-auriso_tbd_aur-1s10-740-l6-dl-st.pdf
https://catalog.tungsram.com/files/sheet/tungsram-auriso_tbd_aur-1s10-730-l6-dl-st.pdf
https://catalog.tungsram.com/files/sheet/tungsram-auriso_tbd_aur-1s10-850-l3-dl-st.pdf
https://catalog.tungsram.com/files/sheet/tungsram-auriso_tbd_aur-1s10-840-l3-dl-st.pdf
https://catalog.tungsram.com/files/sheet/tungsram-auriso_tbd_aur-1s10-830-l3-dl-st.pdf
https://catalog.tungsram.com/files/sheet/tungsram-auriso_tbd_aur-1s10-750-l3-dl-st.pdf
https://catalog.tungsram.com/files/sheet/tungsram-auriso_tbd_aur-1s10-740-l3-dl-st.pdf
https://catalog.tungsram.com/files/sheet/tungsram-auriso_tbd_aur-1s10-730-l3-dl-st.pdf
https://catalog.tungsram.com/files/sheet/tungsram-auriso_tbd_aur-1s10-850-d1-dl-st.pdf
https://catalog.tungsram.com/files/sheet/tungsram-auriso_tbd_aur-1s10-840-d1-dl-st.pdf
https://catalog.tungsram.com/files/sheet/tungsram-auriso_tbd_aur-1s10-830-d1-dl-st.pdf
https://catalog.tungsram.com/files/sheet/tungsram-auriso_tbd_aur-1s10-750-d1-dl-st.pdf
https://catalog.tungsram.com/files/sheet/tungsram-auriso_tbd_aur-1s10-740-d1-dl-st.pdf
https://catalog.tungsram.com/files/sheet/tungsram-auriso_tbd_aur-1s10-730-d1-dl-st.pdf
https://catalog.tungsram.com/files/sheet/tungsram-auriso_tbd_aur-1s10-850-c1-dl-st.pdf
https://catalog.tungsram.com/files/sheet/tungsram-auriso_tbd_aur-1s10-840-c1-dl-st.pdf
https://catalog.tungsram.com/files/sheet/tungsram-auriso_tbd_aur-1s10-830-c1-dl-st.pdf
https://catalog.tungsram.com/files/sheet/tungsram-auriso_tbd_aur-1s10-750-c1-dl-st.pdf
https://catalog.tungsram.com/files/sheet/tungsram-auriso_tbd_aur-1s10-740-c1-dl-st.pdf
https://catalog.tungsram.com/files/sheet/tungsram-auriso_tbd_aur-1s10-730-c1-dl-st.pdf
https://catalog.tungsram.com/files/sheet/tungsram-auriso_tbd_aur-2s60-850-u8-fx-st.pdf
https://catalog.tungsram.com/files/sheet/tungsram-auriso_tbd_aur-2s60-840-u8-fx-st.pdf
https://catalog.tungsram.com/files/sheet/tungsram-auriso_tbd_aur-2s60-830-u8-fx-st.pdf
https://catalog.tungsram.com/files/sheet/tungsram-auriso_tbd_aur-2s60-750-u8-fx-st.pdf
https://catalog.tungsram.com/files/sheet/tungsram-auriso_tbd_aur-2s60-740-u8-fx-st.pdf
https://catalog.tungsram.com/files/sheet/tungsram-auriso_tbd_aur-2s60-730-u8-fx-st.pdf
https://catalog.tungsram.com/files/sheet/tungsram-auriso_tbd_aur-2s60-850-u6-fx-st.pdf
https://catalog.tungsram.com/files/sheet/tungsram-auriso_tbd_aur-2s60-840-u6-fx-st.pdf
https://catalog.tungsram.com/files/sheet/tungsram-auriso_tbd_aur-2s60-830-u6-fx-st.pdf
https://catalog.tungsram.com/files/sheet/tungsram-auriso_tbd_aur-2s60-750-u6-fx-st.pdf
https://catalog.tungsram.com/files/sheet/tungsram-auriso_tbd_aur-2s60-740-u6-fx-st.pdf
https://catalog.tungsram.com/files/sheet/tungsram-auriso_tbd_aur-2s60-730-u6-fx-st.pdf
https://catalog.tungsram.com/files/sheet/tungsram-auriso_tbd_aur-2s60-850-u4-fx-st.pdf
https://catalog.tungsram.com/files/sheet/tungsram-auriso_tbd_aur-2s60-840-u4-fx-st.pdf
https://catalog.tungsram.com/files/sheet/tungsram-auriso_tbd_aur-2s60-830-u4-fx-st.pdf
https://catalog.tungsram.com/files/sheet/tungsram-auriso_tbd_aur-2s60-750-u4-fx-st.pdf
https://catalog.tungsram.com/files/sheet/tungsram-auriso_tbd_aur-2s60-740-u4-fx-st.pdf
https://catalog.tungsram.com/files/sheet/tungsram-auriso_tbd_aur-2s60-730-u4-fx-st.pdf
https://catalog.tungsram.com/files/sheet/tungsram-auriso_tbd_aur-2s60-850-l9-fx-st.pdf
https://catalog.tungsram.com/files/sheet/tungsram-auriso_tbd_aur-2s60-840-l9-fx-st.pdf
https://catalog.tungsram.com/files/sheet/tungsram-auriso_tbd_aur-2s60-830-l9-fx-st.pdf
https://catalog.tungsram.com/files/sheet/tungsram-auriso_tbd_aur-2s60-750-l9-fx-st.pdf
https://catalog.tungsram.com/files/sheet/tungsram-auriso_tbd_aur-2s60-740-l9-fx-st.pdf
https://catalog.tungsram.com/files/sheet/tungsram-auriso_tbd_aur-2s60-730-l9-fx-st.pdf
https://catalog.tungsram.com/files/sheet/tungsram-auriso_tbd_aur-2s60-850-l6-fx-st.pdf
https://catalog.tungsram.com/files/sheet/tungsram-auriso_tbd_aur-2s60-840-l6-fx-st.pdf
https://catalog.tungsram.com/files/sheet/tungsram-auriso_tbd_aur-2s60-830-l6-fx-st.pdf
https://catalog.tungsram.com/files/sheet/tungsram-auriso_tbd_aur-2s60-750-l6-fx-st.pdf
https://catalog.tungsram.com/files/sheet/tungsram-auriso_tbd_aur-2s60-740-l6-fx-st.pdf
https://catalog.tungsram.com/files/sheet/tungsram-auriso_tbd_aur-2s60-730-l6-fx-st.pdf
https://catalog.tungsram.com/files/sheet/tungsram-auriso_tbd_aur-2s60-850-l3-fx-st.pdf
https://catalog.tungsram.com/files/sheet/tungsram-auriso_tbd_aur-2s60-840-l3-fx-st.pdf
https://catalog.tungsram.com/files/sheet/tungsram-auriso_tbd_aur-2s60-830-l3-fx-st.pdf
https://catalog.tungsram.com/files/sheet/tungsram-auriso_tbd_aur-2s60-750-l3-fx-st.pdf
https://catalog.tungsram.com/files/sheet/tungsram-auriso_tbd_aur-2s60-740-l3-fx-st.pdf
https://catalog.tungsram.com/files/sheet/tungsram-auriso_tbd_aur-2s60-730-l3-fx-st.pdf
https://catalog.tungsram.com/files/sheet/tungsram-auriso_tbd_aur-2s60-850-d1-fx-st.pdf
https://catalog.tungsram.com/files/sheet/tungsram-auriso_tbd_aur-2s60-840-d1-fx-st.pdf
https://catalog.tungsram.com/files/sheet/tungsram-auriso_tbd_aur-2s60-830-d1-fx-st.pdf
https://catalog.tungsram.com/files/sheet/tungsram-auriso_tbd_aur-2s60-750-d1-fx-st.pdf
https://catalog.tungsram.com/files/sheet/tungsram-auriso_tbd_aur-2s60-740-d1-fx-st.pdf
https://catalog.tungsram.com/files/sheet/tungsram-auriso_tbd_aur-2s60-730-d1-fx-st.pdf
https://catalog.tungsram.com/files/sheet/tungsram-auriso_tbd_aur-2s60-850-c1-fx-st.pdf
https://catalog.tungsram.com/files/sheet/tungsram-auriso_tbd_aur-2s60-840-c1-fx-st.pdf
https://catalog.tungsram.com/files/sheet/tungsram-auriso_tbd_aur-2s60-830-c1-fx-st.pdf
https://catalog.tungsram.com/files/sheet/tungsram-auriso_tbd_aur-2s60-750-c1-fx-st.pdf
https://catalog.tungsram.com/files/sheet/tungsram-auriso_tbd_aur-2s60-740-c1-fx-st.pdf
https://catalog.tungsram.com/files/sheet/tungsram-auriso_tbd_aur-2s60-730-c1-fx-st.pdf
https://catalog.tungsram.com/files/sheet/tungsram-auriso_tbd_aur-2s55-850-u8-fx-st.pdf
https://catalog.tungsram.com/files/sheet/tungsram-auriso_tbd_aur-2s55-840-u8-fx-st.pdf
https://catalog.tungsram.com/files/sheet/tungsram-auriso_tbd_aur-2s55-830-u8-fx-st.pdf
https://catalog.tungsram.com/files/sheet/tungsram-auriso_tbd_aur-2s55-750-u8-fx-st.pdf
https://catalog.tungsram.com/files/sheet/tungsram-auriso_tbd_aur-2s55-740-u8-fx-st.pdf
https://catalog.tungsram.com/files/sheet/tungsram-auriso_tbd_aur-2s55-730-u8-fx-st.pdf
https://catalog.tungsram.com/files/sheet/tungsram-auriso_tbd_aur-2s55-850-u6-fx-st.pdf
https://catalog.tungsram.com/files/sheet/tungsram-auriso_tbd_aur-2s55-840-u6-fx-st.pdf
https://catalog.tungsram.com/files/sheet/tungsram-auriso_tbd_aur-2s55-830-u6-fx-st.pdf
https://catalog.tungsram.com/files/sheet/tungsram-auriso_tbd_aur-2s55-750-u6-fx-st.pdf
https://catalog.tungsram.com/files/sheet/tungsram-auriso_tbd_aur-2s55-740-u6-fx-st.pdf
https://catalog.tungsram.com/files/sheet/tungsram-auriso_tbd_aur-2s55-730-u6-fx-st.pdf
https://catalog.tungsram.com/files/sheet/tungsram-auriso_tbd_aur-2s55-850-u4-fx-st.pdf
https://catalog.tungsram.com/files/sheet/tungsram-auriso_tbd_aur-2s55-840-u4-fx-st.pdf
https://catalog.tungsram.com/files/sheet/tungsram-auriso_tbd_aur-2s55-830-u4-fx-st.pdf
https://catalog.tungsram.com/files/sheet/tungsram-auriso_tbd_aur-2s55-750-u4-fx-st.pdf
https://catalog.tungsram.com/files/sheet/tungsram-auriso_tbd_aur-2s55-740-u4-fx-st.pdf
https://catalog.tungsram.com/files/sheet/tungsram-auriso_tbd_aur-2s55-730-u4-fx-st.pdf
https://catalog.tungsram.com/files/sheet/tungsram-auriso_tbd_aur-2s55-850-l9-fx-st.pdf
https://catalog.tungsram.com/files/sheet/tungsram-auriso_tbd_aur-2s55-840-l9-fx-st.pdf
https://catalog.tungsram.com/files/sheet/tungsram-auriso_tbd_aur-2s55-830-l9-fx-st.pdf
https://catalog.tungsram.com/files/sheet/tungsram-auriso_tbd_aur-2s55-750-l9-fx-st.pdf
https://catalog.tungsram.com/files/sheet/tungsram-auriso_tbd_aur-2s55-740-l9-fx-st.pdf
https://catalog.tungsram.com/files/sheet/tungsram-auriso_tbd_aur-2s55-730-l9-fx-st.pdf
https://catalog.tungsram.com/files/sheet/tungsram-auriso_tbd_aur-2s55-850-l6-fx-st.pdf
https://catalog.tungsram.com/files/sheet/tungsram-auriso_tbd_aur-2s55-840-l6-fx-st.pdf
https://catalog.tungsram.com/files/sheet/tungsram-auriso_tbd_aur-2s55-830-l6-fx-st.pdf
https://catalog.tungsram.com/files/sheet/tungsram-auriso_tbd_aur-2s55-750-l6-fx-st.pdf
https://catalog.tungsram.com/files/sheet/tungsram-auriso_tbd_aur-2s55-740-l6-fx-st.pdf
https://catalog.tungsram.com/files/sheet/tungsram-auriso_tbd_aur-2s55-730-l6-fx-st.pdf
https://catalog.tungsram.com/files/sheet/tungsram-auriso_tbd_aur-2s55-850-l3-fx-st.pdf
https://catalog.tungsram.com/files/sheet/tungsram-auriso_tbd_aur-2s55-840-l3-fx-st.pdf
https://catalog.tungsram.com/files/sheet/tungsram-auriso_tbd_aur-2s55-830-l3-fx-st.pdf
https://catalog.tungsram.com/files/sheet/tungsram-auriso_tbd_aur-2s55-750-l3-fx-st.pdf
https://catalog.tungsram.com/files/sheet/tungsram-auriso_tbd_aur-2s55-740-l3-fx-st.pdf
https://catalog.tungsram.com/files/sheet/tungsram-auriso_tbd_aur-2s55-730-l3-fx-st.pdf
https://catalog.tungsram.com/files/sheet/tungsram-auriso_tbd_aur-2s55-850-d1-fx-st.pdf
https://catalog.tungsram.com/files/sheet/tungsram-auriso_tbd_aur-2s55-840-d1-fx-st.pdf
https://catalog.tungsram.com/files/sheet/tungsram-auriso_tbd_aur-2s55-830-d1-fx-st.pdf
https://catalog.tungsram.com/files/sheet/tungsram-auriso_tbd_aur-2s55-750-d1-fx-st.pdf
https://catalog.tungsram.com/files/sheet/tungsram-auriso_tbd_aur-2s55-740-d1-fx-st.pdf
https://catalog.tungsram.com/files/sheet/tungsram-auriso_tbd_aur-2s55-730-d1-fx-st.pdf
https://catalog.tungsram.com/files/sheet/tungsram-auriso_tbd_aur-2s55-850-c1-fx-st.pdf
https://catalog.tungsram.com/files/sheet/tungsram-auriso_tbd_aur-2s55-840-c1-fx-st.pdf
https://catalog.tungsram.com/files/sheet/tungsram-auriso_tbd_aur-2s55-830-c1-fx-st.pdf
https://catalog.tungsram.com/files/sheet/tungsram-auriso_tbd_aur-2s55-750-c1-fx-st.pdf
https://catalog.tungsram.com/files/sheet/tungsram-auriso_tbd_aur-2s55-740-c1-fx-st.pdf
https://catalog.tungsram.com/files/sheet/tungsram-auriso_tbd_aur-2s55-730-c1-fx-st.pdf
https://catalog.tungsram.com/files/sheet/tungsram-auriso_tbd_aur-2s50-850-u8-fx-st.pdf
https://catalog.tungsram.com/files/sheet/tungsram-auriso_tbd_aur-2s50-840-u8-fx-st.pdf
https://catalog.tungsram.com/files/sheet/tungsram-auriso_tbd_aur-2s50-830-u8-fx-st.pdf
https://catalog.tungsram.com/files/sheet/tungsram-auriso_tbd_aur-2s50-750-u8-fx-st.pdf
https://catalog.tungsram.com/files/sheet/tungsram-auriso_tbd_aur-2s50-740-u8-fx-st.pdf
https://catalog.tungsram.com/files/sheet/tungsram-auriso_tbd_aur-2s50-730-u8-fx-st.pdf
https://catalog.tungsram.com/files/sheet/tungsram-auriso_tbd_aur-2s50-850-u6-fx-st.pdf
https://catalog.tungsram.com/files/sheet/tungsram-auriso_tbd_aur-2s50-840-u6-fx-st.pdf
https://catalog.tungsram.com/files/sheet/tungsram-auriso_tbd_aur-2s50-830-u6-fx-st.pdf
https://catalog.tungsram.com/files/sheet/tungsram-auriso_tbd_aur-2s50-750-u6-fx-st.pdf
https://catalog.tungsram.com/files/sheet/tungsram-auriso_tbd_aur-2s50-740-u6-fx-st.pdf
https://catalog.tungsram.com/files/sheet/tungsram-auriso_tbd_aur-2s50-730-u6-fx-st.pdf
https://catalog.tungsram.com/files/sheet/tungsram-auriso_tbd_aur-2s50-850-u4-fx-st.pdf
https://catalog.tungsram.com/files/sheet/tungsram-auriso_tbd_aur-2s50-840-u4-fx-st.pdf
https://catalog.tungsram.com/files/sheet/tungsram-auriso_tbd_aur-2s50-830-u4-fx-st.pdf
https://catalog.tungsram.com/files/sheet/tungsram-auriso_tbd_aur-2s50-750-u4-fx-st.pdf
https://catalog.tungsram.com/files/sheet/tungsram-auriso_tbd_aur-2s50-740-u4-fx-st.pdf
https://catalog.tungsram.com/files/sheet/tungsram-auriso_tbd_aur-2s50-730-u4-fx-st.pdf
https://catalog.tungsram.com/files/sheet/tungsram-auriso_tbd_aur-2s50-850-l9-fx-st.pdf
https://catalog.tungsram.com/files/sheet/tungsram-auriso_tbd_aur-2s50-840-l9-fx-st.pdf
https://catalog.tungsram.com/files/sheet/tungsram-auriso_tbd_aur-2s50-830-l9-fx-st.pdf
https://catalog.tungsram.com/files/sheet/tungsram-auriso_tbd_aur-2s50-750-l9-fx-st.pdf
https://catalog.tungsram.com/files/sheet/tungsram-auriso_tbd_aur-2s50-740-l9-fx-st.pdf
https://catalog.tungsram.com/files/sheet/tungsram-auriso_tbd_aur-2s50-730-l9-fx-st.pdf
https://catalog.tungsram.com/files/sheet/tungsram-auriso_tbd_aur-2s50-850-l6-fx-st.pdf
https://catalog.tungsram.com/files/sheet/tungsram-auriso_tbd_aur-2s50-840-l6-fx-st.pdf
https://catalog.tungsram.com/files/sheet/tungsram-auriso_tbd_aur-2s50-830-l6-fx-st.pdf
https://catalog.tungsram.com/files/sheet/tungsram-auriso_tbd_aur-2s50-750-l6-fx-st.pdf
https://catalog.tungsram.com/files/sheet/tungsram-auriso_tbd_aur-2s50-740-l6-fx-st.pdf
https://catalog.tungsram.com/files/sheet/tungsram-auriso_tbd_aur-2s50-730-l6-fx-st.pdf
https://catalog.tungsram.com/files/sheet/tungsram-auriso_tbd_aur-2s50-850-l3-fx-st.pdf
https://catalog.tungsram.com/files/sheet/tungsram-auriso_tbd_aur-2s50-840-l3-fx-st.pdf
https://catalog.tungsram.com/files/sheet/tungsram-auriso_tbd_aur-2s50-830-l3-fx-st.pdf
https://catalog.tungsram.com/files/sheet/tungsram-auriso_tbd_aur-2s50-750-l3-fx-st.pdf
https://catalog.tungsram.com/files/sheet/tungsram-auriso_tbd_aur-2s50-740-l3-fx-st.pdf
https://catalog.tungsram.com/files/sheet/tungsram-auriso_tbd_aur-2s50-730-l3-fx-st.pdf
https://catalog.tungsram.com/files/sheet/tungsram-auriso_tbd_aur-2s50-850-d1-fx-st.pdf
https://catalog.tungsram.com/files/sheet/tungsram-auriso_tbd_aur-2s50-840-d1-fx-st.pdf
https://catalog.tungsram.com/files/sheet/tungsram-auriso_tbd_aur-2s50-830-d1-fx-st.pdf
https://catalog.tungsram.com/files/sheet/tungsram-auriso_tbd_aur-2s50-750-d1-fx-st.pdf
https://catalog.tungsram.com/files/sheet/tungsram-auriso_tbd_aur-2s50-740-d1-fx-st.pdf
https://catalog.tungsram.com/files/sheet/tungsram-auriso_tbd_aur-2s50-730-d1-fx-st.pdf
https://catalog.tungsram.com/files/sheet/tungsram-auriso_tbd_aur-2s50-850-c1-fx-st.pdf
https://catalog.tungsram.com/files/sheet/tungsram-auriso_tbd_aur-2s50-840-c1-fx-st.pdf
https://catalog.tungsram.com/files/sheet/tungsram-auriso_tbd_aur-2s50-830-c1-fx-st.pdf
https://catalog.tungsram.com/files/sheet/tungsram-auriso_tbd_aur-2s50-750-c1-fx-st.pdf
https://catalog.tungsram.com/files/sheet/tungsram-auriso_tbd_aur-2s50-740-c1-fx-st.pdf
https://catalog.tungsram.com/files/sheet/tungsram-auriso_tbd_aur-2s50-730-c1-fx-st.pdf
https://catalog.tungsram.com/files/sheet/tungsram-auriso_tbd_aur-2s45-850-u8-fx-st.pdf
https://catalog.tungsram.com/files/sheet/tungsram-auriso_tbd_aur-2s45-840-u8-fx-st.pdf
https://catalog.tungsram.com/files/sheet/tungsram-auriso_tbd_aur-2s45-830-u8-fx-st.pdf
https://catalog.tungsram.com/files/sheet/tungsram-auriso_tbd_aur-2s45-750-u8-fx-st.pdf
https://catalog.tungsram.com/files/sheet/tungsram-auriso_tbd_aur-2s45-740-u8-fx-st.pdf
https://catalog.tungsram.com/files/sheet/tungsram-auriso_tbd_aur-2s45-730-u8-fx-st.pdf
https://catalog.tungsram.com/files/sheet/tungsram-auriso_tbd_aur-2s45-850-u6-fx-st.pdf
https://catalog.tungsram.com/files/sheet/tungsram-auriso_tbd_aur-2s45-840-u6-fx-st.pdf
https://catalog.tungsram.com/files/sheet/tungsram-auriso_tbd_aur-2s45-830-u6-fx-st.pdf
https://catalog.tungsram.com/files/sheet/tungsram-auriso_tbd_aur-2s45-750-u6-fx-st.pdf
https://catalog.tungsram.com/files/sheet/tungsram-auriso_tbd_aur-2s45-740-u6-fx-st.pdf
https://catalog.tungsram.com/files/sheet/tungsram-auriso_tbd_aur-2s45-730-u6-fx-st.pdf
https://catalog.tungsram.com/files/sheet/tungsram-auriso_tbd_aur-2s45-850-u4-fx-st.pdf
https://catalog.tungsram.com/files/sheet/tungsram-auriso_tbd_aur-2s45-840-u4-fx-st.pdf
https://catalog.tungsram.com/files/sheet/tungsram-auriso_tbd_aur-2s45-830-u4-fx-st.pdf
https://catalog.tungsram.com/files/sheet/tungsram-auriso_tbd_aur-2s45-750-u4-fx-st.pdf
https://catalog.tungsram.com/files/sheet/tungsram-auriso_tbd_aur-2s45-740-u4-fx-st.pdf
https://catalog.tungsram.com/files/sheet/tungsram-auriso_tbd_aur-2s45-730-u4-fx-st.pdf
https://catalog.tungsram.com/files/sheet/tungsram-auriso_tbd_aur-2s45-850-l9-fx-st.pdf
https://catalog.tungsram.com/files/sheet/tungsram-auriso_tbd_aur-2s45-840-l9-fx-st.pdf
https://catalog.tungsram.com/files/sheet/tungsram-auriso_tbd_aur-2s45-830-l9-fx-st.pdf
https://catalog.tungsram.com/files/sheet/tungsram-auriso_tbd_aur-2s45-750-l9-fx-st.pdf
https://catalog.tungsram.com/files/sheet/tungsram-auriso_tbd_aur-2s45-740-l9-fx-st.pdf
https://catalog.tungsram.com/files/sheet/tungsram-auriso_tbd_aur-2s45-730-l9-fx-st.pdf
https://catalog.tungsram.com/files/sheet/tungsram-auriso_tbd_aur-2s45-850-l6-fx-st.pdf
https://catalog.tungsram.com/files/sheet/tungsram-auriso_tbd_aur-2s45-840-l6-fx-st.pdf
https://catalog.tungsram.com/files/sheet/tungsram-auriso_tbd_aur-2s45-830-l6-fx-st.pdf
https://catalog.tungsram.com/files/sheet/tungsram-auriso_tbd_aur-2s45-750-l6-fx-st.pdf
https://catalog.tungsram.com/files/sheet/tungsram-auriso_tbd_aur-2s45-740-l6-fx-st.pdf
https://catalog.tungsram.com/files/sheet/tungsram-auriso_tbd_aur-2s45-730-l6-fx-st.pdf
https://catalog.tungsram.com/files/sheet/tungsram-auriso_tbd_aur-2s45-850-l3-fx-st.pdf
https://catalog.tungsram.com/files/sheet/tungsram-auriso_tbd_aur-2s45-840-l3-fx-st.pdf
https://catalog.tungsram.com/files/sheet/tungsram-auriso_tbd_aur-2s45-830-l3-fx-st.pdf
https://catalog.tungsram.com/files/sheet/tungsram-auriso_tbd_aur-2s45-750-l3-fx-st.pdf
https://catalog.tungsram.com/files/sheet/tungsram-auriso_tbd_aur-2s45-740-l3-fx-st.pdf
https://catalog.tungsram.com/files/sheet/tungsram-auriso_tbd_aur-2s45-730-l3-fx-st.pdf
https://catalog.tungsram.com/files/sheet/tungsram-auriso_tbd_aur-2s45-850-d1-fx-st.pdf
https://catalog.tungsram.com/files/sheet/tungsram-auriso_tbd_aur-2s45-840-d1-fx-st.pdf
https://catalog.tungsram.com/files/sheet/tungsram-auriso_tbd_aur-2s45-830-d1-fx-st.pdf
https://catalog.tungsram.com/files/sheet/tungsram-auriso_tbd_aur-2s45-750-d1-fx-st.pdf
https://catalog.tungsram.com/files/sheet/tungsram-auriso_tbd_aur-2s45-740-d1-fx-st.pdf
https://catalog.tungsram.com/files/sheet/tungsram-auriso_tbd_aur-2s45-730-d1-fx-st.pdf
https://catalog.tungsram.com/files/sheet/tungsram-auriso_tbd_aur-2s45-850-c1-fx-st.pdf
https://catalog.tungsram.com/files/sheet/tungsram-auriso_tbd_aur-2s45-840-c1-fx-st.pdf
https://catalog.tungsram.com/files/sheet/tungsram-auriso_tbd_aur-2s45-830-c1-fx-st.pdf
https://catalog.tungsram.com/files/sheet/tungsram-auriso_tbd_aur-2s45-750-c1-fx-st.pdf
https://catalog.tungsram.com/files/sheet/tungsram-auriso_tbd_aur-2s45-740-c1-fx-st.pdf
https://catalog.tungsram.com/files/sheet/tungsram-auriso_tbd_aur-2s45-730-c1-fx-st.pdf
https://catalog.tungsram.com/files/sheet/tungsram-auriso_tbd_aur-2s40-850-u8-fx-st.pdf
https://catalog.tungsram.com/files/sheet/tungsram-auriso_tbd_aur-2s40-840-u8-fx-st.pdf
https://catalog.tungsram.com/files/sheet/tungsram-auriso_tbd_aur-2s40-830-u8-fx-st.pdf
https://catalog.tungsram.com/files/sheet/tungsram-auriso_tbd_aur-2s40-750-u8-fx-st.pdf
https://catalog.tungsram.com/files/sheet/tungsram-auriso_tbd_aur-2s40-740-u8-fx-st.pdf
https://catalog.tungsram.com/files/sheet/tungsram-auriso_tbd_aur-2s40-730-u8-fx-st.pdf
https://catalog.tungsram.com/files/sheet/tungsram-auriso_tbd_aur-2s40-850-u6-fx-st.pdf
https://catalog.tungsram.com/files/sheet/tungsram-auriso_tbd_aur-2s40-840-u6-fx-st.pdf
https://catalog.tungsram.com/files/sheet/tungsram-auriso_tbd_aur-2s40-830-u6-fx-st.pdf
https://catalog.tungsram.com/files/sheet/tungsram-auriso_tbd_aur-2s40-750-u6-fx-st.pdf
https://catalog.tungsram.com/files/sheet/tungsram-auriso_tbd_aur-2s40-740-u6-fx-st.pdf
https://catalog.tungsram.com/files/sheet/tungsram-auriso_tbd_aur-2s40-730-u6-fx-st.pdf
https://catalog.tungsram.com/files/sheet/tungsram-auriso_tbd_aur-2s40-850-u4-fx-st.pdf
https://catalog.tungsram.com/files/sheet/tungsram-auriso_tbd_aur-2s40-840-u4-fx-st.pdf
https://catalog.tungsram.com/files/sheet/tungsram-auriso_tbd_aur-2s40-830-u4-fx-st.pdf
https://catalog.tungsram.com/files/sheet/tungsram-auriso_tbd_aur-2s40-750-u4-fx-st.pdf
https://catalog.tungsram.com/files/sheet/tungsram-auriso_tbd_aur-2s40-740-u4-fx-st.pdf
https://catalog.tungsram.com/files/sheet/tungsram-auriso_tbd_aur-2s40-730-u4-fx-st.pdf
https://catalog.tungsram.com/files/sheet/tungsram-auriso_tbd_aur-2s40-850-l9-fx-st.pdf
https://catalog.tungsram.com/files/sheet/tungsram-auriso_tbd_aur-2s40-840-l9-fx-st.pdf
https://catalog.tungsram.com/files/sheet/tungsram-auriso_tbd_aur-2s40-830-l9-fx-st.pdf
https://catalog.tungsram.com/files/sheet/tungsram-auriso_tbd_aur-2s40-750-l9-fx-st.pdf
https://catalog.tungsram.com/files/sheet/tungsram-auriso_tbd_aur-2s40-740-l9-fx-st.pdf
https://catalog.tungsram.com/files/sheet/tungsram-auriso_tbd_aur-2s40-730-l9-fx-st.pdf
https://catalog.tungsram.com/files/sheet/tungsram-auriso_tbd_aur-2s40-850-l6-fx-st.pdf
https://catalog.tungsram.com/files/sheet/tungsram-auriso_tbd_aur-2s40-840-l6-fx-st.pdf
https://catalog.tungsram.com/files/sheet/tungsram-auriso_tbd_aur-2s40-830-l6-fx-st.pdf
https://catalog.tungsram.com/files/sheet/tungsram-auriso_tbd_aur-2s40-750-l6-fx-st.pdf
https://catalog.tungsram.com/files/sheet/tungsram-auriso_tbd_aur-2s40-740-l6-fx-st.pdf
https://catalog.tungsram.com/files/sheet/tungsram-auriso_tbd_aur-2s40-730-l6-fx-st.pdf
https://catalog.tungsram.com/files/sheet/tungsram-auriso_tbd_aur-2s40-850-l3-fx-st.pdf
https://catalog.tungsram.com/files/sheet/tungsram-auriso_tbd_aur-2s40-840-l3-fx-st.pdf
https://catalog.tungsram.com/files/sheet/tungsram-auriso_tbd_aur-2s40-830-l3-fx-st.pdf
https://catalog.tungsram.com/files/sheet/tungsram-auriso_tbd_aur-2s40-750-l3-fx-st.pdf
https://catalog.tungsram.com/files/sheet/tungsram-auriso_tbd_aur-2s40-740-l3-fx-st.pdf
https://catalog.tungsram.com/files/sheet/tungsram-auriso_tbd_aur-2s40-730-l3-fx-st.pdf
https://catalog.tungsram.com/files/sheet/tungsram-auriso_tbd_aur-2s40-850-d1-fx-st.pdf
https://catalog.tungsram.com/files/sheet/tungsram-auriso_tbd_aur-2s40-840-d1-fx-st.pdf
https://catalog.tungsram.com/files/sheet/tungsram-auriso_tbd_aur-2s40-830-d1-fx-st.pdf
https://catalog.tungsram.com/files/sheet/tungsram-auriso_tbd_aur-2s40-750-d1-fx-st.pdf
https://catalog.tungsram.com/files/sheet/tungsram-auriso_tbd_aur-2s40-740-d1-fx-st.pdf
https://catalog.tungsram.com/files/sheet/tungsram-auriso_tbd_aur-2s40-730-d1-fx-st.pdf
https://catalog.tungsram.com/files/sheet/tungsram-auriso_tbd_aur-2s40-850-c1-fx-st.pdf
https://catalog.tungsram.com/files/sheet/tungsram-auriso_tbd_aur-2s40-840-c1-fx-st.pdf
https://catalog.tungsram.com/files/sheet/tungsram-auriso_tbd_aur-2s40-830-c1-fx-st.pdf
https://catalog.tungsram.com/files/sheet/tungsram-auriso_tbd_aur-2s40-750-c1-fx-st.pdf
https://catalog.tungsram.com/files/sheet/tungsram-auriso_tbd_aur-2s40-740-c1-fx-st.pdf
https://catalog.tungsram.com/files/sheet/tungsram-auriso_tbd_aur-2s40-730-c1-fx-st.pdf
https://catalog.tungsram.com/files/sheet/tungsram-auriso_tbd_aur-2s35-850-u8-fx-st.pdf
https://catalog.tungsram.com/files/sheet/tungsram-auriso_tbd_aur-2s35-840-u8-fx-st.pdf
https://catalog.tungsram.com/files/sheet/tungsram-auriso_tbd_aur-2s35-830-u8-fx-st.pdf
https://catalog.tungsram.com/files/sheet/tungsram-auriso_tbd_aur-2s35-750-u8-fx-st.pdf
https://catalog.tungsram.com/files/sheet/tungsram-auriso_tbd_aur-2s35-740-u8-fx-st.pdf
https://catalog.tungsram.com/files/sheet/tungsram-auriso_tbd_aur-2s35-730-u8-fx-st.pdf
https://catalog.tungsram.com/files/sheet/tungsram-auriso_tbd_aur-2s35-850-u6-fx-st.pdf
https://catalog.tungsram.com/files/sheet/tungsram-auriso_tbd_aur-2s35-840-u6-fx-st.pdf
https://catalog.tungsram.com/files/sheet/tungsram-auriso_tbd_aur-2s35-830-u6-fx-st.pdf
https://catalog.tungsram.com/files/sheet/tungsram-auriso_tbd_aur-2s35-750-u6-fx-st.pdf
https://catalog.tungsram.com/files/sheet/tungsram-auriso_tbd_aur-2s35-740-u6-fx-st.pdf
https://catalog.tungsram.com/files/sheet/tungsram-auriso_tbd_aur-2s35-730-u6-fx-st.pdf
https://catalog.tungsram.com/files/sheet/tungsram-auriso_tbd_aur-2s35-850-u4-fx-st.pdf
https://catalog.tungsram.com/files/sheet/tungsram-auriso_tbd_aur-2s35-840-u4-fx-st.pdf
https://catalog.tungsram.com/files/sheet/tungsram-auriso_tbd_aur-2s35-830-u4-fx-st.pdf
https://catalog.tungsram.com/files/sheet/tungsram-auriso_tbd_aur-2s35-750-u4-fx-st.pdf
https://catalog.tungsram.com/files/sheet/tungsram-auriso_tbd_aur-2s35-740-u4-fx-st.pdf
https://catalog.tungsram.com/files/sheet/tungsram-auriso_tbd_aur-2s35-730-u4-fx-st.pdf
https://catalog.tungsram.com/files/sheet/tungsram-auriso_tbd_aur-2s35-850-l9-fx-st.pdf
https://catalog.tungsram.com/files/sheet/tungsram-auriso_tbd_aur-2s35-840-l9-fx-st.pdf
https://catalog.tungsram.com/files/sheet/tungsram-auriso_tbd_aur-2s35-830-l9-fx-st.pdf
https://catalog.tungsram.com/files/sheet/tungsram-auriso_tbd_aur-2s35-750-l9-fx-st.pdf
https://catalog.tungsram.com/files/sheet/tungsram-auriso_tbd_aur-2s35-740-l9-fx-st.pdf
https://catalog.tungsram.com/files/sheet/tungsram-auriso_tbd_aur-2s35-730-l9-fx-st.pdf
https://catalog.tungsram.com/files/sheet/tungsram-auriso_tbd_aur-2s35-850-l6-fx-st.pdf
https://catalog.tungsram.com/files/sheet/tungsram-auriso_tbd_aur-2s35-840-l6-fx-st.pdf
https://catalog.tungsram.com/files/sheet/tungsram-auriso_tbd_aur-2s35-830-l6-fx-st.pdf
https://catalog.tungsram.com/files/sheet/tungsram-auriso_tbd_aur-2s35-750-l6-fx-st.pdf
https://catalog.tungsram.com/files/sheet/tungsram-auriso_tbd_aur-2s35-740-l6-fx-st.pdf
https://catalog.tungsram.com/files/sheet/tungsram-auriso_tbd_aur-2s35-730-l6-fx-st.pdf
https://catalog.tungsram.com/files/sheet/tungsram-auriso_tbd_aur-2s35-850-l3-fx-st.pdf
https://catalog.tungsram.com/files/sheet/tungsram-auriso_tbd_aur-2s35-840-l3-fx-st.pdf
https://catalog.tungsram.com/files/sheet/tungsram-auriso_tbd_aur-2s35-830-l3-fx-st.pdf
https://catalog.tungsram.com/files/sheet/tungsram-auriso_tbd_aur-2s35-750-l3-fx-st.pdf
https://catalog.tungsram.com/files/sheet/tungsram-auriso_tbd_aur-2s35-740-l3-fx-st.pdf
https://catalog.tungsram.com/files/sheet/tungsram-auriso_tbd_aur-2s35-730-l3-fx-st.pdf
https://catalog.tungsram.com/files/sheet/tungsram-auriso_tbd_aur-2s35-850-d1-fx-st.pdf
https://catalog.tungsram.com/files/sheet/tungsram-auriso_tbd_aur-2s35-840-d1-fx-st.pdf
https://catalog.tungsram.com/files/sheet/tungsram-auriso_tbd_aur-2s35-830-d1-fx-st.pdf
https://catalog.tungsram.com/files/sheet/tungsram-auriso_tbd_aur-2s35-750-d1-fx-st.pdf
https://catalog.tungsram.com/files/sheet/tungsram-auriso_tbd_aur-2s35-740-d1-fx-st.pdf
https://catalog.tungsram.com/files/sheet/tungsram-auriso_tbd_aur-2s35-730-d1-fx-st.pdf
https://catalog.tungsram.com/files/sheet/tungsram-auriso_tbd_aur-2s35-850-c1-fx-st.pdf
https://catalog.tungsram.com/files/sheet/tungsram-auriso_tbd_aur-2s35-840-c1-fx-st.pdf
https://catalog.tungsram.com/files/sheet/tungsram-auriso_tbd_aur-2s35-830-c1-fx-st.pdf
https://catalog.tungsram.com/files/sheet/tungsram-auriso_tbd_aur-2s35-750-c1-fx-st.pdf
https://catalog.tungsram.com/files/sheet/tungsram-auriso_tbd_aur-2s35-740-c1-fx-st.pdf
https://catalog.tungsram.com/files/sheet/tungsram-auriso_tbd_aur-2s35-730-c1-fx-st.pdf
https://catalog.tungsram.com/files/sheet/tungsram-auriso_tbd_aur-1s30-850-u8-fx-st.pdf
https://catalog.tungsram.com/files/sheet/tungsram-auriso_tbd_aur-1s30-840-u8-fx-st.pdf
https://catalog.tungsram.com/files/sheet/tungsram-auriso_tbd_aur-1s30-830-u8-fx-st.pdf
https://catalog.tungsram.com/files/sheet/tungsram-auriso_tbd_aur-1s30-750-u8-fx-st.pdf
https://catalog.tungsram.com/files/sheet/tungsram-auriso_tbd_aur-1s30-740-u8-fx-st.pdf
https://catalog.tungsram.com/files/sheet/tungsram-auriso_tbd_aur-1s30-730-u8-fx-st.pdf
https://catalog.tungsram.com/files/sheet/tungsram-auriso_tbd_aur-1s30-850-u6-fx-st.pdf
https://catalog.tungsram.com/files/sheet/tungsram-auriso_tbd_aur-1s30-840-u6-fx-st.pdf
https://catalog.tungsram.com/files/sheet/tungsram-auriso_tbd_aur-1s30-830-u6-fx-st.pdf
https://catalog.tungsram.com/files/sheet/tungsram-auriso_tbd_aur-1s30-750-u6-fx-st.pdf
https://catalog.tungsram.com/files/sheet/tungsram-auriso_tbd_aur-1s30-740-u6-fx-st.pdf
https://catalog.tungsram.com/files/sheet/tungsram-auriso_tbd_aur-1s30-730-u6-fx-st.pdf
https://catalog.tungsram.com/files/sheet/tungsram-auriso_tbd_aur-1s30-850-u4-fx-st.pdf
https://catalog.tungsram.com/files/sheet/tungsram-auriso_tbd_aur-1s30-840-u4-fx-st.pdf
https://catalog.tungsram.com/files/sheet/tungsram-auriso_tbd_aur-1s30-830-u4-fx-st.pdf
https://catalog.tungsram.com/files/sheet/tungsram-auriso_tbd_aur-1s30-750-u4-fx-st.pdf
https://catalog.tungsram.com/files/sheet/tungsram-auriso_tbd_aur-1s30-740-u4-fx-st.pdf
https://catalog.tungsram.com/files/sheet/tungsram-auriso_tbd_aur-1s30-730-u4-fx-st.pdf
https://catalog.tungsram.com/files/sheet/tungsram-auriso_tbd_aur-1s30-850-l9-fx-st.pdf
https://catalog.tungsram.com/files/sheet/tungsram-auriso_tbd_aur-1s30-840-l9-fx-st.pdf
https://catalog.tungsram.com/files/sheet/tungsram-auriso_tbd_aur-1s30-830-l9-fx-st.pdf
https://catalog.tungsram.com/files/sheet/tungsram-auriso_tbd_aur-1s30-750-l9-fx-st.pdf
https://catalog.tungsram.com/files/sheet/tungsram-auriso_tbd_aur-1s30-740-l9-fx-st.pdf
https://catalog.tungsram.com/files/sheet/tungsram-auriso_tbd_aur-1s30-730-l9-fx-st.pdf
https://catalog.tungsram.com/files/sheet/tungsram-auriso_tbd_aur-1s30-850-l6-fx-st.pdf
https://catalog.tungsram.com/files/sheet/tungsram-auriso_tbd_aur-1s30-840-l6-fx-st.pdf
https://catalog.tungsram.com/files/sheet/tungsram-auriso_tbd_aur-1s30-830-l6-fx-st.pdf
https://catalog.tungsram.com/files/sheet/tungsram-auriso_tbd_aur-1s30-750-l6-fx-st.pdf
https://catalog.tungsram.com/files/sheet/tungsram-auriso_tbd_aur-1s30-740-l6-fx-st.pdf
https://catalog.tungsram.com/files/sheet/tungsram-auriso_tbd_aur-1s30-730-l6-fx-st.pdf
https://catalog.tungsram.com/files/sheet/tungsram-auriso_tbd_aur-1s30-850-l3-fx-st.pdf
https://catalog.tungsram.com/files/sheet/tungsram-auriso_tbd_aur-1s30-840-l3-fx-st.pdf
https://catalog.tungsram.com/files/sheet/tungsram-auriso_tbd_aur-1s30-830-l3-fx-st.pdf
https://catalog.tungsram.com/files/sheet/tungsram-auriso_tbd_aur-1s30-750-l3-fx-st.pdf
https://catalog.tungsram.com/files/sheet/tungsram-auriso_tbd_aur-1s30-740-l3-fx-st.pdf
https://catalog.tungsram.com/files/sheet/tungsram-auriso_tbd_aur-1s30-730-l3-fx-st.pdf
https://catalog.tungsram.com/files/sheet/tungsram-auriso_tbd_aur-1s30-850-d1-fx-st.pdf
https://catalog.tungsram.com/files/sheet/tungsram-auriso_tbd_aur-1s30-840-d1-fx-st.pdf
https://catalog.tungsram.com/files/sheet/tungsram-auriso_tbd_aur-1s30-830-d1-fx-st.pdf
https://catalog.tungsram.com/files/sheet/tungsram-auriso_tbd_aur-1s30-750-d1-fx-st.pdf
https://catalog.tungsram.com/files/sheet/tungsram-auriso_tbd_aur-1s30-740-d1-fx-st.pdf
https://catalog.tungsram.com/files/sheet/tungsram-auriso_tbd_aur-1s30-730-d1-fx-st.pdf
https://catalog.tungsram.com/files/sheet/tungsram-auriso_tbd_aur-1s30-850-c1-fx-st.pdf
https://catalog.tungsram.com/files/sheet/tungsram-auriso_tbd_aur-1s30-840-c1-fx-st.pdf
https://catalog.tungsram.com/files/sheet/tungsram-auriso_tbd_aur-1s30-830-c1-fx-st.pdf
https://catalog.tungsram.com/files/sheet/tungsram-auriso_tbd_aur-1s30-750-c1-fx-st.pdf
https://catalog.tungsram.com/files/sheet/tungsram-auriso_tbd_aur-1s30-740-c1-fx-st.pdf
https://catalog.tungsram.com/files/sheet/tungsram-auriso_tbd_aur-1s30-730-c1-fx-st.pdf
https://catalog.tungsram.com/files/sheet/tungsram-auriso_tbd_aur-1s25-850-u8-fx-st.pdf
https://catalog.tungsram.com/files/sheet/tungsram-auriso_tbd_aur-1s25-840-u8-fx-st.pdf
https://catalog.tungsram.com/files/sheet/tungsram-auriso_tbd_aur-1s25-830-u8-fx-st.pdf
https://catalog.tungsram.com/files/sheet/tungsram-auriso_tbd_aur-1s25-750-u8-fx-st.pdf
https://catalog.tungsram.com/files/sheet/tungsram-auriso_tbd_aur-1s25-740-u8-fx-st.pdf
https://catalog.tungsram.com/files/sheet/tungsram-auriso_tbd_aur-1s25-730-u8-fx-st.pdf
https://catalog.tungsram.com/files/sheet/tungsram-auriso_tbd_aur-1s25-850-u6-fx-st.pdf
https://catalog.tungsram.com/files/sheet/tungsram-auriso_tbd_aur-1s25-840-u6-fx-st.pdf
https://catalog.tungsram.com/files/sheet/tungsram-auriso_tbd_aur-1s25-830-u6-fx-st.pdf
https://catalog.tungsram.com/files/sheet/tungsram-auriso_tbd_aur-1s25-750-u6-fx-st.pdf
https://catalog.tungsram.com/files/sheet/tungsram-auriso_tbd_aur-1s25-740-u6-fx-st.pdf
https://catalog.tungsram.com/files/sheet/tungsram-auriso_tbd_aur-1s25-730-u6-fx-st.pdf
https://catalog.tungsram.com/files/sheet/tungsram-auriso_tbd_aur-1s25-850-u4-fx-st.pdf
https://catalog.tungsram.com/files/sheet/tungsram-auriso_tbd_aur-1s25-840-u4-fx-st.pdf
https://catalog.tungsram.com/files/sheet/tungsram-auriso_tbd_aur-1s25-830-u4-fx-st.pdf
https://catalog.tungsram.com/files/sheet/tungsram-auriso_tbd_aur-1s25-750-u4-fx-st.pdf
https://catalog.tungsram.com/files/sheet/tungsram-auriso_tbd_aur-1s25-740-u4-fx-st.pdf
https://catalog.tungsram.com/files/sheet/tungsram-auriso_tbd_aur-1s25-730-u4-fx-st.pdf
https://catalog.tungsram.com/files/sheet/tungsram-auriso_tbd_aur-1s25-850-l9-fx-st.pdf
https://catalog.tungsram.com/files/sheet/tungsram-auriso_tbd_aur-1s25-840-l9-fx-st.pdf
https://catalog.tungsram.com/files/sheet/tungsram-auriso_tbd_aur-1s25-830-l9-fx-st.pdf
https://catalog.tungsram.com/files/sheet/tungsram-auriso_tbd_aur-1s25-750-l9-fx-st.pdf
https://catalog.tungsram.com/files/sheet/tungsram-auriso_tbd_aur-1s25-740-l9-fx-st.pdf
https://catalog.tungsram.com/files/sheet/tungsram-auriso_tbd_aur-1s25-730-l9-fx-st.pdf
https://catalog.tungsram.com/files/sheet/tungsram-auriso_tbd_aur-1s25-850-l6-fx-st.pdf
https://catalog.tungsram.com/files/sheet/tungsram-auriso_tbd_aur-1s25-840-l6-fx-st.pdf
https://catalog.tungsram.com/files/sheet/tungsram-auriso_tbd_aur-1s25-830-l6-fx-st.pdf
https://catalog.tungsram.com/files/sheet/tungsram-auriso_tbd_aur-1s25-750-l6-fx-st.pdf
https://catalog.tungsram.com/files/sheet/tungsram-auriso_tbd_aur-1s25-740-l6-fx-st.pdf
https://catalog.tungsram.com/files/sheet/tungsram-auriso_tbd_aur-1s25-730-l6-fx-st.pdf
https://catalog.tungsram.com/files/sheet/tungsram-auriso_tbd_aur-1s25-850-l3-fx-st.pdf
https://catalog.tungsram.com/files/sheet/tungsram-auriso_tbd_aur-1s25-840-l3-fx-st.pdf
https://catalog.tungsram.com/files/sheet/tungsram-auriso_tbd_aur-1s25-830-l3-fx-st.pdf
https://catalog.tungsram.com/files/sheet/tungsram-auriso_tbd_aur-1s25-750-l3-fx-st.pdf
https://catalog.tungsram.com/files/sheet/tungsram-auriso_tbd_aur-1s25-740-l3-fx-st.pdf
https://catalog.tungsram.com/files/sheet/tungsram-auriso_tbd_aur-1s25-730-l3-fx-st.pdf
https://catalog.tungsram.com/files/sheet/tungsram-auriso_tbd_aur-1s25-850-d1-fx-st.pdf
https://catalog.tungsram.com/files/sheet/tungsram-auriso_tbd_aur-1s25-840-d1-fx-st.pdf
https://catalog.tungsram.com/files/sheet/tungsram-auriso_tbd_aur-1s25-830-d1-fx-st.pdf
https://catalog.tungsram.com/files/sheet/tungsram-auriso_tbd_aur-1s25-750-d1-fx-st.pdf
https://catalog.tungsram.com/files/sheet/tungsram-auriso_tbd_aur-1s25-740-d1-fx-st.pdf
https://catalog.tungsram.com/files/sheet/tungsram-auriso_tbd_aur-1s25-730-d1-fx-st.pdf
https://catalog.tungsram.com/files/sheet/tungsram-auriso_tbd_aur-1s25-850-c1-fx-st.pdf
https://catalog.tungsram.com/files/sheet/tungsram-auriso_tbd_aur-1s25-840-c1-fx-st.pdf
https://catalog.tungsram.com/files/sheet/tungsram-auriso_tbd_aur-1s25-830-c1-fx-st.pdf
https://catalog.tungsram.com/files/sheet/tungsram-auriso_tbd_aur-1s25-750-c1-fx-st.pdf
https://catalog.tungsram.com/files/sheet/tungsram-auriso_tbd_aur-1s25-740-c1-fx-st.pdf
https://catalog.tungsram.com/files/sheet/tungsram-auriso_tbd_aur-1s25-730-c1-fx-st.pdf
https://catalog.tungsram.com/files/sheet/tungsram-auriso_tbd_aur-1s20-850-u8-fx-st.pdf
https://catalog.tungsram.com/files/sheet/tungsram-auriso_tbd_aur-1s20-840-u8-fx-st.pdf
https://catalog.tungsram.com/files/sheet/tungsram-auriso_tbd_aur-1s20-830-u8-fx-st.pdf
https://catalog.tungsram.com/files/sheet/tungsram-auriso_tbd_aur-1s20-750-u8-fx-st.pdf
https://catalog.tungsram.com/files/sheet/tungsram-auriso_tbd_aur-1s20-740-u8-fx-st.pdf
https://catalog.tungsram.com/files/sheet/tungsram-auriso_tbd_aur-1s20-730-u8-fx-st.pdf
https://catalog.tungsram.com/files/sheet/tungsram-auriso_tbd_aur-1s20-850-u6-fx-st.pdf
https://catalog.tungsram.com/files/sheet/tungsram-auriso_tbd_aur-1s20-840-u6-fx-st.pdf
https://catalog.tungsram.com/files/sheet/tungsram-auriso_tbd_aur-1s20-830-u6-fx-st.pdf
https://catalog.tungsram.com/files/sheet/tungsram-auriso_tbd_aur-1s20-750-u6-fx-st.pdf
https://catalog.tungsram.com/files/sheet/tungsram-auriso_tbd_aur-1s20-740-u6-fx-st.pdf
https://catalog.tungsram.com/files/sheet/tungsram-auriso_tbd_aur-1s20-730-u6-fx-st.pdf
https://catalog.tungsram.com/files/sheet/tungsram-auriso_tbd_aur-1s20-850-u4-fx-st.pdf
https://catalog.tungsram.com/files/sheet/tungsram-auriso_tbd_aur-1s20-840-u4-fx-st.pdf
https://catalog.tungsram.com/files/sheet/tungsram-auriso_tbd_aur-1s20-830-u4-fx-st.pdf
https://catalog.tungsram.com/files/sheet/tungsram-auriso_tbd_aur-1s20-750-u4-fx-st.pdf
https://catalog.tungsram.com/files/sheet/tungsram-auriso_tbd_aur-1s20-740-u4-fx-st.pdf
https://catalog.tungsram.com/files/sheet/tungsram-auriso_tbd_aur-1s20-730-u4-fx-st.pdf
https://catalog.tungsram.com/files/sheet/tungsram-auriso_tbd_aur-1s20-850-l9-fx-st.pdf
https://catalog.tungsram.com/files/sheet/tungsram-auriso_tbd_aur-1s20-840-l9-fx-st.pdf
https://catalog.tungsram.com/files/sheet/tungsram-auriso_tbd_aur-1s20-830-l9-fx-st.pdf
https://catalog.tungsram.com/files/sheet/tungsram-auriso_tbd_aur-1s20-750-l9-fx-st.pdf
https://catalog.tungsram.com/files/sheet/tungsram-auriso_tbd_aur-1s20-740-l9-fx-st.pdf
https://catalog.tungsram.com/files/sheet/tungsram-auriso_tbd_aur-1s20-730-l9-fx-st.pdf
https://catalog.tungsram.com/files/sheet/tungsram-auriso_tbd_aur-1s20-850-l6-fx-st.pdf
https://catalog.tungsram.com/files/sheet/tungsram-auriso_tbd_aur-1s20-840-l6-fx-st.pdf
https://catalog.tungsram.com/files/sheet/tungsram-auriso_tbd_aur-1s20-830-l6-fx-st.pdf
https://catalog.tungsram.com/files/sheet/tungsram-auriso_tbd_aur-1s20-750-l6-fx-st.pdf
https://catalog.tungsram.com/files/sheet/tungsram-auriso_tbd_aur-1s20-740-l6-fx-st.pdf
https://catalog.tungsram.com/files/sheet/tungsram-auriso_tbd_aur-1s20-730-l6-fx-st.pdf
https://catalog.tungsram.com/files/sheet/tungsram-auriso_tbd_aur-1s20-850-l3-fx-st.pdf
https://catalog.tungsram.com/files/sheet/tungsram-auriso_tbd_aur-1s20-840-l3-fx-st.pdf
https://catalog.tungsram.com/files/sheet/tungsram-auriso_tbd_aur-1s20-830-l3-fx-st.pdf
https://catalog.tungsram.com/files/sheet/tungsram-auriso_tbd_aur-1s20-750-l3-fx-st.pdf
https://catalog.tungsram.com/files/sheet/tungsram-auriso_tbd_aur-1s20-740-l3-fx-st.pdf
https://catalog.tungsram.com/files/sheet/tungsram-auriso_tbd_aur-1s20-730-l3-fx-st.pdf
https://catalog.tungsram.com/files/sheet/tungsram-auriso_tbd_aur-1s20-850-d1-fx-st.pdf
https://catalog.tungsram.com/files/sheet/tungsram-auriso_tbd_aur-1s20-840-d1-fx-st.pdf
https://catalog.tungsram.com/files/sheet/tungsram-auriso_tbd_aur-1s20-830-d1-fx-st.pdf
https://catalog.tungsram.com/files/sheet/tungsram-auriso_tbd_aur-1s20-750-d1-fx-st.pdf
https://catalog.tungsram.com/files/sheet/tungsram-auriso_tbd_aur-1s20-740-d1-fx-st.pdf
https://catalog.tungsram.com/files/sheet/tungsram-auriso_tbd_aur-1s20-730-d1-fx-st.pdf
https://catalog.tungsram.com/files/sheet/tungsram-auriso_tbd_aur-1s20-850-c1-fx-st.pdf
https://catalog.tungsram.com/files/sheet/tungsram-auriso_tbd_aur-1s20-840-c1-fx-st.pdf
https://catalog.tungsram.com/files/sheet/tungsram-auriso_tbd_aur-1s20-830-c1-fx-st.pdf
https://catalog.tungsram.com/files/sheet/tungsram-auriso_tbd_aur-1s20-750-c1-fx-st.pdf
https://catalog.tungsram.com/files/sheet/tungsram-auriso_tbd_aur-1s20-740-c1-fx-st.pdf
https://catalog.tungsram.com/files/sheet/tungsram-auriso_tbd_aur-1s20-730-c1-fx-st.pdf
https://catalog.tungsram.com/files/sheet/tungsram-auriso_tbd_aur-1s15-850-u8-fx-st.pdf
https://catalog.tungsram.com/files/sheet/tungsram-auriso_tbd_aur-1s15-840-u8-fx-st.pdf
https://catalog.tungsram.com/files/sheet/tungsram-auriso_tbd_aur-1s15-830-u8-fx-st.pdf
https://catalog.tungsram.com/files/sheet/tungsram-auriso_tbd_aur-1s15-750-u8-fx-st.pdf
https://catalog.tungsram.com/files/sheet/tungsram-auriso_tbd_aur-1s15-740-u8-fx-st.pdf
https://catalog.tungsram.com/files/sheet/tungsram-auriso_tbd_aur-1s15-730-u8-fx-st.pdf
https://catalog.tungsram.com/files/sheet/tungsram-auriso_tbd_aur-1s15-850-u6-fx-st.pdf
https://catalog.tungsram.com/files/sheet/tungsram-auriso_tbd_aur-1s15-840-u6-fx-st.pdf
https://catalog.tungsram.com/files/sheet/tungsram-auriso_tbd_aur-1s15-830-u6-fx-st.pdf
https://catalog.tungsram.com/files/sheet/tungsram-auriso_tbd_aur-1s15-750-u6-fx-st.pdf
https://catalog.tungsram.com/files/sheet/tungsram-auriso_tbd_aur-1s15-740-u6-fx-st.pdf
https://catalog.tungsram.com/files/sheet/tungsram-auriso_tbd_aur-1s15-730-u6-fx-st.pdf
https://catalog.tungsram.com/files/sheet/tungsram-auriso_tbd_aur-1s15-850-u4-fx-st.pdf
https://catalog.tungsram.com/files/sheet/tungsram-auriso_tbd_aur-1s15-840-u4-fx-st.pdf
https://catalog.tungsram.com/files/sheet/tungsram-auriso_tbd_aur-1s15-830-u4-fx-st.pdf
https://catalog.tungsram.com/files/sheet/tungsram-auriso_tbd_aur-1s15-750-u4-fx-st.pdf
https://catalog.tungsram.com/files/sheet/tungsram-auriso_tbd_aur-1s15-740-u4-fx-st.pdf
https://catalog.tungsram.com/files/sheet/tungsram-auriso_tbd_aur-1s15-730-u4-fx-st.pdf
https://catalog.tungsram.com/files/sheet/tungsram-auriso_tbd_aur-1s15-850-l9-fx-st.pdf
https://catalog.tungsram.com/files/sheet/tungsram-auriso_tbd_aur-1s15-840-l9-fx-st.pdf
https://catalog.tungsram.com/files/sheet/tungsram-auriso_tbd_aur-1s15-830-l9-fx-st.pdf
https://catalog.tungsram.com/files/sheet/tungsram-auriso_tbd_aur-1s15-750-l9-fx-st.pdf
https://catalog.tungsram.com/files/sheet/tungsram-auriso_tbd_aur-1s15-740-l9-fx-st.pdf
https://catalog.tungsram.com/files/sheet/tungsram-auriso_tbd_aur-1s15-730-l9-fx-st.pdf
https://catalog.tungsram.com/files/sheet/tungsram-auriso_tbd_aur-1s15-850-l6-fx-st.pdf
https://catalog.tungsram.com/files/sheet/tungsram-auriso_tbd_aur-1s15-840-l6-fx-st.pdf
https://catalog.tungsram.com/files/sheet/tungsram-auriso_tbd_aur-1s15-830-l6-fx-st.pdf
https://catalog.tungsram.com/files/sheet/tungsram-auriso_tbd_aur-1s15-750-l6-fx-st.pdf
https://catalog.tungsram.com/files/sheet/tungsram-auriso_tbd_aur-1s15-740-l6-fx-st.pdf
https://catalog.tungsram.com/files/sheet/tungsram-auriso_tbd_aur-1s15-730-l6-fx-st.pdf
https://catalog.tungsram.com/files/sheet/tungsram-auriso_tbd_aur-1s15-850-l3-fx-st.pdf
https://catalog.tungsram.com/files/sheet/tungsram-auriso_tbd_aur-1s15-840-l3-fx-st.pdf
https://catalog.tungsram.com/files/sheet/tungsram-auriso_tbd_aur-1s15-830-l3-fx-st.pdf
https://catalog.tungsram.com/files/sheet/tungsram-auriso_tbd_aur-1s15-750-l3-fx-st.pdf
https://catalog.tungsram.com/files/sheet/tungsram-auriso_tbd_aur-1s15-740-l3-fx-st.pdf
https://catalog.tungsram.com/files/sheet/tungsram-auriso_tbd_aur-1s15-730-l3-fx-st.pdf
https://catalog.tungsram.com/files/sheet/tungsram-auriso_tbd_aur-1s15-850-d1-fx-st.pdf
https://catalog.tungsram.com/files/sheet/tungsram-auriso_tbd_aur-1s15-840-d1-fx-st.pdf
https://catalog.tungsram.com/files/sheet/tungsram-auriso_tbd_aur-1s15-830-d1-fx-st.pdf
https://catalog.tungsram.com/files/sheet/tungsram-auriso_tbd_aur-1s15-750-d1-fx-st.pdf
https://catalog.tungsram.com/files/sheet/tungsram-auriso_tbd_aur-1s15-740-d1-fx-st.pdf
https://catalog.tungsram.com/files/sheet/tungsram-auriso_tbd_aur-1s15-730-d1-fx-st.pdf
https://catalog.tungsram.com/files/sheet/tungsram-auriso_tbd_aur-1s15-850-c1-fx-st.pdf
https://catalog.tungsram.com/files/sheet/tungsram-auriso_tbd_aur-1s15-840-c1-fx-st.pdf
https://catalog.tungsram.com/files/sheet/tungsram-auriso_tbd_aur-1s15-830-c1-fx-st.pdf
https://catalog.tungsram.com/files/sheet/tungsram-auriso_tbd_aur-1s15-750-c1-fx-st.pdf
https://catalog.tungsram.com/files/sheet/tungsram-auriso_tbd_aur-1s15-740-c1-fx-st.pdf
https://catalog.tungsram.com/files/sheet/tungsram-auriso_tbd_aur-1s15-730-c1-fx-st.pdf
https://catalog.tungsram.com/files/sheet/tungsram-auriso_tbd_aur-1s10-850-u8-fx-st.pdf
https://catalog.tungsram.com/files/sheet/tungsram-auriso_tbd_aur-1s10-840-u8-fx-st.pdf
https://catalog.tungsram.com/files/sheet/tungsram-auriso_tbd_aur-1s10-830-u8-fx-st.pdf
https://catalog.tungsram.com/files/sheet/tungsram-auriso_tbd_aur-1s10-750-u8-fx-st.pdf
https://catalog.tungsram.com/files/sheet/tungsram-auriso_tbd_aur-1s10-740-u8-fx-st.pdf
https://catalog.tungsram.com/files/sheet/tungsram-auriso_tbd_aur-1s10-730-u8-fx-st.pdf
https://catalog.tungsram.com/files/sheet/tungsram-auriso_tbd_aur-1s10-850-u6-fx-st.pdf
https://catalog.tungsram.com/files/sheet/tungsram-auriso_tbd_aur-1s10-840-u6-fx-st.pdf
https://catalog.tungsram.com/files/sheet/tungsram-auriso_tbd_aur-1s10-830-u6-fx-st.pdf
https://catalog.tungsram.com/files/sheet/tungsram-auriso_tbd_aur-1s10-750-u6-fx-st.pdf
https://catalog.tungsram.com/files/sheet/tungsram-auriso_tbd_aur-1s10-740-u6-fx-st.pdf
https://catalog.tungsram.com/files/sheet/tungsram-auriso_tbd_aur-1s10-730-u6-fx-st.pdf
https://catalog.tungsram.com/files/sheet/tungsram-auriso_tbd_aur-1s10-850-u4-fx-st.pdf
https://catalog.tungsram.com/files/sheet/tungsram-auriso_tbd_aur-1s10-840-u4-fx-st.pdf
https://catalog.tungsram.com/files/sheet/tungsram-auriso_tbd_aur-1s10-830-u4-fx-st.pdf
https://catalog.tungsram.com/files/sheet/tungsram-auriso_tbd_aur-1s10-750-u4-fx-st.pdf
https://catalog.tungsram.com/files/sheet/tungsram-auriso_tbd_aur-1s10-740-u4-fx-st.pdf
https://catalog.tungsram.com/files/sheet/tungsram-auriso_tbd_aur-1s10-730-u4-fx-st.pdf
https://catalog.tungsram.com/files/sheet/tungsram-auriso_tbd_aur-1s10-850-l9-fx-st.pdf
https://catalog.tungsram.com/files/sheet/tungsram-auriso_tbd_aur-1s10-840-l9-fx-st.pdf
https://catalog.tungsram.com/files/sheet/tungsram-auriso_tbd_aur-1s10-830-l9-fx-st.pdf
https://catalog.tungsram.com/files/sheet/tungsram-auriso_tbd_aur-1s10-750-l9-fx-st.pdf
https://catalog.tungsram.com/files/sheet/tungsram-auriso_tbd_aur-1s10-740-l9-fx-st.pdf
https://catalog.tungsram.com/files/sheet/tungsram-auriso_tbd_aur-1s10-730-l9-fx-st.pdf
https://catalog.tungsram.com/files/sheet/tungsram-auriso_tbd_aur-1s10-850-l6-fx-st.pdf
https://catalog.tungsram.com/files/sheet/tungsram-auriso_tbd_aur-1s10-840-l6-fx-st.pdf
https://catalog.tungsram.com/files/sheet/tungsram-auriso_tbd_aur-1s10-830-l6-fx-st.pdf
https://catalog.tungsram.com/files/sheet/tungsram-auriso_tbd_aur-1s10-750-l6-fx-st.pdf
https://catalog.tungsram.com/files/sheet/tungsram-auriso_tbd_aur-1s10-740-l6-fx-st.pdf
https://catalog.tungsram.com/files/sheet/tungsram-auriso_tbd_aur-1s10-730-l6-fx-st.pdf
https://catalog.tungsram.com/files/sheet/tungsram-auriso_tbd_aur-1s10-850-l3-fx-st.pdf
https://catalog.tungsram.com/files/sheet/tungsram-auriso_tbd_aur-1s10-840-l3-fx-st.pdf
https://catalog.tungsram.com/files/sheet/tungsram-auriso_tbd_aur-1s10-830-l3-fx-st.pdf
https://catalog.tungsram.com/files/sheet/tungsram-auriso_tbd_aur-1s10-750-l3-fx-st.pdf
https://catalog.tungsram.com/files/sheet/tungsram-auriso_tbd_aur-1s10-740-l3-fx-st.pdf
https://catalog.tungsram.com/files/sheet/tungsram-auriso_tbd_aur-1s10-730-l3-fx-st.pdf
https://catalog.tungsram.com/files/sheet/tungsram-auriso_tbd_aur-1s10-850-d1-fx-st.pdf
https://catalog.tungsram.com/files/sheet/tungsram-auriso_tbd_aur-1s10-840-d1-fx-st.pdf
https://catalog.tungsram.com/files/sheet/tungsram-auriso_tbd_aur-1s10-830-d1-fx-st.pdf
https://catalog.tungsram.com/files/sheet/tungsram-auriso_tbd_aur-1s10-750-d1-fx-st.pdf
https://catalog.tungsram.com/files/sheet/tungsram-auriso_tbd_aur-1s10-740-d1-fx-st.pdf
https://catalog.tungsram.com/files/sheet/tungsram-auriso_tbd_aur-1s10-730-d1-fx-st.pdf
https://catalog.tungsram.com/files/sheet/tungsram-auriso_tbd_aur-1s10-850-c1-fx-st.pdf
https://catalog.tungsram.com/files/sheet/tungsram-auriso_tbd_aur-1s10-840-c1-fx-st.pdf
https://catalog.tungsram.com/files/sheet/tungsram-auriso_tbd_aur-1s10-830-c1-fx-st.pdf
https://catalog.tungsram.com/files/sheet/tungsram-auriso_tbd_aur-1s10-750-c1-fx-st.pdf
https://catalog.tungsram.com/files/sheet/tungsram-auriso_tbd_aur-1s10-740-c1-fx-st.pdf
https://catalog.tungsram.com/files/sheet/tungsram-auriso_tbd_aur-1s10-730-c1-fx-st.pdf
https://catalog.tungsram.com/files/sheet/slim-downlight-premium_93116860_led-dlr-slim-p1-tu6-ip40-12w-830-sst-ds.pdf
https://catalog.tungsram.com/files/sheet/piko_tbd_piko-1-c-18-2-7.pdf
https://catalog.tungsram.com/files/sheet/piko_tbd_piko-1-c-28-2-7.pdf
https://catalog.tungsram.com/files/sheet/piko_tbd_piko-1-c-21-2-7.pdf
https://catalog.tungsram.com/files/sheet/piko_tbd_piko-1-c-12-2-7.pdf
https://catalog.tungsram.com/files/sheet/piko_tbd_piko-1-f-18-2-7.pdf
https://catalog.tungsram.com/files/sheet/piko_tbd_piko-1-f-28-2-7.pdf
https://catalog.tungsram.com/files/sheet/piko_tbd_piko-1-f-21-2-7.pdf
https://catalog.tungsram.com/files/sheet/piko_tbd_piko-1-f-12-2-7.pdf
https://catalog.tungsram.com/files/sheet/piko_tbd_piko-1-e-18-2-7.pdf
https://catalog.tungsram.com/files/sheet/piko_tbd_piko-1-e-28-2-7.pdf
https://catalog.tungsram.com/files/sheet/piko_tbd_piko-1-e-21-2-7.pdf
https://catalog.tungsram.com/files/sheet/piko_tbd_piko-1-e-12-2-7.pdf
https://catalog.tungsram.com/files/sheet/tung-panel-value_93120713_tung-panel-e2-2x2-s-36w-840-ds.pdf
https://catalog.tungsram.com/files/sheet/tung-panel-value_93120714_tung-panel-e2-2x2-s-36w-865-ds.pdf
https://catalog.tungsram.com/files/sheet/tung-panel-value_93120712_tung-panel-e2-2x2-s-33w-865-ds.pdf
https://catalog.tungsram.com/files/sheet/tung-panel-value_93120711_tung-panel-e2-2x2-s-33w-840-ds.pdf
https://catalog.tungsram.com/files/sheet/tung-panel-value_93120710_tung-panel-e2-2x2-s-33w-865.pdf
https://catalog.tungsram.com/files/sheet/tung-panel-value_93120709_tung-panel-e2-2x2-s-33w-840.pdf
https://catalog.tungsram.com/files/sheet/tung-panel-value_93120708_tung-panel-e2-2x2-s-33w-830.pdf
https://catalog.tungsram.com/files/sheet/smix-2s_tbd_smix-2s-ggg-100-50.pdf
https://catalog.tungsram.com/files/sheet/smix-2s_tbd_smix-2s-ddd-100-50.pdf
https://catalog.tungsram.com/files/sheet/smix-2s_tbd_smix-2s-bbb-100-50.pdf
https://catalog.tungsram.com/files/sheet/smix-2s_tbd_smix-2s-aaa-100-50.pdf
https://catalog.tungsram.com/files/sheet/smix-2s_tbd_smix-2s-ggg-90-50.pdf
https://catalog.tungsram.com/files/sheet/smix-2s_tbd_smix-2s-ddd-90-50.pdf
https://catalog.tungsram.com/files/sheet/smix-2s_tbd_smix-2s-bbb-90-50.pdf
https://catalog.tungsram.com/files/sheet/smix-2s_tbd_smix-2s-aaa-90-50.pdf
https://catalog.tungsram.com/files/sheet/smix-2s_tbd_smix-2s-ggg-80-50.pdf
https://catalog.tungsram.com/files/sheet/smix-2s_tbd_smix-2s-ddd-80-50.pdf
https://catalog.tungsram.com/files/sheet/smix-2s_tbd_smix-2s-bbb-80-50.pdf
https://catalog.tungsram.com/files/sheet/smix-2s_tbd_smix-2s-aaa-80-50.pdf
https://catalog.tungsram.com/files/sheet/smix-2s_tbd_smix-2s-ggg-65-50.pdf
https://catalog.tungsram.com/files/sheet/smix-2s_tbd_smix-2s-ddd-65-50.pdf
https://catalog.tungsram.com/files/sheet/smix-2s_tbd_smix-2s-bbb-65-50.pdf
https://catalog.tungsram.com/files/sheet/smix-2s_tbd_smix-2s-aaa-65-50.pdf
https://catalog.tungsram.com/files/sheet/smix-2s_tbd_smix-2s-ggg-50-50.pdf
https://catalog.tungsram.com/files/sheet/smix-2s_tbd_smix-2s-ddd-50-50.pdf
https://catalog.tungsram.com/files/sheet/smix-2s_tbd_smix-2s-bbb-50-50.pdf
https://catalog.tungsram.com/files/sheet/smix-2s_tbd_smix-2s-aaa-50-50.pdf
https://catalog.tungsram.com/files/sheet/smix-2s_tbd_smix-2s-ggg-40-50.pdf
https://catalog.tungsram.com/files/sheet/smix-2s_tbd_smix-2s-ddd-40-50.pdf
https://catalog.tungsram.com/files/sheet/smix-2s_tbd_smix-2s-bbb-40-50.pdf
https://catalog.tungsram.com/files/sheet/smix-2s_tbd_smix-2s-aaa-40-50.pdf
https://catalog.tungsram.com/files/sheet/smix-2s_tbd_smix-2s-ggg-35-50.pdf
https://catalog.tungsram.com/files/sheet/smix-2s_tbd_smix-2s-ddd-35-50.pdf
https://catalog.tungsram.com/files/sheet/smix-2s_tbd_smix-2s-bbb-35-50.pdf
https://catalog.tungsram.com/files/sheet/smix-2s_tbd_smix-2s-aaa-35-50.pdf
https://catalog.tungsram.com/files/sheet/smix-2s_tbd_smix-2s-ggg-30-50.pdf
https://catalog.tungsram.com/files/sheet/smix-2s_tbd_smix-2s-ddd-30-50.pdf
https://catalog.tungsram.com/files/sheet/smix-2s_tbd_smix-2s-bbb-30-50.pdf
https://catalog.tungsram.com/files/sheet/smix-2s_tbd_smix-2s-aaa-30-50.pdf
https://catalog.tungsram.com/files/sheet/smix-2s_tbd_smix-2s-ggg-25-50.pdf
https://catalog.tungsram.com/files/sheet/smix-2s_tbd_smix-2s-ddd-25-50.pdf
https://catalog.tungsram.com/files/sheet/smix-2s_tbd_smix-2s-bbb-25-50.pdf
https://catalog.tungsram.com/files/sheet/smix-2s_tbd_smix-2s-aaa-25-50.pdf
https://catalog.tungsram.com/files/sheet/smix-2s_tbd_smix-2s-ggg-20-50.pdf
https://catalog.tungsram.com/files/sheet/smix-2s_tbd_smix-2s-ddd-20-50.pdf
https://catalog.tungsram.com/files/sheet/smix-2s_tbd_smix-2s-bbb-20-50.pdf
https://catalog.tungsram.com/files/sheet/smix-2s_tbd_smix-2s-aaa-20-50.pdf
https://catalog.tungsram.com/files/sheet/smix-2s_tbd_smix-2s-ggg-100-30.pdf
https://catalog.tungsram.com/files/sheet/smix-2s_tbd_smix-2s-ddd-100-30.pdf
https://catalog.tungsram.com/files/sheet/smix-2s_tbd_smix-2s-bbb-100-30.pdf
https://catalog.tungsram.com/files/sheet/smix-2s_tbd_smix-2s-aaa-100-30.pdf
https://catalog.tungsram.com/files/sheet/smix-2s_tbd_smix-2s-ggg-90-30.pdf
https://catalog.tungsram.com/files/sheet/smix-2s_tbd_smix-2s-ddd-90-30.pdf
https://catalog.tungsram.com/files/sheet/smix-2s_tbd_smix-2s-bbb-90-30.pdf
https://catalog.tungsram.com/files/sheet/smix-2s_tbd_smix-2s-aaa-90-30.pdf
https://catalog.tungsram.com/files/sheet/smix-2s_tbd_smix-2s-ggg-80-30.pdf
https://catalog.tungsram.com/files/sheet/smix-2s_tbd_smix-2s-ddd-80-30.pdf
https://catalog.tungsram.com/files/sheet/smix-2s_tbd_smix-2s-bbb-80-30.pdf
https://catalog.tungsram.com/files/sheet/smix-2s_tbd_smix-2s-aaa-80-30.pdf
https://catalog.tungsram.com/files/sheet/smix-2s_tbd_smix-2s-ggg-65-30.pdf
https://catalog.tungsram.com/files/sheet/smix-2s_tbd_smix-2s-ddd-65-30.pdf
https://catalog.tungsram.com/files/sheet/smix-2s_tbd_smix-2s-bbb-65-30.pdf
https://catalog.tungsram.com/files/sheet/smix-2s_tbd_smix-2s-aaa-65-30.pdf
https://catalog.tungsram.com/files/sheet/smix-2s_tbd_smix-2s-ggg-50-30.pdf
https://catalog.tungsram.com/files/sheet/smix-2s_tbd_smix-2s-ddd-50-30.pdf
https://catalog.tungsram.com/files/sheet/smix-2s_tbd_smix-2s-bbb-50-30.pdf
https://catalog.tungsram.com/files/sheet/smix-2s_tbd_smix-2s-aaa-50-30.pdf
https://catalog.tungsram.com/files/sheet/smix-2s_tbd_smix-2s-ggg-40-30.pdf
https://catalog.tungsram.com/files/sheet/smix-2s_tbd_smix-2s-ddd-40-30.pdf
https://catalog.tungsram.com/files/sheet/smix-2s_tbd_smix-2s-bbb-40-30.pdf
https://catalog.tungsram.com/files/sheet/smix-2s_tbd_smix-2s-aaa-40-30.pdf
https://catalog.tungsram.com/files/sheet/smix-2s_tbd_smix-2s-ggg-35-30.pdf
https://catalog.tungsram.com/files/sheet/smix-2s_tbd_smix-2s-ddd-35-30.pdf
https://catalog.tungsram.com/files/sheet/smix-2s_tbd_smix-2s-bbb-35-30.pdf
https://catalog.tungsram.com/files/sheet/smix-2s_tbd_smix-2s-aaa-35-30.pdf
https://catalog.tungsram.com/files/sheet/smix-2s_tbd_smix-2s-ggg-30-30.pdf
https://catalog.tungsram.com/files/sheet/smix-2s_tbd_smix-2s-ddd-30-30.pdf
https://catalog.tungsram.com/files/sheet/smix-2s_tbd_smix-2s-bbb-30-30.pdf
https://catalog.tungsram.com/files/sheet/smix-2s_tbd_smix-2s-aaa-30-30.pdf
https://catalog.tungsram.com/files/sheet/smix-2s_tbd_smix-2s-ggg-25-30.pdf
https://catalog.tungsram.com/files/sheet/smix-2s_tbd_smix-2s-ddd-25-30.pdf
https://catalog.tungsram.com/files/sheet/smix-2s_tbd_smix-2s-bbb-25-30.pdf
https://catalog.tungsram.com/files/sheet/smix-2s_tbd_smix-2s-aaa-25-30.pdf
https://catalog.tungsram.com/files/sheet/smix-2s_tbd_smix-2s-ggg-20-30.pdf
https://catalog.tungsram.com/files/sheet/smix-2s_tbd_smix-2s-ddd-20-30.pdf
https://catalog.tungsram.com/files/sheet/smix-2s_tbd_smix-2s-bbb-20-30.pdf
https://catalog.tungsram.com/files/sheet/smix-2s_tbd_smix-2s-aaa-20-30.pdf
https://catalog.tungsram.com/files/sheet/smix-2s_tbd_smix-2s-ggg-100-40.pdf
https://catalog.tungsram.com/files/sheet/smix-2s_tbd_smix-2s-ddd-100-40.pdf
https://catalog.tungsram.com/files/sheet/smix-2s_tbd_smix-2s-bbb-100-40.pdf
https://catalog.tungsram.com/files/sheet/smix-2s_tbd_smix-2s-aaa-100-40.pdf
https://catalog.tungsram.com/files/sheet/smix-2s_tbd_smix-2s-ggg-90-40.pdf
https://catalog.tungsram.com/files/sheet/smix-2s_tbd_smix-2s-ddd-90-40.pdf
https://catalog.tungsram.com/files/sheet/smix-2s_tbd_smix-2s-bbb-90-40.pdf
https://catalog.tungsram.com/files/sheet/smix-2s_tbd_smix-2s-aaa-90-40.pdf
https://catalog.tungsram.com/files/sheet/smix-2s_tbd_smix-2s-ggg-80-40.pdf
https://catalog.tungsram.com/files/sheet/smix-2s_tbd_smix-2s-ddd-80-40.pdf
https://catalog.tungsram.com/files/sheet/smix-2s_tbd_smix-2s-bbb-80-40.pdf
https://catalog.tungsram.com/files/sheet/smix-2s_tbd_smix-2s-aaa-80-40.pdf
https://catalog.tungsram.com/files/sheet/smix-2s_tbd_smix-2s-ggg-65-40.pdf
https://catalog.tungsram.com/files/sheet/smix-2s_tbd_smix-2s-ddd-65-40.pdf
https://catalog.tungsram.com/files/sheet/smix-2s_tbd_smix-2s-bbb-65-40.pdf
https://catalog.tungsram.com/files/sheet/smix-2s_tbd_smix-2s-aaa-65-40.pdf
https://catalog.tungsram.com/files/sheet/smix-2s_tbd_smix-2s-ggg-50-40.pdf
https://catalog.tungsram.com/files/sheet/smix-2s_tbd_smix-2s-ddd-50-40.pdf
https://catalog.tungsram.com/files/sheet/smix-2s_tbd_smix-2s-bbb-50-40.pdf
https://catalog.tungsram.com/files/sheet/smix-2s_tbd_smix-2s-aaa-50-40.pdf
https://catalog.tungsram.com/files/sheet/smix-2s_tbd_smix-2s-ggg-40-40.pdf
https://catalog.tungsram.com/files/sheet/smix-2s_tbd_smix-2s-ddd-40-40.pdf
https://catalog.tungsram.com/files/sheet/smix-2s_tbd_smix-2s-bbb-40-40.pdf
https://catalog.tungsram.com/files/sheet/smix-2s_tbd_smix-2s-aaa-40-40.pdf
https://catalog.tungsram.com/files/sheet/smix-2s_tbd_smix-2s-ggg-35-40.pdf
https://catalog.tungsram.com/files/sheet/smix-2s_tbd_smix-2s-ddd-35-40.pdf
https://catalog.tungsram.com/files/sheet/smix-2s_tbd_smix-2s-bbb-35-40.pdf
https://catalog.tungsram.com/files/sheet/smix-2s_tbd_smix-2s-aaa-35-40.pdf
https://catalog.tungsram.com/files/sheet/smix-2s_tbd_smix-2s-ggg-30-40.pdf
https://catalog.tungsram.com/files/sheet/smix-2s_tbd_smix-2s-ddd-30-40.pdf
https://catalog.tungsram.com/files/sheet/smix-2s_tbd_smix-2s-bbb-30-40.pdf
https://catalog.tungsram.com/files/sheet/smix-2s_tbd_smix-2s-aaa-30-40.pdf
https://catalog.tungsram.com/files/sheet/smix-2s_tbd_smix-2s-ggg-25-40.pdf
https://catalog.tungsram.com/files/sheet/smix-2s_tbd_smix-2s-ddd-25-40.pdf
https://catalog.tungsram.com/files/sheet/smix-2s_tbd_smix-2s-bbb-25-40.pdf
https://catalog.tungsram.com/files/sheet/smix-2s_tbd_smix-2s-aaa-25-40.pdf
https://catalog.tungsram.com/files/sheet/smix-2s_tbd_smix-2s-ggg-20-40.pdf
https://catalog.tungsram.com/files/sheet/smix-2s_tbd_smix-2s-ddd-20-40.pdf
https://catalog.tungsram.com/files/sheet/smix-2s_tbd_smix-2s-bbb-20-40.pdf
https://catalog.tungsram.com/files/sheet/smix-2s_tbd_smix-2s-aaa-20-40.pdf
https://catalog.tungsram.com/files/sheet/tu-dlr-g2_93120691_tu-dlr-g2-200mm-2850lm-840-d-80d-w.pdf
https://catalog.tungsram.com/files/sheet/tu-dlr-g2_93120690_tu-dlr-g2-200mm-2650lm-830-d-80d-w.pdf
https://catalog.tungsram.com/files/sheet/tu-dlr-g2_93120689_tu-dlr-g2-150mm-1960lm-840-d-80d-w.pdf
https://catalog.tungsram.com/files/sheet/tu-dlr-g2_93120688_tu-dlr-g2-150mm-1800lm-830-d-80d-w.pdf
https://catalog.tungsram.com/files/sheet/tu-dlr-g2_93121962_tu-dlr-g2-200mm-3000lm-840-s-80d-b.pdf
https://catalog.tungsram.com/files/sheet/tu-dlr-g2_93121867_tu-dlr-g2-200mm-2800lm-830-s-80d-b.pdf
https://catalog.tungsram.com/files/sheet/tu-dlr-g2_93121964_tu-dlr-g2-200mm-2270lm-840-s-80d-b.pdf
https://catalog.tungsram.com/files/sheet/tu-dlr-g2_93121929_tu-dlr-g2-150mm-3050lm-865-s-80d-w.pdf
https://catalog.tungsram.com/files/sheet/tu-dlr-g2_93121932_tu-dlr-g2-150mm-3050lm-840-s-80d-w.pdf
https://catalog.tungsram.com/files/sheet/tu-dlr-g2_93121931_tu-dlr-g2-150mm-2900lm-830-s-80d-w.pdf
https://catalog.tungsram.com/files/sheet/tu-dlr-g2_93121930_tu-dlr-g2-150mm-1150lm-865-s-80d-w.pdf
https://catalog.tungsram.com/files/sheet/tu-dlr-g2_93121963_tu-dlr-g2-150mm-1150lm-840-s-80d-b.pdf
https://catalog.tungsram.com/files/sheet/tu-dlr-g2_93121868_tu-dlr-g2-150mm-1050lm-830-s-80d-b.pdf
https://catalog.tungsram.com/files/sheet/tu-dlr-g2_93122271_tu-dlr-g2-150mm-2200lm-840-d-80d-b.pdf
https://catalog.tungsram.com/files/sheet/tu-dlr-g2_93122244_tu-dlr-g2-150mm-2200lm-840-d-80d-w.pdf
https://catalog.tungsram.com/files/sheet/tu-dlr-g2_93122266_tu-dlr-g2-150mm-2100lm-830-d-80d-b.pdf
https://catalog.tungsram.com/files/sheet/tu-dlr-g2_93122273_tu-dlr-g2-150mm-2100lm-830-d-80d-w.pdf
https://catalog.tungsram.com/files/sheet/tu-dlr-g2_93122270_tu-dlr-g2-150mm-2300lm-865-s-80d-b.pdf
https://catalog.tungsram.com/files/sheet/tu-dlr-g2_93122268_tu-dlr-g2-150mm-2300lm-865-s-80d-w.pdf
https://catalog.tungsram.com/files/sheet/tu-dlr-g2_93122245_tu-dlr-g2-150mm-2300lm-840-s-80d-b.pdf
https://catalog.tungsram.com/files/sheet/tu-dlr-g2_93122272_tu-dlr-g2-150mm-2300lm-840-s-80d-w.pdf
https://catalog.tungsram.com/files/sheet/tu-dlr-g2_93122269_tu-dlr-g2-150mm-2200lm-830-s-80d-b.pdf
https://catalog.tungsram.com/files/sheet/tu-dlr-g2_93122267_tu-dlr-g2-150mm-2200lm-830-s-80d-w.pdf
https://catalog.tungsram.com/files/sheet/emergency-exit-signs_93120896_emergency-exit-g1-tu-3-li-dst-sm.pdf
https://catalog.tungsram.com/files/sheet/duros_tbd_dur1-30-865-l10-rf.pdf
https://catalog.tungsram.com/files/sheet/duros_tbd_dur1-30-865-l9-rf.pdf
https://catalog.tungsram.com/files/sheet/duros_tbd_dur1-30-865-l8-rf.pdf
https://catalog.tungsram.com/files/sheet/duros_tbd_dur1-30-865-l6-rf.pdf
https://catalog.tungsram.com/files/sheet/duros_tbd_dur1-30-865-l5-rf.pdf
https://catalog.tungsram.com/files/sheet/duros_tbd_dur1-30-865-l4-rf.pdf
https://catalog.tungsram.com/files/sheet/duros_tbd_dur1-30-865-l2-rf.pdf
https://catalog.tungsram.com/files/sheet/duros_tbd_dur1-25-865-l10-rf.pdf
https://catalog.tungsram.com/files/sheet/duros_tbd_dur1-25-865-l9-rf.pdf
https://catalog.tungsram.com/files/sheet/duros_tbd_dur1-25-865-l8-rf.pdf
https://catalog.tungsram.com/files/sheet/duros_tbd_dur1-25-865-l6-rf.pdf
https://catalog.tungsram.com/files/sheet/duros_tbd_dur1-25-865-l5-rf.pdf
https://catalog.tungsram.com/files/sheet/duros_tbd_dur1-25-865-l4-rf.pdf
https://catalog.tungsram.com/files/sheet/duros_tbd_dur1-25-865-l2-rf.pdf
https://catalog.tungsram.com/files/sheet/duros_tbd_dur1-20-865-l10-rf.pdf
https://catalog.tungsram.com/files/sheet/duros_tbd_dur1-20-865-l9-rf.pdf
https://catalog.tungsram.com/files/sheet/duros_tbd_dur1-20-865-l8-rf.pdf
https://catalog.tungsram.com/files/sheet/duros_tbd_dur1-20-865-l6-rf.pdf
https://catalog.tungsram.com/files/sheet/duros_tbd_dur1-20-865-l5-rf.pdf
https://catalog.tungsram.com/files/sheet/duros_tbd_dur1-20-865-l4-rf.pdf
https://catalog.tungsram.com/files/sheet/duros_tbd_dur1-20-865-l2-rf.pdf
https://catalog.tungsram.com/files/sheet/duros_tbd_dur1-15-865-l10-rf.pdf
https://catalog.tungsram.com/files/sheet/duros_tbd_dur1-15-865-l9-rf.pdf
https://catalog.tungsram.com/files/sheet/duros_tbd_dur1-15-865-l8-rf.pdf
https://catalog.tungsram.com/files/sheet/duros_tbd_dur1-15-865-l6-rf.pdf
https://catalog.tungsram.com/files/sheet/duros_tbd_dur1-15-865-l5-rf.pdf
https://catalog.tungsram.com/files/sheet/duros_tbd_dur1-15-865-l4-rf.pdf
https://catalog.tungsram.com/files/sheet/duros_tbd_dur1-15-865-l2-rf.pdf
https://catalog.tungsram.com/files/sheet/duros_tbd_dur1-10-865-l10-rf.pdf
https://catalog.tungsram.com/files/sheet/duros_tbd_dur1-10-865-l9-rf.pdf
https://catalog.tungsram.com/files/sheet/duros_tbd_dur1-10-865-l8-rf.pdf
https://catalog.tungsram.com/files/sheet/duros_tbd_dur1-10-865-l6-rf.pdf
https://catalog.tungsram.com/files/sheet/duros_tbd_dur1-10-865-l5-rf.pdf
https://catalog.tungsram.com/files/sheet/duros_tbd_dur1-10-865-l4-rf.pdf
https://catalog.tungsram.com/files/sheet/duros_tbd_dur1-10-865-l2-rf.pdf
https://catalog.tungsram.com/files/sheet/duros_tbd_dur1-30-850-l10-rf.pdf
https://catalog.tungsram.com/files/sheet/duros_tbd_dur1-30-850-l9-rf.pdf
https://catalog.tungsram.com/files/sheet/duros_tbd_dur1-30-850-l8-rf.pdf
https://catalog.tungsram.com/files/sheet/duros_tbd_dur1-30-850-l6-rf.pdf
https://catalog.tungsram.com/files/sheet/duros_tbd_dur1-30-850-l5-rf.pdf
https://catalog.tungsram.com/files/sheet/duros_tbd_dur1-30-850-l4-rf.pdf
https://catalog.tungsram.com/files/sheet/duros_tbd_dur1-30-850-l2-rf.pdf
https://catalog.tungsram.com/files/sheet/duros_tbd_dur1-25-850-l10-rf.pdf
https://catalog.tungsram.com/files/sheet/duros_tbd_dur1-25-850-l9-rf.pdf
https://catalog.tungsram.com/files/sheet/duros_tbd_dur1-25-850-l8-rf.pdf
https://catalog.tungsram.com/files/sheet/duros_tbd_dur1-25-850-l6-rf.pdf
https://catalog.tungsram.com/files/sheet/duros_tbd_dur1-25-850-l5-rf.pdf
https://catalog.tungsram.com/files/sheet/duros_tbd_dur1-25-850-l4-rf.pdf
https://catalog.tungsram.com/files/sheet/duros_tbd_dur1-25-850-l2-rf.pdf
https://catalog.tungsram.com/files/sheet/duros_tbd_dur1-20-850-l10-rf.pdf
https://catalog.tungsram.com/files/sheet/duros_tbd_dur1-20-850-l9-rf.pdf
https://catalog.tungsram.com/files/sheet/duros_tbd_dur1-20-850-l8-rf.pdf
https://catalog.tungsram.com/files/sheet/duros_tbd_dur1-20-850-l6-rf.pdf
https://catalog.tungsram.com/files/sheet/duros_tbd_dur1-20-850-l5-rf.pdf
https://catalog.tungsram.com/files/sheet/duros_tbd_dur1-20-850-l4-rf.pdf
https://catalog.tungsram.com/files/sheet/duros_tbd_dur1-20-850-l2-rf.pdf
https://catalog.tungsram.com/files/sheet/duros_tbd_dur1-15-850-l10-rf.pdf
https://catalog.tungsram.com/files/sheet/duros_tbd_dur1-15-850-l9-rf.pdf
https://catalog.tungsram.com/files/sheet/duros_tbd_dur1-15-850-l8-rf.pdf
https://catalog.tungsram.com/files/sheet/duros_tbd_dur1-15-850-l6-rf.pdf
https://catalog.tungsram.com/files/sheet/duros_tbd_dur1-15-850-l5-rf.pdf
https://catalog.tungsram.com/files/sheet/duros_tbd_dur1-15-850-l4-rf.pdf
https://catalog.tungsram.com/files/sheet/duros_tbd_dur1-15-850-l2-rf.pdf
https://catalog.tungsram.com/files/sheet/duros_tbd_dur1-10-850-l10-rf.pdf
https://catalog.tungsram.com/files/sheet/duros_tbd_dur1-10-850-l9-rf.pdf
https://catalog.tungsram.com/files/sheet/duros_tbd_dur1-10-850-l8-rf.pdf
https://catalog.tungsram.com/files/sheet/duros_tbd_dur1-10-850-l6-rf.pdf
https://catalog.tungsram.com/files/sheet/duros_tbd_dur1-10-850-l5-rf.pdf
https://catalog.tungsram.com/files/sheet/duros_tbd_dur1-10-850-l4-rf.pdf
https://catalog.tungsram.com/files/sheet/duros_tbd_dur1-10-850-l2-rf.pdf
https://catalog.tungsram.com/files/sheet/duros_tbd_dur1-30-840-l10-rf.pdf
https://catalog.tungsram.com/files/sheet/duros_tbd_dur1-30-840-l9-rf.pdf
https://catalog.tungsram.com/files/sheet/duros_tbd_dur1-30-840-l8-rf.pdf
https://catalog.tungsram.com/files/sheet/duros_tbd_dur1-30-840-l6-rf.pdf
https://catalog.tungsram.com/files/sheet/duros_tbd_dur1-30-840-l5-rf.pdf
https://catalog.tungsram.com/files/sheet/duros_tbd_dur1-30-840-l4-rf.pdf
https://catalog.tungsram.com/files/sheet/duros_tbd_dur1-30-840-l2-rf.pdf
https://catalog.tungsram.com/files/sheet/duros_tbd_dur1-25-840-l10-rf.pdf
https://catalog.tungsram.com/files/sheet/duros_tbd_dur1-25-840-l9-rf.pdf
https://catalog.tungsram.com/files/sheet/duros_tbd_dur1-25-840-l8-rf.pdf
https://catalog.tungsram.com/files/sheet/duros_tbd_dur1-25-840-l6-rf.pdf
https://catalog.tungsram.com/files/sheet/duros_tbd_dur1-25-840-l5-rf.pdf
https://catalog.tungsram.com/files/sheet/duros_tbd_dur1-25-840-l4-rf.pdf
https://catalog.tungsram.com/files/sheet/duros_tbd_dur1-25-840-l2-rf.pdf
https://catalog.tungsram.com/files/sheet/duros_tbd_dur1-20-840-l10-rf.pdf
https://catalog.tungsram.com/files/sheet/duros_tbd_dur1-20-840-l9-rf.pdf
https://catalog.tungsram.com/files/sheet/duros_tbd_dur1-20-840-l8-rf.pdf
https://catalog.tungsram.com/files/sheet/duros_tbd_dur1-20-840-l6-rf.pdf
https://catalog.tungsram.com/files/sheet/duros_tbd_dur1-20-840-l5-rf.pdf
https://catalog.tungsram.com/files/sheet/duros_tbd_dur1-20-840-l4-rf.pdf
https://catalog.tungsram.com/files/sheet/duros_tbd_dur1-20-840-l2-rf.pdf
https://catalog.tungsram.com/files/sheet/duros_tbd_dur1-15-840-l10-rf.pdf
https://catalog.tungsram.com/files/sheet/duros_tbd_dur1-15-840-l9-rf.pdf
https://catalog.tungsram.com/files/sheet/duros_tbd_dur1-15-840-l8-rf.pdf
https://catalog.tungsram.com/files/sheet/duros_tbd_dur1-15-840-l6-rf.pdf
https://catalog.tungsram.com/files/sheet/duros_tbd_dur1-15-840-l5-rf.pdf
https://catalog.tungsram.com/files/sheet/duros_tbd_dur1-15-840-l4-rf.pdf
https://catalog.tungsram.com/files/sheet/duros_tbd_dur1-15-840-l2-rf.pdf
https://catalog.tungsram.com/files/sheet/duros_tbd_dur1-10-840-l10-rf.pdf
https://catalog.tungsram.com/files/sheet/duros_tbd_dur1-10-840-l9-rf.pdf
https://catalog.tungsram.com/files/sheet/duros_tbd_dur1-10-840-l8-rf.pdf
https://catalog.tungsram.com/files/sheet/duros_tbd_dur1-10-840-l6-rf.pdf
https://catalog.tungsram.com/files/sheet/duros_tbd_dur1-10-840-l5-rf.pdf
https://catalog.tungsram.com/files/sheet/duros_tbd_dur1-10-840-l4-rf.pdf
https://catalog.tungsram.com/files/sheet/duros_tbd_dur1-10-840-l2-rf.pdf
https://catalog.tungsram.com/files/sheet/duros_tbd_dur1-30-865-l10-sn.pdf
https://catalog.tungsram.com/files/sheet/duros_tbd_dur1-30-865-l9-sn.pdf
https://catalog.tungsram.com/files/sheet/duros_tbd_dur1-30-865-l8-sn.pdf
https://catalog.tungsram.com/files/sheet/duros_tbd_dur1-30-865-l6-sn.pdf
https://catalog.tungsram.com/files/sheet/duros_tbd_dur1-30-865-l5-sn.pdf
https://catalog.tungsram.com/files/sheet/duros_tbd_dur1-30-865-l4-sn.pdf
https://catalog.tungsram.com/files/sheet/duros_tbd_dur1-30-865-l2-sn.pdf
https://catalog.tungsram.com/files/sheet/duros_tbd_dur1-25-865-l10-sn.pdf
https://catalog.tungsram.com/files/sheet/duros_tbd_dur1-25-865-l9-sn.pdf
https://catalog.tungsram.com/files/sheet/duros_tbd_dur1-25-865-l8-sn.pdf
https://catalog.tungsram.com/files/sheet/duros_tbd_dur1-25-865-l6-sn.pdf
https://catalog.tungsram.com/files/sheet/duros_tbd_dur1-25-865-l5-sn.pdf
https://catalog.tungsram.com/files/sheet/duros_tbd_dur1-25-865-l4-sn.pdf
https://catalog.tungsram.com/files/sheet/duros_tbd_dur1-25-865-l2-sn.pdf
https://catalog.tungsram.com/files/sheet/duros_tbd_dur1-20-865-l10-sn.pdf
https://catalog.tungsram.com/files/sheet/duros_tbd_dur1-20-865-l9-sn.pdf
https://catalog.tungsram.com/files/sheet/duros_tbd_dur1-20-865-l8-sn.pdf
https://catalog.tungsram.com/files/sheet/duros_tbd_dur1-20-865-l6-sn.pdf
https://catalog.tungsram.com/files/sheet/duros_tbd_dur1-20-865-l5-sn.pdf
https://catalog.tungsram.com/files/sheet/duros_tbd_dur1-20-865-l4-sn.pdf
https://catalog.tungsram.com/files/sheet/duros_tbd_dur1-20-865-l2-sn.pdf
https://catalog.tungsram.com/files/sheet/duros_tbd_dur1-15-865-l10-sn.pdf
https://catalog.tungsram.com/files/sheet/duros_tbd_dur1-15-865-l9-sn.pdf
https://catalog.tungsram.com/files/sheet/duros_tbd_dur1-15-865-l8-sn.pdf
https://catalog.tungsram.com/files/sheet/duros_tbd_dur1-15-865-l6-sn.pdf
https://catalog.tungsram.com/files/sheet/duros_tbd_dur1-15-865-l5-sn.pdf
https://catalog.tungsram.com/files/sheet/duros_tbd_dur1-15-865-l4-sn.pdf
https://catalog.tungsram.com/files/sheet/duros_tbd_dur1-15-865-l2-sn.pdf
https://catalog.tungsram.com/files/sheet/duros_tbd_dur1-10-865-l10-sn.pdf
https://catalog.tungsram.com/files/sheet/duros_tbd_dur1-10-865-l9-sn.pdf
https://catalog.tungsram.com/files/sheet/duros_tbd_dur1-10-865-l8-sn.pdf
https://catalog.tungsram.com/files/sheet/duros_tbd_dur1-10-865-l6-sn.pdf
https://catalog.tungsram.com/files/sheet/duros_tbd_dur1-10-865-l5-sn.pdf
https://catalog.tungsram.com/files/sheet/duros_tbd_dur1-10-865-l4-sn.pdf
https://catalog.tungsram.com/files/sheet/duros_tbd_dur1-10-865-l2-sn.pdf
https://catalog.tungsram.com/files/sheet/duros_tbd_dur1-30-850-l10-sn.pdf
https://catalog.tungsram.com/files/sheet/duros_tbd_dur1-30-850-l9-sn.pdf
https://catalog.tungsram.com/files/sheet/duros_tbd_dur1-30-850-l8-sn.pdf
https://catalog.tungsram.com/files/sheet/duros_tbd_dur1-30-850-l6-sn.pdf
https://catalog.tungsram.com/files/sheet/duros_tbd_dur1-30-850-l5-sn.pdf
https://catalog.tungsram.com/files/sheet/duros_tbd_dur1-30-850-l4-sn.pdf
https://catalog.tungsram.com/files/sheet/duros_tbd_dur1-30-850-l2-sn.pdf
https://catalog.tungsram.com/files/sheet/duros_tbd_dur1-25-850-l10-sn.pdf
https://catalog.tungsram.com/files/sheet/duros_tbd_dur1-25-850-l9-sn.pdf
https://catalog.tungsram.com/files/sheet/duros_tbd_dur1-25-850-l8-sn.pdf
https://catalog.tungsram.com/files/sheet/duros_tbd_dur1-25-850-l6-sn.pdf
https://catalog.tungsram.com/files/sheet/duros_tbd_dur1-25-850-l5-sn.pdf
https://catalog.tungsram.com/files/sheet/duros_tbd_dur1-25-850-l4-sn.pdf
https://catalog.tungsram.com/files/sheet/duros_tbd_dur1-25-850-l2-sn.pdf
https://catalog.tungsram.com/files/sheet/duros_tbd_dur1-20-850-l10-sn.pdf
https://catalog.tungsram.com/files/sheet/duros_tbd_dur1-20-850-l9-sn.pdf
https://catalog.tungsram.com/files/sheet/duros_tbd_dur1-20-850-l8-sn.pdf
https://catalog.tungsram.com/files/sheet/duros_tbd_dur1-20-850-l6-sn.pdf
https://catalog.tungsram.com/files/sheet/duros_tbd_dur1-20-850-l5-sn.pdf
https://catalog.tungsram.com/files/sheet/duros_tbd_dur1-20-850-l4-sn.pdf
https://catalog.tungsram.com/files/sheet/duros_tbd_dur1-20-850-l2-sn.pdf
https://catalog.tungsram.com/files/sheet/duros_tbd_dur1-15-850-l10-sn.pdf
https://catalog.tungsram.com/files/sheet/duros_tbd_dur1-15-850-l9-sn.pdf
https://catalog.tungsram.com/files/sheet/duros_tbd_dur1-15-850-l8-sn.pdf
https://catalog.tungsram.com/files/sheet/duros_tbd_dur1-15-850-l6-sn.pdf
https://catalog.tungsram.com/files/sheet/duros_tbd_dur1-15-850-l5-sn.pdf
https://catalog.tungsram.com/files/sheet/duros_tbd_dur1-15-850-l4-sn.pdf
https://catalog.tungsram.com/files/sheet/duros_tbd_dur1-15-850-l2-sn.pdf
https://catalog.tungsram.com/files/sheet/duros_tbd_dur1-10-850-l10-sn.pdf
https://catalog.tungsram.com/files/sheet/duros_tbd_dur1-10-850-l9-sn.pdf
https://catalog.tungsram.com/files/sheet/duros_tbd_dur1-10-850-l8-sn.pdf
https://catalog.tungsram.com/files/sheet/duros_tbd_dur1-10-850-l6-sn.pdf
https://catalog.tungsram.com/files/sheet/duros_tbd_dur1-10-850-l5-sn.pdf
https://catalog.tungsram.com/files/sheet/duros_tbd_dur1-10-850-l4-sn.pdf
https://catalog.tungsram.com/files/sheet/duros_tbd_dur1-10-850-l2-sn.pdf
https://catalog.tungsram.com/files/sheet/duros_tbd_dur1-30-840-l10-sn.pdf
https://catalog.tungsram.com/files/sheet/duros_tbd_dur1-30-840-l9-sn.pdf
https://catalog.tungsram.com/files/sheet/duros_tbd_dur1-30-840-l8-sn.pdf
https://catalog.tungsram.com/files/sheet/duros_tbd_dur1-30-840-l6-sn.pdf
https://catalog.tungsram.com/files/sheet/duros_tbd_dur1-30-840-l5-sn.pdf
https://catalog.tungsram.com/files/sheet/duros_tbd_dur1-30-840-l4-sn.pdf
https://catalog.tungsram.com/files/sheet/duros_tbd_dur1-30-840-l2-sn.pdf
https://catalog.tungsram.com/files/sheet/duros_tbd_dur1-25-840-l10-sn.pdf
https://catalog.tungsram.com/files/sheet/duros_tbd_dur1-25-840-l9-sn.pdf
https://catalog.tungsram.com/files/sheet/duros_tbd_dur1-25-840-l8-sn.pdf
https://catalog.tungsram.com/files/sheet/duros_tbd_dur1-25-840-l6-sn.pdf
https://catalog.tungsram.com/files/sheet/duros_tbd_dur1-25-840-l5-sn.pdf
https://catalog.tungsram.com/files/sheet/duros_tbd_dur1-25-840-l4-sn.pdf
https://catalog.tungsram.com/files/sheet/duros_tbd_dur1-25-840-l2-sn.pdf
https://catalog.tungsram.com/files/sheet/duros_tbd_dur1-20-840-l10-sn.pdf
https://catalog.tungsram.com/files/sheet/duros_tbd_dur1-20-840-l9-sn.pdf
https://catalog.tungsram.com/files/sheet/duros_tbd_dur1-20-840-l8-sn.pdf
https://catalog.tungsram.com/files/sheet/duros_tbd_dur1-20-840-l6-sn.pdf
https://catalog.tungsram.com/files/sheet/duros_tbd_dur1-20-840-l5-sn.pdf
https://catalog.tungsram.com/files/sheet/duros_tbd_dur1-20-840-l4-sn.pdf
https://catalog.tungsram.com/files/sheet/duros_tbd_dur1-20-840-l2-sn.pdf
https://catalog.tungsram.com/files/sheet/duros_tbd_dur1-15-840-l10-sn.pdf
https://catalog.tungsram.com/files/sheet/duros_tbd_dur1-15-840-l9-sn.pdf
https://catalog.tungsram.com/files/sheet/duros_tbd_dur1-15-840-l8-sn.pdf
https://catalog.tungsram.com/files/sheet/duros_tbd_dur1-15-840-l6-sn.pdf
https://catalog.tungsram.com/files/sheet/duros_tbd_dur1-15-840-l5-sn.pdf
https://catalog.tungsram.com/files/sheet/duros_tbd_dur1-15-840-l4-sn.pdf
https://catalog.tungsram.com/files/sheet/duros_tbd_dur1-15-840-l2-sn.pdf
https://catalog.tungsram.com/files/sheet/duros_tbd_dur1-10-840-l10-sn.pdf
https://catalog.tungsram.com/files/sheet/duros_tbd_dur1-10-840-l9-sn.pdf
https://catalog.tungsram.com/files/sheet/duros_tbd_dur1-10-840-l8-sn.pdf
https://catalog.tungsram.com/files/sheet/duros_tbd_dur1-10-840-l6-sn.pdf
https://catalog.tungsram.com/files/sheet/duros_tbd_dur1-10-840-l5-sn.pdf
https://catalog.tungsram.com/files/sheet/duros_tbd_dur1-10-840-l4-sn.pdf
https://catalog.tungsram.com/files/sheet/duros_tbd_dur1-10-840-l2-sn.pdf
https://catalog.tungsram.com/files/sheet/duros_tbd_dur1-30-865-l10-dl.pdf
https://catalog.tungsram.com/files/sheet/duros_tbd_dur1-30-865-l9-dl.pdf
https://catalog.tungsram.com/files/sheet/duros_tbd_dur1-30-865-l8-dl.pdf
https://catalog.tungsram.com/files/sheet/duros_tbd_dur1-30-865-l6-dl.pdf
https://catalog.tungsram.com/files/sheet/duros_tbd_dur1-30-865-l5-dl.pdf
https://catalog.tungsram.com/files/sheet/duros_tbd_dur1-30-865-l4-dl.pdf
https://catalog.tungsram.com/files/sheet/duros_tbd_dur1-30-865-l2-dl.pdf
https://catalog.tungsram.com/files/sheet/duros_tbd_dur1-25-865-l10-dl.pdf
https://catalog.tungsram.com/files/sheet/duros_tbd_dur1-25-865-l9-dl.pdf
https://catalog.tungsram.com/files/sheet/duros_tbd_dur1-25-865-l8-dl.pdf
https://catalog.tungsram.com/files/sheet/duros_tbd_dur1-25-865-l6-dl.pdf
https://catalog.tungsram.com/files/sheet/duros_tbd_dur1-25-865-l5-dl.pdf
https://catalog.tungsram.com/files/sheet/duros_tbd_dur1-25-865-l4-dl.pdf
https://catalog.tungsram.com/files/sheet/duros_tbd_dur1-25-865-l2-dl.pdf
https://catalog.tungsram.com/files/sheet/duros_tbd_dur1-20-865-l10-dl.pdf
https://catalog.tungsram.com/files/sheet/duros_tbd_dur1-20-865-l9-dl.pdf
https://catalog.tungsram.com/files/sheet/duros_tbd_dur1-20-865-l8-dl.pdf
https://catalog.tungsram.com/files/sheet/duros_tbd_dur1-20-865-l6-dl.pdf
https://catalog.tungsram.com/files/sheet/duros_tbd_dur1-20-865-l5-dl.pdf
https://catalog.tungsram.com/files/sheet/duros_tbd_dur1-20-865-l4-dl.pdf
https://catalog.tungsram.com/files/sheet/duros_tbd_dur1-20-865-l2-dl.pdf
https://catalog.tungsram.com/files/sheet/duros_tbd_dur1-15-865-l10-dl.pdf
https://catalog.tungsram.com/files/sheet/duros_tbd_dur1-15-865-l9-dl.pdf
https://catalog.tungsram.com/files/sheet/duros_tbd_dur1-15-865-l8-dl.pdf
https://catalog.tungsram.com/files/sheet/duros_tbd_dur1-15-865-l6-dl.pdf
https://catalog.tungsram.com/files/sheet/duros_tbd_dur1-15-865-l5-dl.pdf
https://catalog.tungsram.com/files/sheet/duros_tbd_dur1-15-865-l4-dl.pdf
https://catalog.tungsram.com/files/sheet/duros_tbd_dur1-15-865-l2-dl.pdf
https://catalog.tungsram.com/files/sheet/duros_tbd_dur1-10-865-l10-dl.pdf
https://catalog.tungsram.com/files/sheet/duros_tbd_dur1-10-865-l9-dl.pdf
https://catalog.tungsram.com/files/sheet/duros_tbd_dur1-10-865-l8-dl.pdf
https://catalog.tungsram.com/files/sheet/duros_tbd_dur1-10-865-l6-dl.pdf
https://catalog.tungsram.com/files/sheet/duros_tbd_dur1-10-865-l5-dl.pdf
https://catalog.tungsram.com/files/sheet/duros_tbd_dur1-10-865-l4-dl.pdf
https://catalog.tungsram.com/files/sheet/duros_tbd_dur1-10-865-l2-dl.pdf
https://catalog.tungsram.com/files/sheet/duros_tbd_dur1-30-850-l10-dl.pdf
https://catalog.tungsram.com/files/sheet/duros_tbd_dur1-30-850-l9-dl.pdf
https://catalog.tungsram.com/files/sheet/duros_tbd_dur1-30-850-l8-dl.pdf
https://catalog.tungsram.com/files/sheet/duros_tbd_dur1-30-850-l6-dl.pdf
https://catalog.tungsram.com/files/sheet/duros_tbd_dur1-30-850-l5-dl.pdf
https://catalog.tungsram.com/files/sheet/duros_tbd_dur1-30-850-l4-dl.pdf
https://catalog.tungsram.com/files/sheet/duros_tbd_dur1-30-850-l2-dl.pdf
https://catalog.tungsram.com/files/sheet/duros_tbd_dur1-25-850-l10-dl.pdf
https://catalog.tungsram.com/files/sheet/duros_tbd_dur1-25-850-l9-dl.pdf
https://catalog.tungsram.com/files/sheet/duros_tbd_dur1-25-850-l8-dl.pdf
https://catalog.tungsram.com/files/sheet/duros_tbd_dur1-25-850-l6-dl.pdf
https://catalog.tungsram.com/files/sheet/duros_tbd_dur1-25-850-l5-dl.pdf
https://catalog.tungsram.com/files/sheet/duros_tbd_dur1-25-850-l4-dl.pdf
https://catalog.tungsram.com/files/sheet/duros_tbd_dur1-25-850-l2-dl.pdf
https://catalog.tungsram.com/files/sheet/duros_tbd_dur1-20-850-l10-dl.pdf
https://catalog.tungsram.com/files/sheet/duros_tbd_dur1-20-850-l9-dl.pdf
https://catalog.tungsram.com/files/sheet/duros_tbd_dur1-20-850-l8-dl.pdf
https://catalog.tungsram.com/files/sheet/duros_tbd_dur1-20-850-l6-dl.pdf
https://catalog.tungsram.com/files/sheet/duros_tbd_dur1-20-850-l5-dl.pdf
https://catalog.tungsram.com/files/sheet/duros_tbd_dur1-20-850-l4-dl.pdf
https://catalog.tungsram.com/files/sheet/duros_tbd_dur1-20-850-l2-dl.pdf
https://catalog.tungsram.com/files/sheet/duros_tbd_dur1-15-850-l10-dl.pdf
https://catalog.tungsram.com/files/sheet/duros_tbd_dur1-15-850-l9-dl.pdf
https://catalog.tungsram.com/files/sheet/duros_tbd_dur1-15-850-l8-dl.pdf
https://catalog.tungsram.com/files/sheet/duros_tbd_dur1-15-850-l6-dl.pdf
https://catalog.tungsram.com/files/sheet/duros_tbd_dur1-15-850-l5-dl.pdf
https://catalog.tungsram.com/files/sheet/duros_tbd_dur1-15-850-l4-dl.pdf
https://catalog.tungsram.com/files/sheet/duros_tbd_dur1-15-850-l2-dl.pdf
https://catalog.tungsram.com/files/sheet/duros_tbd_dur1-10-850-l10-dl.pdf
https://catalog.tungsram.com/files/sheet/duros_tbd_dur1-10-850-l9-dl.pdf
https://catalog.tungsram.com/files/sheet/duros_tbd_dur1-10-850-l8-dl.pdf
https://catalog.tungsram.com/files/sheet/duros_tbd_dur1-10-850-l6-dl.pdf
https://catalog.tungsram.com/files/sheet/duros_tbd_dur1-10-850-l5-dl.pdf
https://catalog.tungsram.com/files/sheet/duros_tbd_dur1-10-850-l4-dl.pdf
https://catalog.tungsram.com/files/sheet/duros_tbd_dur1-10-850-l2-dl.pdf
https://catalog.tungsram.com/files/sheet/duros_tbd_dur1-30-840-l10-dl.pdf
https://catalog.tungsram.com/files/sheet/duros_tbd_dur1-30-840-l9-dl.pdf
https://catalog.tungsram.com/files/sheet/duros_tbd_dur1-30-840-l8-dl.pdf
https://catalog.tungsram.com/files/sheet/duros_tbd_dur1-30-840-l6-dl.pdf
https://catalog.tungsram.com/files/sheet/duros_tbd_dur1-30-840-l5-dl.pdf
https://catalog.tungsram.com/files/sheet/duros_tbd_dur1-30-840-l4-dl.pdf
https://catalog.tungsram.com/files/sheet/duros_tbd_dur1-30-840-l2-dl.pdf
https://catalog.tungsram.com/files/sheet/duros_tbd_dur1-25-840-l10-dl.pdf
https://catalog.tungsram.com/files/sheet/duros_tbd_dur1-25-840-l9-dl.pdf
https://catalog.tungsram.com/files/sheet/duros_tbd_dur1-25-840-l8-dl.pdf
https://catalog.tungsram.com/files/sheet/duros_tbd_dur1-25-840-l6-dl.pdf
https://catalog.tungsram.com/files/sheet/duros_tbd_dur1-25-840-l5-dl.pdf
https://catalog.tungsram.com/files/sheet/duros_tbd_dur1-25-840-l4-dl.pdf
https://catalog.tungsram.com/files/sheet/duros_tbd_dur1-25-840-l2-dl.pdf
https://catalog.tungsram.com/files/sheet/duros_tbd_dur1-20-840-l10-dl.pdf
https://catalog.tungsram.com/files/sheet/duros_tbd_dur1-20-840-l9-dl.pdf
https://catalog.tungsram.com/files/sheet/duros_tbd_dur1-20-840-l8-dl.pdf
https://catalog.tungsram.com/files/sheet/duros_tbd_dur1-20-840-l6-dl.pdf
https://catalog.tungsram.com/files/sheet/duros_tbd_dur1-20-840-l5-dl.pdf
https://catalog.tungsram.com/files/sheet/duros_tbd_dur1-20-840-l4-dl.pdf
https://catalog.tungsram.com/files/sheet/duros_tbd_dur1-20-840-l2-dl.pdf
https://catalog.tungsram.com/files/sheet/duros_tbd_dur1-15-840-l10-dl.pdf
https://catalog.tungsram.com/files/sheet/duros_tbd_dur1-15-840-l9-dl.pdf
https://catalog.tungsram.com/files/sheet/duros_tbd_dur1-15-840-l8-dl.pdf
https://catalog.tungsram.com/files/sheet/duros_tbd_dur1-15-840-l6-dl.pdf
https://catalog.tungsram.com/files/sheet/duros_tbd_dur1-15-840-l5-dl.pdf
https://catalog.tungsram.com/files/sheet/duros_tbd_dur1-15-840-l4-dl.pdf
https://catalog.tungsram.com/files/sheet/duros_tbd_dur1-15-840-l2-dl.pdf
https://catalog.tungsram.com/files/sheet/duros_tbd_dur1-10-840-l10-dl.pdf
https://catalog.tungsram.com/files/sheet/duros_tbd_dur1-10-840-l9-dl.pdf
https://catalog.tungsram.com/files/sheet/duros_tbd_dur1-10-840-l8-dl.pdf
https://catalog.tungsram.com/files/sheet/duros_tbd_dur1-10-840-l6-dl.pdf
https://catalog.tungsram.com/files/sheet/duros_tbd_dur1-10-840-l5-dl.pdf
https://catalog.tungsram.com/files/sheet/duros_tbd_dur1-10-840-l4-dl.pdf
https://catalog.tungsram.com/files/sheet/duros_tbd_dur1-10-840-l2-dl.pdf
https://catalog.tungsram.com/files/sheet/duros_tbd_dur1-30-865-l10-fx.pdf
https://catalog.tungsram.com/files/sheet/duros_tbd_dur1-30-865-l9-fx.pdf
https://catalog.tungsram.com/files/sheet/duros_tbd_dur1-30-865-l8-fx.pdf
https://catalog.tungsram.com/files/sheet/duros_tbd_dur1-30-865-l6-fx.pdf
https://catalog.tungsram.com/files/sheet/duros_tbd_dur1-30-865-l5-fx.pdf
https://catalog.tungsram.com/files/sheet/duros_tbd_dur1-30-865-l4-fx.pdf
https://catalog.tungsram.com/files/sheet/duros_tbd_dur1-30-865-l2-fx.pdf
https://catalog.tungsram.com/files/sheet/duros_tbd_dur1-25-865-l10-fx.pdf
https://catalog.tungsram.com/files/sheet/duros_tbd_dur1-25-865-l9-fx.pdf
https://catalog.tungsram.com/files/sheet/duros_tbd_dur1-25-865-l8-fx.pdf
https://catalog.tungsram.com/files/sheet/duros_tbd_dur1-25-865-l6-fx.pdf
https://catalog.tungsram.com/files/sheet/duros_tbd_dur1-25-865-l5-fx.pdf
https://catalog.tungsram.com/files/sheet/duros_tbd_dur1-25-865-l4-fx.pdf
https://catalog.tungsram.com/files/sheet/duros_tbd_dur1-25-865-l2-fx.pdf
https://catalog.tungsram.com/files/sheet/duros_tbd_dur1-20-865-l10-fx.pdf
https://catalog.tungsram.com/files/sheet/duros_tbd_dur1-20-865-l9-fx.pdf
https://catalog.tungsram.com/files/sheet/duros_tbd_dur1-20-865-l8-fx.pdf
https://catalog.tungsram.com/files/sheet/duros_tbd_dur1-20-865-l6-fx.pdf
https://catalog.tungsram.com/files/sheet/duros_tbd_dur1-20-865-l5-fx.pdf
https://catalog.tungsram.com/files/sheet/duros_tbd_dur1-20-865-l4-fx.pdf
https://catalog.tungsram.com/files/sheet/duros_tbd_dur1-20-865-l2-fx.pdf
https://catalog.tungsram.com/files/sheet/duros_tbd_dur1-15-865-l10-fx.pdf
https://catalog.tungsram.com/files/sheet/duros_tbd_dur1-15-865-l9-fx.pdf
https://catalog.tungsram.com/files/sheet/duros_tbd_dur1-15-865-l8-fx.pdf
https://catalog.tungsram.com/files/sheet/duros_tbd_dur1-15-865-l6-fx.pdf
https://catalog.tungsram.com/files/sheet/duros_tbd_dur1-15-865-l5-fx.pdf
https://catalog.tungsram.com/files/sheet/duros_tbd_dur1-15-865-l4-fx.pdf
https://catalog.tungsram.com/files/sheet/duros_tbd_dur1-15-865-l2-fx.pdf
https://catalog.tungsram.com/files/sheet/duros_tbd_dur1-10-865-l10-fx.pdf
https://catalog.tungsram.com/files/sheet/duros_tbd_dur1-10-865-l9-fx.pdf
https://catalog.tungsram.com/files/sheet/duros_tbd_dur1-10-865-l8-fx.pdf
https://catalog.tungsram.com/files/sheet/duros_tbd_dur1-10-865-l6-fx.pdf
https://catalog.tungsram.com/files/sheet/duros_tbd_dur1-10-865-l5-fx.pdf
https://catalog.tungsram.com/files/sheet/duros_tbd_dur1-10-865-l4-fx.pdf
https://catalog.tungsram.com/files/sheet/duros_tbd_dur1-10-865-l2-fx.pdf
https://catalog.tungsram.com/files/sheet/duros_tbd_dur1-30-850-l10-fx.pdf
https://catalog.tungsram.com/files/sheet/duros_tbd_dur1-30-850-l9-fx.pdf
https://catalog.tungsram.com/files/sheet/duros_tbd_dur1-30-850-l8-fx.pdf
https://catalog.tungsram.com/files/sheet/duros_tbd_dur1-30-850-l6-fx.pdf
https://catalog.tungsram.com/files/sheet/duros_tbd_dur1-30-850-l5-fx.pdf
https://catalog.tungsram.com/files/sheet/duros_tbd_dur1-30-850-l4-fx.pdf
https://catalog.tungsram.com/files/sheet/duros_tbd_dur1-30-850-l2-fx.pdf
https://catalog.tungsram.com/files/sheet/duros_tbd_dur1-25-850-l10-fx.pdf
https://catalog.tungsram.com/files/sheet/duros_tbd_dur1-25-850-l9-fx.pdf
https://catalog.tungsram.com/files/sheet/duros_tbd_dur1-25-850-l8-fx.pdf
https://catalog.tungsram.com/files/sheet/duros_tbd_dur1-25-850-l6-fx.pdf
https://catalog.tungsram.com/files/sheet/duros_tbd_dur1-25-850-l5-fx.pdf
https://catalog.tungsram.com/files/sheet/duros_tbd_dur1-25-850-l4-fx.pdf
https://catalog.tungsram.com/files/sheet/duros_tbd_dur1-25-850-l2-fx.pdf
https://catalog.tungsram.com/files/sheet/duros_tbd_dur1-20-850-l10-fx.pdf
https://catalog.tungsram.com/files/sheet/duros_tbd_dur1-20-850-l9-fx.pdf
https://catalog.tungsram.com/files/sheet/duros_tbd_dur1-20-850-l8-fx.pdf
https://catalog.tungsram.com/files/sheet/duros_tbd_dur1-20-850-l6-fx.pdf
https://catalog.tungsram.com/files/sheet/duros_tbd_dur1-20-850-l5-fx.pdf
https://catalog.tungsram.com/files/sheet/duros_tbd_dur1-20-850-l4-fx.pdf
https://catalog.tungsram.com/files/sheet/duros_tbd_dur1-20-850-l2-fx.pdf
https://catalog.tungsram.com/files/sheet/duros_tbd_dur1-15-850-l10-fx.pdf
https://catalog.tungsram.com/files/sheet/duros_tbd_dur1-15-850-l9-fx.pdf
https://catalog.tungsram.com/files/sheet/duros_tbd_dur1-15-850-l8-fx.pdf
https://catalog.tungsram.com/files/sheet/duros_tbd_dur1-15-850-l6-fx.pdf
https://catalog.tungsram.com/files/sheet/duros_tbd_dur1-15-850-l5-fx.pdf
https://catalog.tungsram.com/files/sheet/duros_tbd_dur1-15-850-l4-fx.pdf
https://catalog.tungsram.com/files/sheet/duros_tbd_dur1-15-850-l2-fx.pdf
https://catalog.tungsram.com/files/sheet/duros_tbd_dur1-10-850-l10-fx.pdf
https://catalog.tungsram.com/files/sheet/duros_tbd_dur1-10-850-l9-fx.pdf
https://catalog.tungsram.com/files/sheet/duros_tbd_dur1-10-850-l8-fx.pdf
https://catalog.tungsram.com/files/sheet/duros_tbd_dur1-10-850-l6-fx.pdf
https://catalog.tungsram.com/files/sheet/duros_tbd_dur1-10-850-l5-fx.pdf
https://catalog.tungsram.com/files/sheet/duros_tbd_dur1-10-850-l4-fx.pdf
https://catalog.tungsram.com/files/sheet/duros_tbd_dur1-10-850-l2-fx.pdf
https://catalog.tungsram.com/files/sheet/duros_tbd_dur1-30-840-l10-fx.pdf
https://catalog.tungsram.com/files/sheet/duros_tbd_dur1-30-840-l9-fx.pdf
https://catalog.tungsram.com/files/sheet/duros_tbd_dur1-30-840-l8-fx.pdf
https://catalog.tungsram.com/files/sheet/duros_tbd_dur1-30-840-l6-fx.pdf
https://catalog.tungsram.com/files/sheet/duros_tbd_dur1-30-840-l5-fx.pdf
https://catalog.tungsram.com/files/sheet/duros_tbd_dur1-30-840-l4-fx.pdf
https://catalog.tungsram.com/files/sheet/duros_tbd_dur1-30-840-l2-fx.pdf
https://catalog.tungsram.com/files/sheet/duros_tbd_dur1-25-840-l10-fx.pdf
https://catalog.tungsram.com/files/sheet/duros_tbd_dur1-25-840-l9-fx.pdf
https://catalog.tungsram.com/files/sheet/duros_tbd_dur1-25-840-l8-fx.pdf
https://catalog.tungsram.com/files/sheet/duros_tbd_dur1-25-840-l6-fx.pdf
https://catalog.tungsram.com/files/sheet/duros_tbd_dur1-25-840-l5-fx.pdf
https://catalog.tungsram.com/files/sheet/duros_tbd_dur1-25-840-l4-fx.pdf
https://catalog.tungsram.com/files/sheet/duros_tbd_dur1-25-840-l2-fx.pdf
https://catalog.tungsram.com/files/sheet/duros_tbd_dur1-20-840-l10-fx.pdf
https://catalog.tungsram.com/files/sheet/duros_tbd_dur1-20-840-l9-fx.pdf
https://catalog.tungsram.com/files/sheet/duros_tbd_dur1-20-840-l8-fx.pdf
https://catalog.tungsram.com/files/sheet/duros_tbd_dur1-20-840-l6-fx.pdf
https://catalog.tungsram.com/files/sheet/duros_tbd_dur1-20-840-l5-fx.pdf
https://catalog.tungsram.com/files/sheet/duros_tbd_dur1-20-840-l4-fx.pdf
https://catalog.tungsram.com/files/sheet/duros_tbd_dur1-20-840-l2-fx.pdf
https://catalog.tungsram.com/files/sheet/duros_tbd_dur1-15-840-l10-fx.pdf
https://catalog.tungsram.com/files/sheet/duros_tbd_dur1-15-840-l9-fx.pdf
https://catalog.tungsram.com/files/sheet/duros_tbd_dur1-15-840-l8-fx.pdf
https://catalog.tungsram.com/files/sheet/duros_tbd_dur1-15-840-l6-fx.pdf
https://catalog.tungsram.com/files/sheet/duros_tbd_dur1-15-840-l5-fx.pdf
https://catalog.tungsram.com/files/sheet/duros_tbd_dur1-15-840-l4-fx.pdf
https://catalog.tungsram.com/files/sheet/duros_tbd_dur1-15-840-l2-fx.pdf
https://catalog.tungsram.com/files/sheet/duros_tbd_dur1-10-840-l10-fx.pdf
https://catalog.tungsram.com/files/sheet/duros_tbd_dur1-10-840-l9-fx.pdf
https://catalog.tungsram.com/files/sheet/duros_tbd_dur1-10-840-l8-fx.pdf
https://catalog.tungsram.com/files/sheet/duros_tbd_dur1-10-840-l6-fx.pdf
https://catalog.tungsram.com/files/sheet/duros_tbd_dur1-10-840-l5-fx.pdf
https://catalog.tungsram.com/files/sheet/duros_tbd_dur1-10-840-l4-fx.pdf
https://catalog.tungsram.com/files/sheet/duros_tbd_dur1-10-840-l2-fx.pdf
https://catalog.tungsram.com/files/sheet/fialux-no-driver_93122350_fialux-1x4-nd-865.pdf
https://catalog.tungsram.com/files/sheet/fialux-no-driver_93122349_fialux-2x2-nd-865.pdf
https://catalog.tungsram.com/files/sheet/fialux_93120859_fialux-1x4-s2-36w-840-19-sm.pdf
https://catalog.tungsram.com/files/sheet/fialux_93120858_fialux-1x4-s1-27w-840-19-sm.pdf
https://catalog.tungsram.com/files/sheet/fialux_93120855_fialux-1x4-s2-21w-840-19-sm.pdf
https://catalog.tungsram.com/files/sheet/fialux_93120854_fialux-2x2-s2-36w-840-19-sm.pdf
https://catalog.tungsram.com/files/sheet/fialux_93120857_fialux-2x2-s1-27w-840-19-sm.pdf
https://catalog.tungsram.com/files/sheet/fialux_93120856_fialux-2x2-s2-21w-840-19-sm.pdf
https://catalog.tungsram.com/files/sheet/fialux_93122253_fialux-1x4-d1-36w-865-19.pdf
https://catalog.tungsram.com/files/sheet/fialux_93122252_fialux-2x2-d1-36w-865-19.pdf
https://catalog.tungsram.com/files/sheet/fialux_93122251_fialux-1x4-s2-36w-865-19.pdf
https://catalog.tungsram.com/files/sheet/fialux_93122250_fialux-1x4-s1-31w-865-19.pdf
https://catalog.tungsram.com/files/sheet/fialux_93122249_fialux-1x4-s1-27w-865-19.pdf
https://catalog.tungsram.com/files/sheet/fialux_93122248_fialux-1x4-s2-21w-865-19.pdf
https://catalog.tungsram.com/files/sheet/fialux_93122247_fialux-2x2-s2-36w-865-19.pdf
https://catalog.tungsram.com/files/sheet/fialux_93122246_fialux-2x2-s1-31w-865-19.pdf
https://catalog.tungsram.com/files/sheet/fialux_93122235_fialux-2x2-s1-27w-865-19.pdf
https://catalog.tungsram.com/files/sheet/fialux_93122234_fialux-2x2-s2-21w-865-19.pdf
https://catalog.tungsram.com/files/sheet/mariner-clip_93120329_tung-mariner-cl-g1-5-51w-840-d-ds.pdf
https://catalog.tungsram.com/files/sheet/mariner-clip_93120328_tung-mariner-cl-g1-5-30w-840-d-ds.pdf
https://catalog.tungsram.com/files/sheet/mariner-clip_93120327_tung-mariner-cl-g1-4-32w-840-d-ds.pdf
https://catalog.tungsram.com/files/sheet/mariner-clip_93120326_tung-mariner-cl-g1-4-21w-840-d-ds.pdf
https://catalog.tungsram.com/files/sheet/mariner-clip_93119910_tung-mariner-cl-g1-5-50w-840-s-ds.pdf
https://catalog.tungsram.com/files/sheet/mariner-clip_93119909_tung-mariner-cl-g1-5-31w-840-s-ds.pdf
https://catalog.tungsram.com/files/sheet/mariner-clip_93119908_tung-mariner-cl-g1-4-33w-840-s-ds.pdf
https://catalog.tungsram.com/files/sheet/mariner-clip_93119907_tung-mariner-cl-g1-4-22w-840-s-ds.pdf
https://catalog.tungsram.com/files/sheet/straightlux_93121716_slux-1-7m-15-840-dst-lgra-11c-10.pdf
https://catalog.tungsram.com/files/sheet/straightlux_93121715_slux-1-7m-15-840-dst-lgrs-11c-10.pdf
https://catalog.tungsram.com/files/sheet/straightlux_93121714_slux-1-7m-15-840-dst-lgw-11c-10.pdf
https://catalog.tungsram.com/files/sheet/straightlux_93121713_slux-1-7m-15-840-dst-lgn-11c-10.pdf
https://catalog.tungsram.com/files/sheet/straightlux_93121712_slux-1-7m-10-840-dst-lgra-11c-10.pdf
https://catalog.tungsram.com/files/sheet/straightlux_93121711_slux-1-7m-10-840-dst-lgrs-11c-10.pdf
https://catalog.tungsram.com/files/sheet/straightlux_93121710_slux-1-7m-10-840-dst-lgw-11c-10.pdf
https://catalog.tungsram.com/files/sheet/straightlux_93121709_slux-1-7m-10-840-dst-lgn-11c-10.pdf
https://catalog.tungsram.com/files/sheet/straightlux_93121708_slux-1-7m-5-840-dst-lgra-11c-10.pdf
https://catalog.tungsram.com/files/sheet/straightlux_93121707_slux-1-7m-5-840-dst-lgrs-11c-10.pdf
https://catalog.tungsram.com/files/sheet/straightlux_93121706_slux-1-7m-5-840-dst-lgw-11c-10.pdf
https://catalog.tungsram.com/files/sheet/straightlux_93121705_slux-1-7m-5-840-dst-lgn-11c-10.pdf
https://catalog.tungsram.com/files/sheet/straightlux_93121704_slux-0-9m-7-840-dst-lgra-11c-10.pdf
https://catalog.tungsram.com/files/sheet/straightlux_93121703_slux-0-9m-7-840-dst-lgrs-11c-10.pdf
https://catalog.tungsram.com/files/sheet/straightlux_93121702_slux-0-9m-7-840-dst-lgw-11c-10.pdf
https://catalog.tungsram.com/files/sheet/straightlux_93121701_slux-0-9m-7-840-dst-lgn-11c-10.pdf
https://catalog.tungsram.com/files/sheet/straightlux_93121700_slux-0-9m-4-840-dst-lgra-11c-10.pdf
https://catalog.tungsram.com/files/sheet/straightlux_93121699_slux-0-9m-4-840-dst-lgrs-11c-10.pdf
https://catalog.tungsram.com/files/sheet/straightlux_93121698_slux-0-9m-4-840-dst-lgw-11c-10.pdf
https://catalog.tungsram.com/files/sheet/straightlux_93121697_slux-0-9m-4-840-dst-lgn-11c-10.pdf
https://catalog.tungsram.com/files/sheet/straightlux_93121696_slux-0-9m-2-840-dst-lgra-11c-10.pdf
https://catalog.tungsram.com/files/sheet/straightlux_93121695_slux-0-9m-2-840-dst-lgrs-11c-10.pdf
https://catalog.tungsram.com/files/sheet/straightlux_93121694_slux-0-9m-2-840-dst-lgw-11c-10.pdf
https://catalog.tungsram.com/files/sheet/straightlux_93121693_slux-0-9m-2-840-dst-lgn-11c-10.pdf
https://catalog.tungsram.com/files/sheet/straightlux_93120410_slux-1-7m-15-840-sst-lgra-11c-10.pdf
https://catalog.tungsram.com/files/sheet/straightlux_93120409_slux-1-7m-15-840-sst-lgrs-11c-10.pdf
https://catalog.tungsram.com/files/sheet/straightlux_93120408_slux-1-7m-15-840-sst-lgw-11c-10.pdf
https://catalog.tungsram.com/files/sheet/straightlux_93120407_slux-1-7m-15-840-sst-lgn-11c-10.pdf
https://catalog.tungsram.com/files/sheet/straightlux_93120406_slux-1-7m-10-840-sst-lgra-11c-10.pdf
https://catalog.tungsram.com/files/sheet/straightlux_93120405_slux-1-7m-10-840-sst-lgrs-11c-10.pdf
https://catalog.tungsram.com/files/sheet/straightlux_93120404_slux-1-7m-10-840-sst-lgw-11c-10.pdf
https://catalog.tungsram.com/files/sheet/straightlux_93120403_slux-1-7m-10-840-sst-lgn-11c-10.pdf
https://catalog.tungsram.com/files/sheet/straightlux_93120402_slux-1-7m-5-840-sst-lgra-11c-10.pdf
https://catalog.tungsram.com/files/sheet/straightlux_93120401_slux-1-7m-5-840-sst-lgrs-11c-10.pdf
https://catalog.tungsram.com/files/sheet/straightlux_93120400_slux-1-7m-5-840-sst-lgw-11c-10.pdf
https://catalog.tungsram.com/files/sheet/straightlux_93120399_slux-1-7m-5-840-sst-lgn-11c-10.pdf
https://catalog.tungsram.com/files/sheet/straightlux_93120398_slux-0-9m-7-840-sst-lgra-11c-10.pdf
https://catalog.tungsram.com/files/sheet/straightlux_93120397_slux-0-9m-7-840-sst-lgrs-11c-10.pdf
https://catalog.tungsram.com/files/sheet/straightlux_93120396_slux-0-9m-7-840-sst-lgw-11c-10.pdf
https://catalog.tungsram.com/files/sheet/straightlux_93120375_slux-0-9m-7-840-sst-lgn-11c-10.pdf
https://catalog.tungsram.com/files/sheet/straightlux_93120374_slux-0-9m-4-840-sst-lgra-11c-10.pdf
https://catalog.tungsram.com/files/sheet/straightlux_93120373_slux-0-9m-4-840-sst-lgrs-11c-10.pdf
https://catalog.tungsram.com/files/sheet/straightlux_93120372_slux-0-9m-4-840-sst-lgw-11c-10.pdf
https://catalog.tungsram.com/files/sheet/straightlux_93120371_slux-0-9m-4-840-sst-lgn-11c-10.pdf
https://catalog.tungsram.com/files/sheet/straightlux_93120370_slux-0-9m-2-840-sst-lgra-11c-10.pdf
https://catalog.tungsram.com/files/sheet/straightlux_93120369_slux-0-9m-2-840-sst-lgrs-11c-10.pdf
https://catalog.tungsram.com/files/sheet/straightlux_93120368_slux-0-9m-2-840-sst-lgw-11c-10.pdf
https://catalog.tungsram.com/files/sheet/straightlux_93120367_slux-0-9m-2-840-sst-lgn-11c-10.pdf
https://catalog.tungsram.com/files/sheet/straightlux_93121692_slux-1-7m-15-830-sst-lgra-11c-10.pdf
https://catalog.tungsram.com/files/sheet/straightlux_93121691_slux-1-7m-15-830-sst-lgrs-11c-10.pdf
https://catalog.tungsram.com/files/sheet/straightlux_93121690_slux-1-7m-15-830-sst-lgw-11c-10.pdf
https://catalog.tungsram.com/files/sheet/straightlux_93121689_slux-1-7m-15-830-sst-lgn-11c-10.pdf
https://catalog.tungsram.com/files/sheet/straightlux_93121688_slux-1-7m-10-830-sst-lgra-11c-10.pdf
https://catalog.tungsram.com/files/sheet/straightlux_93121687_slux-1-7m-10-830-sst-lgrs-11c-10.pdf
https://catalog.tungsram.com/files/sheet/straightlux_93121686_slux-1-7m-10-830-sst-lgw-11c-10.pdf
https://catalog.tungsram.com/files/sheet/straightlux_93121685_slux-1-7m-10-830-sst-lgn-11c-10.pdf
https://catalog.tungsram.com/files/sheet/straightlux_93121684_slux-1-7m-5-830-sst-lgra-11c-10.pdf
https://catalog.tungsram.com/files/sheet/straightlux_93121683_slux-1-7m-5-830-sst-lgrs-11c-10.pdf
https://catalog.tungsram.com/files/sheet/straightlux_93121682_slux-1-7m-5-830-sst-lgw-11c-10.pdf
https://catalog.tungsram.com/files/sheet/straightlux_93121681_slux-1-7m-5-830-sst-lgn-11c-10.pdf
https://catalog.tungsram.com/files/sheet/straightlux_93121680_slux-0-9m-7-830-sst-lgra-11c-10.pdf
https://catalog.tungsram.com/files/sheet/straightlux_93121679_slux-0-9m-7-830-sst-lgrs-11c-10.pdf
https://catalog.tungsram.com/files/sheet/straightlux_93121678_slux-0-9m-7-830-sst-lgw-11c-10.pdf
https://catalog.tungsram.com/files/sheet/straightlux_93121677_slux-0-9m-7-830-sst-lgn-11c-10.pdf
https://catalog.tungsram.com/files/sheet/straightlux_93121676_slux-0-9m-4-830-sst-lgra-11c-10.pdf
https://catalog.tungsram.com/files/sheet/straightlux_93121665_slux-0-9m-4-830-sst-lgrs-11c-10.pdf
https://catalog.tungsram.com/files/sheet/straightlux_93121664_slux-0-9m-4-830-sst-lgw-11c-10.pdf
https://catalog.tungsram.com/files/sheet/straightlux_93121663_slux-0-9m-4-830-sst-lgn-11c-10.pdf
https://catalog.tungsram.com/files/sheet/straightlux_93121662_slux-0-9m-2-830-sst-lgra-11c-10.pdf
https://catalog.tungsram.com/files/sheet/straightlux_93121661_slux-0-9m-2-830-sst-lgrs-11c-10.pdf
https://catalog.tungsram.com/files/sheet/straightlux_93121660_slux-0-9m-2-830-sst-lgw-11c-10.pdf
https://catalog.tungsram.com/files/sheet/straightlux_93121659_slux-0-9m-2-830-sst-lgn-11c-10.pdf
https://catalog.tungsram.com/files/sheet/mariner-narrow-beam-g1_93121090_mariner-narrowbeam-g1-5-56w-840-s.pdf
https://catalog.tungsram.com/files/sheet/mariner-narrow-beam-g1_93121089_mariner-narrowbeam-g1-5-39w-840-s.pdf
https://catalog.tungsram.com/files/sheet/mariner-narrow-beam-g1_93121088_mariner-narrowbeam-g1-4-44w-840-s.pdf
https://catalog.tungsram.com/files/sheet/mariner-narrow-beam-g1_93121087_mariner-narrowbeam-g1-4-31w-840-s.pdf
https://catalog.tungsram.com/files/sheet/smbt_tbd_smbt-3-f-y5-160-30.pdf
https://catalog.tungsram.com/files/sheet/smbt_tbd_smbt-3-f-p5-160-30.pdf
https://catalog.tungsram.com/files/sheet/smbt_tbd_smbt-3-f-f5-160-30.pdf
https://catalog.tungsram.com/files/sheet/smbt_tbd_smbt-3-f-e5-160-30.pdf
https://catalog.tungsram.com/files/sheet/smbt_tbd_smbt-3-f-c5-160-30.pdf
https://catalog.tungsram.com/files/sheet/smbt_tbd_smbt-3-f-b5-160-30.pdf
https://catalog.tungsram.com/files/sheet/smbt_tbd_smbt-3-f-e2-160-30.pdf
https://catalog.tungsram.com/files/sheet/smbt_tbd_smbt-3-f-b2-160-30.pdf
https://catalog.tungsram.com/files/sheet/smbt_tbd_smbt-3-f-y5-140-30.pdf
https://catalog.tungsram.com/files/sheet/smbt_tbd_smbt-3-f-p5-140-30.pdf
https://catalog.tungsram.com/files/sheet/smbt_tbd_smbt-3-f-f5-140-30.pdf
https://catalog.tungsram.com/files/sheet/smbt_tbd_smbt-3-f-e5-140-30.pdf
https://catalog.tungsram.com/files/sheet/smbt_tbd_smbt-3-f-c5-140-30.pdf
https://catalog.tungsram.com/files/sheet/smbt_tbd_smbt-3-f-b5-140-30.pdf
https://catalog.tungsram.com/files/sheet/smbt_tbd_smbt-3-f-e2-140-30.pdf
https://catalog.tungsram.com/files/sheet/smbt_tbd_smbt-3-f-b2-140-30.pdf
https://catalog.tungsram.com/files/sheet/smbt_tbd_smbt-3-f-y5-120-30.pdf
https://catalog.tungsram.com/files/sheet/smbt_tbd_smbt-3-f-p5-120-30.pdf
https://catalog.tungsram.com/files/sheet/smbt_tbd_smbt-3-f-f5-120-30.pdf
https://catalog.tungsram.com/files/sheet/smbt_tbd_smbt-3-f-e5-120-30.pdf
https://catalog.tungsram.com/files/sheet/smbt_tbd_smbt-3-f-c5-120-30.pdf
https://catalog.tungsram.com/files/sheet/smbt_tbd_smbt-3-f-b5-120-30.pdf
https://catalog.tungsram.com/files/sheet/smbt_tbd_smbt-3-f-e2-120-30.pdf
https://catalog.tungsram.com/files/sheet/smbt_tbd_smbt-3-f-b2-120-30.pdf
https://catalog.tungsram.com/files/sheet/smbt_tbd_smbt-3-f-y5-105-30.pdf
https://catalog.tungsram.com/files/sheet/smbt_tbd_smbt-3-f-p5-105-30.pdf
https://catalog.tungsram.com/files/sheet/smbt_tbd_smbt-3-f-f5-105-30.pdf
https://catalog.tungsram.com/files/sheet/smbt_tbd_smbt-3-f-e5-105-30.pdf
https://catalog.tungsram.com/files/sheet/smbt_tbd_smbt-3-f-c5-105-30.pdf
https://catalog.tungsram.com/files/sheet/smbt_tbd_smbt-3-f-b5-105-30.pdf
https://catalog.tungsram.com/files/sheet/smbt_tbd_smbt-3-f-e2-105-30.pdf
https://catalog.tungsram.com/files/sheet/smbt_tbd_smbt-3-f-b2-105-30.pdf
https://catalog.tungsram.com/files/sheet/smbt_tbd_smbt-3-f-y5-95-30.pdf
https://catalog.tungsram.com/files/sheet/smbt_tbd_smbt-3-f-p5-95-30.pdf
https://catalog.tungsram.com/files/sheet/smbt_tbd_smbt-3-f-f5-95-30.pdf
https://catalog.tungsram.com/files/sheet/smbt_tbd_smbt-3-f-e5-95-30.pdf
https://catalog.tungsram.com/files/sheet/smbt_tbd_smbt-3-f-c5-95-30.pdf
https://catalog.tungsram.com/files/sheet/smbt_tbd_smbt-3-f-b5-95-30.pdf
https://catalog.tungsram.com/files/sheet/smbt_tbd_smbt-3-f-e2-95-30.pdf
https://catalog.tungsram.com/files/sheet/smbt_tbd_smbt-3-f-b2-95-30.pdf
https://catalog.tungsram.com/files/sheet/smbt_tbd_smbt-3-f-y5-80-30.pdf
https://catalog.tungsram.com/files/sheet/smbt_tbd_smbt-3-f-p5-80-30.pdf
https://catalog.tungsram.com/files/sheet/smbt_tbd_smbt-3-f-f5-80-30.pdf
https://catalog.tungsram.com/files/sheet/smbt_tbd_smbt-3-f-e5-80-30.pdf
https://catalog.tungsram.com/files/sheet/smbt_tbd_smbt-3-f-c5-80-30.pdf
https://catalog.tungsram.com/files/sheet/smbt_tbd_smbt-3-f-b5-80-30.pdf
https://catalog.tungsram.com/files/sheet/smbt_tbd_smbt-3-f-e2-80-30.pdf
https://catalog.tungsram.com/files/sheet/smbt_tbd_smbt-3-f-b2-80-30.pdf
https://catalog.tungsram.com/files/sheet/smbt_tbd_smbt-3-f-y5-65-30.pdf
https://catalog.tungsram.com/files/sheet/smbt_tbd_smbt-3-f-p5-65-30.pdf
https://catalog.tungsram.com/files/sheet/smbt_tbd_smbt-3-f-f5-65-30.pdf
https://catalog.tungsram.com/files/sheet/smbt_tbd_smbt-3-f-e5-65-30.pdf
https://catalog.tungsram.com/files/sheet/smbt_tbd_smbt-3-f-c5-65-30.pdf
https://catalog.tungsram.com/files/sheet/smbt_tbd_smbt-3-f-b5-65-30.pdf
https://catalog.tungsram.com/files/sheet/smbt_tbd_smbt-3-f-e2-65-30.pdf
https://catalog.tungsram.com/files/sheet/smbt_tbd_smbt-3-f-b2-65-30.pdf
https://catalog.tungsram.com/files/sheet/smbt_tbd_smbt-3-f-y5-50-30.pdf
https://catalog.tungsram.com/files/sheet/smbt_tbd_smbt-3-f-p5-50-30.pdf
https://catalog.tungsram.com/files/sheet/smbt_tbd_smbt-3-f-f5-50-30.pdf
https://catalog.tungsram.com/files/sheet/smbt_tbd_smbt-3-f-e5-50-30.pdf
https://catalog.tungsram.com/files/sheet/smbt_tbd_smbt-3-f-c5-50-30.pdf
https://catalog.tungsram.com/files/sheet/smbt_tbd_smbt-3-f-b5-50-30.pdf
https://catalog.tungsram.com/files/sheet/smbt_tbd_smbt-3-f-e2-50-30.pdf
https://catalog.tungsram.com/files/sheet/smbt_tbd_smbt-3-f-b2-50-30.pdf
https://catalog.tungsram.com/files/sheet/smbt_tbd_smbt-3-f-y5-160-40.pdf
https://catalog.tungsram.com/files/sheet/smbt_tbd_smbt-3-f-p5-160-40.pdf
https://catalog.tungsram.com/files/sheet/smbt_tbd_smbt-3-f-f5-160-40.pdf
https://catalog.tungsram.com/files/sheet/smbt_tbd_smbt-3-f-e5-160-40.pdf
https://catalog.tungsram.com/files/sheet/smbt_tbd_smbt-3-f-c5-160-40.pdf
https://catalog.tungsram.com/files/sheet/smbt_tbd_smbt-3-f-b5-160-40.pdf
https://catalog.tungsram.com/files/sheet/smbt_tbd_smbt-3-f-e2-160-40.pdf
https://catalog.tungsram.com/files/sheet/smbt_tbd_smbt-3-f-b2-160-40.pdf
https://catalog.tungsram.com/files/sheet/smbt_tbd_smbt-3-f-y5-140-40.pdf
https://catalog.tungsram.com/files/sheet/smbt_tbd_smbt-3-f-p5-140-40.pdf
https://catalog.tungsram.com/files/sheet/smbt_tbd_smbt-3-f-f5-140-40.pdf
https://catalog.tungsram.com/files/sheet/smbt_tbd_smbt-3-f-e5-140-40.pdf
https://catalog.tungsram.com/files/sheet/smbt_tbd_smbt-3-f-c5-140-40.pdf
https://catalog.tungsram.com/files/sheet/smbt_tbd_smbt-3-f-b5-140-40.pdf
https://catalog.tungsram.com/files/sheet/smbt_tbd_smbt-3-f-e2-140-40.pdf
https://catalog.tungsram.com/files/sheet/smbt_tbd_smbt-3-f-b2-140-40.pdf
https://catalog.tungsram.com/files/sheet/smbt_tbd_smbt-3-f-y5-120-40.pdf
https://catalog.tungsram.com/files/sheet/smbt_tbd_smbt-3-f-p5-120-40.pdf
https://catalog.tungsram.com/files/sheet/smbt_tbd_smbt-3-f-f5-120-40.pdf
https://catalog.tungsram.com/files/sheet/smbt_tbd_smbt-3-f-e5-120-40.pdf
https://catalog.tungsram.com/files/sheet/smbt_tbd_smbt-3-f-c5-120-40.pdf
https://catalog.tungsram.com/files/sheet/smbt_tbd_smbt-3-f-b5-120-40.pdf
https://catalog.tungsram.com/files/sheet/smbt_tbd_smbt-3-f-e2-120-40.pdf
https://catalog.tungsram.com/files/sheet/smbt_tbd_smbt-3-f-b2-120-40.pdf
https://catalog.tungsram.com/files/sheet/smbt_tbd_smbt-3-f-y5-105-40.pdf
https://catalog.tungsram.com/files/sheet/smbt_tbd_smbt-3-f-p5-105-40.pdf
https://catalog.tungsram.com/files/sheet/smbt_tbd_smbt-3-f-f5-105-40.pdf
https://catalog.tungsram.com/files/sheet/smbt_tbd_smbt-3-f-e5-105-40.pdf
https://catalog.tungsram.com/files/sheet/smbt_tbd_smbt-3-f-c5-105-40.pdf
https://catalog.tungsram.com/files/sheet/smbt_tbd_smbt-3-f-b5-105-40.pdf
https://catalog.tungsram.com/files/sheet/smbt_tbd_smbt-3-f-e2-105-40.pdf
https://catalog.tungsram.com/files/sheet/smbt_tbd_smbt-3-f-b2-105-40.pdf
https://catalog.tungsram.com/files/sheet/smbt_tbd_smbt-3-f-y5-95-40.pdf
https://catalog.tungsram.com/files/sheet/smbt_tbd_smbt-3-f-p5-95-40.pdf
https://catalog.tungsram.com/files/sheet/smbt_tbd_smbt-3-f-f5-95-40.pdf
https://catalog.tungsram.com/files/sheet/smbt_tbd_smbt-3-f-e5-95-40.pdf
https://catalog.tungsram.com/files/sheet/smbt_tbd_smbt-3-f-c5-95-40.pdf
https://catalog.tungsram.com/files/sheet/smbt_tbd_smbt-3-f-b5-95-40.pdf
https://catalog.tungsram.com/files/sheet/smbt_tbd_smbt-3-f-e2-95-40.pdf
https://catalog.tungsram.com/files/sheet/smbt_tbd_smbt-3-f-b2-95-40.pdf
https://catalog.tungsram.com/files/sheet/smbt_tbd_smbt-3-f-y5-80-40.pdf
https://catalog.tungsram.com/files/sheet/smbt_tbd_smbt-3-f-p5-80-40.pdf
https://catalog.tungsram.com/files/sheet/smbt_tbd_smbt-3-f-f5-80-40.pdf
https://catalog.tungsram.com/files/sheet/smbt_tbd_smbt-3-f-e5-80-40.pdf
https://catalog.tungsram.com/files/sheet/smbt_tbd_smbt-3-f-c5-80-40.pdf
https://catalog.tungsram.com/files/sheet/smbt_tbd_smbt-3-f-b5-80-40.pdf
https://catalog.tungsram.com/files/sheet/smbt_tbd_smbt-3-f-e2-80-40.pdf
https://catalog.tungsram.com/files/sheet/smbt_tbd_smbt-3-f-b2-80-40.pdf
https://catalog.tungsram.com/files/sheet/smbt_tbd_smbt-3-f-y5-65-40.pdf
https://catalog.tungsram.com/files/sheet/smbt_tbd_smbt-3-f-p5-65-40.pdf
https://catalog.tungsram.com/files/sheet/smbt_tbd_smbt-3-f-f5-65-40.pdf
https://catalog.tungsram.com/files/sheet/smbt_tbd_smbt-3-f-e5-65-40.pdf
https://catalog.tungsram.com/files/sheet/smbt_tbd_smbt-3-f-c5-65-40.pdf
https://catalog.tungsram.com/files/sheet/smbt_tbd_smbt-3-f-b5-65-40.pdf
https://catalog.tungsram.com/files/sheet/smbt_tbd_smbt-3-f-e2-65-40.pdf
https://catalog.tungsram.com/files/sheet/smbt_tbd_smbt-3-f-b2-65-40.pdf
https://catalog.tungsram.com/files/sheet/smbt_tbd_smbt-3-f-y5-50-40.pdf
https://catalog.tungsram.com/files/sheet/smbt_tbd_smbt-3-f-p5-50-40.pdf
https://catalog.tungsram.com/files/sheet/smbt_tbd_smbt-3-f-f5-50-40.pdf
https://catalog.tungsram.com/files/sheet/smbt_tbd_smbt-3-f-e5-50-40.pdf
https://catalog.tungsram.com/files/sheet/smbt_tbd_smbt-3-f-c5-50-40.pdf
https://catalog.tungsram.com/files/sheet/smbt_tbd_smbt-3-f-b5-50-40.pdf
https://catalog.tungsram.com/files/sheet/smbt_tbd_smbt-3-f-e2-50-40.pdf
https://catalog.tungsram.com/files/sheet/smbt_tbd_smbt-3-f-b2-50-40.pdf
https://catalog.tungsram.com/files/sheet/slbt_tbd_slbt-3-f-g2-70-27.pdf
https://catalog.tungsram.com/files/sheet/slbt_tbd_slbt-3-f-y5-70-27.pdf
https://catalog.tungsram.com/files/sheet/slbt_tbd_slbt-3-f-z5-70-27.pdf
https://catalog.tungsram.com/files/sheet/slbt_tbd_slbt-3-f-x5-70-27.pdf
https://catalog.tungsram.com/files/sheet/slbt_tbd_slbt-3-f-b2-70-27.pdf
https://catalog.tungsram.com/files/sheet/slbt_tbd_slbt-3-f-p5-70-27.pdf
https://catalog.tungsram.com/files/sheet/slbt_tbd_slbt-3-f-e2-70-27.pdf
https://catalog.tungsram.com/files/sheet/slbt_tbd_slbt-3-f-f5-70-27.pdf
https://catalog.tungsram.com/files/sheet/slbt_tbd_slbt-3-f-e5-70-27.pdf
https://catalog.tungsram.com/files/sheet/slbt_tbd_slbt-3-f-c5-70-27.pdf
https://catalog.tungsram.com/files/sheet/slbt_tbd_slbt-3-f-b5-70-27.pdf
https://catalog.tungsram.com/files/sheet/slbt_tbd_slbt-3-f-g2-55-27.pdf
https://catalog.tungsram.com/files/sheet/slbt_tbd_slbt-3-f-y5-55-27.pdf
https://catalog.tungsram.com/files/sheet/slbt_tbd_slbt-3-f-z5-55-27.pdf
https://catalog.tungsram.com/files/sheet/slbt_tbd_slbt-3-f-x5-55-27.pdf
https://catalog.tungsram.com/files/sheet/slbt_tbd_slbt-3-f-b2-55-27.pdf
https://catalog.tungsram.com/files/sheet/slbt_tbd_slbt-3-f-p5-55-27.pdf
https://catalog.tungsram.com/files/sheet/slbt_tbd_slbt-3-f-e2-55-27.pdf
https://catalog.tungsram.com/files/sheet/slbt_tbd_slbt-3-f-f5-55-27.pdf
https://catalog.tungsram.com/files/sheet/slbt_tbd_slbt-3-f-e5-55-27.pdf
https://catalog.tungsram.com/files/sheet/slbt_tbd_slbt-3-f-c5-55-27.pdf
https://catalog.tungsram.com/files/sheet/slbt_tbd_slbt-3-f-b5-55-27.pdf
https://catalog.tungsram.com/files/sheet/slbt_tbd_slbt-3-f-g2-47-27.pdf
https://catalog.tungsram.com/files/sheet/slbt_tbd_slbt-3-f-y5-47-27.pdf
https://catalog.tungsram.com/files/sheet/slbt_tbd_slbt-3-f-z5-47-27.pdf
https://catalog.tungsram.com/files/sheet/slbt_tbd_slbt-3-f-x5-47-27.pdf
https://catalog.tungsram.com/files/sheet/slbt_tbd_slbt-3-f-b2-47-27.pdf
https://catalog.tungsram.com/files/sheet/slbt_tbd_slbt-3-f-p5-47-27.pdf
https://catalog.tungsram.com/files/sheet/slbt_tbd_slbt-3-f-e2-47-27.pdf
https://catalog.tungsram.com/files/sheet/slbt_tbd_slbt-3-f-f5-47-27.pdf
https://catalog.tungsram.com/files/sheet/slbt_tbd_slbt-3-f-e5-47-27.pdf
https://catalog.tungsram.com/files/sheet/slbt_tbd_slbt-3-f-c5-47-27.pdf
https://catalog.tungsram.com/files/sheet/slbt_tbd_slbt-3-f-b5-47-27.pdf
https://catalog.tungsram.com/files/sheet/slbt_tbd_slbt-3-f-g2-41-27.pdf
https://catalog.tungsram.com/files/sheet/slbt_tbd_slbt-3-f-y5-41-27.pdf
https://catalog.tungsram.com/files/sheet/slbt_tbd_slbt-3-f-z5-41-27.pdf
https://catalog.tungsram.com/files/sheet/slbt_tbd_slbt-3-f-x5-41-27.pdf
https://catalog.tungsram.com/files/sheet/slbt_tbd_slbt-3-f-b2-41-27.pdf
https://catalog.tungsram.com/files/sheet/slbt_tbd_slbt-3-f-p5-41-27.pdf
https://catalog.tungsram.com/files/sheet/slbt_tbd_slbt-3-f-e2-41-27.pdf
https://catalog.tungsram.com/files/sheet/slbt_tbd_slbt-3-f-f5-41-27.pdf
https://catalog.tungsram.com/files/sheet/slbt_tbd_slbt-3-f-e5-41-27.pdf
https://catalog.tungsram.com/files/sheet/slbt_tbd_slbt-3-f-c5-41-27.pdf
https://catalog.tungsram.com/files/sheet/slbt_tbd_slbt-3-f-b5-41-27.pdf
https://catalog.tungsram.com/files/sheet/slbt_tbd_slbt-3-f-g2-35-27.pdf
https://catalog.tungsram.com/files/sheet/slbt_tbd_slbt-3-f-y5-35-27.pdf
https://catalog.tungsram.com/files/sheet/slbt_tbd_slbt-3-f-z5-35-27.pdf
https://catalog.tungsram.com/files/sheet/slbt_tbd_slbt-3-f-x5-35-27.pdf
https://catalog.tungsram.com/files/sheet/slbt_tbd_slbt-3-f-b2-35-27.pdf
https://catalog.tungsram.com/files/sheet/slbt_tbd_slbt-3-f-p5-35-27.pdf
https://catalog.tungsram.com/files/sheet/slbt_tbd_slbt-3-f-e2-35-27.pdf
https://catalog.tungsram.com/files/sheet/slbt_tbd_slbt-3-f-f5-35-27.pdf
https://catalog.tungsram.com/files/sheet/slbt_tbd_slbt-3-f-e5-35-27.pdf
https://catalog.tungsram.com/files/sheet/slbt_tbd_slbt-3-f-c5-35-27.pdf
https://catalog.tungsram.com/files/sheet/slbt_tbd_slbt-3-f-b5-35-27.pdf
https://catalog.tungsram.com/files/sheet/slbt_tbd_slbt-3-f-g2-28-27.pdf
https://catalog.tungsram.com/files/sheet/slbt_tbd_slbt-3-f-y5-28-27.pdf
https://catalog.tungsram.com/files/sheet/slbt_tbd_slbt-3-f-z5-28-27.pdf
https://catalog.tungsram.com/files/sheet/slbt_tbd_slbt-3-f-x5-28-27.pdf
https://catalog.tungsram.com/files/sheet/slbt_tbd_slbt-3-f-b2-28-27.pdf
https://catalog.tungsram.com/files/sheet/slbt_tbd_slbt-3-f-p5-28-27.pdf
https://catalog.tungsram.com/files/sheet/slbt_tbd_slbt-3-f-e2-28-27.pdf
https://catalog.tungsram.com/files/sheet/slbt_tbd_slbt-3-f-f5-28-27.pdf
https://catalog.tungsram.com/files/sheet/slbt_tbd_slbt-3-f-e5-28-27.pdf
https://catalog.tungsram.com/files/sheet/slbt_tbd_slbt-3-f-c5-28-27.pdf
https://catalog.tungsram.com/files/sheet/slbt_tbd_slbt-3-f-b5-28-27.pdf
https://catalog.tungsram.com/files/sheet/slbt_tbd_slbt-3-f-g2-19-27.pdf
https://catalog.tungsram.com/files/sheet/slbt_tbd_slbt-3-f-y5-19-27.pdf
https://catalog.tungsram.com/files/sheet/slbt_tbd_slbt-3-f-z5-19-27.pdf
https://catalog.tungsram.com/files/sheet/slbt_tbd_slbt-3-f-x5-19-27.pdf
https://catalog.tungsram.com/files/sheet/slbt_tbd_slbt-3-f-b2-19-27.pdf
https://catalog.tungsram.com/files/sheet/slbt_tbd_slbt-3-f-p5-19-27.pdf
https://catalog.tungsram.com/files/sheet/slbt_tbd_slbt-3-f-e2-19-27.pdf
https://catalog.tungsram.com/files/sheet/slbt_tbd_slbt-3-f-f5-19-27.pdf
https://catalog.tungsram.com/files/sheet/slbt_tbd_slbt-3-f-e5-19-27.pdf
https://catalog.tungsram.com/files/sheet/slbt_tbd_slbt-3-f-c5-19-27.pdf
https://catalog.tungsram.com/files/sheet/slbt_tbd_slbt-3-f-b5-19-27.pdf
https://catalog.tungsram.com/files/sheet/slbt_tbd_slbt-3-f-g2-14-27.pdf
https://catalog.tungsram.com/files/sheet/slbt_tbd_slbt-3-f-y5-14-27.pdf
https://catalog.tungsram.com/files/sheet/slbt_tbd_slbt-3-f-z5-14-27.pdf
https://catalog.tungsram.com/files/sheet/slbt_tbd_slbt-3-f-x5-14-27.pdf
https://catalog.tungsram.com/files/sheet/slbt_tbd_slbt-3-f-b2-14-27.pdf
https://catalog.tungsram.com/files/sheet/slbt_tbd_slbt-3-f-p5-14-27.pdf
https://catalog.tungsram.com/files/sheet/slbt_tbd_slbt-3-f-e2-14-27.pdf
https://catalog.tungsram.com/files/sheet/slbt_tbd_slbt-3-f-f5-14-27.pdf
https://catalog.tungsram.com/files/sheet/slbt_tbd_slbt-3-f-e5-14-27.pdf
https://catalog.tungsram.com/files/sheet/slbt_tbd_slbt-3-f-c5-14-27.pdf
https://catalog.tungsram.com/files/sheet/slbt_tbd_slbt-3-f-b5-14-27.pdf
https://catalog.tungsram.com/files/sheet/slbt_tbd_slbt-3-f-g2-70-30.pdf
https://catalog.tungsram.com/files/sheet/slbt_tbd_slbt-3-f-y5-70-30.pdf
https://catalog.tungsram.com/files/sheet/slbt_tbd_slbt-3-f-z5-70-30.pdf
https://catalog.tungsram.com/files/sheet/slbt_tbd_slbt-3-f-x5-70-30.pdf
https://catalog.tungsram.com/files/sheet/slbt_tbd_slbt-3-f-b2-70-30.pdf
https://catalog.tungsram.com/files/sheet/slbt_tbd_slbt-3-f-p5-70-30.pdf
https://catalog.tungsram.com/files/sheet/slbt_tbd_slbt-3-f-g2-70-40.pdf
https://catalog.tungsram.com/files/sheet/slbt_tbd_slbt-3-f-y5-70-40.pdf
https://catalog.tungsram.com/files/sheet/slbt_tbd_slbt-3-f-z5-70-40.pdf
https://catalog.tungsram.com/files/sheet/slbt_tbd_slbt-3-f-x5-70-40.pdf
https://catalog.tungsram.com/files/sheet/slbt_tbd_slbt-3-f-b2-70-40.pdf
https://catalog.tungsram.com/files/sheet/slbt_tbd_slbt-3-f-p5-70-40.pdf
https://catalog.tungsram.com/files/sheet/slbt_tbd_slbt-3-f-g2-55-40.pdf
https://catalog.tungsram.com/files/sheet/slbt_tbd_slbt-3-f-y5-55-40.pdf
https://catalog.tungsram.com/files/sheet/slbt_tbd_slbt-3-f-z5-55-40.pdf
https://catalog.tungsram.com/files/sheet/slbt_tbd_slbt-3-f-x5-55-40.pdf
https://catalog.tungsram.com/files/sheet/slbt_tbd_slbt-3-f-b2-55-40.pdf
https://catalog.tungsram.com/files/sheet/slbt_tbd_slbt-3-f-p5-55-40.pdf
https://catalog.tungsram.com/files/sheet/slbt_tbd_slbt-3-f-g2-47-40.pdf
https://catalog.tungsram.com/files/sheet/slbt_tbd_slbt-3-f-y5-47-40.pdf
https://catalog.tungsram.com/files/sheet/slbt_tbd_slbt-3-f-z5-47-40.pdf
https://catalog.tungsram.com/files/sheet/slbt_tbd_slbt-3-f-x5-47-40.pdf
https://catalog.tungsram.com/files/sheet/slbt_tbd_slbt-3-f-b2-47-40.pdf
https://catalog.tungsram.com/files/sheet/slbt_tbd_slbt-3-f-p5-47-40.pdf
https://catalog.tungsram.com/files/sheet/slbt_tbd_slbt-3-f-g2-41-40.pdf
https://catalog.tungsram.com/files/sheet/slbt_tbd_slbt-3-f-y5-41-40.pdf
https://catalog.tungsram.com/files/sheet/slbt_tbd_slbt-3-f-z5-41-40.pdf
https://catalog.tungsram.com/files/sheet/slbt_tbd_slbt-3-f-x5-41-40.pdf
https://catalog.tungsram.com/files/sheet/slbt_tbd_slbt-3-f-b2-41-40.pdf
https://catalog.tungsram.com/files/sheet/slbt_tbd_slbt-3-f-p5-41-40.pdf
https://catalog.tungsram.com/files/sheet/slbt_tbd_slbt-3-f-g2-35-40.pdf
https://catalog.tungsram.com/files/sheet/slbt_tbd_slbt-3-f-y5-35-40.pdf
https://catalog.tungsram.com/files/sheet/slbt_tbd_slbt-3-f-z5-35-40.pdf
https://catalog.tungsram.com/files/sheet/slbt_tbd_slbt-3-f-x5-35-40.pdf
https://catalog.tungsram.com/files/sheet/slbt_tbd_slbt-3-f-b2-35-40.pdf
https://catalog.tungsram.com/files/sheet/slbt_tbd_slbt-3-f-p5-35-40.pdf
https://catalog.tungsram.com/files/sheet/slbt_tbd_slbt-3-f-g2-28-40.pdf
https://catalog.tungsram.com/files/sheet/slbt_tbd_slbt-3-f-y5-28-40.pdf
https://catalog.tungsram.com/files/sheet/slbt_tbd_slbt-3-f-z5-28-40.pdf
https://catalog.tungsram.com/files/sheet/slbt_tbd_slbt-3-f-x5-28-40.pdf
https://catalog.tungsram.com/files/sheet/slbt_tbd_slbt-3-f-b2-28-40.pdf
https://catalog.tungsram.com/files/sheet/slbt_tbd_slbt-3-f-p5-28-40.pdf
https://catalog.tungsram.com/files/sheet/slbt_tbd_slbt-3-f-g2-19-40.pdf
https://catalog.tungsram.com/files/sheet/slbt_tbd_slbt-3-f-y5-19-40.pdf
https://catalog.tungsram.com/files/sheet/slbt_tbd_slbt-3-f-z5-19-40.pdf
https://catalog.tungsram.com/files/sheet/slbt_tbd_slbt-3-f-x5-19-40.pdf
https://catalog.tungsram.com/files/sheet/slbt_tbd_slbt-3-f-b2-19-40.pdf
https://catalog.tungsram.com/files/sheet/slbt_tbd_slbt-3-f-p5-19-40.pdf
https://catalog.tungsram.com/files/sheet/slbt_tbd_slbt-3-f-g2-14-40.pdf
https://catalog.tungsram.com/files/sheet/slbt_tbd_slbt-3-f-y5-14-40.pdf
https://catalog.tungsram.com/files/sheet/slbt_tbd_slbt-3-f-z5-14-40.pdf
https://catalog.tungsram.com/files/sheet/slbt_tbd_slbt-3-f-x5-14-40.pdf
https://catalog.tungsram.com/files/sheet/slbt_tbd_slbt-3-f-b2-14-40.pdf
https://catalog.tungsram.com/files/sheet/slbt_tbd_slbt-3-f-p5-14-40.pdf
https://catalog.tungsram.com/files/sheet/slbt_tbd_slbt-3-f-g2-55-30.pdf
https://catalog.tungsram.com/files/sheet/slbt_tbd_slbt-3-f-y5-55-30.pdf
https://catalog.tungsram.com/files/sheet/slbt_tbd_slbt-3-f-z5-55-30.pdf
https://catalog.tungsram.com/files/sheet/slbt_tbd_slbt-3-f-x5-55-30.pdf
https://catalog.tungsram.com/files/sheet/slbt_tbd_slbt-3-f-b2-55-30.pdf
https://catalog.tungsram.com/files/sheet/slbt_tbd_slbt-3-f-p5-55-30.pdf
https://catalog.tungsram.com/files/sheet/slbt_tbd_slbt-3-f-g2-47-30.pdf
https://catalog.tungsram.com/files/sheet/slbt_tbd_slbt-3-f-y5-47-30.pdf
https://catalog.tungsram.com/files/sheet/slbt_tbd_slbt-3-f-z5-47-30.pdf
https://catalog.tungsram.com/files/sheet/slbt_tbd_slbt-3-f-x5-47-30.pdf
https://catalog.tungsram.com/files/sheet/slbt_tbd_slbt-3-f-b2-47-30.pdf
https://catalog.tungsram.com/files/sheet/slbt_tbd_slbt-3-f-p5-47-30.pdf
https://catalog.tungsram.com/files/sheet/slbt_tbd_slbt-3-f-g2-41-30.pdf
https://catalog.tungsram.com/files/sheet/slbt_tbd_slbt-3-f-y5-41-30.pdf
https://catalog.tungsram.com/files/sheet/slbt_tbd_slbt-3-f-z5-41-30.pdf
https://catalog.tungsram.com/files/sheet/slbt_tbd_slbt-3-f-x5-41-30.pdf
https://catalog.tungsram.com/files/sheet/slbt_tbd_slbt-3-f-b2-41-30.pdf
https://catalog.tungsram.com/files/sheet/slbt_tbd_slbt-3-f-p5-41-30.pdf
https://catalog.tungsram.com/files/sheet/slbt_tbd_slbt-3-f-g2-35-30.pdf
https://catalog.tungsram.com/files/sheet/slbt_tbd_slbt-3-f-y5-35-30.pdf
https://catalog.tungsram.com/files/sheet/slbt_tbd_slbt-3-f-z5-35-30.pdf
https://catalog.tungsram.com/files/sheet/slbt_tbd_slbt-3-f-x5-35-30.pdf
https://catalog.tungsram.com/files/sheet/slbt_tbd_slbt-3-f-b2-35-30.pdf
https://catalog.tungsram.com/files/sheet/slbt_tbd_slbt-3-f-p5-35-30.pdf
https://catalog.tungsram.com/files/sheet/slbt_tbd_slbt-3-f-g2-28-30.pdf
https://catalog.tungsram.com/files/sheet/slbt_tbd_slbt-3-f-y5-28-30.pdf
https://catalog.tungsram.com/files/sheet/slbt_tbd_slbt-3-f-z5-28-30.pdf
https://catalog.tungsram.com/files/sheet/slbt_tbd_slbt-3-f-x5-28-30.pdf
https://catalog.tungsram.com/files/sheet/slbt_tbd_slbt-3-f-b2-28-30.pdf
https://catalog.tungsram.com/files/sheet/slbt_tbd_slbt-3-f-p5-28-30.pdf
https://catalog.tungsram.com/files/sheet/slbt_tbd_slbt-3-f-g2-19-30.pdf
https://catalog.tungsram.com/files/sheet/slbt_tbd_slbt-3-f-y5-19-30.pdf
https://catalog.tungsram.com/files/sheet/slbt_tbd_slbt-3-f-z5-19-30.pdf
https://catalog.tungsram.com/files/sheet/slbt_tbd_slbt-3-f-x5-19-30.pdf
https://catalog.tungsram.com/files/sheet/slbt_tbd_slbt-3-f-b2-19-30.pdf
https://catalog.tungsram.com/files/sheet/slbt_tbd_slbt-3-f-p5-19-30.pdf
https://catalog.tungsram.com/files/sheet/slbt_tbd_slbt-3-f-g2-14-30.pdf
https://catalog.tungsram.com/files/sheet/slbt_tbd_slbt-3-f-y5-14-30.pdf
https://catalog.tungsram.com/files/sheet/slbt_tbd_slbt-3-f-z5-14-30.pdf
https://catalog.tungsram.com/files/sheet/slbt_tbd_slbt-3-f-x5-14-30.pdf
https://catalog.tungsram.com/files/sheet/slbt_tbd_slbt-3-f-b2-14-30.pdf
https://catalog.tungsram.com/files/sheet/slbt_tbd_slbt-3-f-p5-14-30.pdf
https://catalog.tungsram.com/files/sheet/slbt_tbd_slbt-3-f-e2-55-30.pdf
https://catalog.tungsram.com/files/sheet/slbt_tbd_slbt-3-f-f5-55-30.pdf
https://catalog.tungsram.com/files/sheet/slbt_tbd_slbt-3-f-c5-55-30.pdf
https://catalog.tungsram.com/files/sheet/slbt_tbd_slbt-3-f-e2-47-30.pdf
https://catalog.tungsram.com/files/sheet/slbt_tbd_slbt-3-f-f5-47-30.pdf
https://catalog.tungsram.com/files/sheet/slbt_tbd_slbt-3-f-c5-47-30.pdf
https://catalog.tungsram.com/files/sheet/slbt_tbd_slbt-3-f-e2-41-30.pdf
https://catalog.tungsram.com/files/sheet/slbt_tbd_slbt-3-f-f5-41-30.pdf
https://catalog.tungsram.com/files/sheet/slbt_tbd_slbt-3-f-c5-41-30.pdf
https://catalog.tungsram.com/files/sheet/slbt_tbd_slbt-3-f-e2-35-30.pdf
https://catalog.tungsram.com/files/sheet/slbt_tbd_slbt-3-f-f5-35-30.pdf
https://catalog.tungsram.com/files/sheet/slbt_tbd_slbt-3-f-c5-35-30.pdf
https://catalog.tungsram.com/files/sheet/slbt_tbd_slbt-3-f-e2-28-30.pdf
https://catalog.tungsram.com/files/sheet/slbt_tbd_slbt-3-f-f5-28-30.pdf
https://catalog.tungsram.com/files/sheet/slbt_tbd_slbt-3-f-c5-28-30.pdf
https://catalog.tungsram.com/files/sheet/slbt_tbd_slbt-3-f-e2-19-30.pdf
https://catalog.tungsram.com/files/sheet/slbt_tbd_slbt-3-f-f5-19-30.pdf
https://catalog.tungsram.com/files/sheet/slbt_tbd_slbt-3-f-c5-19-30.pdf
https://catalog.tungsram.com/files/sheet/slbt_tbd_slbt-3-f-e2-14-30.pdf
https://catalog.tungsram.com/files/sheet/slbt_tbd_slbt-3-f-f5-14-30.pdf
https://catalog.tungsram.com/files/sheet/slbt_tbd_slbt-3-f-c5-14-30.pdf
https://catalog.tungsram.com/files/sheet/slbt_tbd_slbt-3-f-e2-70-30.pdf
https://catalog.tungsram.com/files/sheet/slbt_tbd_slbt-3-f-f5-70-30.pdf
https://catalog.tungsram.com/files/sheet/slbt_tbd_slbt-3-f-c5-70-30.pdf
https://catalog.tungsram.com/files/sheet/slbt_tbd_slbt-3-f-e5-55-30.pdf
https://catalog.tungsram.com/files/sheet/slbt_tbd_slbt-3-f-e5-47-30.pdf
https://catalog.tungsram.com/files/sheet/slbt_tbd_slbt-3-f-e5-41-30.pdf
https://catalog.tungsram.com/files/sheet/slbt_tbd_slbt-3-f-e5-35-30.pdf
https://catalog.tungsram.com/files/sheet/slbt_tbd_slbt-3-f-e5-28-30.pdf
https://catalog.tungsram.com/files/sheet/slbt_tbd_slbt-3-f-e5-19-30.pdf
https://catalog.tungsram.com/files/sheet/slbt_tbd_slbt-3-f-e5-14-30.pdf
https://catalog.tungsram.com/files/sheet/slbt_tbd_slbt-3-f-e5-70-30.pdf
https://catalog.tungsram.com/files/sheet/slbt_tbd_slbt-3-f-b5-70-30.pdf
https://catalog.tungsram.com/files/sheet/slbt_tbd_slbt-3-f-b5-55-30.pdf
https://catalog.tungsram.com/files/sheet/slbt_tbd_slbt-3-f-b5-47-30.pdf
https://catalog.tungsram.com/files/sheet/slbt_tbd_slbt-3-f-b5-41-30.pdf
https://catalog.tungsram.com/files/sheet/slbt_tbd_slbt-3-f-b5-35-30.pdf
https://catalog.tungsram.com/files/sheet/slbt_tbd_slbt-3-f-b5-28-30.pdf
https://catalog.tungsram.com/files/sheet/slbt_tbd_slbt-3-f-b5-19-30.pdf
https://catalog.tungsram.com/files/sheet/slbt_tbd_slbt-3-f-b5-14-30.pdf
https://catalog.tungsram.com/files/sheet/slbt_tbd_slbt-3-f-e2-70-40.pdf
https://catalog.tungsram.com/files/sheet/slbt_tbd_slbt-3-f-f5-70-40.pdf
https://catalog.tungsram.com/files/sheet/slbt_tbd_slbt-3-f-e5-70-40.pdf
https://catalog.tungsram.com/files/sheet/slbt_tbd_slbt-3-f-c5-70-40.pdf
https://catalog.tungsram.com/files/sheet/slbt_tbd_slbt-3-f-b5-70-40.pdf
https://catalog.tungsram.com/files/sheet/slbt_tbd_slbt-3-f-e2-55-40.pdf
https://catalog.tungsram.com/files/sheet/slbt_tbd_slbt-3-f-f5-55-40.pdf
https://catalog.tungsram.com/files/sheet/slbt_tbd_slbt-3-f-e5-55-40.pdf
https://catalog.tungsram.com/files/sheet/slbt_tbd_slbt-3-f-c5-55-40.pdf
https://catalog.tungsram.com/files/sheet/slbt_tbd_slbt-3-f-b5-55-40.pdf
https://catalog.tungsram.com/files/sheet/slbt_tbd_slbt-3-f-e2-47-40.pdf
https://catalog.tungsram.com/files/sheet/slbt_tbd_slbt-3-f-f5-47-40.pdf
https://catalog.tungsram.com/files/sheet/slbt_tbd_slbt-3-f-e5-47-40.pdf
https://catalog.tungsram.com/files/sheet/slbt_tbd_slbt-3-f-c5-47-40.pdf
https://catalog.tungsram.com/files/sheet/slbt_tbd_slbt-3-f-b5-47-40.pdf
https://catalog.tungsram.com/files/sheet/slbt_tbd_slbt-3-f-e2-41-40.pdf
https://catalog.tungsram.com/files/sheet/slbt_tbd_slbt-3-f-f5-41-40.pdf
https://catalog.tungsram.com/files/sheet/slbt_tbd_slbt-3-f-e5-41-40.pdf
https://catalog.tungsram.com/files/sheet/slbt_tbd_slbt-3-f-c5-41-40.pdf
https://catalog.tungsram.com/files/sheet/slbt_tbd_slbt-3-f-b5-41-40.pdf
https://catalog.tungsram.com/files/sheet/slbt_tbd_slbt-3-f-e2-35-40.pdf
https://catalog.tungsram.com/files/sheet/slbt_tbd_slbt-3-f-f5-35-40.pdf
https://catalog.tungsram.com/files/sheet/slbt_tbd_slbt-3-f-e5-35-40.pdf
https://catalog.tungsram.com/files/sheet/slbt_tbd_slbt-3-f-c5-35-40.pdf
https://catalog.tungsram.com/files/sheet/slbt_tbd_slbt-3-f-b5-35-40.pdf
https://catalog.tungsram.com/files/sheet/slbt_tbd_slbt-3-f-e2-28-40.pdf
https://catalog.tungsram.com/files/sheet/slbt_tbd_slbt-3-f-f5-28-40.pdf
https://catalog.tungsram.com/files/sheet/slbt_tbd_slbt-3-f-e5-28-40.pdf
https://catalog.tungsram.com/files/sheet/slbt_tbd_slbt-3-f-c5-28-40.pdf
https://catalog.tungsram.com/files/sheet/slbt_tbd_slbt-3-f-b5-28-40.pdf
https://catalog.tungsram.com/files/sheet/slbt_tbd_slbt-3-f-e2-19-40.pdf
https://catalog.tungsram.com/files/sheet/slbt_tbd_slbt-3-f-f5-19-40.pdf
https://catalog.tungsram.com/files/sheet/slbt_tbd_slbt-3-f-e5-19-40.pdf
https://catalog.tungsram.com/files/sheet/slbt_tbd_slbt-3-f-c5-19-40.pdf
https://catalog.tungsram.com/files/sheet/slbt_tbd_slbt-3-f-b5-19-40.pdf
https://catalog.tungsram.com/files/sheet/slbt_tbd_slbt-3-f-e2-14-40.pdf
https://catalog.tungsram.com/files/sheet/slbt_tbd_slbt-3-f-f5-14-40.pdf
https://catalog.tungsram.com/files/sheet/slbt_tbd_slbt-3-f-e5-14-40.pdf
https://catalog.tungsram.com/files/sheet/slbt_tbd_slbt-3-f-c5-14-40.pdf
https://catalog.tungsram.com/files/sheet/slbt_tbd_slbt-3-f-b5-14-40.pdf
https://catalog.tungsram.com/files/sheet/tlbt-tmbt_tbd_tmbt-4-f-sp5-175-50.pdf
https://catalog.tungsram.com/files/sheet/tlbt-tmbt_tbd_tmbt-4-f-sg2-175-50.pdf
https://catalog.tungsram.com/files/sheet/tlbt-tmbt_tbd_tmbt-4-f-sf5-175-50.pdf
https://catalog.tungsram.com/files/sheet/tlbt-tmbt_tbd_tmbt-4-f-se5-175-50.pdf
https://catalog.tungsram.com/files/sheet/tlbt-tmbt_tbd_tmbt-4-f-se2-175-50.pdf
https://catalog.tungsram.com/files/sheet/tlbt-tmbt_tbd_tmbt-4-f-sc5-175-50.pdf
https://catalog.tungsram.com/files/sheet/tlbt-tmbt_tbd_tmbt-4-f-sb5-175-50.pdf
https://catalog.tungsram.com/files/sheet/tlbt-tmbt_tbd_tmbt-4-f-sb2-175-50.pdf
https://catalog.tungsram.com/files/sheet/tlbt-tmbt_tbd_tmbt-4-f-ap5-175-50.pdf
https://catalog.tungsram.com/files/sheet/tlbt-tmbt_tbd_tmbt-4-f-ag2-175-50.pdf
https://catalog.tungsram.com/files/sheet/tlbt-tmbt_tbd_tmbt-4-f-af5-175-50.pdf
https://catalog.tungsram.com/files/sheet/tlbt-tmbt_tbd_tmbt-4-f-ae5-175-50.pdf
https://catalog.tungsram.com/files/sheet/tlbt-tmbt_tbd_tmbt-4-f-ae2-175-50.pdf
https://catalog.tungsram.com/files/sheet/tlbt-tmbt_tbd_tmbt-4-f-ac5-175-50.pdf
https://catalog.tungsram.com/files/sheet/tlbt-tmbt_tbd_tmbt-4-f-ab5-175-50.pdf
https://catalog.tungsram.com/files/sheet/tlbt-tmbt_tbd_tmbt-4-f-ab2-175-50.pdf
https://catalog.tungsram.com/files/sheet/tlbt-tmbt_tbd_tmbt-4-f-y5-175-50.pdf
https://catalog.tungsram.com/files/sheet/tlbt-tmbt_tbd_tmbt-4-f-sp5-153-50.pdf
https://catalog.tungsram.com/files/sheet/tlbt-tmbt_tbd_tmbt-4-f-sg2-153-50.pdf
https://catalog.tungsram.com/files/sheet/tlbt-tmbt_tbd_tmbt-4-f-sf5-153-50.pdf
https://catalog.tungsram.com/files/sheet/tlbt-tmbt_tbd_tmbt-4-f-se5-153-50.pdf
https://catalog.tungsram.com/files/sheet/tlbt-tmbt_tbd_tmbt-4-f-se2-153-50.pdf
https://catalog.tungsram.com/files/sheet/tlbt-tmbt_tbd_tmbt-4-f-sc5-153-50.pdf
https://catalog.tungsram.com/files/sheet/tlbt-tmbt_tbd_tmbt-4-f-sb5-153-50.pdf
https://catalog.tungsram.com/files/sheet/tlbt-tmbt_tbd_tmbt-4-f-sb2-153-50.pdf
https://catalog.tungsram.com/files/sheet/tlbt-tmbt_tbd_tmbt-4-f-ap5-153-50.pdf
https://catalog.tungsram.com/files/sheet/tlbt-tmbt_tbd_tmbt-4-f-ag2-153-50.pdf
https://catalog.tungsram.com/files/sheet/tlbt-tmbt_tbd_tmbt-4-f-af5-153-50.pdf
https://catalog.tungsram.com/files/sheet/tlbt-tmbt_tbd_tmbt-4-f-ae5-153-50.pdf
https://catalog.tungsram.com/files/sheet/tlbt-tmbt_tbd_tmbt-4-f-ae2-153-50.pdf
https://catalog.tungsram.com/files/sheet/tlbt-tmbt_tbd_tmbt-4-f-ac5-153-50.pdf
https://catalog.tungsram.com/files/sheet/tlbt-tmbt_tbd_tmbt-4-f-ab5-153-50.pdf
https://catalog.tungsram.com/files/sheet/tlbt-tmbt_tbd_tmbt-4-f-ab2-153-50.pdf
https://catalog.tungsram.com/files/sheet/tlbt-tmbt_tbd_tmbt-4-f-y5-153-50.pdf
https://catalog.tungsram.com/files/sheet/tlbt-tmbt_tbd_tmbt-4-f-sp5-131-50.pdf
https://catalog.tungsram.com/files/sheet/tlbt-tmbt_tbd_tmbt-4-f-sg2-131-50.pdf
https://catalog.tungsram.com/files/sheet/tlbt-tmbt_tbd_tmbt-4-f-sf5-131-50.pdf
https://catalog.tungsram.com/files/sheet/tlbt-tmbt_tbd_tmbt-4-f-se5-131-50.pdf
https://catalog.tungsram.com/files/sheet/tlbt-tmbt_tbd_tmbt-4-f-se2-131-50.pdf
https://catalog.tungsram.com/files/sheet/tlbt-tmbt_tbd_tmbt-4-f-sc5-131-50.pdf
https://catalog.tungsram.com/files/sheet/tlbt-tmbt_tbd_tmbt-4-f-sb5-131-50.pdf
https://catalog.tungsram.com/files/sheet/tlbt-tmbt_tbd_tmbt-4-f-sb2-131-50.pdf
https://catalog.tungsram.com/files/sheet/tlbt-tmbt_tbd_tmbt-4-f-ap5-131-50.pdf
https://catalog.tungsram.com/files/sheet/tlbt-tmbt_tbd_tmbt-4-f-ag2-131-50.pdf
https://catalog.tungsram.com/files/sheet/tlbt-tmbt_tbd_tmbt-4-f-af5-131-50.pdf
https://catalog.tungsram.com/files/sheet/tlbt-tmbt_tbd_tmbt-4-f-ae5-131-50.pdf
https://catalog.tungsram.com/files/sheet/tlbt-tmbt_tbd_tmbt-4-f-ae2-131-50.pdf
https://catalog.tungsram.com/files/sheet/tlbt-tmbt_tbd_tmbt-4-f-ac5-131-50.pdf
https://catalog.tungsram.com/files/sheet/tlbt-tmbt_tbd_tmbt-4-f-ab5-131-50.pdf
https://catalog.tungsram.com/files/sheet/tlbt-tmbt_tbd_tmbt-4-f-ab2-131-50.pdf
https://catalog.tungsram.com/files/sheet/tlbt-tmbt_tbd_tmbt-4-f-y5-131-50.pdf
https://catalog.tungsram.com/files/sheet/tlbt-tmbt_tbd_tmbt-4-f-sp5-175-30.pdf
https://catalog.tungsram.com/files/sheet/tlbt-tmbt_tbd_tmbt-4-f-sg2-175-30.pdf
https://catalog.tungsram.com/files/sheet/tlbt-tmbt_tbd_tmbt-4-f-sf5-175-30.pdf
https://catalog.tungsram.com/files/sheet/tlbt-tmbt_tbd_tmbt-4-f-se5-175-30.pdf
https://catalog.tungsram.com/files/sheet/tlbt-tmbt_tbd_tmbt-4-f-se2-175-30.pdf
https://catalog.tungsram.com/files/sheet/tlbt-tmbt_tbd_tmbt-4-f-sc5-175-30.pdf
https://catalog.tungsram.com/files/sheet/tlbt-tmbt_tbd_tmbt-4-f-sb5-175-30.pdf
https://catalog.tungsram.com/files/sheet/tlbt-tmbt_tbd_tmbt-4-f-sb2-175-30.pdf
https://catalog.tungsram.com/files/sheet/tlbt-tmbt_tbd_tmbt-4-f-ap5-175-30.pdf
https://catalog.tungsram.com/files/sheet/tlbt-tmbt_tbd_tmbt-4-f-ag2-175-30.pdf
https://catalog.tungsram.com/files/sheet/tlbt-tmbt_tbd_tmbt-4-f-af5-175-30.pdf
https://catalog.tungsram.com/files/sheet/tlbt-tmbt_tbd_tmbt-4-f-ae5-175-30.pdf
https://catalog.tungsram.com/files/sheet/tlbt-tmbt_tbd_tmbt-4-f-ae2-175-30.pdf
https://catalog.tungsram.com/files/sheet/tlbt-tmbt_tbd_tmbt-4-f-ac5-175-30.pdf
https://catalog.tungsram.com/files/sheet/tlbt-tmbt_tbd_tmbt-4-f-ab5-175-30.pdf
https://catalog.tungsram.com/files/sheet/tlbt-tmbt_tbd_tmbt-4-f-ab2-175-30.pdf
https://catalog.tungsram.com/files/sheet/tlbt-tmbt_tbd_tmbt-4-f-y5-175-30.pdf
https://catalog.tungsram.com/files/sheet/tlbt-tmbt_tbd_tmbt-4-f-sp5-153-30.pdf
https://catalog.tungsram.com/files/sheet/tlbt-tmbt_tbd_tmbt-4-f-sg2-153-30.pdf
https://catalog.tungsram.com/files/sheet/tlbt-tmbt_tbd_tmbt-4-f-sf5-153-30.pdf
https://catalog.tungsram.com/files/sheet/tlbt-tmbt_tbd_tmbt-4-f-se5-153-30.pdf
https://catalog.tungsram.com/files/sheet/tlbt-tmbt_tbd_tmbt-4-f-se2-153-30.pdf
https://catalog.tungsram.com/files/sheet/tlbt-tmbt_tbd_tmbt-4-f-sc5-153-30.pdf
https://catalog.tungsram.com/files/sheet/tlbt-tmbt_tbd_tmbt-4-f-sb5-153-30.pdf
https://catalog.tungsram.com/files/sheet/tlbt-tmbt_tbd_tmbt-4-f-sb2-153-30.pdf
https://catalog.tungsram.com/files/sheet/tlbt-tmbt_tbd_tmbt-4-f-ap5-153-30.pdf
https://catalog.tungsram.com/files/sheet/tlbt-tmbt_tbd_tmbt-4-f-ag2-153-30.pdf
https://catalog.tungsram.com/files/sheet/tlbt-tmbt_tbd_tmbt-4-f-af5-153-30.pdf
https://catalog.tungsram.com/files/sheet/tlbt-tmbt_tbd_tmbt-4-f-ae5-153-30.pdf
https://catalog.tungsram.com/files/sheet/tlbt-tmbt_tbd_tmbt-4-f-ae2-153-30.pdf
https://catalog.tungsram.com/files/sheet/tlbt-tmbt_tbd_tmbt-4-f-ac5-153-30.pdf
https://catalog.tungsram.com/files/sheet/tlbt-tmbt_tbd_tmbt-4-f-ab5-153-30.pdf
https://catalog.tungsram.com/files/sheet/tlbt-tmbt_tbd_tmbt-4-f-ab2-153-30.pdf
https://catalog.tungsram.com/files/sheet/tlbt-tmbt_tbd_tmbt-4-f-y5-153-30.pdf
https://catalog.tungsram.com/files/sheet/tlbt-tmbt_tbd_tmbt-4-f-sp5-131-30.pdf
https://catalog.tungsram.com/files/sheet/tlbt-tmbt_tbd_tmbt-4-f-sg2-131-30.pdf
https://catalog.tungsram.com/files/sheet/tlbt-tmbt_tbd_tmbt-4-f-sf5-131-30.pdf
https://catalog.tungsram.com/files/sheet/tlbt-tmbt_tbd_tmbt-4-f-se5-131-30.pdf
https://catalog.tungsram.com/files/sheet/tlbt-tmbt_tbd_tmbt-4-f-se2-131-30.pdf
https://catalog.tungsram.com/files/sheet/tlbt-tmbt_tbd_tmbt-4-f-sc5-131-30.pdf
https://catalog.tungsram.com/files/sheet/tlbt-tmbt_tbd_tmbt-4-f-sb5-131-30.pdf
https://catalog.tungsram.com/files/sheet/tlbt-tmbt_tbd_tmbt-4-f-sb2-131-30.pdf
https://catalog.tungsram.com/files/sheet/tlbt-tmbt_tbd_tmbt-4-f-ap5-131-30.pdf
https://catalog.tungsram.com/files/sheet/tlbt-tmbt_tbd_tmbt-4-f-ag2-131-30.pdf
https://catalog.tungsram.com/files/sheet/tlbt-tmbt_tbd_tmbt-4-f-af5-131-30.pdf
https://catalog.tungsram.com/files/sheet/tlbt-tmbt_tbd_tmbt-4-f-ae5-131-30.pdf
https://catalog.tungsram.com/files/sheet/tlbt-tmbt_tbd_tmbt-4-f-ae2-131-30.pdf
https://catalog.tungsram.com/files/sheet/tlbt-tmbt_tbd_tmbt-4-f-ac5-131-30.pdf
https://catalog.tungsram.com/files/sheet/tlbt-tmbt_tbd_tmbt-4-f-ab5-131-30.pdf
https://catalog.tungsram.com/files/sheet/tlbt-tmbt_tbd_tmbt-4-f-ab2-131-30.pdf
https://catalog.tungsram.com/files/sheet/tlbt-tmbt_tbd_tmbt-4-f-y5-131-30.pdf
https://catalog.tungsram.com/files/sheet/tlbt-tmbt_tbd_tmbt-4-f-sp5-175-40.pdf
https://catalog.tungsram.com/files/sheet/tlbt-tmbt_tbd_tmbt-4-f-sg2-175-40.pdf
https://catalog.tungsram.com/files/sheet/tlbt-tmbt_tbd_tmbt-4-f-sf5-175-40.pdf
https://catalog.tungsram.com/files/sheet/tlbt-tmbt_tbd_tmbt-4-f-se5-175-40.pdf
https://catalog.tungsram.com/files/sheet/tlbt-tmbt_tbd_tmbt-4-f-se2-175-40.pdf
https://catalog.tungsram.com/files/sheet/tlbt-tmbt_tbd_tmbt-4-f-sc5-175-40.pdf
https://catalog.tungsram.com/files/sheet/tlbt-tmbt_tbd_tmbt-4-f-sb5-175-40.pdf
https://catalog.tungsram.com/files/sheet/tlbt-tmbt_tbd_tmbt-4-f-sb2-175-40.pdf
https://catalog.tungsram.com/files/sheet/tlbt-tmbt_tbd_tmbt-4-f-ap5-175-40.pdf
https://catalog.tungsram.com/files/sheet/tlbt-tmbt_tbd_tmbt-4-f-ag2-175-40.pdf
https://catalog.tungsram.com/files/sheet/tlbt-tmbt_tbd_tmbt-4-f-af5-175-40.pdf
https://catalog.tungsram.com/files/sheet/tlbt-tmbt_tbd_tmbt-4-f-ae5-175-40.pdf
https://catalog.tungsram.com/files/sheet/tlbt-tmbt_tbd_tmbt-4-f-ae2-175-40.pdf
https://catalog.tungsram.com/files/sheet/tlbt-tmbt_tbd_tmbt-4-f-ac5-175-40.pdf
https://catalog.tungsram.com/files/sheet/tlbt-tmbt_tbd_tmbt-4-f-ab5-175-40.pdf
https://catalog.tungsram.com/files/sheet/tlbt-tmbt_tbd_tmbt-4-f-ab2-175-40.pdf
https://catalog.tungsram.com/files/sheet/tlbt-tmbt_tbd_tmbt-4-f-y5-175-40.pdf
https://catalog.tungsram.com/files/sheet/tlbt-tmbt_tbd_tmbt-4-f-sp5-153-40.pdf
https://catalog.tungsram.com/files/sheet/tlbt-tmbt_tbd_tmbt-4-f-sg2-153-40.pdf
https://catalog.tungsram.com/files/sheet/tlbt-tmbt_tbd_tmbt-4-f-sf5-153-40.pdf
https://catalog.tungsram.com/files/sheet/tlbt-tmbt_tbd_tmbt-4-f-se5-153-40.pdf
https://catalog.tungsram.com/files/sheet/tlbt-tmbt_tbd_tmbt-4-f-se2-153-40.pdf
https://catalog.tungsram.com/files/sheet/tlbt-tmbt_tbd_tmbt-4-f-sc5-153-40.pdf
https://catalog.tungsram.com/files/sheet/tlbt-tmbt_tbd_tmbt-4-f-sb5-153-40.pdf
https://catalog.tungsram.com/files/sheet/tlbt-tmbt_tbd_tmbt-4-f-sb2-153-40.pdf
https://catalog.tungsram.com/files/sheet/tlbt-tmbt_tbd_tmbt-4-f-ap5-153-40.pdf
https://catalog.tungsram.com/files/sheet/tlbt-tmbt_tbd_tmbt-4-f-ag2-153-40.pdf
https://catalog.tungsram.com/files/sheet/tlbt-tmbt_tbd_tmbt-4-f-af5-153-40.pdf
https://catalog.tungsram.com/files/sheet/tlbt-tmbt_tbd_tmbt-4-f-ae5-153-40.pdf
https://catalog.tungsram.com/files/sheet/tlbt-tmbt_tbd_tmbt-4-f-ae2-153-40.pdf
https://catalog.tungsram.com/files/sheet/tlbt-tmbt_tbd_tmbt-4-f-ac5-153-40.pdf
https://catalog.tungsram.com/files/sheet/tlbt-tmbt_tbd_tmbt-4-f-ab5-153-40.pdf
https://catalog.tungsram.com/files/sheet/tlbt-tmbt_tbd_tmbt-4-f-ab2-153-40.pdf
https://catalog.tungsram.com/files/sheet/tlbt-tmbt_tbd_tmbt-4-f-y5-153-40.pdf
https://catalog.tungsram.com/files/sheet/tlbt-tmbt_tbd_tmbt-4-f-sp5-131-40.pdf
https://catalog.tungsram.com/files/sheet/tlbt-tmbt_tbd_tmbt-4-f-sg2-131-40.pdf
https://catalog.tungsram.com/files/sheet/tlbt-tmbt_tbd_tmbt-4-f-sf5-131-40.pdf
https://catalog.tungsram.com/files/sheet/tlbt-tmbt_tbd_tmbt-4-f-se5-131-40.pdf
https://catalog.tungsram.com/files/sheet/tlbt-tmbt_tbd_tmbt-4-f-se2-131-40.pdf
https://catalog.tungsram.com/files/sheet/tlbt-tmbt_tbd_tmbt-4-f-sc5-131-40.pdf
https://catalog.tungsram.com/files/sheet/tlbt-tmbt_tbd_tmbt-4-f-sb5-131-40.pdf
https://catalog.tungsram.com/files/sheet/tlbt-tmbt_tbd_tmbt-4-f-sb2-131-40.pdf
https://catalog.tungsram.com/files/sheet/tlbt-tmbt_tbd_tmbt-4-f-ap5-131-40.pdf
https://catalog.tungsram.com/files/sheet/tlbt-tmbt_tbd_tmbt-4-f-ag2-131-40.pdf
https://catalog.tungsram.com/files/sheet/tlbt-tmbt_tbd_tmbt-4-f-af5-131-40.pdf
https://catalog.tungsram.com/files/sheet/tlbt-tmbt_tbd_tmbt-4-f-ae5-131-40.pdf
https://catalog.tungsram.com/files/sheet/tlbt-tmbt_tbd_tmbt-4-f-ae2-131-40.pdf
https://catalog.tungsram.com/files/sheet/tlbt-tmbt_tbd_tmbt-4-f-ac5-131-40.pdf
https://catalog.tungsram.com/files/sheet/tlbt-tmbt_tbd_tmbt-4-f-ab5-131-40.pdf
https://catalog.tungsram.com/files/sheet/tlbt-tmbt_tbd_tmbt-4-f-ab2-131-40.pdf
https://catalog.tungsram.com/files/sheet/tlbt-tmbt_tbd_tmbt-4-f-y5-131-40.pdf
https://catalog.tungsram.com/files/sheet/tlbt-tmbt_tbd_tlbt-4-f-ap5-91-50.pdf
https://catalog.tungsram.com/files/sheet/tlbt-tmbt_tbd_tlbt-4-f-ag2-91-50.pdf
https://catalog.tungsram.com/files/sheet/tlbt-tmbt_tbd_tlbt-4-f-af5-91-50.pdf
https://catalog.tungsram.com/files/sheet/tlbt-tmbt_tbd_tlbt-4-f-ae5-91-50.pdf
https://catalog.tungsram.com/files/sheet/tlbt-tmbt_tbd_tlbt-4-f-ae2-91-50.pdf
https://catalog.tungsram.com/files/sheet/tlbt-tmbt_tbd_tlbt-4-f-ac5-91-50.pdf
https://catalog.tungsram.com/files/sheet/tlbt-tmbt_tbd_tlbt-4-f-ab5-91-50.pdf
https://catalog.tungsram.com/files/sheet/tlbt-tmbt_tbd_tlbt-4-f-ab2-91-50.pdf
https://catalog.tungsram.com/files/sheet/tlbt-tmbt_tbd_tlbt-4-f-y5-91-50.pdf
https://catalog.tungsram.com/files/sheet/tlbt-tmbt_tbd_tlbt-4-f-ap5-68-50.pdf
https://catalog.tungsram.com/files/sheet/tlbt-tmbt_tbd_tlbt-4-f-ag2-68-50.pdf
https://catalog.tungsram.com/files/sheet/tlbt-tmbt_tbd_tlbt-4-f-af5-68-50.pdf
https://catalog.tungsram.com/files/sheet/tlbt-tmbt_tbd_tlbt-4-f-ae5-68-50.pdf
https://catalog.tungsram.com/files/sheet/tlbt-tmbt_tbd_tlbt-4-f-ae2-68-50.pdf
https://catalog.tungsram.com/files/sheet/tlbt-tmbt_tbd_tlbt-4-f-ac5-68-50.pdf
https://catalog.tungsram.com/files/sheet/tlbt-tmbt_tbd_tlbt-4-f-ab5-68-50.pdf
https://catalog.tungsram.com/files/sheet/tlbt-tmbt_tbd_tlbt-4-f-ab2-68-50.pdf
https://catalog.tungsram.com/files/sheet/tlbt-tmbt_tbd_tlbt-4-f-y5-68-50.pdf
https://catalog.tungsram.com/files/sheet/tlbt-tmbt_tbd_tlbt-4-f-ap5-56-50.pdf
https://catalog.tungsram.com/files/sheet/tlbt-tmbt_tbd_tlbt-4-f-ag2-56-50.pdf
https://catalog.tungsram.com/files/sheet/tlbt-tmbt_tbd_tlbt-4-f-af5-56-50.pdf
https://catalog.tungsram.com/files/sheet/tlbt-tmbt_tbd_tlbt-4-f-ae5-56-50.pdf
https://catalog.tungsram.com/files/sheet/tlbt-tmbt_tbd_tlbt-4-f-ae2-56-50.pdf
https://catalog.tungsram.com/files/sheet/tlbt-tmbt_tbd_tlbt-4-f-ac5-56-50.pdf
https://catalog.tungsram.com/files/sheet/tlbt-tmbt_tbd_tlbt-4-f-ab5-56-50.pdf
https://catalog.tungsram.com/files/sheet/tlbt-tmbt_tbd_tlbt-4-f-ab2-56-50.pdf
https://catalog.tungsram.com/files/sheet/tlbt-tmbt_tbd_tlbt-4-f-y5-56-50.pdf
https://catalog.tungsram.com/files/sheet/tlbt-tmbt_tbd_tlbt-4-f-ap5-44-50.pdf
https://catalog.tungsram.com/files/sheet/tlbt-tmbt_tbd_tlbt-4-f-ag2-44-50.pdf
https://catalog.tungsram.com/files/sheet/tlbt-tmbt_tbd_tlbt-4-f-af5-44-50.pdf
https://catalog.tungsram.com/files/sheet/tlbt-tmbt_tbd_tlbt-4-f-ae5-44-50.pdf
https://catalog.tungsram.com/files/sheet/tlbt-tmbt_tbd_tlbt-4-f-ae2-44-50.pdf
https://catalog.tungsram.com/files/sheet/tlbt-tmbt_tbd_tlbt-4-f-ac5-44-50.pdf
https://catalog.tungsram.com/files/sheet/tlbt-tmbt_tbd_tlbt-4-f-ab5-44-50.pdf
https://catalog.tungsram.com/files/sheet/tlbt-tmbt_tbd_tlbt-4-f-ab2-44-50.pdf
https://catalog.tungsram.com/files/sheet/tlbt-tmbt_tbd_tlbt-4-f-y5-44-50.pdf
https://catalog.tungsram.com/files/sheet/tlbt-tmbt_tbd_tlbt-4-f-ap5-33-50.pdf
https://catalog.tungsram.com/files/sheet/tlbt-tmbt_tbd_tlbt-4-f-ag2-33-50.pdf
https://catalog.tungsram.com/files/sheet/tlbt-tmbt_tbd_tlbt-4-f-af5-33-50.pdf
https://catalog.tungsram.com/files/sheet/tlbt-tmbt_tbd_tlbt-4-f-ae5-33-50.pdf
https://catalog.tungsram.com/files/sheet/tlbt-tmbt_tbd_tlbt-4-f-ae2-33-50.pdf
https://catalog.tungsram.com/files/sheet/tlbt-tmbt_tbd_tlbt-4-f-ac5-33-50.pdf
https://catalog.tungsram.com/files/sheet/tlbt-tmbt_tbd_tlbt-4-f-ab5-33-50.pdf
https://catalog.tungsram.com/files/sheet/tlbt-tmbt_tbd_tlbt-4-f-ab2-33-50.pdf
https://catalog.tungsram.com/files/sheet/tlbt-tmbt_tbd_tlbt-4-f-y5-33-50.pdf
https://catalog.tungsram.com/files/sheet/tlbt-tmbt_tbd_tlbt-4-f-ap5-91-30.pdf
https://catalog.tungsram.com/files/sheet/tlbt-tmbt_tbd_tlbt-4-f-ag2-91-30.pdf
https://catalog.tungsram.com/files/sheet/tlbt-tmbt_tbd_tlbt-4-f-af5-91-30.pdf
https://catalog.tungsram.com/files/sheet/tlbt-tmbt_tbd_tlbt-4-f-ae5-91-30.pdf
https://catalog.tungsram.com/files/sheet/tlbt-tmbt_tbd_tlbt-4-f-ae2-91-30.pdf
https://catalog.tungsram.com/files/sheet/tlbt-tmbt_tbd_tlbt-4-f-ac5-91-30.pdf
https://catalog.tungsram.com/files/sheet/tlbt-tmbt_tbd_tlbt-4-f-ab5-91-30.pdf
https://catalog.tungsram.com/files/sheet/tlbt-tmbt_tbd_tlbt-4-f-ab2-91-30.pdf
https://catalog.tungsram.com/files/sheet/tlbt-tmbt_tbd_tlbt-4-f-y5-91-30.pdf
https://catalog.tungsram.com/files/sheet/tlbt-tmbt_tbd_tlbt-4-f-ap5-68-30.pdf
https://catalog.tungsram.com/files/sheet/tlbt-tmbt_tbd_tlbt-4-f-ag2-68-30.pdf
https://catalog.tungsram.com/files/sheet/tlbt-tmbt_tbd_tlbt-4-f-af5-68-30.pdf
https://catalog.tungsram.com/files/sheet/tlbt-tmbt_tbd_tlbt-4-f-ae5-68-30.pdf
https://catalog.tungsram.com/files/sheet/tlbt-tmbt_tbd_tlbt-4-f-ae2-68-30.pdf
https://catalog.tungsram.com/files/sheet/tlbt-tmbt_tbd_tlbt-4-f-ac5-68-30.pdf
https://catalog.tungsram.com/files/sheet/tlbt-tmbt_tbd_tlbt-4-f-ab5-68-30.pdf
https://catalog.tungsram.com/files/sheet/tlbt-tmbt_tbd_tlbt-4-f-ab2-68-30.pdf
https://catalog.tungsram.com/files/sheet/tlbt-tmbt_tbd_tlbt-4-f-y5-68-30.pdf
https://catalog.tungsram.com/files/sheet/tlbt-tmbt_tbd_tlbt-4-f-ap5-56-30.pdf
https://catalog.tungsram.com/files/sheet/tlbt-tmbt_tbd_tlbt-4-f-ag2-56-30.pdf
https://catalog.tungsram.com/files/sheet/tlbt-tmbt_tbd_tlbt-4-f-af5-56-30.pdf
https://catalog.tungsram.com/files/sheet/tlbt-tmbt_tbd_tlbt-4-f-ae5-56-30.pdf
https://catalog.tungsram.com/files/sheet/tlbt-tmbt_tbd_tlbt-4-f-ae2-56-30.pdf
https://catalog.tungsram.com/files/sheet/tlbt-tmbt_tbd_tlbt-4-f-ac5-56-30.pdf
https://catalog.tungsram.com/files/sheet/tlbt-tmbt_tbd_tlbt-4-f-ab5-56-30.pdf
https://catalog.tungsram.com/files/sheet/tlbt-tmbt_tbd_tlbt-4-f-ab2-56-30.pdf
https://catalog.tungsram.com/files/sheet/tlbt-tmbt_tbd_tlbt-4-f-y5-56-30.pdf
https://catalog.tungsram.com/files/sheet/tlbt-tmbt_tbd_tlbt-4-f-ap5-44-30.pdf
https://catalog.tungsram.com/files/sheet/tlbt-tmbt_tbd_tlbt-4-f-ag2-44-30.pdf
https://catalog.tungsram.com/files/sheet/tlbt-tmbt_tbd_tlbt-4-f-af5-44-30.pdf
https://catalog.tungsram.com/files/sheet/tlbt-tmbt_tbd_tlbt-4-f-ae5-44-30.pdf
https://catalog.tungsram.com/files/sheet/tlbt-tmbt_tbd_tlbt-4-f-ae2-44-30.pdf
https://catalog.tungsram.com/files/sheet/tlbt-tmbt_tbd_tlbt-4-f-ac5-44-30.pdf
https://catalog.tungsram.com/files/sheet/tlbt-tmbt_tbd_tlbt-4-f-ab5-44-30.pdf
https://catalog.tungsram.com/files/sheet/tlbt-tmbt_tbd_tlbt-4-f-ab2-44-30.pdf
https://catalog.tungsram.com/files/sheet/tlbt-tmbt_tbd_tlbt-4-f-y5-44-30.pdf
https://catalog.tungsram.com/files/sheet/tlbt-tmbt_tbd_tlbt-4-f-ap5-33-30.pdf
https://catalog.tungsram.com/files/sheet/tlbt-tmbt_tbd_tlbt-4-f-ag2-33-30.pdf
https://catalog.tungsram.com/files/sheet/tlbt-tmbt_tbd_tlbt-4-f-af5-33-30.pdf
https://catalog.tungsram.com/files/sheet/tlbt-tmbt_tbd_tlbt-4-f-ae5-33-30.pdf
https://catalog.tungsram.com/files/sheet/tlbt-tmbt_tbd_tlbt-4-f-ae2-33-30.pdf
https://catalog.tungsram.com/files/sheet/tlbt-tmbt_tbd_tlbt-4-f-ac5-33-30.pdf
https://catalog.tungsram.com/files/sheet/tlbt-tmbt_tbd_tlbt-4-f-ab5-33-30.pdf
https://catalog.tungsram.com/files/sheet/tlbt-tmbt_tbd_tlbt-4-f-ab2-33-30.pdf
https://catalog.tungsram.com/files/sheet/tlbt-tmbt_tbd_tlbt-4-f-y5-33-30.pdf
https://catalog.tungsram.com/files/sheet/tlbt-tmbt_tbd_tlbt-4-f-ap5-91-40.pdf
https://catalog.tungsram.com/files/sheet/tlbt-tmbt_tbd_tlbt-4-f-ag2-91-40.pdf
https://catalog.tungsram.com/files/sheet/tlbt-tmbt_tbd_tlbt-4-f-af5-91-40.pdf
https://catalog.tungsram.com/files/sheet/tlbt-tmbt_tbd_tlbt-4-f-ae5-91-40.pdf
https://catalog.tungsram.com/files/sheet/tlbt-tmbt_tbd_tlbt-4-f-ae2-91-40.pdf
https://catalog.tungsram.com/files/sheet/tlbt-tmbt_tbd_tlbt-4-f-ac5-91-40.pdf
https://catalog.tungsram.com/files/sheet/tlbt-tmbt_tbd_tlbt-4-f-ab5-91-40.pdf
https://catalog.tungsram.com/files/sheet/tlbt-tmbt_tbd_tlbt-4-f-ab2-91-40.pdf
https://catalog.tungsram.com/files/sheet/tlbt-tmbt_tbd_tlbt-4-f-y5-91-40.pdf
https://catalog.tungsram.com/files/sheet/tlbt-tmbt_tbd_tlbt-4-f-ap5-68-40.pdf
https://catalog.tungsram.com/files/sheet/tlbt-tmbt_tbd_tlbt-4-f-ag2-68-40.pdf
https://catalog.tungsram.com/files/sheet/tlbt-tmbt_tbd_tlbt-4-f-af5-68-40.pdf
https://catalog.tungsram.com/files/sheet/tlbt-tmbt_tbd_tlbt-4-f-ae5-68-40.pdf
https://catalog.tungsram.com/files/sheet/tlbt-tmbt_tbd_tlbt-4-f-ae2-68-40.pdf
https://catalog.tungsram.com/files/sheet/tlbt-tmbt_tbd_tlbt-4-f-ac5-68-40.pdf
https://catalog.tungsram.com/files/sheet/tlbt-tmbt_tbd_tlbt-4-f-ab5-68-40.pdf
https://catalog.tungsram.com/files/sheet/tlbt-tmbt_tbd_tlbt-4-f-ab2-68-40.pdf
https://catalog.tungsram.com/files/sheet/tlbt-tmbt_tbd_tlbt-4-f-y5-68-40.pdf
https://catalog.tungsram.com/files/sheet/tlbt-tmbt_tbd_tlbt-4-f-ap5-56-40.pdf
https://catalog.tungsram.com/files/sheet/tlbt-tmbt_tbd_tlbt-4-f-ag2-56-40.pdf
https://catalog.tungsram.com/files/sheet/tlbt-tmbt_tbd_tlbt-4-f-af5-56-40.pdf
https://catalog.tungsram.com/files/sheet/tlbt-tmbt_tbd_tlbt-4-f-ae5-56-40.pdf
https://catalog.tungsram.com/files/sheet/tlbt-tmbt_tbd_tlbt-4-f-ae2-56-40.pdf
https://catalog.tungsram.com/files/sheet/tlbt-tmbt_tbd_tlbt-4-f-ac5-56-40.pdf
https://catalog.tungsram.com/files/sheet/tlbt-tmbt_tbd_tlbt-4-f-ab5-56-40.pdf
https://catalog.tungsram.com/files/sheet/tlbt-tmbt_tbd_tlbt-4-f-ab2-56-40.pdf
https://catalog.tungsram.com/files/sheet/tlbt-tmbt_tbd_tlbt-4-f-y5-56-40.pdf
https://catalog.tungsram.com/files/sheet/tlbt-tmbt_tbd_tlbt-4-f-ap5-44-40.pdf
https://catalog.tungsram.com/files/sheet/tlbt-tmbt_tbd_tlbt-4-f-ag2-44-40.pdf
https://catalog.tungsram.com/files/sheet/tlbt-tmbt_tbd_tlbt-4-f-af5-44-40.pdf
https://catalog.tungsram.com/files/sheet/tlbt-tmbt_tbd_tlbt-4-f-ae5-44-40.pdf
https://catalog.tungsram.com/files/sheet/tlbt-tmbt_tbd_tlbt-4-f-ae2-44-40.pdf
https://catalog.tungsram.com/files/sheet/tlbt-tmbt_tbd_tlbt-4-f-ac5-44-40.pdf
https://catalog.tungsram.com/files/sheet/tlbt-tmbt_tbd_tlbt-4-f-ab5-44-40.pdf
https://catalog.tungsram.com/files/sheet/tlbt-tmbt_tbd_tlbt-4-f-ab2-44-40.pdf
https://catalog.tungsram.com/files/sheet/tlbt-tmbt_tbd_tlbt-4-f-y5-44-40.pdf
https://catalog.tungsram.com/files/sheet/tlbt-tmbt_tbd_tlbt-4-f-ap5-33-40.pdf
https://catalog.tungsram.com/files/sheet/tlbt-tmbt_tbd_tlbt-4-f-ag2-33-40.pdf
https://catalog.tungsram.com/files/sheet/tlbt-tmbt_tbd_tlbt-4-f-af5-33-40.pdf
https://catalog.tungsram.com/files/sheet/tlbt-tmbt_tbd_tlbt-4-f-ae5-33-40.pdf
https://catalog.tungsram.com/files/sheet/tlbt-tmbt_tbd_tlbt-4-f-ae2-33-40.pdf
https://catalog.tungsram.com/files/sheet/tlbt-tmbt_tbd_tlbt-4-f-ac5-33-40.pdf
https://catalog.tungsram.com/files/sheet/tlbt-tmbt_tbd_tlbt-4-f-ab5-33-40.pdf
https://catalog.tungsram.com/files/sheet/tlbt-tmbt_tbd_tlbt-4-f-ab2-33-40.pdf
https://catalog.tungsram.com/files/sheet/tlbt-tmbt_tbd_tlbt-4-f-y5-33-40.pdf
https://catalog.tungsram.com/files/sheet/tung-panel-standard_93121869_tung-panel-hl-2x2-s-48w-840-19-ds.pdf
https://catalog.tungsram.com/files/sheet/tung-panel-premium_93120524_tung-panel-p-1x4-s-24w-840-19.pdf
https://catalog.tungsram.com/files/sheet/tung-panel-premium_93120523_tung-panel-p-2x2-s-24w-840-19.pdf
https://catalog.tungsram.com/files/sheet/bollard_93119757_tung-bollard-g1-23w-840-s-a1-st-9005.pdf
https://catalog.tungsram.com/files/sheet/bollard_93119756_tung-bollard-g1-23w-830-s-a1-st-9005.pdf
https://catalog.tungsram.com/files/sheet/bollard_93119735_tung-bollard-g1-11w-840-s-a1-st-9005.pdf
https://catalog.tungsram.com/files/sheet/bollard_93119734_tung-bollard-g1-11w-830-s-a1-st-9005.pdf
https://catalog.tungsram.com/files/sheet/round-ip65-g1-for-saudi-arabia_93117185_high-bay-tu-gen1-150w-6500k-1a-110deg-ds.pdf
https://catalog.tungsram.com/files/sheet/round-ip65-g1-for-saudi-arabia_93117184_high-bay-tu-gen1-150w-4000k-1a-110deg-ds.pdf
https://catalog.tungsram.com/files/sheet/round-ip65-g1-for-saudi-arabia_93117183_high-bay-tu-gen1-110w-6500k-1a-110deg-ds.pdf
https://catalog.tungsram.com/files/sheet/round-ip65-g1-for-saudi-arabia_93117182_high-bay-tu-gen1-110w-4000k-1a-110deg-ds.pdf
https://catalog.tungsram.com/files/sheet/round-ip65-g1-for-mea_93121436_high-bay-tu-gen1b-200w-840-2s-110deg-ds-52.pdf
https://catalog.tungsram.com/files/sheet/round-ip65-g1-for-mea_93121455_high-bay-tu-gen1b-200w-840-2s-110deg-52.pdf
https://catalog.tungsram.com/files/sheet/round-ip65-g1-for-mea_93121454_high-bay-tu-gen1b-150w-840-2s-110deg-52.pdf
https://catalog.tungsram.com/files/sheet/round-ip65-g1-for-mea_93121453_high-bay-tu-gen1b-120w-840-2s-110deg-52.pdf
https://catalog.tungsram.com/files/sheet/round-ip65-g1-for-mea_93121452_high-bay-tu-gen1b-200w-850-2s-110deg-ds-52.pdf
https://catalog.tungsram.com/files/sheet/round-ip65-g1-for-mea_93121451_high-bay-tu-gen1b-150w-850-2s-110deg-ds-52.pdf
https://catalog.tungsram.com/files/sheet/round-ip65-g1-for-mea_93121450_high-bay-tu-gen1b-120w-850-2s-110deg-ds-52.pdf
https://catalog.tungsram.com/files/sheet/round-ip65-g1_93121448_high-bay-tu-gen1b-200w-4000k-2d-110deg-ds.pdf
https://catalog.tungsram.com/files/sheet/round-ip65-g1_93121458_high-bay-tu-gen1b-200w-4000k-2d-110deg.pdf
https://catalog.tungsram.com/files/sheet/round-ip65-g1_93121446_high-bay-tu-gen1b-150w-4000k-2d-110deg-ds.pdf
https://catalog.tungsram.com/files/sheet/round-ip65-g1_93121456_high-bay-tu-gen1b-150w-4000k-2d-110.pdf
https://catalog.tungsram.com/files/sheet/round-ip65-g1_93121449_high-bay-tu-gen1b-200w-6500k-2a-110deg-ds.pdf
https://catalog.tungsram.com/files/sheet/round-ip65-g1_93121459_high-bay-tu-gen1b-200w-6500k-2a-110deg.pdf
https://catalog.tungsram.com/files/sheet/round-ip65-g1_93121447_high-bay-tu-gen1b-200w-4000k-2a-110deg-ds.pdf
https://catalog.tungsram.com/files/sheet/round-ip65-g1_93121457_high-bay-tu-gen1b-200w-4000k-2a-110deg.pdf
https://catalog.tungsram.com/files/sheet/round-ip65-g1_93115804_high-bay-tu-gen1-140w-6500k-2a-110deg-ds.pdf
https://catalog.tungsram.com/files/sheet/round-ip65-g1_93115798_high-bay-tu-gen1-140w-6500k-2a-110deg.pdf
https://catalog.tungsram.com/files/sheet/round-ip65-g1_93115800_high-bay-tu-gen1-140w-4000k-2a-110deg-ds.pdf
https://catalog.tungsram.com/files/sheet/round-ip65-g1_93115794_high-bay-tu-gen1-140w-4000k-2a-110deg.pdf
https://catalog.tungsram.com/files/sheet/round-ip65-g1_93115803_high-bay-tu-gen1-105w-6500k-2a-110deg-ds.pdf
https://catalog.tungsram.com/files/sheet/round-ip65-g1_93115797_high-bay-tu-gen1-105w-6500k-2a-110deg.pdf
https://catalog.tungsram.com/files/sheet/round-ip65-g1_93115799_high-bay-tu-gen1-105w-4000k-2a-110deg-ds.pdf
https://catalog.tungsram.com/files/sheet/round-ip65-g1_93115793_high-bay-tu-gen1-105w-4000k-2a-110deg.pdf
https://catalog.tungsram.com/files/sheet/round-ip65-g1_93115802_high-bay-tu-gen1-70w-6500k-2a-110deg-ds.pdf
https://catalog.tungsram.com/files/sheet/round-ip65-g1_93115796_high-bay-tu-gen1-70w-6500k-2a-110deg.pdf
https://catalog.tungsram.com/files/sheet/round-ip65-g1_93115801_high-bay-tu-gen1-70w-4000k-2a-110deg-ds.pdf
https://catalog.tungsram.com/files/sheet/round-ip65-g1_93115795_high-bay-tu-gen1-70w-4000k-2a-110deg.pdf
https://catalog.tungsram.com/files/sheet/tu-dlr-g2_93120686_tu-dlr-g2-200mm-3000lm-865-s-80d-w.pdf
https://catalog.tungsram.com/files/sheet/tu-dlr-g2_93120685_tu-dlr-g2-200mm-3000lm-840-s-80d-w.pdf
https://catalog.tungsram.com/files/sheet/tu-dlr-g2_93120684_tu-dlr-g2-200mm-2800lm-830-s-80d-w.pdf
https://catalog.tungsram.com/files/sheet/tu-dlr-g2_93120683_tu-dlr-g2-200mm-2270lm-865-s-80d-w.pdf
https://catalog.tungsram.com/files/sheet/tu-dlr-g2_93120682_tu-dlr-g2-200mm-2270lm-840-s-80d-w.pdf
https://catalog.tungsram.com/files/sheet/tu-dlr-g2_93120687_tu-dlr-g2-200mm-2100lm-830-s-80d-b.pdf
https://catalog.tungsram.com/files/sheet/tu-dlr-g2_93120681_tu-dlr-g2-200mm-2100lm-830-s-80d-w.pdf
https://catalog.tungsram.com/files/sheet/tu-dlr-g2_93120702_tu-dlr-g2-150mm-2060lm-865-s-80d-w.pdf
https://catalog.tungsram.com/files/sheet/tu-dlr-g2_93120701_tu-dlr-g2-150mm-2060lm-840-s-80d-w.pdf
https://catalog.tungsram.com/files/sheet/tu-dlr-g2_93120700_tu-dlr-g2-150mm-1900lm-830-s-80d-w.pdf
https://catalog.tungsram.com/files/sheet/tu-dlr-g2_93120699_tu-dlr-g2-125mm-1800lm-865-s-80d-w.pdf
https://catalog.tungsram.com/files/sheet/tu-dlr-g2_93120698_tu-dlr-g2-125mm-1800lm-840-s-80d-w.pdf
https://catalog.tungsram.com/files/sheet/tu-dlr-g2_93120697_tu-dlr-g2-125mm-1650lm-830-s-80d-w.pdf
https://catalog.tungsram.com/files/sheet/tu-dlr-g2_93121294_tu-dlr-g2-150mm-1150lm-840-s-80d-w.pdf
https://catalog.tungsram.com/files/sheet/tu-dlr-g2_93121293_tu-dlr-g2-150mm-1050lm-830-s-80d-w.pdf
https://catalog.tungsram.com/files/sheet/tu-dlr-g2_93120696_tu-dlr-g2-125mm-1150lm-865-s-80d-w.pdf
https://catalog.tungsram.com/files/sheet/tu-dlr-g2_93120605_tu-dlr-g2-125mm-1150lm-840-s-80d-w.pdf
https://catalog.tungsram.com/files/sheet/tu-dlr-g2_93120604_tu-dlr-g2-125mm-1050lm-830-s-80d-w.pdf
https://catalog.tungsram.com/files/sheet/tu-dlr-g2_93120705_tu-dlr-g2-90mm-960lm-865-s-80d-w.pdf
https://catalog.tungsram.com/files/sheet/tu-dlr-g2_93120704_tu-dlr-g2-90mm-960lm-840-s-80d-w.pdf
https://catalog.tungsram.com/files/sheet/tu-dlr-g2_93120703_tu-dlr-g2-90mm-960lm-830-s-80d-w.pdf
https://catalog.tungsram.com/files/sheet/smix_tbd_smix-mv-qcq-200-40.pdf
https://catalog.tungsram.com/files/sheet/smix_tbd_smix-mv-fff-200-40.pdf
https://catalog.tungsram.com/files/sheet/smix_tbd_smix-mv-cfc-200-40.pdf
https://catalog.tungsram.com/files/sheet/smix_tbd_smix-mv-qcq-200-30.pdf
https://catalog.tungsram.com/files/sheet/smix_tbd_smix-mv-fff-200-30.pdf
https://catalog.tungsram.com/files/sheet/smix_tbd_smix-mv-cfc-200-30.pdf
https://catalog.tungsram.com/files/sheet/smix-2s_tbd_smix-2s-yyy-100-50.pdf
https://catalog.tungsram.com/files/sheet/smix-2s_tbd_smix-2s-xxx-100-50.pdf
https://catalog.tungsram.com/files/sheet/smix-2s_tbd_smix-2s-www-100-50.pdf
https://catalog.tungsram.com/files/sheet/smix-2s_tbd_smix-2s-vvv-100-50.pdf
https://catalog.tungsram.com/files/sheet/smix-2s_tbd_smix-2s-uuu-100-50.pdf
https://catalog.tungsram.com/files/sheet/smix-2s_tbd_smix-2s-sss-100-50.pdf
https://catalog.tungsram.com/files/sheet/smix-2s_tbd_smix-2s-qqq-100-50.pdf
https://catalog.tungsram.com/files/sheet/smix-2s_tbd_smix-2s-ppp-100-50.pdf
https://catalog.tungsram.com/files/sheet/smix-2s_tbd_smix-2s-ooo-100-50.pdf
https://catalog.tungsram.com/files/sheet/smix-2s_tbd_smix-2s-nnn-100-50.pdf
https://catalog.tungsram.com/files/sheet/smix-2s_tbd_smix-2s-mmm-100-50.pdf
https://catalog.tungsram.com/files/sheet/smix-2s_tbd_smix-2s-lll-100-50.pdf
https://catalog.tungsram.com/files/sheet/smix-2s_tbd_smix-2s-kkk-100-50.pdf
https://catalog.tungsram.com/files/sheet/smix-2s_tbd_smix-2s-jjj-100-50.pdf
https://catalog.tungsram.com/files/sheet/smix-2s_tbd_smix-2s-hhh-100-50.pdf
https://catalog.tungsram.com/files/sheet/smix-2s_tbd_smix-2s-fff-100-50.pdf
https://catalog.tungsram.com/files/sheet/smix-2s_tbd_smix-2s-eee-100-50.pdf
https://catalog.tungsram.com/files/sheet/smix-2s_tbd_smix-2s-ccc-100-50.pdf
https://catalog.tungsram.com/files/sheet/smix-2s_tbd_smix-2s-yyy-90-50.pdf
https://catalog.tungsram.com/files/sheet/smix-2s_tbd_smix-2s-xxx-90-50.pdf
https://catalog.tungsram.com/files/sheet/smix-2s_tbd_smix-2s-www-90-50.pdf
https://catalog.tungsram.com/files/sheet/smix-2s_tbd_smix-2s-vvv-90-50.pdf
https://catalog.tungsram.com/files/sheet/smix-2s_tbd_smix-2s-uuu-90-50.pdf
https://catalog.tungsram.com/files/sheet/smix-2s_tbd_smix-2s-sss-90-50.pdf
https://catalog.tungsram.com/files/sheet/smix-2s_tbd_smix-2s-qqq-90-50.pdf
https://catalog.tungsram.com/files/sheet/smix-2s_tbd_smix-2s-ppp-90-50.pdf
https://catalog.tungsram.com/files/sheet/smix-2s_tbd_smix-2s-ooo-90-50.pdf
https://catalog.tungsram.com/files/sheet/smix-2s_tbd_smix-2s-nnn-90-50.pdf
https://catalog.tungsram.com/files/sheet/smix-2s_tbd_smix-2s-mmm-90-50.pdf
https://catalog.tungsram.com/files/sheet/smix-2s_tbd_smix-2s-lll-90-50.pdf
https://catalog.tungsram.com/files/sheet/smix-2s_tbd_smix-2s-kkk-90-50.pdf
https://catalog.tungsram.com/files/sheet/smix-2s_tbd_smix-2s-jjj-90-50.pdf
https://catalog.tungsram.com/files/sheet/smix-2s_tbd_smix-2s-hhh-90-50.pdf
https://catalog.tungsram.com/files/sheet/smix-2s_tbd_smix-2s-fff-90-50.pdf
https://catalog.tungsram.com/files/sheet/smix-2s_tbd_smix-2s-eee-90-50.pdf
https://catalog.tungsram.com/files/sheet/smix-2s_tbd_smix-2s-ccc-90-50.pdf
https://catalog.tungsram.com/files/sheet/smix-2s_tbd_smix-2s-yyy-80-50.pdf
https://catalog.tungsram.com/files/sheet/smix-2s_tbd_smix-2s-xxx-80-50.pdf
https://catalog.tungsram.com/files/sheet/smix-2s_tbd_smix-2s-www-80-50.pdf
https://catalog.tungsram.com/files/sheet/smix-2s_tbd_smix-2s-vvv-80-50.pdf
https://catalog.tungsram.com/files/sheet/smix-2s_tbd_smix-2s-uuu-80-50.pdf
https://catalog.tungsram.com/files/sheet/smix-2s_tbd_smix-2s-sss-80-50.pdf
https://catalog.tungsram.com/files/sheet/smix-2s_tbd_smix-2s-qqq-80-50.pdf
https://catalog.tungsram.com/files/sheet/smix-2s_tbd_smix-2s-ppp-80-50.pdf
https://catalog.tungsram.com/files/sheet/smix-2s_tbd_smix-2s-ooo-80-50.pdf
https://catalog.tungsram.com/files/sheet/smix-2s_tbd_smix-2s-nnn-80-50.pdf
https://catalog.tungsram.com/files/sheet/smix-2s_tbd_smix-2s-mmm-80-50.pdf
https://catalog.tungsram.com/files/sheet/smix-2s_tbd_smix-2s-lll-80-50.pdf
https://catalog.tungsram.com/files/sheet/smix-2s_tbd_smix-2s-kkk-80-50.pdf
https://catalog.tungsram.com/files/sheet/smix-2s_tbd_smix-2s-jjj-80-50.pdf
https://catalog.tungsram.com/files/sheet/smix-2s_tbd_smix-2s-hhh-80-50.pdf
https://catalog.tungsram.com/files/sheet/smix-2s_tbd_smix-2s-fff-80-50.pdf
https://catalog.tungsram.com/files/sheet/smix-2s_tbd_smix-2s-eee-80-50.pdf
https://catalog.tungsram.com/files/sheet/smix-2s_tbd_smix-2s-ccc-80-50.pdf
https://catalog.tungsram.com/files/sheet/smix-2s_tbd_smix-2s-yyy-65-50.pdf
https://catalog.tungsram.com/files/sheet/smix-2s_tbd_smix-2s-xxx-65-50.pdf
https://catalog.tungsram.com/files/sheet/smix-2s_tbd_smix-2s-www-65-50.pdf
https://catalog.tungsram.com/files/sheet/smix-2s_tbd_smix-2s-vvv-65-50.pdf
https://catalog.tungsram.com/files/sheet/smix-2s_tbd_smix-2s-uuu-65-50.pdf
https://catalog.tungsram.com/files/sheet/smix-2s_tbd_smix-2s-sss-65-50.pdf
https://catalog.tungsram.com/files/sheet/smix-2s_tbd_smix-2s-qqq-65-50.pdf
https://catalog.tungsram.com/files/sheet/smix-2s_tbd_smix-2s-ppp-65-50.pdf
https://catalog.tungsram.com/files/sheet/smix-2s_tbd_smix-2s-ooo-65-50.pdf
https://catalog.tungsram.com/files/sheet/smix-2s_tbd_smix-2s-nnn-65-50.pdf
https://catalog.tungsram.com/files/sheet/smix-2s_tbd_smix-2s-mmm-65-50.pdf
https://catalog.tungsram.com/files/sheet/smix-2s_tbd_smix-2s-lll-65-50.pdf
https://catalog.tungsram.com/files/sheet/smix-2s_tbd_smix-2s-kkk-65-50.pdf
https://catalog.tungsram.com/files/sheet/smix-2s_tbd_smix-2s-jjj-65-50.pdf
https://catalog.tungsram.com/files/sheet/smix-2s_tbd_smix-2s-hhh-65-50.pdf
https://catalog.tungsram.com/files/sheet/smix-2s_tbd_smix-2s-fff-65-50.pdf
https://catalog.tungsram.com/files/sheet/smix-2s_tbd_smix-2s-eee-65-50.pdf
https://catalog.tungsram.com/files/sheet/smix-2s_tbd_smix-2s-ccc-65-50.pdf
https://catalog.tungsram.com/files/sheet/smix-2s_tbd_smix-2s-yyy-50-50.pdf
https://catalog.tungsram.com/files/sheet/smix-2s_tbd_smix-2s-xxx-50-50.pdf
https://catalog.tungsram.com/files/sheet/smix-2s_tbd_smix-2s-www-50-50.pdf
https://catalog.tungsram.com/files/sheet/smix-2s_tbd_smix-2s-vvv-50-50.pdf
https://catalog.tungsram.com/files/sheet/smix-2s_tbd_smix-2s-uuu-50-50.pdf
https://catalog.tungsram.com/files/sheet/smix-2s_tbd_smix-2s-sss-50-50.pdf
https://catalog.tungsram.com/files/sheet/smix-2s_tbd_smix-2s-qqq-50-50.pdf
https://catalog.tungsram.com/files/sheet/smix-2s_tbd_smix-2s-ppp-50-50.pdf
https://catalog.tungsram.com/files/sheet/smix-2s_tbd_smix-2s-ooo-50-50.pdf
https://catalog.tungsram.com/files/sheet/smix-2s_tbd_smix-2s-nnn-50-50.pdf
https://catalog.tungsram.com/files/sheet/smix-2s_tbd_smix-2s-mmm-50-50.pdf
https://catalog.tungsram.com/files/sheet/smix-2s_tbd_smix-2s-lll-50-50.pdf
https://catalog.tungsram.com/files/sheet/smix-2s_tbd_smix-2s-kkk-50-50.pdf
https://catalog.tungsram.com/files/sheet/smix-2s_tbd_smix-2s-jjj-50-50.pdf
https://catalog.tungsram.com/files/sheet/smix-2s_tbd_smix-2s-hhh-50-50.pdf
https://catalog.tungsram.com/files/sheet/smix-2s_tbd_smix-2s-fff-50-50.pdf
https://catalog.tungsram.com/files/sheet/smix-2s_tbd_smix-2s-eee-50-50.pdf
https://catalog.tungsram.com/files/sheet/smix-2s_tbd_smix-2s-ccc-50-50.pdf
https://catalog.tungsram.com/files/sheet/smix-2s_tbd_smix-2s-yyy-40-50.pdf
https://catalog.tungsram.com/files/sheet/smix-2s_tbd_smix-2s-xxx-40-50.pdf
https://catalog.tungsram.com/files/sheet/smix-2s_tbd_smix-2s-www-40-50.pdf
https://catalog.tungsram.com/files/sheet/smix-2s_tbd_smix-2s-vvv-40-50.pdf
https://catalog.tungsram.com/files/sheet/smix-2s_tbd_smix-2s-uuu-40-50.pdf
https://catalog.tungsram.com/files/sheet/smix-2s_tbd_smix-2s-sss-40-50.pdf
https://catalog.tungsram.com/files/sheet/smix-2s_tbd_smix-2s-qqq-40-50.pdf
https://catalog.tungsram.com/files/sheet/smix-2s_tbd_smix-2s-ppp-40-50.pdf
https://catalog.tungsram.com/files/sheet/smix-2s_tbd_smix-2s-ooo-40-50.pdf
https://catalog.tungsram.com/files/sheet/smix-2s_tbd_smix-2s-nnn-40-50.pdf
https://catalog.tungsram.com/files/sheet/smix-2s_tbd_smix-2s-mmm-40-50.pdf
https://catalog.tungsram.com/files/sheet/smix-2s_tbd_smix-2s-lll-40-50.pdf
https://catalog.tungsram.com/files/sheet/smix-2s_tbd_smix-2s-kkk-40-50.pdf
https://catalog.tungsram.com/files/sheet/smix-2s_tbd_smix-2s-jjj-40-50.pdf
https://catalog.tungsram.com/files/sheet/smix-2s_tbd_smix-2s-hhh-40-50.pdf
https://catalog.tungsram.com/files/sheet/smix-2s_tbd_smix-2s-fff-40-50.pdf
https://catalog.tungsram.com/files/sheet/smix-2s_tbd_smix-2s-eee-40-50.pdf
https://catalog.tungsram.com/files/sheet/smix-2s_tbd_smix-2s-ccc-40-50.pdf
https://catalog.tungsram.com/files/sheet/smix-2s_tbd_smix-2s-yyy-35-50.pdf
https://catalog.tungsram.com/files/sheet/smix-2s_tbd_smix-2s-xxx-35-50.pdf
https://catalog.tungsram.com/files/sheet/smix-2s_tbd_smix-2s-www-35-50.pdf
https://catalog.tungsram.com/files/sheet/smix-2s_tbd_smix-2s-vvv-35-50.pdf
https://catalog.tungsram.com/files/sheet/smix-2s_tbd_smix-2s-uuu-35-50.pdf
https://catalog.tungsram.com/files/sheet/smix-2s_tbd_smix-2s-sss-35-50.pdf
https://catalog.tungsram.com/files/sheet/smix-2s_tbd_smix-2s-qqq-35-50.pdf
https://catalog.tungsram.com/files/sheet/smix-2s_tbd_smix-2s-ppp-35-50.pdf
https://catalog.tungsram.com/files/sheet/smix-2s_tbd_smix-2s-ooo-35-50.pdf
https://catalog.tungsram.com/files/sheet/smix-2s_tbd_smix-2s-nnn-35-50.pdf
https://catalog.tungsram.com/files/sheet/smix-2s_tbd_smix-2s-mmm-35-50.pdf
https://catalog.tungsram.com/files/sheet/smix-2s_tbd_smix-2s-lll-35-50.pdf
https://catalog.tungsram.com/files/sheet/smix-2s_tbd_smix-2s-kkk-35-50.pdf
https://catalog.tungsram.com/files/sheet/smix-2s_tbd_smix-2s-jjj-35-50.pdf
https://catalog.tungsram.com/files/sheet/smix-2s_tbd_smix-2s-hhh-35-50.pdf
https://catalog.tungsram.com/files/sheet/smix-2s_tbd_smix-2s-fff-35-50.pdf
https://catalog.tungsram.com/files/sheet/smix-2s_tbd_smix-2s-eee-35-50.pdf
https://catalog.tungsram.com/files/sheet/smix-2s_tbd_smix-2s-ccc-35-50.pdf
https://catalog.tungsram.com/files/sheet/smix-2s_tbd_smix-2s-yyy-30-50.pdf
https://catalog.tungsram.com/files/sheet/smix-2s_tbd_smix-2s-xxx-30-50.pdf
https://catalog.tungsram.com/files/sheet/smix-2s_tbd_smix-2s-www-30-50.pdf
https://catalog.tungsram.com/files/sheet/smix-2s_tbd_smix-2s-vvv-30-50.pdf
https://catalog.tungsram.com/files/sheet/smix-2s_tbd_smix-2s-uuu-30-50.pdf
https://catalog.tungsram.com/files/sheet/smix-2s_tbd_smix-2s-sss-30-50.pdf
https://catalog.tungsram.com/files/sheet/smix-2s_tbd_smix-2s-qqq-30-50.pdf
https://catalog.tungsram.com/files/sheet/smix-2s_tbd_smix-2s-ppp-30-50.pdf
https://catalog.tungsram.com/files/sheet/smix-2s_tbd_smix-2s-ooo-30-50.pdf
https://catalog.tungsram.com/files/sheet/smix-2s_tbd_smix-2s-nnn-30-50.pdf
https://catalog.tungsram.com/files/sheet/smix-2s_tbd_smix-2s-mmm-30-50.pdf
https://catalog.tungsram.com/files/sheet/smix-2s_tbd_smix-2s-lll-30-50.pdf
https://catalog.tungsram.com/files/sheet/smix-2s_tbd_smix-2s-kkk-30-50.pdf
https://catalog.tungsram.com/files/sheet/smix-2s_tbd_smix-2s-jjj-30-50.pdf
https://catalog.tungsram.com/files/sheet/smix-2s_tbd_smix-2s-hhh-30-50.pdf
https://catalog.tungsram.com/files/sheet/smix-2s_tbd_smix-2s-fff-30-50.pdf
https://catalog.tungsram.com/files/sheet/smix-2s_tbd_smix-2s-eee-30-50.pdf
https://catalog.tungsram.com/files/sheet/smix-2s_tbd_smix-2s-ccc-30-50.pdf
https://catalog.tungsram.com/files/sheet/smix-2s_tbd_smix-2s-yyy-25-50.pdf
https://catalog.tungsram.com/files/sheet/smix-2s_tbd_smix-2s-xxx-25-50.pdf
https://catalog.tungsram.com/files/sheet/smix-2s_tbd_smix-2s-www-25-50.pdf
https://catalog.tungsram.com/files/sheet/smix-2s_tbd_smix-2s-vvv-25-50.pdf
https://catalog.tungsram.com/files/sheet/smix-2s_tbd_smix-2s-uuu-25-50.pdf
https://catalog.tungsram.com/files/sheet/smix-2s_tbd_smix-2s-sss-25-50.pdf
https://catalog.tungsram.com/files/sheet/smix-2s_tbd_smix-2s-qqq-25-50.pdf
https://catalog.tungsram.com/files/sheet/smix-2s_tbd_smix-2s-ppp-25-50.pdf
https://catalog.tungsram.com/files/sheet/smix-2s_tbd_smix-2s-ooo-25-50.pdf
https://catalog.tungsram.com/files/sheet/smix-2s_tbd_smix-2s-nnn-25-50.pdf
https://catalog.tungsram.com/files/sheet/smix-2s_tbd_smix-2s-mmm-25-50.pdf
https://catalog.tungsram.com/files/sheet/smix-2s_tbd_smix-2s-lll-25-50.pdf
https://catalog.tungsram.com/files/sheet/smix-2s_tbd_smix-2s-kkk-25-50.pdf
https://catalog.tungsram.com/files/sheet/smix-2s_tbd_smix-2s-jjj-25-50.pdf
https://catalog.tungsram.com/files/sheet/smix-2s_tbd_smix-2s-hhh-25-50.pdf
https://catalog.tungsram.com/files/sheet/smix-2s_tbd_smix-2s-fff-25-50.pdf
https://catalog.tungsram.com/files/sheet/smix-2s_tbd_smix-2s-eee-25-50.pdf
https://catalog.tungsram.com/files/sheet/smix-2s_tbd_smix-2s-ccc-25-50.pdf
https://catalog.tungsram.com/files/sheet/smix-2s_tbd_smix-2s-yyy-20-50.pdf
https://catalog.tungsram.com/files/sheet/smix-2s_tbd_smix-2s-xxx-20-50.pdf
https://catalog.tungsram.com/files/sheet/smix-2s_tbd_smix-2s-www-20-50.pdf
https://catalog.tungsram.com/files/sheet/smix-2s_tbd_smix-2s-vvv-20-50.pdf
https://catalog.tungsram.com/files/sheet/smix-2s_tbd_smix-2s-uuu-20-50.pdf
https://catalog.tungsram.com/files/sheet/smix-2s_tbd_smix-2s-sss-20-50.pdf
https://catalog.tungsram.com/files/sheet/smix-2s_tbd_smix-2s-qqq-20-50.pdf
https://catalog.tungsram.com/files/sheet/smix-2s_tbd_smix-2s-ppp-20-50.pdf
https://catalog.tungsram.com/files/sheet/smix-2s_tbd_smix-2s-ooo-20-50.pdf
https://catalog.tungsram.com/files/sheet/smix-2s_tbd_smix-2s-nnn-20-50.pdf
https://catalog.tungsram.com/files/sheet/smix-2s_tbd_smix-2s-mmm-20-50.pdf
https://catalog.tungsram.com/files/sheet/smix-2s_tbd_smix-2s-lll-20-50.pdf
https://catalog.tungsram.com/files/sheet/smix-2s_tbd_smix-2s-kkk-20-50.pdf
https://catalog.tungsram.com/files/sheet/smix-2s_tbd_smix-2s-jjj-20-50.pdf
https://catalog.tungsram.com/files/sheet/smix-2s_tbd_smix-2s-hhh-20-50.pdf
https://catalog.tungsram.com/files/sheet/smix-2s_tbd_smix-2s-fff-20-50.pdf
https://catalog.tungsram.com/files/sheet/smix-2s_tbd_smix-2s-eee-20-50.pdf
https://catalog.tungsram.com/files/sheet/smix-2s_tbd_smix-2s-ccc-20-50.pdf
https://catalog.tungsram.com/files/sheet/smix-2s_tbd_smix-2s-yyy-100-30.pdf
https://catalog.tungsram.com/files/sheet/smix-2s_tbd_smix-2s-xxx-100-30.pdf
https://catalog.tungsram.com/files/sheet/smix-2s_tbd_smix-2s-www-100-30.pdf
https://catalog.tungsram.com/files/sheet/smix-2s_tbd_smix-2s-vvv-100-30.pdf
https://catalog.tungsram.com/files/sheet/smix-2s_tbd_smix-2s-uuu-100-30.pdf
https://catalog.tungsram.com/files/sheet/smix-2s_tbd_smix-2s-sss-100-30.pdf
https://catalog.tungsram.com/files/sheet/smix-2s_tbd_smix-2s-qqq-100-30.pdf
https://catalog.tungsram.com/files/sheet/smix-2s_tbd_smix-2s-ppp-100-30.pdf
https://catalog.tungsram.com/files/sheet/smix-2s_tbd_smix-2s-ooo-100-30.pdf
https://catalog.tungsram.com/files/sheet/smix-2s_tbd_smix-2s-nnn-100-30.pdf
https://catalog.tungsram.com/files/sheet/smix-2s_tbd_smix-2s-mmm-100-30.pdf
https://catalog.tungsram.com/files/sheet/smix-2s_tbd_smix-2s-lll-100-30.pdf
https://catalog.tungsram.com/files/sheet/smix-2s_tbd_smix-2s-kkk-100-30.pdf
https://catalog.tungsram.com/files/sheet/smix-2s_tbd_smix-2s-jjj-100-30.pdf
https://catalog.tungsram.com/files/sheet/smix-2s_tbd_smix-2s-hhh-100-30.pdf
https://catalog.tungsram.com/files/sheet/smix-2s_tbd_smix-2s-fff-100-30.pdf
https://catalog.tungsram.com/files/sheet/smix-2s_tbd_smix-2s-eee-100-30.pdf
https://catalog.tungsram.com/files/sheet/smix-2s_tbd_smix-2s-ccc-100-30.pdf
https://catalog.tungsram.com/files/sheet/smix-2s_tbd_smix-2s-yyy-90-30.pdf
https://catalog.tungsram.com/files/sheet/smix-2s_tbd_smix-2s-xxx-90-30.pdf
https://catalog.tungsram.com/files/sheet/smix-2s_tbd_smix-2s-www-90-30.pdf
https://catalog.tungsram.com/files/sheet/smix-2s_tbd_smix-2s-vvv-90-30.pdf
https://catalog.tungsram.com/files/sheet/smix-2s_tbd_smix-2s-uuu-90-30.pdf
https://catalog.tungsram.com/files/sheet/smix-2s_tbd_smix-2s-sss-90-30.pdf
https://catalog.tungsram.com/files/sheet/smix-2s_tbd_smix-2s-qqq-90-30.pdf
https://catalog.tungsram.com/files/sheet/smix-2s_tbd_smix-2s-ppp-90-30.pdf
https://catalog.tungsram.com/files/sheet/smix-2s_tbd_smix-2s-ooo-90-30.pdf
https://catalog.tungsram.com/files/sheet/smix-2s_tbd_smix-2s-nnn-90-30.pdf
https://catalog.tungsram.com/files/sheet/smix-2s_tbd_smix-2s-mmm-90-30.pdf
https://catalog.tungsram.com/files/sheet/smix-2s_tbd_smix-2s-lll-90-30.pdf
https://catalog.tungsram.com/files/sheet/smix-2s_tbd_smix-2s-kkk-90-30.pdf
https://catalog.tungsram.com/files/sheet/smix-2s_tbd_smix-2s-jjj-90-30.pdf
https://catalog.tungsram.com/files/sheet/smix-2s_tbd_smix-2s-hhh-90-30.pdf
https://catalog.tungsram.com/files/sheet/smix-2s_tbd_smix-2s-fff-90-30.pdf
https://catalog.tungsram.com/files/sheet/smix-2s_tbd_smix-2s-eee-90-30.pdf
https://catalog.tungsram.com/files/sheet/smix-2s_tbd_smix-2s-ccc-90-30.pdf
https://catalog.tungsram.com/files/sheet/smix-2s_tbd_smix-2s-yyy-80-30.pdf
https://catalog.tungsram.com/files/sheet/smix-2s_tbd_smix-2s-xxx-80-30.pdf
https://catalog.tungsram.com/files/sheet/smix-2s_tbd_smix-2s-www-80-30.pdf
https://catalog.tungsram.com/files/sheet/smix-2s_tbd_smix-2s-vvv-80-30.pdf
https://catalog.tungsram.com/files/sheet/smix-2s_tbd_smix-2s-uuu-80-30.pdf
https://catalog.tungsram.com/files/sheet/smix-2s_tbd_smix-2s-sss-80-30.pdf
https://catalog.tungsram.com/files/sheet/smix-2s_tbd_smix-2s-qqq-80-30.pdf
https://catalog.tungsram.com/files/sheet/smix-2s_tbd_smix-2s-ppp-80-30.pdf
https://catalog.tungsram.com/files/sheet/smix-2s_tbd_smix-2s-ooo-80-30.pdf
https://catalog.tungsram.com/files/sheet/smix-2s_tbd_smix-2s-nnn-80-30.pdf
https://catalog.tungsram.com/files/sheet/smix-2s_tbd_smix-2s-mmm-80-30.pdf
https://catalog.tungsram.com/files/sheet/smix-2s_tbd_smix-2s-lll-80-30.pdf
https://catalog.tungsram.com/files/sheet/smix-2s_tbd_smix-2s-kkk-80-30.pdf
https://catalog.tungsram.com/files/sheet/smix-2s_tbd_smix-2s-jjj-80-30.pdf
https://catalog.tungsram.com/files/sheet/smix-2s_tbd_smix-2s-hhh-80-30.pdf
https://catalog.tungsram.com/files/sheet/smix-2s_tbd_smix-2s-fff-80-30.pdf
https://catalog.tungsram.com/files/sheet/smix-2s_tbd_smix-2s-eee-80-30.pdf
https://catalog.tungsram.com/files/sheet/smix-2s_tbd_smix-2s-ccc-80-30.pdf
https://catalog.tungsram.com/files/sheet/smix-2s_tbd_smix-2s-yyy-65-30.pdf
https://catalog.tungsram.com/files/sheet/smix-2s_tbd_smix-2s-xxx-65-30.pdf
https://catalog.tungsram.com/files/sheet/smix-2s_tbd_smix-2s-www-65-30.pdf
https://catalog.tungsram.com/files/sheet/smix-2s_tbd_smix-2s-vvv-65-30.pdf
https://catalog.tungsram.com/files/sheet/smix-2s_tbd_smix-2s-uuu-65-30.pdf
https://catalog.tungsram.com/files/sheet/smix-2s_tbd_smix-2s-sss-65-30.pdf
https://catalog.tungsram.com/files/sheet/smix-2s_tbd_smix-2s-qqq-65-30.pdf
https://catalog.tungsram.com/files/sheet/smix-2s_tbd_smix-2s-ppp-65-30.pdf
https://catalog.tungsram.com/files/sheet/smix-2s_tbd_smix-2s-ooo-65-30.pdf
https://catalog.tungsram.com/files/sheet/smix-2s_tbd_smix-2s-nnn-65-30.pdf
https://catalog.tungsram.com/files/sheet/smix-2s_tbd_smix-2s-mmm-65-30.pdf
https://catalog.tungsram.com/files/sheet/smix-2s_tbd_smix-2s-lll-65-30.pdf
https://catalog.tungsram.com/files/sheet/smix-2s_tbd_smix-2s-kkk-65-30.pdf
https://catalog.tungsram.com/files/sheet/smix-2s_tbd_smix-2s-jjj-65-30.pdf
https://catalog.tungsram.com/files/sheet/smix-2s_tbd_smix-2s-hhh-65-30.pdf
https://catalog.tungsram.com/files/sheet/smix-2s_tbd_smix-2s-fff-65-30.pdf
https://catalog.tungsram.com/files/sheet/smix-2s_tbd_smix-2s-eee-65-30.pdf
https://catalog.tungsram.com/files/sheet/smix-2s_tbd_smix-2s-ccc-65-30.pdf
https://catalog.tungsram.com/files/sheet/smix-2s_tbd_smix-2s-yyy-50-30.pdf
https://catalog.tungsram.com/files/sheet/smix-2s_tbd_smix-2s-xxx-50-30.pdf
https://catalog.tungsram.com/files/sheet/smix-2s_tbd_smix-2s-www-50-30.pdf
https://catalog.tungsram.com/files/sheet/smix-2s_tbd_smix-2s-vvv-50-30.pdf
https://catalog.tungsram.com/files/sheet/smix-2s_tbd_smix-2s-uuu-50-30.pdf
https://catalog.tungsram.com/files/sheet/smix-2s_tbd_smix-2s-sss-50-30.pdf
https://catalog.tungsram.com/files/sheet/smix-2s_tbd_smix-2s-qqq-50-30.pdf
https://catalog.tungsram.com/files/sheet/smix-2s_tbd_smix-2s-ppp-50-30.pdf
https://catalog.tungsram.com/files/sheet/smix-2s_tbd_smix-2s-ooo-50-30.pdf
https://catalog.tungsram.com/files/sheet/smix-2s_tbd_smix-2s-nnn-50-30.pdf
https://catalog.tungsram.com/files/sheet/smix-2s_tbd_smix-2s-mmm-50-30.pdf
https://catalog.tungsram.com/files/sheet/smix-2s_tbd_smix-2s-lll-50-30.pdf
https://catalog.tungsram.com/files/sheet/smix-2s_tbd_smix-2s-kkk-50-30.pdf
https://catalog.tungsram.com/files/sheet/smix-2s_tbd_smix-2s-jjj-50-30.pdf
https://catalog.tungsram.com/files/sheet/smix-2s_tbd_smix-2s-hhh-50-30.pdf
https://catalog.tungsram.com/files/sheet/smix-2s_tbd_smix-2s-fff-50-30.pdf
https://catalog.tungsram.com/files/sheet/smix-2s_tbd_smix-2s-eee-50-30.pdf
https://catalog.tungsram.com/files/sheet/smix-2s_tbd_smix-2s-ccc-50-30.pdf
https://catalog.tungsram.com/files/sheet/smix-2s_tbd_smix-2s-yyy-40-30.pdf
https://catalog.tungsram.com/files/sheet/smix-2s_tbd_smix-2s-xxx-40-30.pdf
https://catalog.tungsram.com/files/sheet/smix-2s_tbd_smix-2s-www-40-30.pdf
https://catalog.tungsram.com/files/sheet/smix-2s_tbd_smix-2s-vvv-40-30.pdf
https://catalog.tungsram.com/files/sheet/smix-2s_tbd_smix-2s-uuu-40-30.pdf
https://catalog.tungsram.com/files/sheet/smix-2s_tbd_smix-2s-sss-40-30.pdf
https://catalog.tungsram.com/files/sheet/smix-2s_tbd_smix-2s-qqq-40-30.pdf
https://catalog.tungsram.com/files/sheet/smix-2s_tbd_smix-2s-ppp-40-30.pdf
https://catalog.tungsram.com/files/sheet/smix-2s_tbd_smix-2s-ooo-40-30.pdf
https://catalog.tungsram.com/files/sheet/smix-2s_tbd_smix-2s-nnn-40-30.pdf
https://catalog.tungsram.com/files/sheet/smix-2s_tbd_smix-2s-mmm-40-30.pdf
https://catalog.tungsram.com/files/sheet/smix-2s_tbd_smix-2s-lll-40-30.pdf
https://catalog.tungsram.com/files/sheet/smix-2s_tbd_smix-2s-kkk-40-30.pdf
https://catalog.tungsram.com/files/sheet/smix-2s_tbd_smix-2s-jjj-40-30.pdf
https://catalog.tungsram.com/files/sheet/smix-2s_tbd_smix-2s-hhh-40-30.pdf
https://catalog.tungsram.com/files/sheet/smix-2s_tbd_smix-2s-fff-40-30.pdf
https://catalog.tungsram.com/files/sheet/smix-2s_tbd_smix-2s-eee-40-30.pdf
https://catalog.tungsram.com/files/sheet/smix-2s_tbd_smix-2s-ccc-40-30.pdf
https://catalog.tungsram.com/files/sheet/smix-2s_tbd_smix-2s-yyy-35-30.pdf
https://catalog.tungsram.com/files/sheet/smix-2s_tbd_smix-2s-xxx-35-30.pdf
https://catalog.tungsram.com/files/sheet/smix-2s_tbd_smix-2s-www-35-30.pdf
https://catalog.tungsram.com/files/sheet/smix-2s_tbd_smix-2s-vvv-35-30.pdf
https://catalog.tungsram.com/files/sheet/smix-2s_tbd_smix-2s-uuu-35-30.pdf
https://catalog.tungsram.com/files/sheet/smix-2s_tbd_smix-2s-sss-35-30.pdf
https://catalog.tungsram.com/files/sheet/smix-2s_tbd_smix-2s-qqq-35-30.pdf
https://catalog.tungsram.com/files/sheet/smix-2s_tbd_smix-2s-ppp-35-30.pdf
https://catalog.tungsram.com/files/sheet/smix-2s_tbd_smix-2s-ooo-35-30.pdf
https://catalog.tungsram.com/files/sheet/smix-2s_tbd_smix-2s-nnn-35-30.pdf
https://catalog.tungsram.com/files/sheet/smix-2s_tbd_smix-2s-mmm-35-30.pdf
https://catalog.tungsram.com/files/sheet/smix-2s_tbd_smix-2s-lll-35-30.pdf
https://catalog.tungsram.com/files/sheet/smix-2s_tbd_smix-2s-kkk-35-30.pdf
https://catalog.tungsram.com/files/sheet/smix-2s_tbd_smix-2s-jjj-35-30.pdf
https://catalog.tungsram.com/files/sheet/smix-2s_tbd_smix-2s-hhh-35-30.pdf
https://catalog.tungsram.com/files/sheet/smix-2s_tbd_smix-2s-fff-35-30.pdf
https://catalog.tungsram.com/files/sheet/smix-2s_tbd_smix-2s-eee-35-30.pdf
https://catalog.tungsram.com/files/sheet/smix-2s_tbd_smix-2s-ccc-35-30.pdf
https://catalog.tungsram.com/files/sheet/smix-2s_tbd_smix-2s-yyy-30-30.pdf
https://catalog.tungsram.com/files/sheet/smix-2s_tbd_smix-2s-xxx-30-30.pdf
https://catalog.tungsram.com/files/sheet/smix-2s_tbd_smix-2s-www-30-30.pdf
https://catalog.tungsram.com/files/sheet/smix-2s_tbd_smix-2s-vvv-30-30.pdf
https://catalog.tungsram.com/files/sheet/smix-2s_tbd_smix-2s-uuu-30-30.pdf
https://catalog.tungsram.com/files/sheet/smix-2s_tbd_smix-2s-sss-30-30.pdf
https://catalog.tungsram.com/files/sheet/smix-2s_tbd_smix-2s-qqq-30-30.pdf
https://catalog.tungsram.com/files/sheet/smix-2s_tbd_smix-2s-ppp-30-30.pdf
https://catalog.tungsram.com/files/sheet/smix-2s_tbd_smix-2s-ooo-30-30.pdf
https://catalog.tungsram.com/files/sheet/smix-2s_tbd_smix-2s-nnn-30-30.pdf
https://catalog.tungsram.com/files/sheet/smix-2s_tbd_smix-2s-mmm-30-30.pdf
https://catalog.tungsram.com/files/sheet/smix-2s_tbd_smix-2s-lll-30-30.pdf
https://catalog.tungsram.com/files/sheet/smix-2s_tbd_smix-2s-kkk-30-30.pdf
https://catalog.tungsram.com/files/sheet/smix-2s_tbd_smix-2s-jjj-30-30.pdf
https://catalog.tungsram.com/files/sheet/smix-2s_tbd_smix-2s-hhh-30-30.pdf
https://catalog.tungsram.com/files/sheet/smix-2s_tbd_smix-2s-fff-30-30.pdf
https://catalog.tungsram.com/files/sheet/smix-2s_tbd_smix-2s-eee-30-30.pdf
https://catalog.tungsram.com/files/sheet/smix-2s_tbd_smix-2s-ccc-30-30.pdf
https://catalog.tungsram.com/files/sheet/smix-2s_tbd_smix-2s-yyy-25-30.pdf
https://catalog.tungsram.com/files/sheet/smix-2s_tbd_smix-2s-xxx-25-30.pdf
https://catalog.tungsram.com/files/sheet/smix-2s_tbd_smix-2s-www-25-30.pdf
https://catalog.tungsram.com/files/sheet/smix-2s_tbd_smix-2s-vvv-25-30.pdf
https://catalog.tungsram.com/files/sheet/smix-2s_tbd_smix-2s-uuu-25-30.pdf
https://catalog.tungsram.com/files/sheet/smix-2s_tbd_smix-2s-sss-25-30.pdf
https://catalog.tungsram.com/files/sheet/smix-2s_tbd_smix-2s-qqq-25-30.pdf
https://catalog.tungsram.com/files/sheet/smix-2s_tbd_smix-2s-ppp-25-30.pdf
https://catalog.tungsram.com/files/sheet/smix-2s_tbd_smix-2s-ooo-25-30.pdf
https://catalog.tungsram.com/files/sheet/smix-2s_tbd_smix-2s-nnn-25-30.pdf
https://catalog.tungsram.com/files/sheet/smix-2s_tbd_smix-2s-mmm-25-30.pdf
https://catalog.tungsram.com/files/sheet/smix-2s_tbd_smix-2s-lll-25-30.pdf
https://catalog.tungsram.com/files/sheet/smix-2s_tbd_smix-2s-kkk-25-30.pdf
https://catalog.tungsram.com/files/sheet/smix-2s_tbd_smix-2s-jjj-25-30.pdf
https://catalog.tungsram.com/files/sheet/smix-2s_tbd_smix-2s-hhh-25-30.pdf
https://catalog.tungsram.com/files/sheet/smix-2s_tbd_smix-2s-fff-25-30.pdf
https://catalog.tungsram.com/files/sheet/smix-2s_tbd_smix-2s-eee-25-30.pdf
https://catalog.tungsram.com/files/sheet/smix-2s_tbd_smix-2s-ccc-25-30.pdf
https://catalog.tungsram.com/files/sheet/smix-2s_tbd_smix-2s-yyy-20-30.pdf
https://catalog.tungsram.com/files/sheet/smix-2s_tbd_smix-2s-xxx-20-30.pdf
https://catalog.tungsram.com/files/sheet/smix-2s_tbd_smix-2s-www-20-30.pdf
https://catalog.tungsram.com/files/sheet/smix-2s_tbd_smix-2s-vvv-20-30.pdf
https://catalog.tungsram.com/files/sheet/smix-2s_tbd_smix-2s-uuu-20-30.pdf
https://catalog.tungsram.com/files/sheet/smix-2s_tbd_smix-2s-sss-20-30.pdf
https://catalog.tungsram.com/files/sheet/smix-2s_tbd_smix-2s-qqq-20-30.pdf
https://catalog.tungsram.com/files/sheet/smix-2s_tbd_smix-2s-ppp-20-30.pdf
https://catalog.tungsram.com/files/sheet/smix-2s_tbd_smix-2s-ooo-20-30.pdf
https://catalog.tungsram.com/files/sheet/smix-2s_tbd_smix-2s-nnn-20-30.pdf
https://catalog.tungsram.com/files/sheet/smix-2s_tbd_smix-2s-mmm-20-30.pdf
https://catalog.tungsram.com/files/sheet/smix-2s_tbd_smix-2s-lll-20-30.pdf
https://catalog.tungsram.com/files/sheet/smix-2s_tbd_smix-2s-kkk-20-30.pdf
https://catalog.tungsram.com/files/sheet/smix-2s_tbd_smix-2s-jjj-20-30.pdf
https://catalog.tungsram.com/files/sheet/smix-2s_tbd_smix-2s-hhh-20-30.pdf
https://catalog.tungsram.com/files/sheet/smix-2s_tbd_smix-2s-fff-20-30.pdf
https://catalog.tungsram.com/files/sheet/smix-2s_tbd_smix-2s-eee-20-30.pdf
https://catalog.tungsram.com/files/sheet/smix-2s_tbd_smix-2s-ccc-20-30.pdf
https://catalog.tungsram.com/files/sheet/smix-2s_tbd_smix-2s-yyy-100-40.pdf
https://catalog.tungsram.com/files/sheet/smix-2s_tbd_smix-2s-xxx-100-40.pdf
https://catalog.tungsram.com/files/sheet/smix-2s_tbd_smix-2s-www-100-40.pdf
https://catalog.tungsram.com/files/sheet/smix-2s_tbd_smix-2s-vvv-100-40.pdf
https://catalog.tungsram.com/files/sheet/smix-2s_tbd_smix-2s-uuu-100-40.pdf
https://catalog.tungsram.com/files/sheet/smix-2s_tbd_smix-2s-sss-100-40.pdf
https://catalog.tungsram.com/files/sheet/smix-2s_tbd_smix-2s-qqq-100-40.pdf
https://catalog.tungsram.com/files/sheet/smix-2s_tbd_smix-2s-ppp-100-40.pdf
https://catalog.tungsram.com/files/sheet/smix-2s_tbd_smix-2s-ooo-100-40.pdf
https://catalog.tungsram.com/files/sheet/smix-2s_tbd_smix-2s-nnn-100-40.pdf
https://catalog.tungsram.com/files/sheet/smix-2s_tbd_smix-2s-mmm-100-40.pdf
https://catalog.tungsram.com/files/sheet/smix-2s_tbd_smix-2s-lll-100-40.pdf
https://catalog.tungsram.com/files/sheet/smix-2s_tbd_smix-2s-kkk-100-40.pdf
https://catalog.tungsram.com/files/sheet/smix-2s_tbd_smix-2s-jjj-100-40.pdf
https://catalog.tungsram.com/files/sheet/smix-2s_tbd_smix-2s-hhh-100-40.pdf
https://catalog.tungsram.com/files/sheet/smix-2s_tbd_smix-2s-fff-100-40.pdf
https://catalog.tungsram.com/files/sheet/smix-2s_tbd_smix-2s-eee-100-40.pdf
https://catalog.tungsram.com/files/sheet/smix-2s_tbd_smix-2s-ccc-100-40.pdf
https://catalog.tungsram.com/files/sheet/smix-2s_tbd_smix-2s-yyy-90-40.pdf
https://catalog.tungsram.com/files/sheet/smix-2s_tbd_smix-2s-xxx-90-40.pdf
https://catalog.tungsram.com/files/sheet/smix-2s_tbd_smix-2s-www-90-40.pdf
https://catalog.tungsram.com/files/sheet/smix-2s_tbd_smix-2s-vvv-90-40.pdf
https://catalog.tungsram.com/files/sheet/smix-2s_tbd_smix-2s-uuu-90-40.pdf
https://catalog.tungsram.com/files/sheet/smix-2s_tbd_smix-2s-sss-90-40.pdf
https://catalog.tungsram.com/files/sheet/smix-2s_tbd_smix-2s-qqq-90-40.pdf
https://catalog.tungsram.com/files/sheet/smix-2s_tbd_smix-2s-ppp-90-40.pdf
https://catalog.tungsram.com/files/sheet/smix-2s_tbd_smix-2s-ooo-90-40.pdf
https://catalog.tungsram.com/files/sheet/smix-2s_tbd_smix-2s-nnn-90-40.pdf
https://catalog.tungsram.com/files/sheet/smix-2s_tbd_smix-2s-mmm-90-40.pdf
https://catalog.tungsram.com/files/sheet/smix-2s_tbd_smix-2s-lll-90-40.pdf
https://catalog.tungsram.com/files/sheet/smix-2s_tbd_smix-2s-kkk-90-40.pdf
https://catalog.tungsram.com/files/sheet/smix-2s_tbd_smix-2s-jjj-90-40.pdf
https://catalog.tungsram.com/files/sheet/smix-2s_tbd_smix-2s-hhh-90-40.pdf
https://catalog.tungsram.com/files/sheet/smix-2s_tbd_smix-2s-fff-90-40.pdf
https://catalog.tungsram.com/files/sheet/smix-2s_tbd_smix-2s-eee-90-40.pdf
https://catalog.tungsram.com/files/sheet/smix-2s_tbd_smix-2s-ccc-90-40.pdf
https://catalog.tungsram.com/files/sheet/smix-2s_tbd_smix-2s-yyy-80-40.pdf
https://catalog.tungsram.com/files/sheet/smix-2s_tbd_smix-2s-xxx-80-40.pdf
https://catalog.tungsram.com/files/sheet/smix-2s_tbd_smix-2s-www-80-40.pdf
https://catalog.tungsram.com/files/sheet/smix-2s_tbd_smix-2s-vvv-80-40.pdf
https://catalog.tungsram.com/files/sheet/smix-2s_tbd_smix-2s-uuu-80-40.pdf
https://catalog.tungsram.com/files/sheet/smix-2s_tbd_smix-2s-sss-80-40.pdf
https://catalog.tungsram.com/files/sheet/smix-2s_tbd_smix-2s-qqq-80-40.pdf
https://catalog.tungsram.com/files/sheet/smix-2s_tbd_smix-2s-ppp-80-40.pdf
https://catalog.tungsram.com/files/sheet/smix-2s_tbd_smix-2s-ooo-80-40.pdf
https://catalog.tungsram.com/files/sheet/smix-2s_tbd_smix-2s-nnn-80-40.pdf
https://catalog.tungsram.com/files/sheet/smix-2s_tbd_smix-2s-mmm-80-40.pdf
https://catalog.tungsram.com/files/sheet/smix-2s_tbd_smix-2s-lll-80-40.pdf
https://catalog.tungsram.com/files/sheet/smix-2s_tbd_smix-2s-kkk-80-40.pdf
https://catalog.tungsram.com/files/sheet/smix-2s_tbd_smix-2s-jjj-80-40.pdf
https://catalog.tungsram.com/files/sheet/smix-2s_tbd_smix-2s-hhh-80-40.pdf
https://catalog.tungsram.com/files/sheet/smix-2s_tbd_smix-2s-fff-80-40.pdf
https://catalog.tungsram.com/files/sheet/smix-2s_tbd_smix-2s-eee-80-40.pdf
https://catalog.tungsram.com/files/sheet/smix-2s_tbd_smix-2s-ccc-80-40.pdf
https://catalog.tungsram.com/files/sheet/smix-2s_tbd_smix-2s-yyy-65-40.pdf
https://catalog.tungsram.com/files/sheet/smix-2s_tbd_smix-2s-xxx-65-40.pdf
https://catalog.tungsram.com/files/sheet/smix-2s_tbd_smix-2s-www-65-40.pdf
https://catalog.tungsram.com/files/sheet/smix-2s_tbd_smix-2s-vvv-65-40.pdf
https://catalog.tungsram.com/files/sheet/smix-2s_tbd_smix-2s-uuu-65-40.pdf
https://catalog.tungsram.com/files/sheet/smix-2s_tbd_smix-2s-sss-65-40.pdf
https://catalog.tungsram.com/files/sheet/smix-2s_tbd_smix-2s-qqq-65-40.pdf
https://catalog.tungsram.com/files/sheet/smix-2s_tbd_smix-2s-ppp-65-40.pdf
https://catalog.tungsram.com/files/sheet/smix-2s_tbd_smix-2s-ooo-65-40.pdf
https://catalog.tungsram.com/files/sheet/smix-2s_tbd_smix-2s-nnn-65-40.pdf
https://catalog.tungsram.com/files/sheet/smix-2s_tbd_smix-2s-mmm-65-40.pdf
https://catalog.tungsram.com/files/sheet/smix-2s_tbd_smix-2s-lll-65-40.pdf
https://catalog.tungsram.com/files/sheet/smix-2s_tbd_smix-2s-kkk-65-40.pdf
https://catalog.tungsram.com/files/sheet/smix-2s_tbd_smix-2s-jjj-65-40.pdf
https://catalog.tungsram.com/files/sheet/smix-2s_tbd_smix-2s-hhh-65-40.pdf
https://catalog.tungsram.com/files/sheet/smix-2s_tbd_smix-2s-fff-65-40.pdf
https://catalog.tungsram.com/files/sheet/smix-2s_tbd_smix-2s-eee-65-40.pdf
https://catalog.tungsram.com/files/sheet/smix-2s_tbd_smix-2s-ccc-65-40.pdf
https://catalog.tungsram.com/files/sheet/smix-2s_tbd_smix-2s-yyy-50-40.pdf
https://catalog.tungsram.com/files/sheet/smix-2s_tbd_smix-2s-xxx-50-40.pdf
https://catalog.tungsram.com/files/sheet/smix-2s_tbd_smix-2s-www-50-40.pdf
https://catalog.tungsram.com/files/sheet/smix-2s_tbd_smix-2s-vvv-50-40.pdf
https://catalog.tungsram.com/files/sheet/smix-2s_tbd_smix-2s-uuu-50-40.pdf
https://catalog.tungsram.com/files/sheet/smix-2s_tbd_smix-2s-sss-50-40.pdf
https://catalog.tungsram.com/files/sheet/smix-2s_tbd_smix-2s-qqq-50-40.pdf
https://catalog.tungsram.com/files/sheet/smix-2s_tbd_smix-2s-ppp-50-40.pdf
https://catalog.tungsram.com/files/sheet/smix-2s_tbd_smix-2s-ooo-50-40.pdf
https://catalog.tungsram.com/files/sheet/smix-2s_tbd_smix-2s-nnn-50-40.pdf
https://catalog.tungsram.com/files/sheet/smix-2s_tbd_smix-2s-mmm-50-40.pdf
https://catalog.tungsram.com/files/sheet/smix-2s_tbd_smix-2s-lll-50-40.pdf
https://catalog.tungsram.com/files/sheet/smix-2s_tbd_smix-2s-kkk-50-40.pdf
https://catalog.tungsram.com/files/sheet/smix-2s_tbd_smix-2s-jjj-50-40.pdf
https://catalog.tungsram.com/files/sheet/smix-2s_tbd_smix-2s-hhh-50-40.pdf
https://catalog.tungsram.com/files/sheet/smix-2s_tbd_smix-2s-fff-50-40.pdf
https://catalog.tungsram.com/files/sheet/smix-2s_tbd_smix-2s-eee-50-40.pdf
https://catalog.tungsram.com/files/sheet/smix-2s_tbd_smix-2s-ccc-50-40.pdf
https://catalog.tungsram.com/files/sheet/smix-2s_tbd_smix-2s-yyy-40-40.pdf
https://catalog.tungsram.com/files/sheet/smix-2s_tbd_smix-2s-xxx-40-40.pdf
https://catalog.tungsram.com/files/sheet/smix-2s_tbd_smix-2s-www-40-40.pdf
https://catalog.tungsram.com/files/sheet/smix-2s_tbd_smix-2s-vvv-40-40.pdf
https://catalog.tungsram.com/files/sheet/smix-2s_tbd_smix-2s-uuu-40-40.pdf
https://catalog.tungsram.com/files/sheet/smix-2s_tbd_smix-2s-sss-40-40.pdf
https://catalog.tungsram.com/files/sheet/smix-2s_tbd_smix-2s-qqq-40-40.pdf
https://catalog.tungsram.com/files/sheet/smix-2s_tbd_smix-2s-ppp-40-40.pdf
https://catalog.tungsram.com/files/sheet/smix-2s_tbd_smix-2s-ooo-40-40.pdf
https://catalog.tungsram.com/files/sheet/smix-2s_tbd_smix-2s-nnn-40-40.pdf
https://catalog.tungsram.com/files/sheet/smix-2s_tbd_smix-2s-mmm-40-40.pdf
https://catalog.tungsram.com/files/sheet/smix-2s_tbd_smix-2s-lll-40-40.pdf
https://catalog.tungsram.com/files/sheet/smix-2s_tbd_smix-2s-kkk-40-40.pdf
https://catalog.tungsram.com/files/sheet/smix-2s_tbd_smix-2s-jjj-40-40.pdf
https://catalog.tungsram.com/files/sheet/smix-2s_tbd_smix-2s-hhh-40-40.pdf
https://catalog.tungsram.com/files/sheet/smix-2s_tbd_smix-2s-fff-40-40.pdf
https://catalog.tungsram.com/files/sheet/smix-2s_tbd_smix-2s-eee-40-40.pdf
https://catalog.tungsram.com/files/sheet/smix-2s_tbd_smix-2s-ccc-40-40.pdf
https://catalog.tungsram.com/files/sheet/smix-2s_tbd_smix-2s-yyy-35-40.pdf
https://catalog.tungsram.com/files/sheet/smix-2s_tbd_smix-2s-xxx-35-40.pdf
https://catalog.tungsram.com/files/sheet/smix-2s_tbd_smix-2s-www-35-40.pdf
https://catalog.tungsram.com/files/sheet/smix-2s_tbd_smix-2s-vvv-35-40.pdf
https://catalog.tungsram.com/files/sheet/smix-2s_tbd_smix-2s-uuu-35-40.pdf
https://catalog.tungsram.com/files/sheet/smix-2s_tbd_smix-2s-sss-35-40.pdf
https://catalog.tungsram.com/files/sheet/smix-2s_tbd_smix-2s-qqq-35-40.pdf
https://catalog.tungsram.com/files/sheet/smix-2s_tbd_smix-2s-ppp-35-40.pdf
https://catalog.tungsram.com/files/sheet/smix-2s_tbd_smix-2s-ooo-35-40.pdf
https://catalog.tungsram.com/files/sheet/smix-2s_tbd_smix-2s-nnn-35-40.pdf
https://catalog.tungsram.com/files/sheet/smix-2s_tbd_smix-2s-mmm-35-40.pdf
https://catalog.tungsram.com/files/sheet/smix-2s_tbd_smix-2s-lll-35-40.pdf
https://catalog.tungsram.com/files/sheet/smix-2s_tbd_smix-2s-kkk-35-40.pdf
https://catalog.tungsram.com/files/sheet/smix-2s_tbd_smix-2s-jjj-35-40.pdf
https://catalog.tungsram.com/files/sheet/smix-2s_tbd_smix-2s-hhh-35-40.pdf
https://catalog.tungsram.com/files/sheet/smix-2s_tbd_smix-2s-fff-35-40.pdf
https://catalog.tungsram.com/files/sheet/smix-2s_tbd_smix-2s-eee-35-40.pdf
https://catalog.tungsram.com/files/sheet/smix-2s_tbd_smix-2s-ccc-35-40.pdf
https://catalog.tungsram.com/files/sheet/smix-2s_tbd_smix-2s-yyy-30-40.pdf
https://catalog.tungsram.com/files/sheet/smix-2s_tbd_smix-2s-xxx-30-40.pdf
https://catalog.tungsram.com/files/sheet/smix-2s_tbd_smix-2s-www-30-40.pdf
https://catalog.tungsram.com/files/sheet/smix-2s_tbd_smix-2s-vvv-30-40.pdf
https://catalog.tungsram.com/files/sheet/smix-2s_tbd_smix-2s-uuu-30-40.pdf
https://catalog.tungsram.com/files/sheet/smix-2s_tbd_smix-2s-sss-30-40.pdf
https://catalog.tungsram.com/files/sheet/smix-2s_tbd_smix-2s-qqq-30-40.pdf
https://catalog.tungsram.com/files/sheet/smix-2s_tbd_smix-2s-ppp-30-40.pdf
https://catalog.tungsram.com/files/sheet/smix-2s_tbd_smix-2s-ooo-30-40.pdf
https://catalog.tungsram.com/files/sheet/smix-2s_tbd_smix-2s-nnn-30-40.pdf
https://catalog.tungsram.com/files/sheet/smix-2s_tbd_smix-2s-mmm-30-40.pdf
https://catalog.tungsram.com/files/sheet/smix-2s_tbd_smix-2s-lll-30-40.pdf
https://catalog.tungsram.com/files/sheet/smix-2s_tbd_smix-2s-kkk-30-40.pdf
https://catalog.tungsram.com/files/sheet/smix-2s_tbd_smix-2s-jjj-30-40.pdf
https://catalog.tungsram.com/files/sheet/smix-2s_tbd_smix-2s-hhh-30-40.pdf
https://catalog.tungsram.com/files/sheet/smix-2s_tbd_smix-2s-fff-30-40.pdf
https://catalog.tungsram.com/files/sheet/smix-2s_tbd_smix-2s-eee-30-40.pdf
https://catalog.tungsram.com/files/sheet/smix-2s_tbd_smix-2s-ccc-30-40.pdf
https://catalog.tungsram.com/files/sheet/smix-2s_tbd_smix-2s-yyy-25-40.pdf
https://catalog.tungsram.com/files/sheet/smix-2s_tbd_smix-2s-xxx-25-40.pdf
https://catalog.tungsram.com/files/sheet/smix-2s_tbd_smix-2s-www-25-40.pdf
https://catalog.tungsram.com/files/sheet/smix-2s_tbd_smix-2s-vvv-25-40.pdf
https://catalog.tungsram.com/files/sheet/smix-2s_tbd_smix-2s-uuu-25-40.pdf
https://catalog.tungsram.com/files/sheet/smix-2s_tbd_smix-2s-sss-25-40.pdf
https://catalog.tungsram.com/files/sheet/smix-2s_tbd_smix-2s-qqq-25-40.pdf
https://catalog.tungsram.com/files/sheet/smix-2s_tbd_smix-2s-ppp-25-40.pdf
https://catalog.tungsram.com/files/sheet/smix-2s_tbd_smix-2s-ooo-25-40.pdf
https://catalog.tungsram.com/files/sheet/smix-2s_tbd_smix-2s-nnn-25-40.pdf
https://catalog.tungsram.com/files/sheet/smix-2s_tbd_smix-2s-mmm-25-40.pdf
https://catalog.tungsram.com/files/sheet/smix-2s_tbd_smix-2s-lll-25-40.pdf
https://catalog.tungsram.com/files/sheet/smix-2s_tbd_smix-2s-kkk-25-40.pdf
https://catalog.tungsram.com/files/sheet/smix-2s_tbd_smix-2s-jjj-25-40.pdf
https://catalog.tungsram.com/files/sheet/smix-2s_tbd_smix-2s-hhh-25-40.pdf
https://catalog.tungsram.com/files/sheet/smix-2s_tbd_smix-2s-fff-25-40.pdf
https://catalog.tungsram.com/files/sheet/smix-2s_tbd_smix-2s-eee-25-40.pdf
https://catalog.tungsram.com/files/sheet/smix-2s_tbd_smix-2s-ccc-25-40.pdf
https://catalog.tungsram.com/files/sheet/smix-2s_tbd_smix-2s-yyy-20-40.pdf
https://catalog.tungsram.com/files/sheet/smix-2s_tbd_smix-2s-xxx-20-40.pdf
https://catalog.tungsram.com/files/sheet/smix-2s_tbd_smix-2s-www-20-40.pdf
https://catalog.tungsram.com/files/sheet/smix-2s_tbd_smix-2s-vvv-20-40.pdf
https://catalog.tungsram.com/files/sheet/smix-2s_tbd_smix-2s-uuu-20-40.pdf
https://catalog.tungsram.com/files/sheet/smix-2s_tbd_smix-2s-sss-20-40.pdf
https://catalog.tungsram.com/files/sheet/smix-2s_tbd_smix-2s-qqq-20-40.pdf
https://catalog.tungsram.com/files/sheet/smix-2s_tbd_smix-2s-ppp-20-40.pdf
https://catalog.tungsram.com/files/sheet/smix-2s_tbd_smix-2s-ooo-20-40.pdf
https://catalog.tungsram.com/files/sheet/smix-2s_tbd_smix-2s-nnn-20-40.pdf
https://catalog.tungsram.com/files/sheet/smix-2s_tbd_smix-2s-mmm-20-40.pdf
https://catalog.tungsram.com/files/sheet/smix-2s_tbd_smix-2s-lll-20-40.pdf
https://catalog.tungsram.com/files/sheet/smix-2s_tbd_smix-2s-kkk-20-40.pdf
https://catalog.tungsram.com/files/sheet/smix-2s_tbd_smix-2s-jjj-20-40.pdf
https://catalog.tungsram.com/files/sheet/smix-2s_tbd_smix-2s-hhh-20-40.pdf
https://catalog.tungsram.com/files/sheet/smix-2s_tbd_smix-2s-fff-20-40.pdf
https://catalog.tungsram.com/files/sheet/smix-2s_tbd_smix-2s-eee-20-40.pdf
https://catalog.tungsram.com/files/sheet/smix-2s_tbd_smix-2s-ccc-20-40.pdf
https://catalog.tungsram.com/files/sheet/tung-panel-620x620_93120530_tung-panel-p-2x2x-s-40w-840-19.pdf
https://catalog.tungsram.com/files/sheet/tung-panel-620x620_93120529_tung-panel-p-2x2x-s-30w-840-19.pdf
https://catalog.tungsram.com/files/sheet/mariner-premium-g2_93120975-hw_led-mariner-pr-g2-tu-5-49-69w-865-sstds.pdf
https://catalog.tungsram.com/files/sheet/mariner-premium-g2_93120975-lw_led-mariner-pr-g2-tu-5-49-69w-865-sstds-lw.pdf
https://catalog.tungsram.com/files/sheet/mariner-premium-g2_93120974-hw_led-mariner-pr-g2-tu-5-49-69w-840-sstds.pdf
https://catalog.tungsram.com/files/sheet/mariner-premium-g2_93120974-lw_led-mariner-pr-g2-tu-5-49-69w-840-sstds-lw.pdf
https://catalog.tungsram.com/files/sheet/mariner-premium-g2_93120973-hw_led-mariner-pr-g2-tu-5-49-69w-865-sst.pdf
https://catalog.tungsram.com/files/sheet/mariner-premium-g2_93120973-lw_led-mariner-pr-g2-tu-5-49-69w-865-sst-lw.pdf
https://catalog.tungsram.com/files/sheet/mariner-premium-g2_93120972-hw_led-mariner-pr-g2-tu-5-49-69w-840-sst.pdf
https://catalog.tungsram.com/files/sheet/mariner-premium-g2_93120972-lw_led-mariner-pr-g2-tu-5-49-69w-840-sst-lw.pdf
https://catalog.tungsram.com/files/sheet/swiftlux_93120603_swiftlux-g1-4-31w-840-sc2.pdf
https://catalog.tungsram.com/files/sheet/swiftlux_93120602_swiftlux-g1-4-24w-840-sc2.pdf
https://catalog.tungsram.com/files/sheet/swiftlux_93120601_swiftlux-g1-4-18w-840-sc2.pdf
https://catalog.tungsram.com/files/sheet/inlumino-s_tbd_ins2-12000-z20-840.pdf
https://catalog.tungsram.com/files/sheet/inlumino-s_tbd_ins2-12000-z10-840.pdf
https://catalog.tungsram.com/files/sheet/inlumino-s_tbd_ins2-10000-z20-840.pdf
https://catalog.tungsram.com/files/sheet/inlumino-s_tbd_ins2-10000-z10-840.pdf
https://catalog.tungsram.com/files/sheet/inlumino-s_tbd_ins2-8000-z20-840.pdf
https://catalog.tungsram.com/files/sheet/inlumino-s_tbd_ins2-8000-z10-840.pdf
https://catalog.tungsram.com/files/sheet/inlumino-s_tbd_ins2-6000-z20-840.pdf
https://catalog.tungsram.com/files/sheet/inlumino-s_tbd_ins2-6000-z10-840.pdf
https://catalog.tungsram.com/files/sheet/inlumino-s_tbd_ins2-4000-z20-840.pdf
https://catalog.tungsram.com/files/sheet/inlumino-s_tbd_ins2-4000-z10-840.pdf
https://catalog.tungsram.com/files/sheet/inlumino-s_tbd_ins2-2500-z20-840.pdf
https://catalog.tungsram.com/files/sheet/inlumino-s_tbd_ins2-2500-z10-840.pdf
https://catalog.tungsram.com/files/sheet/inlumino-s_tbd_ins2-14000-z20-740.pdf
https://catalog.tungsram.com/files/sheet/inlumino-s_tbd_ins2-14000-z10-740.pdf
https://catalog.tungsram.com/files/sheet/inlumino-s_tbd_ins2-12000-z20-740.pdf
https://catalog.tungsram.com/files/sheet/inlumino-s_tbd_ins2-12000-z10-740.pdf
https://catalog.tungsram.com/files/sheet/inlumino-s_tbd_ins2-10000-z20-740.pdf
https://catalog.tungsram.com/files/sheet/inlumino-s_tbd_ins2-10000-z10-740.pdf
https://catalog.tungsram.com/files/sheet/inlumino-s_tbd_ins2-8000-z20-740.pdf
https://catalog.tungsram.com/files/sheet/inlumino-s_tbd_ins2-8000-z10-740.pdf
https://catalog.tungsram.com/files/sheet/inlumino-s_tbd_ins2-6000-z20-740.pdf
https://catalog.tungsram.com/files/sheet/inlumino-s_tbd_ins2-6000-z10-740.pdf
https://catalog.tungsram.com/files/sheet/inlumino-s_tbd_ins2-4000-z20-740.pdf
https://catalog.tungsram.com/files/sheet/inlumino-s_tbd_ins2-4000-z10-740.pdf
https://catalog.tungsram.com/files/sheet/inlumino-s_tbd_ins2-2500-z20-740.pdf
https://catalog.tungsram.com/files/sheet/inlumino-s_tbd_ins2-2500-z10-740.pdf
https://catalog.tungsram.com/files/sheet/inlumino-s_tbd_ins2-20000-yyy-840.pdf
https://catalog.tungsram.com/files/sheet/inlumino-s_tbd_ins2-20000-xxx-840.pdf
https://catalog.tungsram.com/files/sheet/inlumino-s_tbd_ins2-20000-www-840.pdf
https://catalog.tungsram.com/files/sheet/inlumino-s_tbd_ins2-20000-vvv-840.pdf
https://catalog.tungsram.com/files/sheet/inlumino-s_tbd_ins2-20000-uuu-840.pdf
https://catalog.tungsram.com/files/sheet/inlumino-s_tbd_ins2-20000-sss-840.pdf
https://catalog.tungsram.com/files/sheet/inlumino-s_tbd_ins2-20000-qqq-840.pdf
https://catalog.tungsram.com/files/sheet/inlumino-s_tbd_ins2-20000-ppp-840.pdf
https://catalog.tungsram.com/files/sheet/inlumino-s_tbd_ins2-20000-ooo-840.pdf
https://catalog.tungsram.com/files/sheet/inlumino-s_tbd_ins2-20000-nnn-840.pdf
https://catalog.tungsram.com/files/sheet/inlumino-s_tbd_ins2-20000-mmm-840.pdf
https://catalog.tungsram.com/files/sheet/inlumino-s_tbd_ins2-20000-lll-840.pdf
https://catalog.tungsram.com/files/sheet/inlumino-s_tbd_ins2-20000-kkk-840.pdf
https://catalog.tungsram.com/files/sheet/inlumino-s_tbd_ins2-20000-jjj-840.pdf
https://catalog.tungsram.com/files/sheet/inlumino-s_tbd_ins2-20000-ggg-840.pdf
https://catalog.tungsram.com/files/sheet/inlumino-s_tbd_ins2-20000-fff-840.pdf
https://catalog.tungsram.com/files/sheet/inlumino-s_tbd_ins2-20000-eee-840.pdf
https://catalog.tungsram.com/files/sheet/inlumino-s_tbd_ins2-20000-ddd-840.pdf
https://catalog.tungsram.com/files/sheet/inlumino-s_tbd_ins2-20000-ccc-840.pdf
https://catalog.tungsram.com/files/sheet/inlumino-s_tbd_ins2-20000-bbb-840.pdf
https://catalog.tungsram.com/files/sheet/inlumino-s_tbd_ins2-20000-aaa-840.pdf
https://catalog.tungsram.com/files/sheet/inlumino-s_tbd_ins2-18000-yyy-840.pdf
https://catalog.tungsram.com/files/sheet/inlumino-s_tbd_ins2-18000-xxx-840.pdf
https://catalog.tungsram.com/files/sheet/inlumino-s_tbd_ins2-18000-www-840.pdf
https://catalog.tungsram.com/files/sheet/inlumino-s_tbd_ins2-18000-vvv-840.pdf
https://catalog.tungsram.com/files/sheet/inlumino-s_tbd_ins2-18000-uuu-840.pdf
https://catalog.tungsram.com/files/sheet/inlumino-s_tbd_ins2-18000-sss-840.pdf
https://catalog.tungsram.com/files/sheet/inlumino-s_tbd_ins2-18000-qqq-840.pdf
https://catalog.tungsram.com/files/sheet/inlumino-s_tbd_ins2-18000-ppp-840.pdf
https://catalog.tungsram.com/files/sheet/inlumino-s_tbd_ins2-18000-ooo-840.pdf
https://catalog.tungsram.com/files/sheet/inlumino-s_tbd_ins2-18000-nnn-840.pdf
https://catalog.tungsram.com/files/sheet/inlumino-s_tbd_ins2-18000-mmm-840.pdf
https://catalog.tungsram.com/files/sheet/inlumino-s_tbd_ins2-18000-lll-840.pdf
https://catalog.tungsram.com/files/sheet/inlumino-s_tbd_ins2-18000-kkk-840.pdf
https://catalog.tungsram.com/files/sheet/inlumino-s_tbd_ins2-18000-jjj-840.pdf
https://catalog.tungsram.com/files/sheet/inlumino-s_tbd_ins2-18000-ggg-840.pdf
https://catalog.tungsram.com/files/sheet/inlumino-s_tbd_ins2-18000-fff-840.pdf
https://catalog.tungsram.com/files/sheet/inlumino-s_tbd_ins2-18000-eee-840.pdf
https://catalog.tungsram.com/files/sheet/inlumino-s_tbd_ins2-18000-ddd-840.pdf
https://catalog.tungsram.com/files/sheet/inlumino-s_tbd_ins2-18000-ccc-840.pdf
https://catalog.tungsram.com/files/sheet/inlumino-s_tbd_ins2-18000-bbb-840.pdf
https://catalog.tungsram.com/files/sheet/inlumino-s_tbd_ins2-18000-aaa-840.pdf
https://catalog.tungsram.com/files/sheet/inlumino-s_tbd_ins2-16000-yyy-840.pdf
https://catalog.tungsram.com/files/sheet/inlumino-s_tbd_ins2-16000-xxx-840.pdf
https://catalog.tungsram.com/files/sheet/inlumino-s_tbd_ins2-16000-www-840.pdf
https://catalog.tungsram.com/files/sheet/inlumino-s_tbd_ins2-16000-vvv-840.pdf
https://catalog.tungsram.com/files/sheet/inlumino-s_tbd_ins2-16000-uuu-840.pdf
https://catalog.tungsram.com/files/sheet/inlumino-s_tbd_ins2-16000-sss-840.pdf
https://catalog.tungsram.com/files/sheet/inlumino-s_tbd_ins2-16000-qqq-840.pdf
https://catalog.tungsram.com/files/sheet/inlumino-s_tbd_ins2-16000-ppp-840.pdf
https://catalog.tungsram.com/files/sheet/inlumino-s_tbd_ins2-16000-ooo-840.pdf
https://catalog.tungsram.com/files/sheet/inlumino-s_tbd_ins2-16000-nnn-840.pdf
https://catalog.tungsram.com/files/sheet/inlumino-s_tbd_ins2-16000-mmm-840.pdf
https://catalog.tungsram.com/files/sheet/inlumino-s_tbd_ins2-16000-lll-840.pdf
https://catalog.tungsram.com/files/sheet/inlumino-s_tbd_ins2-16000-kkk-840.pdf
https://catalog.tungsram.com/files/sheet/inlumino-s_tbd_ins2-16000-jjj-840.pdf
https://catalog.tungsram.com/files/sheet/inlumino-s_tbd_ins2-16000-ggg-840.pdf
https://catalog.tungsram.com/files/sheet/inlumino-s_tbd_ins2-16000-fff-840.pdf
https://catalog.tungsram.com/files/sheet/inlumino-s_tbd_ins2-16000-eee-840.pdf
https://catalog.tungsram.com/files/sheet/inlumino-s_tbd_ins2-16000-ddd-840.pdf
https://catalog.tungsram.com/files/sheet/inlumino-s_tbd_ins2-16000-ccc-840.pdf
https://catalog.tungsram.com/files/sheet/inlumino-s_tbd_ins2-16000-bbb-840.pdf
https://catalog.tungsram.com/files/sheet/inlumino-s_tbd_ins2-16000-aaa-840.pdf
https://catalog.tungsram.com/files/sheet/inlumino-s_tbd_ins2-14000-yyy-840.pdf
https://catalog.tungsram.com/files/sheet/inlumino-s_tbd_ins2-14000-xxx-840.pdf
https://catalog.tungsram.com/files/sheet/inlumino-s_tbd_ins2-14000-www-840.pdf
https://catalog.tungsram.com/files/sheet/inlumino-s_tbd_ins2-14000-vvv-840.pdf
https://catalog.tungsram.com/files/sheet/inlumino-s_tbd_ins2-14000-uuu-840.pdf
https://catalog.tungsram.com/files/sheet/inlumino-s_tbd_ins2-14000-sss-840.pdf
https://catalog.tungsram.com/files/sheet/inlumino-s_tbd_ins2-14000-qqq-840.pdf
https://catalog.tungsram.com/files/sheet/inlumino-s_tbd_ins2-14000-ppp-840.pdf
https://catalog.tungsram.com/files/sheet/inlumino-s_tbd_ins2-14000-ooo-840.pdf
https://catalog.tungsram.com/files/sheet/inlumino-s_tbd_ins2-14000-nnn-840.pdf
https://catalog.tungsram.com/files/sheet/inlumino-s_tbd_ins2-14000-mmm-840.pdf
https://catalog.tungsram.com/files/sheet/inlumino-s_tbd_ins2-14000-lll-840.pdf
https://catalog.tungsram.com/files/sheet/inlumino-s_tbd_ins2-14000-kkk-840.pdf
https://catalog.tungsram.com/files/sheet/inlumino-s_tbd_ins2-14000-jjj-840.pdf
https://catalog.tungsram.com/files/sheet/inlumino-s_tbd_ins2-14000-ggg-840.pdf
https://catalog.tungsram.com/files/sheet/inlumino-s_tbd_ins2-14000-fff-840.pdf
https://catalog.tungsram.com/files/sheet/inlumino-s_tbd_ins2-14000-eee-840.pdf
https://catalog.tungsram.com/files/sheet/inlumino-s_tbd_ins2-14000-ddd-840.pdf
https://catalog.tungsram.com/files/sheet/inlumino-s_tbd_ins2-14000-ccc-840.pdf
https://catalog.tungsram.com/files/sheet/inlumino-s_tbd_ins2-14000-bbb-840.pdf
https://catalog.tungsram.com/files/sheet/inlumino-s_tbd_ins2-14000-aaa-840.pdf
https://catalog.tungsram.com/files/sheet/inlumino-s_tbd_ins2-12000-yyy-840.pdf
https://catalog.tungsram.com/files/sheet/inlumino-s_tbd_ins2-12000-xxx-840.pdf
https://catalog.tungsram.com/files/sheet/inlumino-s_tbd_ins2-12000-www-840.pdf
https://catalog.tungsram.com/files/sheet/inlumino-s_tbd_ins2-12000-vvv-840.pdf
https://catalog.tungsram.com/files/sheet/inlumino-s_tbd_ins2-12000-uuu-840.pdf
https://catalog.tungsram.com/files/sheet/inlumino-s_tbd_ins2-12000-sss-840.pdf
https://catalog.tungsram.com/files/sheet/inlumino-s_tbd_ins2-12000-qqq-840.pdf
https://catalog.tungsram.com/files/sheet/inlumino-s_tbd_ins2-12000-ppp-840.pdf
https://catalog.tungsram.com/files/sheet/inlumino-s_tbd_ins2-12000-ooo-840.pdf
https://catalog.tungsram.com/files/sheet/inlumino-s_tbd_ins2-12000-nnn-840.pdf
https://catalog.tungsram.com/files/sheet/inlumino-s_tbd_ins2-12000-mmm-840.pdf
https://catalog.tungsram.com/files/sheet/inlumino-s_tbd_ins2-12000-lll-840.pdf
https://catalog.tungsram.com/files/sheet/inlumino-s_tbd_ins2-12000-kkk-840.pdf
https://catalog.tungsram.com/files/sheet/inlumino-s_tbd_ins2-12000-jjj-840.pdf
https://catalog.tungsram.com/files/sheet/inlumino-s_tbd_ins2-12000-ggg-840.pdf
https://catalog.tungsram.com/files/sheet/inlumino-s_tbd_ins2-12000-fff-840.pdf
https://catalog.tungsram.com/files/sheet/inlumino-s_tbd_ins2-12000-eee-840.pdf
https://catalog.tungsram.com/files/sheet/inlumino-s_tbd_ins2-12000-ddd-840.pdf
https://catalog.tungsram.com/files/sheet/inlumino-s_tbd_ins2-12000-ccc-840.pdf
https://catalog.tungsram.com/files/sheet/inlumino-s_tbd_ins2-12000-bbb-840.pdf
https://catalog.tungsram.com/files/sheet/inlumino-s_tbd_ins2-12000-aaa-840.pdf
https://catalog.tungsram.com/files/sheet/inlumino-s_tbd_ins2-10000-yyy-840.pdf
https://catalog.tungsram.com/files/sheet/inlumino-s_tbd_ins2-10000-xxx-840.pdf
https://catalog.tungsram.com/files/sheet/inlumino-s_tbd_ins2-10000-www-840.pdf
https://catalog.tungsram.com/files/sheet/inlumino-s_tbd_ins2-10000-vvv-840.pdf
https://catalog.tungsram.com/files/sheet/inlumino-s_tbd_ins2-10000-uuu-840.pdf
https://catalog.tungsram.com/files/sheet/inlumino-s_tbd_ins2-10000-sss-840.pdf
https://catalog.tungsram.com/files/sheet/inlumino-s_tbd_ins2-10000-qqq-840.pdf
https://catalog.tungsram.com/files/sheet/inlumino-s_tbd_ins2-10000-ppp-840.pdf
https://catalog.tungsram.com/files/sheet/inlumino-s_tbd_ins2-10000-ooo-840.pdf
https://catalog.tungsram.com/files/sheet/inlumino-s_tbd_ins2-10000-nnn-840.pdf
https://catalog.tungsram.com/files/sheet/inlumino-s_tbd_ins2-10000-mmm-840.pdf
https://catalog.tungsram.com/files/sheet/inlumino-s_tbd_ins2-10000-lll-840.pdf
https://catalog.tungsram.com/files/sheet/inlumino-s_tbd_ins2-10000-kkk-840.pdf
https://catalog.tungsram.com/files/sheet/inlumino-s_tbd_ins2-10000-jjj-840.pdf
https://catalog.tungsram.com/files/sheet/inlumino-s_tbd_ins2-10000-ggg-840.pdf
https://catalog.tungsram.com/files/sheet/inlumino-s_tbd_ins2-10000-fff-840.pdf
https://catalog.tungsram.com/files/sheet/inlumino-s_tbd_ins2-10000-eee-840.pdf
https://catalog.tungsram.com/files/sheet/inlumino-s_tbd_ins2-10000-ddd-840.pdf
https://catalog.tungsram.com/files/sheet/inlumino-s_tbd_ins2-10000-ccc-840.pdf
https://catalog.tungsram.com/files/sheet/inlumino-s_tbd_ins2-10000-bbb-840.pdf
https://catalog.tungsram.com/files/sheet/inlumino-s_tbd_ins2-10000-aaa-840.pdf
https://catalog.tungsram.com/files/sheet/inlumino-s_tbd_ins2-8000-yyy-840.pdf
https://catalog.tungsram.com/files/sheet/inlumino-s_tbd_ins2-8000-xxx-840.pdf
https://catalog.tungsram.com/files/sheet/inlumino-s_tbd_ins2-8000-www-840.pdf
https://catalog.tungsram.com/files/sheet/inlumino-s_tbd_ins2-8000-vvv-840.pdf
https://catalog.tungsram.com/files/sheet/inlumino-s_tbd_ins2-8000-uuu-840.pdf
https://catalog.tungsram.com/files/sheet/inlumino-s_tbd_ins2-8000-sss-840.pdf
https://catalog.tungsram.com/files/sheet/inlumino-s_tbd_ins2-8000-qqq-840.pdf
https://catalog.tungsram.com/files/sheet/inlumino-s_tbd_ins2-8000-ppp-840.pdf
https://catalog.tungsram.com/files/sheet/inlumino-s_tbd_ins2-8000-ooo-840.pdf
https://catalog.tungsram.com/files/sheet/inlumino-s_tbd_ins2-8000-nnn-840.pdf
https://catalog.tungsram.com/files/sheet/inlumino-s_tbd_ins2-8000-mmm-840.pdf
https://catalog.tungsram.com/files/sheet/inlumino-s_tbd_ins2-8000-lll-840.pdf
https://catalog.tungsram.com/files/sheet/inlumino-s_tbd_ins2-8000-kkk-840.pdf
https://catalog.tungsram.com/files/sheet/inlumino-s_tbd_ins2-8000-jjj-840.pdf
https://catalog.tungsram.com/files/sheet/inlumino-s_tbd_ins2-8000-ggg-840.pdf
https://catalog.tungsram.com/files/sheet/inlumino-s_tbd_ins2-8000-fff-840.pdf
https://catalog.tungsram.com/files/sheet/inlumino-s_tbd_ins2-8000-eee-840.pdf
https://catalog.tungsram.com/files/sheet/inlumino-s_tbd_ins2-8000-ddd-840.pdf
https://catalog.tungsram.com/files/sheet/inlumino-s_tbd_ins2-8000-ccc-840.pdf
https://catalog.tungsram.com/files/sheet/inlumino-s_tbd_ins2-8000-bbb-840.pdf
https://catalog.tungsram.com/files/sheet/inlumino-s_tbd_ins2-8000-aaa-840.pdf
https://catalog.tungsram.com/files/sheet/inlumino-s_tbd_ins2-6000-yyy-840.pdf
https://catalog.tungsram.com/files/sheet/inlumino-s_tbd_ins2-6000-xxx-840.pdf
https://catalog.tungsram.com/files/sheet/inlumino-s_tbd_ins2-6000-www-840.pdf
https://catalog.tungsram.com/files/sheet/inlumino-s_tbd_ins2-6000-vvv-840.pdf
https://catalog.tungsram.com/files/sheet/inlumino-s_tbd_ins2-6000-uuu-840.pdf
https://catalog.tungsram.com/files/sheet/inlumino-s_tbd_ins2-6000-sss-840.pdf
https://catalog.tungsram.com/files/sheet/inlumino-s_tbd_ins2-6000-qqq-840.pdf
https://catalog.tungsram.com/files/sheet/inlumino-s_tbd_ins2-6000-ppp-840.pdf
https://catalog.tungsram.com/files/sheet/inlumino-s_tbd_ins2-6000-ooo-840.pdf
https://catalog.tungsram.com/files/sheet/inlumino-s_tbd_ins2-6000-nnn-840.pdf
https://catalog.tungsram.com/files/sheet/inlumino-s_tbd_ins2-6000-mmm-840.pdf
https://catalog.tungsram.com/files/sheet/inlumino-s_tbd_ins2-6000-lll-840.pdf
https://catalog.tungsram.com/files/sheet/inlumino-s_tbd_ins2-6000-kkk-840.pdf
https://catalog.tungsram.com/files/sheet/inlumino-s_tbd_ins2-6000-jjj-840.pdf
https://catalog.tungsram.com/files/sheet/inlumino-s_tbd_ins2-6000-ggg-840.pdf
https://catalog.tungsram.com/files/sheet/inlumino-s_tbd_ins2-6000-fff-840.pdf
https://catalog.tungsram.com/files/sheet/inlumino-s_tbd_ins2-6000-eee-840.pdf
https://catalog.tungsram.com/files/sheet/inlumino-s_tbd_ins2-6000-ddd-840.pdf
https://catalog.tungsram.com/files/sheet/inlumino-s_tbd_ins2-6000-ccc-840.pdf
https://catalog.tungsram.com/files/sheet/inlumino-s_tbd_ins2-6000-bbb-840.pdf
https://catalog.tungsram.com/files/sheet/inlumino-s_tbd_ins2-6000-aaa-840.pdf
https://catalog.tungsram.com/files/sheet/inlumino-s_tbd_ins2-4000-yyy-840.pdf
https://catalog.tungsram.com/files/sheet/inlumino-s_tbd_ins2-4000-xxx-840.pdf
https://catalog.tungsram.com/files/sheet/inlumino-s_tbd_ins2-4000-www-840.pdf
https://catalog.tungsram.com/files/sheet/inlumino-s_tbd_ins2-4000-vvv-840.pdf
https://catalog.tungsram.com/files/sheet/inlumino-s_tbd_ins2-4000-uuu-840.pdf
https://catalog.tungsram.com/files/sheet/inlumino-s_tbd_ins2-4000-sss-840.pdf
https://catalog.tungsram.com/files/sheet/inlumino-s_tbd_ins2-4000-qqq-840.pdf
https://catalog.tungsram.com/files/sheet/inlumino-s_tbd_ins2-4000-ppp-840.pdf
https://catalog.tungsram.com/files/sheet/inlumino-s_tbd_ins2-4000-ooo-840.pdf
https://catalog.tungsram.com/files/sheet/inlumino-s_tbd_ins2-4000-nnn-840.pdf
https://catalog.tungsram.com/files/sheet/inlumino-s_tbd_ins2-4000-mmm-840.pdf
https://catalog.tungsram.com/files/sheet/inlumino-s_tbd_ins2-4000-lll-840.pdf
https://catalog.tungsram.com/files/sheet/inlumino-s_tbd_ins2-4000-kkk-840.pdf
https://catalog.tungsram.com/files/sheet/inlumino-s_tbd_ins2-4000-jjj-840.pdf
https://catalog.tungsram.com/files/sheet/inlumino-s_tbd_ins2-4000-ggg-840.pdf
https://catalog.tungsram.com/files/sheet/inlumino-s_tbd_ins2-4000-fff-840.pdf
https://catalog.tungsram.com/files/sheet/inlumino-s_tbd_ins2-4000-eee-840.pdf
https://catalog.tungsram.com/files/sheet/inlumino-s_tbd_ins2-4000-ddd-840.pdf
https://catalog.tungsram.com/files/sheet/inlumino-s_tbd_ins2-4000-ccc-840.pdf
https://catalog.tungsram.com/files/sheet/inlumino-s_tbd_ins2-4000-bbb-840.pdf
https://catalog.tungsram.com/files/sheet/inlumino-s_tbd_ins2-4000-aaa-840.pdf
https://catalog.tungsram.com/files/sheet/inlumino-s_tbd_ins2-2500-yyy-840.pdf
https://catalog.tungsram.com/files/sheet/inlumino-s_tbd_ins2-2500-xxx-840.pdf
https://catalog.tungsram.com/files/sheet/inlumino-s_tbd_ins2-2500-www-840.pdf
https://catalog.tungsram.com/files/sheet/inlumino-s_tbd_ins2-2500-vvv-840.pdf
https://catalog.tungsram.com/files/sheet/inlumino-s_tbd_ins2-2500-uuu-840.pdf
https://catalog.tungsram.com/files/sheet/inlumino-s_tbd_ins2-2500-sss-840.pdf
https://catalog.tungsram.com/files/sheet/inlumino-s_tbd_ins2-2500-qqq-840.pdf
https://catalog.tungsram.com/files/sheet/inlumino-s_tbd_ins2-2500-ppp-840.pdf
https://catalog.tungsram.com/files/sheet/inlumino-s_tbd_ins2-2500-ooo-840.pdf
https://catalog.tungsram.com/files/sheet/inlumino-s_tbd_ins2-2500-nnn-840.pdf
https://catalog.tungsram.com/files/sheet/inlumino-s_tbd_ins2-2500-mmm-840.pdf
https://catalog.tungsram.com/files/sheet/inlumino-s_tbd_ins2-2500-lll-840.pdf
https://catalog.tungsram.com/files/sheet/inlumino-s_tbd_ins2-2500-kkk-840.pdf
https://catalog.tungsram.com/files/sheet/inlumino-s_tbd_ins2-2500-jjj-840.pdf
https://catalog.tungsram.com/files/sheet/inlumino-s_tbd_ins2-2500-ggg-840.pdf
https://catalog.tungsram.com/files/sheet/inlumino-s_tbd_ins2-2500-fff-840.pdf
https://catalog.tungsram.com/files/sheet/inlumino-s_tbd_ins2-2500-eee-840.pdf
https://catalog.tungsram.com/files/sheet/inlumino-s_tbd_ins2-2500-ddd-840.pdf
https://catalog.tungsram.com/files/sheet/inlumino-s_tbd_ins2-2500-ccc-840.pdf
https://catalog.tungsram.com/files/sheet/inlumino-s_tbd_ins2-2500-bbb-840.pdf
https://catalog.tungsram.com/files/sheet/inlumino-s_tbd_ins2-2500-aaa-840.pdf
https://catalog.tungsram.com/files/sheet/inlumino-s_tbd_ins2-24000-yyy-740.pdf
https://catalog.tungsram.com/files/sheet/inlumino-s_tbd_ins2-24000-xxx-740.pdf
https://catalog.tungsram.com/files/sheet/inlumino-s_tbd_ins2-24000-www-740.pdf
https://catalog.tungsram.com/files/sheet/inlumino-s_tbd_ins2-24000-vvv-740.pdf
https://catalog.tungsram.com/files/sheet/inlumino-s_tbd_ins2-24000-uuu-740.pdf
https://catalog.tungsram.com/files/sheet/inlumino-s_tbd_ins2-24000-sss-740.pdf
https://catalog.tungsram.com/files/sheet/inlumino-s_tbd_ins2-24000-qqq-740.pdf
https://catalog.tungsram.com/files/sheet/inlumino-s_tbd_ins2-24000-ppp-740.pdf
https://catalog.tungsram.com/files/sheet/inlumino-s_tbd_ins2-24000-ooo-740.pdf
https://catalog.tungsram.com/files/sheet/inlumino-s_tbd_ins2-24000-nnn-740.pdf
https://catalog.tungsram.com/files/sheet/inlumino-s_tbd_ins2-24000-mmm-740.pdf
https://catalog.tungsram.com/files/sheet/inlumino-s_tbd_ins2-24000-lll-740.pdf
https://catalog.tungsram.com/files/sheet/inlumino-s_tbd_ins2-24000-kkk-740.pdf
https://catalog.tungsram.com/files/sheet/inlumino-s_tbd_ins2-24000-jjj-740.pdf
https://catalog.tungsram.com/files/sheet/inlumino-s_tbd_ins2-24000-ggg-740.pdf
https://catalog.tungsram.com/files/sheet/inlumino-s_tbd_ins2-24000-fff-740.pdf
https://catalog.tungsram.com/files/sheet/inlumino-s_tbd_ins2-24000-eee-740.pdf
https://catalog.tungsram.com/files/sheet/inlumino-s_tbd_ins2-24000-ddd-740.pdf
https://catalog.tungsram.com/files/sheet/inlumino-s_tbd_ins2-24000-ccc-740.pdf
https://catalog.tungsram.com/files/sheet/inlumino-s_tbd_ins2-24000-bbb-740.pdf
https://catalog.tungsram.com/files/sheet/inlumino-s_tbd_ins2-24000-aaa-740.pdf
https://catalog.tungsram.com/files/sheet/inlumino-s_tbd_ins2-22000-yyy-740.pdf
https://catalog.tungsram.com/files/sheet/inlumino-s_tbd_ins2-22000-xxx-740.pdf
https://catalog.tungsram.com/files/sheet/inlumino-s_tbd_ins2-22000-www-740.pdf
https://catalog.tungsram.com/files/sheet/inlumino-s_tbd_ins2-22000-vvv-740.pdf
https://catalog.tungsram.com/files/sheet/inlumino-s_tbd_ins2-22000-uuu-740.pdf
https://catalog.tungsram.com/files/sheet/inlumino-s_tbd_ins2-22000-sss-740.pdf
https://catalog.tungsram.com/files/sheet/inlumino-s_tbd_ins2-22000-qqq-740.pdf
https://catalog.tungsram.com/files/sheet/inlumino-s_tbd_ins2-22000-ppp-740.pdf
https://catalog.tungsram.com/files/sheet/inlumino-s_tbd_ins2-22000-ooo-740.pdf
https://catalog.tungsram.com/files/sheet/inlumino-s_tbd_ins2-22000-nnn-740.pdf
https://catalog.tungsram.com/files/sheet/inlumino-s_tbd_ins2-22000-mmm-740.pdf
https://catalog.tungsram.com/files/sheet/inlumino-s_tbd_ins2-22000-lll-740.pdf
https://catalog.tungsram.com/files/sheet/inlumino-s_tbd_ins2-22000-kkk-740.pdf
https://catalog.tungsram.com/files/sheet/inlumino-s_tbd_ins2-22000-jjj-740.pdf
https://catalog.tungsram.com/files/sheet/inlumino-s_tbd_ins2-22000-ggg-740.pdf
https://catalog.tungsram.com/files/sheet/inlumino-s_tbd_ins2-22000-fff-740.pdf
https://catalog.tungsram.com/files/sheet/inlumino-s_tbd_ins2-22000-eee-740.pdf
https://catalog.tungsram.com/files/sheet/inlumino-s_tbd_ins2-22000-ddd-740.pdf
https://catalog.tungsram.com/files/sheet/inlumino-s_tbd_ins2-22000-ccc-740.pdf
https://catalog.tungsram.com/files/sheet/inlumino-s_tbd_ins2-22000-bbb-740.pdf
https://catalog.tungsram.com/files/sheet/inlumino-s_tbd_ins2-22000-aaa-740.pdf
https://catalog.tungsram.com/files/sheet/inlumino-s_tbd_ins2-20000-yyy-740.pdf
https://catalog.tungsram.com/files/sheet/inlumino-s_tbd_ins2-20000-xxx-740.pdf
https://catalog.tungsram.com/files/sheet/inlumino-s_tbd_ins2-20000-www-740.pdf
https://catalog.tungsram.com/files/sheet/inlumino-s_tbd_ins2-20000-vvv-740.pdf
https://catalog.tungsram.com/files/sheet/inlumino-s_tbd_ins2-20000-uuu-740.pdf
https://catalog.tungsram.com/files/sheet/inlumino-s_tbd_ins2-20000-sss-740.pdf
https://catalog.tungsram.com/files/sheet/inlumino-s_tbd_ins2-20000-qqq-740.pdf
https://catalog.tungsram.com/files/sheet/inlumino-s_tbd_ins2-20000-ppp-740.pdf
https://catalog.tungsram.com/files/sheet/inlumino-s_tbd_ins2-20000-ooo-740.pdf
https://catalog.tungsram.com/files/sheet/inlumino-s_tbd_ins2-20000-nnn-740.pdf
https://catalog.tungsram.com/files/sheet/inlumino-s_tbd_ins2-20000-mmm-740.pdf
https://catalog.tungsram.com/files/sheet/inlumino-s_tbd_ins2-20000-lll-740.pdf
https://catalog.tungsram.com/files/sheet/inlumino-s_tbd_ins2-20000-kkk-740.pdf
https://catalog.tungsram.com/files/sheet/inlumino-s_tbd_ins2-20000-jjj-740.pdf
https://catalog.tungsram.com/files/sheet/inlumino-s_tbd_ins2-20000-ggg-740.pdf
https://catalog.tungsram.com/files/sheet/inlumino-s_tbd_ins2-20000-fff-740.pdf
https://catalog.tungsram.com/files/sheet/inlumino-s_tbd_ins2-20000-eee-740.pdf
https://catalog.tungsram.com/files/sheet/inlumino-s_tbd_ins2-20000-ddd-740.pdf
https://catalog.tungsram.com/files/sheet/inlumino-s_tbd_ins2-20000-ccc-740.pdf
https://catalog.tungsram.com/files/sheet/inlumino-s_tbd_ins2-20000-bbb-740.pdf
https://catalog.tungsram.com/files/sheet/inlumino-s_tbd_ins2-20000-aaa-740.pdf
https://catalog.tungsram.com/files/sheet/inlumino-s_tbd_ins2-18000-yyy-740.pdf
https://catalog.tungsram.com/files/sheet/inlumino-s_tbd_ins2-18000-xxx-740.pdf
https://catalog.tungsram.com/files/sheet/inlumino-s_tbd_ins2-18000-www-740.pdf
https://catalog.tungsram.com/files/sheet/inlumino-s_tbd_ins2-18000-vvv-740.pdf
https://catalog.tungsram.com/files/sheet/inlumino-s_tbd_ins2-18000-uuu-740.pdf
https://catalog.tungsram.com/files/sheet/inlumino-s_tbd_ins2-18000-sss-740.pdf
https://catalog.tungsram.com/files/sheet/inlumino-s_tbd_ins2-18000-qqq-740.pdf
https://catalog.tungsram.com/files/sheet/inlumino-s_tbd_ins2-18000-ppp-740.pdf
https://catalog.tungsram.com/files/sheet/inlumino-s_tbd_ins2-18000-ooo-740.pdf
https://catalog.tungsram.com/files/sheet/inlumino-s_tbd_ins2-18000-nnn-740.pdf
https://catalog.tungsram.com/files/sheet/inlumino-s_tbd_ins2-18000-mmm-740.pdf
https://catalog.tungsram.com/files/sheet/inlumino-s_tbd_ins2-18000-lll-740.pdf
https://catalog.tungsram.com/files/sheet/inlumino-s_tbd_ins2-18000-kkk-740.pdf
https://catalog.tungsram.com/files/sheet/inlumino-s_tbd_ins2-18000-jjj-740.pdf
https://catalog.tungsram.com/files/sheet/inlumino-s_tbd_ins2-18000-ggg-740.pdf
https://catalog.tungsram.com/files/sheet/inlumino-s_tbd_ins2-18000-fff-740.pdf
https://catalog.tungsram.com/files/sheet/inlumino-s_tbd_ins2-18000-eee-740.pdf
https://catalog.tungsram.com/files/sheet/inlumino-s_tbd_ins2-18000-ddd-740.pdf
https://catalog.tungsram.com/files/sheet/inlumino-s_tbd_ins2-18000-ccc-740.pdf
https://catalog.tungsram.com/files/sheet/inlumino-s_tbd_ins2-18000-bbb-740.pdf
https://catalog.tungsram.com/files/sheet/inlumino-s_tbd_ins2-18000-aaa-740.pdf
https://catalog.tungsram.com/files/sheet/inlumino-s_tbd_ins2-16000-yyy-740.pdf
https://catalog.tungsram.com/files/sheet/inlumino-s_tbd_ins2-16000-xxx-740.pdf
https://catalog.tungsram.com/files/sheet/inlumino-s_tbd_ins2-16000-www-740.pdf
https://catalog.tungsram.com/files/sheet/inlumino-s_tbd_ins2-16000-vvv-740.pdf
https://catalog.tungsram.com/files/sheet/inlumino-s_tbd_ins2-16000-uuu-740.pdf
https://catalog.tungsram.com/files/sheet/inlumino-s_tbd_ins2-16000-sss-740.pdf
https://catalog.tungsram.com/files/sheet/inlumino-s_tbd_ins2-16000-qqq-740.pdf
https://catalog.tungsram.com/files/sheet/inlumino-s_tbd_ins2-16000-ppp-740.pdf
https://catalog.tungsram.com/files/sheet/inlumino-s_tbd_ins2-16000-ooo-740.pdf
https://catalog.tungsram.com/files/sheet/inlumino-s_tbd_ins2-16000-nnn-740.pdf
https://catalog.tungsram.com/files/sheet/inlumino-s_tbd_ins2-16000-mmm-740.pdf
https://catalog.tungsram.com/files/sheet/inlumino-s_tbd_ins2-16000-lll-740.pdf
https://catalog.tungsram.com/files/sheet/inlumino-s_tbd_ins2-16000-kkk-740.pdf
https://catalog.tungsram.com/files/sheet/inlumino-s_tbd_ins2-16000-jjj-740.pdf
https://catalog.tungsram.com/files/sheet/inlumino-s_tbd_ins2-16000-ggg-740.pdf
https://catalog.tungsram.com/files/sheet/inlumino-s_tbd_ins2-16000-fff-740.pdf
https://catalog.tungsram.com/files/sheet/inlumino-s_tbd_ins2-16000-eee-740.pdf
https://catalog.tungsram.com/files/sheet/inlumino-s_tbd_ins2-16000-ddd-740.pdf
https://catalog.tungsram.com/files/sheet/inlumino-s_tbd_ins2-16000-ccc-740.pdf
https://catalog.tungsram.com/files/sheet/inlumino-s_tbd_ins2-16000-bbb-740.pdf
https://catalog.tungsram.com/files/sheet/inlumino-s_tbd_ins2-16000-aaa-740.pdf
https://catalog.tungsram.com/files/sheet/inlumino-s_tbd_ins2-14000-yyy-740.pdf
https://catalog.tungsram.com/files/sheet/inlumino-s_tbd_ins2-14000-xxx-740.pdf
https://catalog.tungsram.com/files/sheet/inlumino-s_tbd_ins2-14000-www-740.pdf
https://catalog.tungsram.com/files/sheet/inlumino-s_tbd_ins2-14000-vvv-740.pdf
https://catalog.tungsram.com/files/sheet/inlumino-s_tbd_ins2-14000-uuu-740.pdf
https://catalog.tungsram.com/files/sheet/inlumino-s_tbd_ins2-14000-sss-740.pdf
https://catalog.tungsram.com/files/sheet/inlumino-s_tbd_ins2-14000-qqq-740.pdf
https://catalog.tungsram.com/files/sheet/inlumino-s_tbd_ins2-14000-ppp-740.pdf
https://catalog.tungsram.com/files/sheet/inlumino-s_tbd_ins2-14000-ooo-740.pdf
https://catalog.tungsram.com/files/sheet/inlumino-s_tbd_ins2-14000-nnn-740.pdf
https://catalog.tungsram.com/files/sheet/inlumino-s_tbd_ins2-14000-mmm-740.pdf
https://catalog.tungsram.com/files/sheet/inlumino-s_tbd_ins2-14000-lll-740.pdf
https://catalog.tungsram.com/files/sheet/inlumino-s_tbd_ins2-14000-kkk-740.pdf
https://catalog.tungsram.com/files/sheet/inlumino-s_tbd_ins2-14000-jjj-740.pdf
https://catalog.tungsram.com/files/sheet/inlumino-s_tbd_ins2-14000-ggg-740.pdf
https://catalog.tungsram.com/files/sheet/inlumino-s_tbd_ins2-14000-fff-740.pdf
https://catalog.tungsram.com/files/sheet/inlumino-s_tbd_ins2-14000-eee-740.pdf
https://catalog.tungsram.com/files/sheet/inlumino-s_tbd_ins2-14000-ddd-740.pdf
https://catalog.tungsram.com/files/sheet/inlumino-s_tbd_ins2-14000-ccc-740.pdf
https://catalog.tungsram.com/files/sheet/inlumino-s_tbd_ins2-14000-bbb-740.pdf
https://catalog.tungsram.com/files/sheet/inlumino-s_tbd_ins2-14000-aaa-740.pdf
https://catalog.tungsram.com/files/sheet/inlumino-s_tbd_ins2-12000-yyy-740.pdf
https://catalog.tungsram.com/files/sheet/inlumino-s_tbd_ins2-12000-xxx-740.pdf
https://catalog.tungsram.com/files/sheet/inlumino-s_tbd_ins2-12000-www-740.pdf
https://catalog.tungsram.com/files/sheet/inlumino-s_tbd_ins2-12000-vvv-740.pdf
https://catalog.tungsram.com/files/sheet/inlumino-s_tbd_ins2-12000-uuu-740.pdf
https://catalog.tungsram.com/files/sheet/inlumino-s_tbd_ins2-12000-sss-740.pdf
https://catalog.tungsram.com/files/sheet/inlumino-s_tbd_ins2-12000-qqq-740.pdf
https://catalog.tungsram.com/files/sheet/inlumino-s_tbd_ins2-12000-ppp-740.pdf
https://catalog.tungsram.com/files/sheet/inlumino-s_tbd_ins2-12000-ooo-740.pdf
https://catalog.tungsram.com/files/sheet/inlumino-s_tbd_ins2-12000-nnn-740.pdf
https://catalog.tungsram.com/files/sheet/inlumino-s_tbd_ins2-12000-mmm-740.pdf
https://catalog.tungsram.com/files/sheet/inlumino-s_tbd_ins2-12000-lll-740.pdf
https://catalog.tungsram.com/files/sheet/inlumino-s_tbd_ins2-12000-kkk-740.pdf
https://catalog.tungsram.com/files/sheet/inlumino-s_tbd_ins2-12000-jjj-740.pdf
https://catalog.tungsram.com/files/sheet/inlumino-s_tbd_ins2-12000-ggg-740.pdf
https://catalog.tungsram.com/files/sheet/inlumino-s_tbd_ins2-12000-fff-740.pdf
https://catalog.tungsram.com/files/sheet/inlumino-s_tbd_ins2-12000-eee-740.pdf
https://catalog.tungsram.com/files/sheet/inlumino-s_tbd_ins2-12000-ddd-740.pdf
https://catalog.tungsram.com/files/sheet/inlumino-s_tbd_ins2-12000-ccc-740.pdf
https://catalog.tungsram.com/files/sheet/inlumino-s_tbd_ins2-12000-bbb-740.pdf
https://catalog.tungsram.com/files/sheet/inlumino-s_tbd_ins2-12000-aaa-740.pdf
https://catalog.tungsram.com/files/sheet/inlumino-s_tbd_ins2-10000-yyy-740.pdf
https://catalog.tungsram.com/files/sheet/inlumino-s_tbd_ins2-10000-xxx-740.pdf
https://catalog.tungsram.com/files/sheet/inlumino-s_tbd_ins2-10000-www-740.pdf
https://catalog.tungsram.com/files/sheet/inlumino-s_tbd_ins2-10000-vvv-740.pdf
https://catalog.tungsram.com/files/sheet/inlumino-s_tbd_ins2-10000-uuu-740.pdf
https://catalog.tungsram.com/files/sheet/inlumino-s_tbd_ins2-10000-sss-740.pdf
https://catalog.tungsram.com/files/sheet/inlumino-s_tbd_ins2-10000-qqq-740.pdf
https://catalog.tungsram.com/files/sheet/inlumino-s_tbd_ins2-10000-ppp-740.pdf
https://catalog.tungsram.com/files/sheet/inlumino-s_tbd_ins2-10000-ooo-740.pdf
https://catalog.tungsram.com/files/sheet/inlumino-s_tbd_ins2-10000-nnn-740.pdf
https://catalog.tungsram.com/files/sheet/inlumino-s_tbd_ins2-10000-mmm-740.pdf
https://catalog.tungsram.com/files/sheet/inlumino-s_tbd_ins2-10000-lll-740.pdf
https://catalog.tungsram.com/files/sheet/inlumino-s_tbd_ins2-10000-kkk-740.pdf
https://catalog.tungsram.com/files/sheet/inlumino-s_tbd_ins2-10000-jjj-740.pdf
https://catalog.tungsram.com/files/sheet/inlumino-s_tbd_ins2-10000-ggg-740.pdf
https://catalog.tungsram.com/files/sheet/inlumino-s_tbd_ins2-10000-fff-740.pdf
https://catalog.tungsram.com/files/sheet/inlumino-s_tbd_ins2-10000-eee-740.pdf
https://catalog.tungsram.com/files/sheet/inlumino-s_tbd_ins2-10000-ddd-740.pdf
https://catalog.tungsram.com/files/sheet/inlumino-s_tbd_ins2-10000-ccc-740.pdf
https://catalog.tungsram.com/files/sheet/inlumino-s_tbd_ins2-10000-bbb-740.pdf
https://catalog.tungsram.com/files/sheet/inlumino-s_tbd_ins2-10000-aaa-740.pdf
https://catalog.tungsram.com/files/sheet/inlumino-s_tbd_ins2-8000-yyy-740.pdf
https://catalog.tungsram.com/files/sheet/inlumino-s_tbd_ins2-8000-xxx-740.pdf
https://catalog.tungsram.com/files/sheet/inlumino-s_tbd_ins2-8000-www-740.pdf
https://catalog.tungsram.com/files/sheet/inlumino-s_tbd_ins2-8000-vvv-740.pdf
https://catalog.tungsram.com/files/sheet/inlumino-s_tbd_ins2-8000-uuu-740.pdf
https://catalog.tungsram.com/files/sheet/inlumino-s_tbd_ins2-8000-sss-740.pdf
https://catalog.tungsram.com/files/sheet/inlumino-s_tbd_ins2-8000-qqq-740.pdf
https://catalog.tungsram.com/files/sheet/inlumino-s_tbd_ins2-8000-ppp-740.pdf
https://catalog.tungsram.com/files/sheet/inlumino-s_tbd_ins2-8000-ooo-740.pdf
https://catalog.tungsram.com/files/sheet/inlumino-s_tbd_ins2-8000-nnn-740.pdf
https://catalog.tungsram.com/files/sheet/inlumino-s_tbd_ins2-8000-mmm-740.pdf
https://catalog.tungsram.com/files/sheet/inlumino-s_tbd_ins2-8000-lll-740.pdf
https://catalog.tungsram.com/files/sheet/inlumino-s_tbd_ins2-8000-kkk-740.pdf
https://catalog.tungsram.com/files/sheet/inlumino-s_tbd_ins2-8000-jjj-740.pdf
https://catalog.tungsram.com/files/sheet/inlumino-s_tbd_ins2-8000-ggg-740.pdf
https://catalog.tungsram.com/files/sheet/inlumino-s_tbd_ins2-8000-fff-740.pdf
https://catalog.tungsram.com/files/sheet/inlumino-s_tbd_ins2-8000-eee-740.pdf
https://catalog.tungsram.com/files/sheet/inlumino-s_tbd_ins2-8000-ddd-740.pdf
https://catalog.tungsram.com/files/sheet/inlumino-s_tbd_ins2-8000-ccc-740.pdf
https://catalog.tungsram.com/files/sheet/inlumino-s_tbd_ins2-8000-bbb-740.pdf
https://catalog.tungsram.com/files/sheet/inlumino-s_tbd_ins2-8000-aaa-740.pdf
https://catalog.tungsram.com/files/sheet/inlumino-s_tbd_ins2-6000-yyy-740.pdf
https://catalog.tungsram.com/files/sheet/inlumino-s_tbd_ins2-6000-xxx-740.pdf
https://catalog.tungsram.com/files/sheet/inlumino-s_tbd_ins2-6000-www-740.pdf
https://catalog.tungsram.com/files/sheet/inlumino-s_tbd_ins2-6000-vvv-740.pdf
https://catalog.tungsram.com/files/sheet/inlumino-s_tbd_ins2-6000-uuu-740.pdf
https://catalog.tungsram.com/files/sheet/inlumino-s_tbd_ins2-6000-sss-740.pdf
https://catalog.tungsram.com/files/sheet/inlumino-s_tbd_ins2-6000-qqq-740.pdf
https://catalog.tungsram.com/files/sheet/inlumino-s_tbd_ins2-6000-ppp-740.pdf
https://catalog.tungsram.com/files/sheet/inlumino-s_tbd_ins2-6000-ooo-740.pdf
https://catalog.tungsram.com/files/sheet/inlumino-s_tbd_ins2-6000-nnn-740.pdf
https://catalog.tungsram.com/files/sheet/inlumino-s_tbd_ins2-6000-mmm-740.pdf
https://catalog.tungsram.com/files/sheet/inlumino-s_tbd_ins2-6000-lll-740.pdf
https://catalog.tungsram.com/files/sheet/inlumino-s_tbd_ins2-6000-kkk-740.pdf
https://catalog.tungsram.com/files/sheet/inlumino-s_tbd_ins2-6000-jjj-740.pdf
https://catalog.tungsram.com/files/sheet/inlumino-s_tbd_ins2-6000-ggg-740.pdf
https://catalog.tungsram.com/files/sheet/inlumino-s_tbd_ins2-6000-fff-740.pdf
https://catalog.tungsram.com/files/sheet/inlumino-s_tbd_ins2-6000-eee-740.pdf
https://catalog.tungsram.com/files/sheet/inlumino-s_tbd_ins2-6000-ddd-740.pdf
https://catalog.tungsram.com/files/sheet/inlumino-s_tbd_ins2-6000-ccc-740.pdf
https://catalog.tungsram.com/files/sheet/inlumino-s_tbd_ins2-6000-bbb-740.pdf
https://catalog.tungsram.com/files/sheet/inlumino-s_tbd_ins2-6000-aaa-740.pdf
https://catalog.tungsram.com/files/sheet/inlumino-s_tbd_ins2-4000-yyy-740.pdf
https://catalog.tungsram.com/files/sheet/inlumino-s_tbd_ins2-4000-xxx-740.pdf
https://catalog.tungsram.com/files/sheet/inlumino-s_tbd_ins2-4000-www-740.pdf
https://catalog.tungsram.com/files/sheet/inlumino-s_tbd_ins2-4000-vvv-740.pdf
https://catalog.tungsram.com/files/sheet/inlumino-s_tbd_ins2-4000-uuu-740.pdf
https://catalog.tungsram.com/files/sheet/inlumino-s_tbd_ins2-4000-sss-740.pdf
https://catalog.tungsram.com/files/sheet/inlumino-s_tbd_ins2-4000-qqq-740.pdf
https://catalog.tungsram.com/files/sheet/inlumino-s_tbd_ins2-4000-ppp-740.pdf
https://catalog.tungsram.com/files/sheet/inlumino-s_tbd_ins2-4000-ooo-740.pdf
https://catalog.tungsram.com/files/sheet/inlumino-s_tbd_ins2-4000-nnn-740.pdf
https://catalog.tungsram.com/files/sheet/inlumino-s_tbd_ins2-4000-mmm-740.pdf
https://catalog.tungsram.com/files/sheet/inlumino-s_tbd_ins2-4000-lll-740.pdf
https://catalog.tungsram.com/files/sheet/inlumino-s_tbd_ins2-4000-kkk-740.pdf
https://catalog.tungsram.com/files/sheet/inlumino-s_tbd_ins2-4000-jjj-740.pdf
https://catalog.tungsram.com/files/sheet/inlumino-s_tbd_ins2-4000-ggg-740.pdf
https://catalog.tungsram.com/files/sheet/inlumino-s_tbd_ins2-4000-fff-740.pdf
https://catalog.tungsram.com/files/sheet/inlumino-s_tbd_ins2-4000-eee-740.pdf
https://catalog.tungsram.com/files/sheet/inlumino-s_tbd_ins2-4000-ddd-740.pdf
https://catalog.tungsram.com/files/sheet/inlumino-s_tbd_ins2-4000-ccc-740.pdf
https://catalog.tungsram.com/files/sheet/inlumino-s_tbd_ins2-4000-bbb-740.pdf
https://catalog.tungsram.com/files/sheet/inlumino-s_tbd_ins2-4000-aaa-740.pdf
https://catalog.tungsram.com/files/sheet/inlumino-s_tbd_ins2-2500-yyy-740.pdf
https://catalog.tungsram.com/files/sheet/inlumino-s_tbd_ins2-2500-xxx-740.pdf
https://catalog.tungsram.com/files/sheet/inlumino-s_tbd_ins2-2500-www-740.pdf
https://catalog.tungsram.com/files/sheet/inlumino-s_tbd_ins2-2500-vvv-740.pdf
https://catalog.tungsram.com/files/sheet/inlumino-s_tbd_ins2-2500-uuu-740.pdf
https://catalog.tungsram.com/files/sheet/inlumino-s_tbd_ins2-2500-sss-740.pdf
https://catalog.tungsram.com/files/sheet/inlumino-s_tbd_ins2-2500-qqq-740.pdf
https://catalog.tungsram.com/files/sheet/inlumino-s_tbd_ins2-2500-ppp-740.pdf
https://catalog.tungsram.com/files/sheet/inlumino-s_tbd_ins2-2500-ooo-740.pdf
https://catalog.tungsram.com/files/sheet/inlumino-s_tbd_ins2-2500-nnn-740.pdf
https://catalog.tungsram.com/files/sheet/inlumino-s_tbd_ins2-2500-mmm-740.pdf
https://catalog.tungsram.com/files/sheet/inlumino-s_tbd_ins2-2500-lll-740.pdf
https://catalog.tungsram.com/files/sheet/inlumino-s_tbd_ins2-2500-kkk-740.pdf
https://catalog.tungsram.com/files/sheet/inlumino-s_tbd_ins2-2500-jjj-740.pdf
https://catalog.tungsram.com/files/sheet/inlumino-s_tbd_ins2-2500-ggg-740.pdf
https://catalog.tungsram.com/files/sheet/inlumino-s_tbd_ins2-2500-fff-740.pdf
https://catalog.tungsram.com/files/sheet/inlumino-s_tbd_ins2-2500-eee-740.pdf
https://catalog.tungsram.com/files/sheet/inlumino-s_tbd_ins2-2500-ddd-740.pdf
https://catalog.tungsram.com/files/sheet/inlumino-s_tbd_ins2-2500-ccc-740.pdf
https://catalog.tungsram.com/files/sheet/inlumino-s_tbd_ins2-2500-bbb-740.pdf
https://catalog.tungsram.com/files/sheet/inlumino-s_tbd_ins2-2500-aaa-740.pdf
https://catalog.tungsram.com/files/sheet/inlumino-l-plus_tbd_inl-1-50000kkk740.pdf
https://catalog.tungsram.com/files/sheet/inlumino-l-plus_tbd_inl-1-50000jjj740.pdf
https://catalog.tungsram.com/files/sheet/inlumino-l-plus_tbd_inl-1-50000ggg740.pdf
https://catalog.tungsram.com/files/sheet/inlumino-l-plus_tbd_inl-1-50000fff740.pdf
https://catalog.tungsram.com/files/sheet/inlumino-l-plus_tbd_inl-1-50000eee740.pdf
https://catalog.tungsram.com/files/sheet/inlumino-l-plus_tbd_inl-1-50000ddd740.pdf
https://catalog.tungsram.com/files/sheet/inlumino-l-plus_tbd_inl-1-50000ccc740.pdf
https://catalog.tungsram.com/files/sheet/inlumino-l-plus_tbd_inl-1-50000bbb740.pdf
https://catalog.tungsram.com/files/sheet/inlumino-l-plus_tbd_inl-1-50000aaa740.pdf
https://catalog.tungsram.com/files/sheet/inlumino-l-plus_tbd_inl-1-47500kkk740.pdf
https://catalog.tungsram.com/files/sheet/inlumino-l-plus_tbd_inl-1-47500jjj740.pdf
https://catalog.tungsram.com/files/sheet/inlumino-l-plus_tbd_inl-1-47500ggg740.pdf
https://catalog.tungsram.com/files/sheet/inlumino-l-plus_tbd_inl-1-47500fff740.pdf
https://catalog.tungsram.com/files/sheet/inlumino-l-plus_tbd_inl-1-47500eee740.pdf
https://catalog.tungsram.com/files/sheet/inlumino-l-plus_tbd_inl-1-47500ddd740.pdf
https://catalog.tungsram.com/files/sheet/inlumino-l-plus_tbd_inl-1-47500ccc740.pdf
https://catalog.tungsram.com/files/sheet/inlumino-l-plus_tbd_inl-1-47500bbb740.pdf
https://catalog.tungsram.com/files/sheet/inlumino-l-plus_tbd_inl-1-47500aaa740.pdf
https://catalog.tungsram.com/files/sheet/inlumino-l-plus_tbd_inl-1-45000kkk740.pdf
https://catalog.tungsram.com/files/sheet/inlumino-l-plus_tbd_inl-1-45000jjj740.pdf
https://catalog.tungsram.com/files/sheet/inlumino-l-plus_tbd_inl-1-45000ggg740.pdf
https://catalog.tungsram.com/files/sheet/inlumino-l-plus_tbd_inl-1-45000fff740.pdf
https://catalog.tungsram.com/files/sheet/inlumino-l-plus_tbd_inl-1-45000eee740.pdf
https://catalog.tungsram.com/files/sheet/inlumino-l-plus_tbd_inl-1-45000ddd740.pdf
https://catalog.tungsram.com/files/sheet/inlumino-l-plus_tbd_inl-1-45000ccc740.pdf
https://catalog.tungsram.com/files/sheet/inlumino-l-plus_tbd_inl-1-45000bbb740.pdf
https://catalog.tungsram.com/files/sheet/inlumino-l-plus_tbd_inl-1-45000aaa740.pdf
https://catalog.tungsram.com/files/sheet/inlumino-l-plus_tbd_inl-1-42500kkk740.pdf
https://catalog.tungsram.com/files/sheet/inlumino-l-plus_tbd_inl-1-42500jjj740.pdf
https://catalog.tungsram.com/files/sheet/inlumino-l-plus_tbd_inl-1-42500ggg740.pdf
https://catalog.tungsram.com/files/sheet/inlumino-l-plus_tbd_inl-1-42500fff740.pdf
https://catalog.tungsram.com/files/sheet/inlumino-l-plus_tbd_inl-1-42500eee740.pdf
https://catalog.tungsram.com/files/sheet/inlumino-l-plus_tbd_inl-1-42500ddd740.pdf
https://catalog.tungsram.com/files/sheet/inlumino-l-plus_tbd_inl-1-42500ccc740.pdf
https://catalog.tungsram.com/files/sheet/inlumino-l-plus_tbd_inl-1-42500bbb740.pdf
https://catalog.tungsram.com/files/sheet/inlumino-l-plus_tbd_inl-1-42500aaa740.pdf
https://catalog.tungsram.com/files/sheet/inlumino-l-plus_tbd_inl-1-40000kkk740.pdf
https://catalog.tungsram.com/files/sheet/inlumino-l-plus_tbd_inl-1-40000jjj740.pdf
https://catalog.tungsram.com/files/sheet/inlumino-l-plus_tbd_inl-1-40000ggg740.pdf
https://catalog.tungsram.com/files/sheet/inlumino-l-plus_tbd_inl-1-40000fff740.pdf
https://catalog.tungsram.com/files/sheet/inlumino-l-plus_tbd_inl-1-40000eee740.pdf
https://catalog.tungsram.com/files/sheet/inlumino-l-plus_tbd_inl-1-40000ddd740.pdf
https://catalog.tungsram.com/files/sheet/inlumino-l-plus_tbd_inl-1-40000ccc740.pdf
https://catalog.tungsram.com/files/sheet/inlumino-l-plus_tbd_inl-1-40000bbb740.pdf
https://catalog.tungsram.com/files/sheet/inlumino-l-plus_tbd_inl-1-40000aaa740.pdf
https://catalog.tungsram.com/files/sheet/inlumino-m_tbd_inm2-26000-yyy-840.pdf
https://catalog.tungsram.com/files/sheet/inlumino-m_tbd_inm2-26000-xxx-840.pdf
https://catalog.tungsram.com/files/sheet/inlumino-m_tbd_inm2-26000-www-840.pdf
https://catalog.tungsram.com/files/sheet/inlumino-m_tbd_inm2-26000-vvv-840.pdf
https://catalog.tungsram.com/files/sheet/inlumino-m_tbd_inm2-26000-uuu-840.pdf
https://catalog.tungsram.com/files/sheet/inlumino-m_tbd_inm2-26000-sss-840.pdf
https://catalog.tungsram.com/files/sheet/inlumino-m_tbd_inm2-26000-qqq-840.pdf
https://catalog.tungsram.com/files/sheet/inlumino-m_tbd_inm2-26000-ppp-840.pdf
https://catalog.tungsram.com/files/sheet/inlumino-m_tbd_inm2-26000-ooo-840.pdf
https://catalog.tungsram.com/files/sheet/inlumino-m_tbd_inm2-26000-nnn-840.pdf
https://catalog.tungsram.com/files/sheet/inlumino-m_tbd_inm2-26000-mmm-840.pdf
https://catalog.tungsram.com/files/sheet/inlumino-m_tbd_inm2-26000-lll-840.pdf
https://catalog.tungsram.com/files/sheet/inlumino-m_tbd_inm2-26000-kkk-840.pdf
https://catalog.tungsram.com/files/sheet/inlumino-m_tbd_inm2-26000-jjj-840.pdf
https://catalog.tungsram.com/files/sheet/inlumino-m_tbd_inm2-26000-ggg-840.pdf
https://catalog.tungsram.com/files/sheet/inlumino-m_tbd_inm2-26000-fff-840.pdf
https://catalog.tungsram.com/files/sheet/inlumino-m_tbd_inm2-26000-eee-840.pdf
https://catalog.tungsram.com/files/sheet/inlumino-m_tbd_inm2-26000-ddd-840.pdf
https://catalog.tungsram.com/files/sheet/inlumino-m_tbd_inm2-26000-ccc-840.pdf
https://catalog.tungsram.com/files/sheet/inlumino-m_tbd_inm2-26000-bbb-840.pdf
https://catalog.tungsram.com/files/sheet/inlumino-m_tbd_inm2-26000-aaa-840.pdf
https://catalog.tungsram.com/files/sheet/inlumino-m_tbd_inm2-24000-yyy-840.pdf
https://catalog.tungsram.com/files/sheet/inlumino-m_tbd_inm2-24000-xxx-840.pdf
https://catalog.tungsram.com/files/sheet/inlumino-m_tbd_inm2-24000-www-840.pdf
https://catalog.tungsram.com/files/sheet/inlumino-m_tbd_inm2-24000-vvv-840.pdf
https://catalog.tungsram.com/files/sheet/inlumino-m_tbd_inm2-24000-uuu-840.pdf
https://catalog.tungsram.com/files/sheet/inlumino-m_tbd_inm2-24000-sss-840.pdf
https://catalog.tungsram.com/files/sheet/inlumino-m_tbd_inm2-24000-qqq-840.pdf
https://catalog.tungsram.com/files/sheet/inlumino-m_tbd_inm2-24000-ppp-840.pdf
https://catalog.tungsram.com/files/sheet/inlumino-m_tbd_inm2-24000-ooo-840.pdf
https://catalog.tungsram.com/files/sheet/inlumino-m_tbd_inm2-24000-nnn-840.pdf
https://catalog.tungsram.com/files/sheet/inlumino-m_tbd_inm2-24000-mmm-840.pdf
https://catalog.tungsram.com/files/sheet/inlumino-m_tbd_inm2-24000-lll-840.pdf
https://catalog.tungsram.com/files/sheet/inlumino-m_tbd_inm2-24000-kkk-840.pdf
https://catalog.tungsram.com/files/sheet/inlumino-m_tbd_inm2-24000-jjj-840.pdf
https://catalog.tungsram.com/files/sheet/inlumino-m_tbd_inm2-24000-ggg-840.pdf
https://catalog.tungsram.com/files/sheet/inlumino-m_tbd_inm2-24000-fff-840.pdf
https://catalog.tungsram.com/files/sheet/inlumino-m_tbd_inm2-24000-eee-840.pdf
https://catalog.tungsram.com/files/sheet/inlumino-m_tbd_inm2-24000-ddd-840.pdf
https://catalog.tungsram.com/files/sheet/inlumino-m_tbd_inm2-24000-ccc-840.pdf
https://catalog.tungsram.com/files/sheet/inlumino-m_tbd_inm2-24000-bbb-840.pdf
https://catalog.tungsram.com/files/sheet/inlumino-m_tbd_inm2-24000-aaa-840.pdf
https://catalog.tungsram.com/files/sheet/inlumino-m_tbd_inm2-22000-yyy-840.pdf
https://catalog.tungsram.com/files/sheet/inlumino-m_tbd_inm2-22000-xxx-840.pdf
https://catalog.tungsram.com/files/sheet/inlumino-m_tbd_inm2-22000-www-840.pdf
https://catalog.tungsram.com/files/sheet/inlumino-m_tbd_inm2-22000-vvv-840.pdf
https://catalog.tungsram.com/files/sheet/inlumino-m_tbd_inm2-22000-uuu-840.pdf
https://catalog.tungsram.com/files/sheet/inlumino-m_tbd_inm2-22000-sss-840.pdf
https://catalog.tungsram.com/files/sheet/inlumino-m_tbd_inm2-22000-qqq-840.pdf
https://catalog.tungsram.com/files/sheet/inlumino-m_tbd_inm2-22000-ppp-840.pdf
https://catalog.tungsram.com/files/sheet/inlumino-m_tbd_inm2-22000-ooo-840.pdf
https://catalog.tungsram.com/files/sheet/inlumino-m_tbd_inm2-22000-nnn-840.pdf
https://catalog.tungsram.com/files/sheet/inlumino-m_tbd_inm2-22000-mmm-840.pdf
https://catalog.tungsram.com/files/sheet/inlumino-m_tbd_inm2-22000-lll-840.pdf
https://catalog.tungsram.com/files/sheet/inlumino-m_tbd_inm2-22000-kkk-840.pdf
https://catalog.tungsram.com/files/sheet/inlumino-m_tbd_inm2-22000-jjj-840.pdf
https://catalog.tungsram.com/files/sheet/inlumino-m_tbd_inm2-22000-ggg-840.pdf
https://catalog.tungsram.com/files/sheet/inlumino-m_tbd_inm2-22000-fff-840.pdf
https://catalog.tungsram.com/files/sheet/inlumino-m_tbd_inm2-22000-eee-840.pdf
https://catalog.tungsram.com/files/sheet/inlumino-m_tbd_inm2-22000-ddd-840.pdf
https://catalog.tungsram.com/files/sheet/inlumino-m_tbd_inm2-22000-ccc-840.pdf
https://catalog.tungsram.com/files/sheet/inlumino-m_tbd_inm2-22000-bbb-840.pdf
https://catalog.tungsram.com/files/sheet/inlumino-m_tbd_inm2-22000-aaa-840.pdf
https://catalog.tungsram.com/files/sheet/inlumino-m_tbd_inm2-30000-yyy-740.pdf
https://catalog.tungsram.com/files/sheet/inlumino-m_tbd_inm2-30000-xxx-740.pdf
https://catalog.tungsram.com/files/sheet/inlumino-m_tbd_inm2-30000-www-740.pdf
https://catalog.tungsram.com/files/sheet/inlumino-m_tbd_inm2-30000-vvv-740.pdf
https://catalog.tungsram.com/files/sheet/inlumino-m_tbd_inm2-30000-uuu-740.pdf
https://catalog.tungsram.com/files/sheet/inlumino-m_tbd_inm2-30000-sss-740.pdf
https://catalog.tungsram.com/files/sheet/inlumino-m_tbd_inm2-30000-qqq-740.pdf
https://catalog.tungsram.com/files/sheet/inlumino-m_tbd_inm2-30000-ppp-740.pdf
https://catalog.tungsram.com/files/sheet/inlumino-m_tbd_inm2-30000-ooo-740.pdf
https://catalog.tungsram.com/files/sheet/inlumino-m_tbd_inm2-30000-nnn-740.pdf
https://catalog.tungsram.com/files/sheet/inlumino-m_tbd_inm2-30000-mmm-740.pdf
https://catalog.tungsram.com/files/sheet/inlumino-m_tbd_inm2-30000-lll-740.pdf
https://catalog.tungsram.com/files/sheet/inlumino-m_tbd_inm2-30000-kkk-740.pdf
https://catalog.tungsram.com/files/sheet/inlumino-m_tbd_inm2-30000-jjj-740.pdf
https://catalog.tungsram.com/files/sheet/inlumino-m_tbd_inm2-30000-ggg-740.pdf
https://catalog.tungsram.com/files/sheet/inlumino-m_tbd_inm2-30000-fff-740.pdf
https://catalog.tungsram.com/files/sheet/inlumino-m_tbd_inm2-30000-eee-740.pdf
https://catalog.tungsram.com/files/sheet/inlumino-m_tbd_inm2-30000-ddd-740.pdf
https://catalog.tungsram.com/files/sheet/inlumino-m_tbd_inm2-30000-ccc-740.pdf
https://catalog.tungsram.com/files/sheet/inlumino-m_tbd_inm2-30000-bbb-740.pdf
https://catalog.tungsram.com/files/sheet/inlumino-m_tbd_inm2-30000-aaa-740.pdf
https://catalog.tungsram.com/files/sheet/inlumino-m_tbd_inm2-28000-yyy-740.pdf
https://catalog.tungsram.com/files/sheet/inlumino-m_tbd_inm2-28000-xxx-740.pdf
https://catalog.tungsram.com/files/sheet/inlumino-m_tbd_inm2-28000-www-740.pdf
https://catalog.tungsram.com/files/sheet/inlumino-m_tbd_inm2-28000-vvv-740.pdf
https://catalog.tungsram.com/files/sheet/inlumino-m_tbd_inm2-28000-uuu-740.pdf
https://catalog.tungsram.com/files/sheet/inlumino-m_tbd_inm2-28000-sss-740.pdf
https://catalog.tungsram.com/files/sheet/inlumino-m_tbd_inm2-28000-qqq-740.pdf
https://catalog.tungsram.com/files/sheet/inlumino-m_tbd_inm2-28000-ppp-740.pdf
https://catalog.tungsram.com/files/sheet/inlumino-m_tbd_inm2-28000-ooo-740.pdf
https://catalog.tungsram.com/files/sheet/inlumino-m_tbd_inm2-28000-nnn-740.pdf
https://catalog.tungsram.com/files/sheet/inlumino-m_tbd_inm2-28000-mmm-740.pdf
https://catalog.tungsram.com/files/sheet/inlumino-m_tbd_inm2-28000-lll-740.pdf
https://catalog.tungsram.com/files/sheet/inlumino-m_tbd_inm2-28000-kkk-740.pdf
https://catalog.tungsram.com/files/sheet/inlumino-m_tbd_inm2-28000-jjj-740.pdf
https://catalog.tungsram.com/files/sheet/inlumino-m_tbd_inm2-28000-ggg-740.pdf
https://catalog.tungsram.com/files/sheet/inlumino-m_tbd_inm2-28000-fff-740.pdf
https://catalog.tungsram.com/files/sheet/inlumino-m_tbd_inm2-28000-eee-740.pdf
https://catalog.tungsram.com/files/sheet/inlumino-m_tbd_inm2-28000-ddd-740.pdf
https://catalog.tungsram.com/files/sheet/inlumino-m_tbd_inm2-28000-ccc-740.pdf
https://catalog.tungsram.com/files/sheet/inlumino-m_tbd_inm2-28000-bbb-740.pdf
https://catalog.tungsram.com/files/sheet/inlumino-m_tbd_inm2-28000-aaa-740.pdf
https://catalog.tungsram.com/files/sheet/inlumino-m_tbd_inm2-26000-yyy-740.pdf
https://catalog.tungsram.com/files/sheet/inlumino-m_tbd_inm2-26000-xxx-740.pdf
https://catalog.tungsram.com/files/sheet/inlumino-m_tbd_inm2-26000-www-740.pdf
https://catalog.tungsram.com/files/sheet/inlumino-m_tbd_inm2-26000-vvv-740.pdf
https://catalog.tungsram.com/files/sheet/inlumino-m_tbd_inm2-26000-uuu-740.pdf
https://catalog.tungsram.com/files/sheet/inlumino-m_tbd_inm2-26000-sss-740.pdf
https://catalog.tungsram.com/files/sheet/inlumino-m_tbd_inm2-26000-qqq-740.pdf
https://catalog.tungsram.com/files/sheet/inlumino-m_tbd_inm2-26000-ppp-740.pdf
https://catalog.tungsram.com/files/sheet/inlumino-m_tbd_inm2-26000-ooo-740.pdf
https://catalog.tungsram.com/files/sheet/inlumino-m_tbd_inm2-26000-nnn-740.pdf
https://catalog.tungsram.com/files/sheet/inlumino-m_tbd_inm2-26000-mmm-740.pdf
https://catalog.tungsram.com/files/sheet/inlumino-m_tbd_inm2-26000-lll-740.pdf
https://catalog.tungsram.com/files/sheet/inlumino-m_tbd_inm2-26000-kkk-740.pdf
https://catalog.tungsram.com/files/sheet/inlumino-m_tbd_inm2-26000-jjj-740.pdf
https://catalog.tungsram.com/files/sheet/inlumino-m_tbd_inm2-26000-ggg-740.pdf
https://catalog.tungsram.com/files/sheet/inlumino-m_tbd_inm2-26000-fff-740.pdf
https://catalog.tungsram.com/files/sheet/inlumino-m_tbd_inm2-26000-eee-740.pdf
https://catalog.tungsram.com/files/sheet/inlumino-m_tbd_inm2-26000-ddd-740.pdf
https://catalog.tungsram.com/files/sheet/inlumino-m_tbd_inm2-26000-ccc-740.pdf
https://catalog.tungsram.com/files/sheet/inlumino-m_tbd_inm2-26000-bbb-740.pdf
https://catalog.tungsram.com/files/sheet/inlumino-m_tbd_inm2-26000-aaa-740.pdf
https://catalog.tungsram.com/files/sheet/inlumino-m_tbd_inm2-24000-yyy-740.pdf
https://catalog.tungsram.com/files/sheet/inlumino-m_tbd_inm2-24000-xxx-740.pdf
https://catalog.tungsram.com/files/sheet/inlumino-m_tbd_inm2-24000-www-740.pdf
https://catalog.tungsram.com/files/sheet/inlumino-m_tbd_inm2-24000-vvv-740.pdf
https://catalog.tungsram.com/files/sheet/inlumino-m_tbd_inm2-24000-uuu-740.pdf
https://catalog.tungsram.com/files/sheet/inlumino-m_tbd_inm2-24000-sss-740.pdf
https://catalog.tungsram.com/files/sheet/inlumino-m_tbd_inm2-24000-qqq-740.pdf
https://catalog.tungsram.com/files/sheet/inlumino-m_tbd_inm2-24000-ppp-740.pdf
https://catalog.tungsram.com/files/sheet/inlumino-m_tbd_inm2-24000-ooo-740.pdf
https://catalog.tungsram.com/files/sheet/inlumino-m_tbd_inm2-24000-nnn-740.pdf
https://catalog.tungsram.com/files/sheet/inlumino-m_tbd_inm2-24000-mmm-740.pdf
https://catalog.tungsram.com/files/sheet/inlumino-m_tbd_inm2-24000-lll-740.pdf
https://catalog.tungsram.com/files/sheet/inlumino-m_tbd_inm2-24000-kkk-740.pdf
https://catalog.tungsram.com/files/sheet/inlumino-m_tbd_inm2-24000-jjj-740.pdf
https://catalog.tungsram.com/files/sheet/inlumino-m_tbd_inm2-24000-ggg-740.pdf
https://catalog.tungsram.com/files/sheet/inlumino-m_tbd_inm2-24000-fff-740.pdf
https://catalog.tungsram.com/files/sheet/inlumino-m_tbd_inm2-24000-eee-740.pdf
https://catalog.tungsram.com/files/sheet/inlumino-m_tbd_inm2-24000-ddd-740.pdf
https://catalog.tungsram.com/files/sheet/inlumino-m_tbd_inm2-24000-ccc-740.pdf
https://catalog.tungsram.com/files/sheet/inlumino-m_tbd_inm2-24000-bbb-740.pdf
https://catalog.tungsram.com/files/sheet/inlumino-m_tbd_inm2-24000-aaa-740.pdf
https://catalog.tungsram.com/files/sheet/inlumino-m_tbd_inm2-22000-yyy-740.pdf
https://catalog.tungsram.com/files/sheet/inlumino-m_tbd_inm2-22000-xxx-740.pdf
https://catalog.tungsram.com/files/sheet/inlumino-m_tbd_inm2-22000-www-740.pdf
https://catalog.tungsram.com/files/sheet/inlumino-m_tbd_inm2-22000-vvv-740.pdf
https://catalog.tungsram.com/files/sheet/inlumino-m_tbd_inm2-22000-uuu-740.pdf
https://catalog.tungsram.com/files/sheet/inlumino-m_tbd_inm2-22000-sss-740.pdf
https://catalog.tungsram.com/files/sheet/inlumino-m_tbd_inm2-22000-qqq-740.pdf
https://catalog.tungsram.com/files/sheet/inlumino-m_tbd_inm2-22000-ppp-740.pdf
https://catalog.tungsram.com/files/sheet/inlumino-m_tbd_inm2-22000-ooo-740.pdf
https://catalog.tungsram.com/files/sheet/inlumino-m_tbd_inm2-22000-nnn-740.pdf
https://catalog.tungsram.com/files/sheet/inlumino-m_tbd_inm2-22000-mmm-740.pdf
https://catalog.tungsram.com/files/sheet/inlumino-m_tbd_inm2-22000-lll-740.pdf
https://catalog.tungsram.com/files/sheet/inlumino-m_tbd_inm2-22000-kkk-740.pdf
https://catalog.tungsram.com/files/sheet/inlumino-m_tbd_inm2-22000-jjj-740.pdf
https://catalog.tungsram.com/files/sheet/inlumino-m_tbd_inm2-22000-ggg-740.pdf
https://catalog.tungsram.com/files/sheet/inlumino-m_tbd_inm2-22000-fff-740.pdf
https://catalog.tungsram.com/files/sheet/inlumino-m_tbd_inm2-22000-eee-740.pdf
https://catalog.tungsram.com/files/sheet/inlumino-m_tbd_inm2-22000-ddd-740.pdf
https://catalog.tungsram.com/files/sheet/inlumino-m_tbd_inm2-22000-ccc-740.pdf
https://catalog.tungsram.com/files/sheet/inlumino-m_tbd_inm2-22000-bbb-740.pdf
https://catalog.tungsram.com/files/sheet/inlumino-m_tbd_inm2-22000-aaa-740.pdf
https://catalog.tungsram.com/files/sheet/inlumino-l_tbd_inl2-40000-yyy-840.pdf
https://catalog.tungsram.com/files/sheet/inlumino-l_tbd_inl2-40000-xxx-840.pdf
https://catalog.tungsram.com/files/sheet/inlumino-l_tbd_inl2-40000-www-840.pdf
https://catalog.tungsram.com/files/sheet/inlumino-l_tbd_inl2-40000-vvv-840.pdf
https://catalog.tungsram.com/files/sheet/inlumino-l_tbd_inl2-40000-uuu-840.pdf
https://catalog.tungsram.com/files/sheet/inlumino-l_tbd_inl2-40000-sss-840.pdf
https://catalog.tungsram.com/files/sheet/inlumino-l_tbd_inl2-40000-qqq-840.pdf
https://catalog.tungsram.com/files/sheet/inlumino-l_tbd_inl2-40000-ppp-840.pdf
https://catalog.tungsram.com/files/sheet/inlumino-l_tbd_inl2-40000-ooo-840.pdf
https://catalog.tungsram.com/files/sheet/inlumino-l_tbd_inl2-40000-nnn-840.pdf
https://catalog.tungsram.com/files/sheet/inlumino-l_tbd_inl2-40000-mmm-840.pdf
https://catalog.tungsram.com/files/sheet/inlumino-l_tbd_inl2-40000-lll-840.pdf
https://catalog.tungsram.com/files/sheet/inlumino-l_tbd_inl2-40000-kkk-840.pdf
https://catalog.tungsram.com/files/sheet/inlumino-l_tbd_inl2-40000-jjj-840.pdf
https://catalog.tungsram.com/files/sheet/inlumino-l_tbd_inl2-40000-ggg-840.pdf
https://catalog.tungsram.com/files/sheet/inlumino-l_tbd_inl2-40000-fff-840.pdf
https://catalog.tungsram.com/files/sheet/inlumino-l_tbd_inl2-40000-eee-840.pdf
https://catalog.tungsram.com/files/sheet/inlumino-l_tbd_inl2-40000-ddd-840.pdf
https://catalog.tungsram.com/files/sheet/inlumino-l_tbd_inl2-40000-ccc-840.pdf
https://catalog.tungsram.com/files/sheet/inlumino-l_tbd_inl2-40000-bbb-840.pdf
https://catalog.tungsram.com/files/sheet/inlumino-l_tbd_inl2-40000-aaa-840.pdf
https://catalog.tungsram.com/files/sheet/inlumino-l_tbd_inl2-38000-yyy-840.pdf
https://catalog.tungsram.com/files/sheet/inlumino-l_tbd_inl2-38000-xxx-840.pdf
https://catalog.tungsram.com/files/sheet/inlumino-l_tbd_inl2-38000-www-840.pdf
https://catalog.tungsram.com/files/sheet/inlumino-l_tbd_inl2-38000-vvv-840.pdf
https://catalog.tungsram.com/files/sheet/inlumino-l_tbd_inl2-38000-uuu-840.pdf
https://catalog.tungsram.com/files/sheet/inlumino-l_tbd_inl2-38000-sss-840.pdf
https://catalog.tungsram.com/files/sheet/inlumino-l_tbd_inl2-38000-qqq-840.pdf
https://catalog.tungsram.com/files/sheet/inlumino-l_tbd_inl2-38000-ppp-840.pdf
https://catalog.tungsram.com/files/sheet/inlumino-l_tbd_inl2-38000-ooo-840.pdf
https://catalog.tungsram.com/files/sheet/inlumino-l_tbd_inl2-38000-nnn-840.pdf
https://catalog.tungsram.com/files/sheet/inlumino-l_tbd_inl2-38000-mmm-840.pdf
https://catalog.tungsram.com/files/sheet/inlumino-l_tbd_inl2-38000-lll-840.pdf
https://catalog.tungsram.com/files/sheet/inlumino-l_tbd_inl2-38000-kkk-840.pdf
https://catalog.tungsram.com/files/sheet/inlumino-l_tbd_inl2-38000-jjj-840.pdf
https://catalog.tungsram.com/files/sheet/inlumino-l_tbd_inl2-38000-ggg-840.pdf
https://catalog.tungsram.com/files/sheet/inlumino-l_tbd_inl2-38000-fff-840.pdf
https://catalog.tungsram.com/files/sheet/inlumino-l_tbd_inl2-38000-eee-840.pdf
https://catalog.tungsram.com/files/sheet/inlumino-l_tbd_inl2-38000-ddd-840.pdf
https://catalog.tungsram.com/files/sheet/inlumino-l_tbd_inl2-38000-ccc-840.pdf
https://catalog.tungsram.com/files/sheet/inlumino-l_tbd_inl2-38000-bbb-840.pdf
https://catalog.tungsram.com/files/sheet/inlumino-l_tbd_inl2-38000-aaa-840.pdf
https://catalog.tungsram.com/files/sheet/inlumino-l_tbd_inl2-36000-yyy-840.pdf
https://catalog.tungsram.com/files/sheet/inlumino-l_tbd_inl2-36000-xxx-840.pdf
https://catalog.tungsram.com/files/sheet/inlumino-l_tbd_inl2-36000-www-840.pdf
https://catalog.tungsram.com/files/sheet/inlumino-l_tbd_inl2-36000-vvv-840.pdf
https://catalog.tungsram.com/files/sheet/inlumino-l_tbd_inl2-36000-uuu-840.pdf
https://catalog.tungsram.com/files/sheet/inlumino-l_tbd_inl2-36000-sss-840.pdf
https://catalog.tungsram.com/files/sheet/inlumino-l_tbd_inl2-36000-qqq-840.pdf
https://catalog.tungsram.com/files/sheet/inlumino-l_tbd_inl2-36000-ppp-840.pdf
https://catalog.tungsram.com/files/sheet/inlumino-l_tbd_inl2-36000-ooo-840.pdf
https://catalog.tungsram.com/files/sheet/inlumino-l_tbd_inl2-36000-nnn-840.pdf
https://catalog.tungsram.com/files/sheet/inlumino-l_tbd_inl2-36000-mmm-840.pdf
https://catalog.tungsram.com/files/sheet/inlumino-l_tbd_inl2-36000-lll-840.pdf
https://catalog.tungsram.com/files/sheet/inlumino-l_tbd_inl2-36000-kkk-840.pdf
https://catalog.tungsram.com/files/sheet/inlumino-l_tbd_inl2-36000-jjj-840.pdf
https://catalog.tungsram.com/files/sheet/inlumino-l_tbd_inl2-36000-ggg-840.pdf
https://catalog.tungsram.com/files/sheet/inlumino-l_tbd_inl2-36000-fff-840.pdf
https://catalog.tungsram.com/files/sheet/inlumino-l_tbd_inl2-36000-eee-840.pdf
https://catalog.tungsram.com/files/sheet/inlumino-l_tbd_inl2-36000-ddd-840.pdf
https://catalog.tungsram.com/files/sheet/inlumino-l_tbd_inl2-36000-ccc-840.pdf
https://catalog.tungsram.com/files/sheet/inlumino-l_tbd_inl2-36000-bbb-840.pdf
https://catalog.tungsram.com/files/sheet/inlumino-l_tbd_inl2-36000-aaa-840.pdf
https://catalog.tungsram.com/files/sheet/inlumino-l_tbd_inl2-34000-yyy-840.pdf
https://catalog.tungsram.com/files/sheet/inlumino-l_tbd_inl2-34000-xxx-840.pdf
https://catalog.tungsram.com/files/sheet/inlumino-l_tbd_inl2-34000-www-840.pdf
https://catalog.tungsram.com/files/sheet/inlumino-l_tbd_inl2-34000-vvv-840.pdf
https://catalog.tungsram.com/files/sheet/inlumino-l_tbd_inl2-34000-uuu-840.pdf
https://catalog.tungsram.com/files/sheet/inlumino-l_tbd_inl2-34000-sss-840.pdf
https://catalog.tungsram.com/files/sheet/inlumino-l_tbd_inl2-34000-qqq-840.pdf
https://catalog.tungsram.com/files/sheet/inlumino-l_tbd_inl2-34000-ppp-840.pdf
https://catalog.tungsram.com/files/sheet/inlumino-l_tbd_inl2-34000-ooo-840.pdf
https://catalog.tungsram.com/files/sheet/inlumino-l_tbd_inl2-34000-nnn-840.pdf
https://catalog.tungsram.com/files/sheet/inlumino-l_tbd_inl2-34000-mmm-840.pdf
https://catalog.tungsram.com/files/sheet/inlumino-l_tbd_inl2-34000-lll-840.pdf
https://catalog.tungsram.com/files/sheet/inlumino-l_tbd_inl2-34000-kkk-840.pdf
https://catalog.tungsram.com/files/sheet/inlumino-l_tbd_inl2-34000-jjj-840.pdf
https://catalog.tungsram.com/files/sheet/inlumino-l_tbd_inl2-34000-ggg-840.pdf
https://catalog.tungsram.com/files/sheet/inlumino-l_tbd_inl2-34000-fff-840.pdf
https://catalog.tungsram.com/files/sheet/inlumino-l_tbd_inl2-34000-eee-840.pdf
https://catalog.tungsram.com/files/sheet/inlumino-l_tbd_inl2-34000-ddd-840.pdf
https://catalog.tungsram.com/files/sheet/inlumino-l_tbd_inl2-34000-ccc-840.pdf
https://catalog.tungsram.com/files/sheet/inlumino-l_tbd_inl2-34000-bbb-840.pdf
https://catalog.tungsram.com/files/sheet/inlumino-l_tbd_inl2-34000-aaa-840.pdf
https://catalog.tungsram.com/files/sheet/inlumino-l_tbd_inl2-32000-yyy-840.pdf
https://catalog.tungsram.com/files/sheet/inlumino-l_tbd_inl2-32000-xxx-840.pdf
https://catalog.tungsram.com/files/sheet/inlumino-l_tbd_inl2-32000-www-840.pdf
https://catalog.tungsram.com/files/sheet/inlumino-l_tbd_inl2-32000-vvv-840.pdf
https://catalog.tungsram.com/files/sheet/inlumino-l_tbd_inl2-32000-uuu-840.pdf
https://catalog.tungsram.com/files/sheet/inlumino-l_tbd_inl2-32000-sss-840.pdf
https://catalog.tungsram.com/files/sheet/inlumino-l_tbd_inl2-32000-qqq-840.pdf
https://catalog.tungsram.com/files/sheet/inlumino-l_tbd_inl2-32000-ppp-840.pdf
https://catalog.tungsram.com/files/sheet/inlumino-l_tbd_inl2-32000-ooo-840.pdf
https://catalog.tungsram.com/files/sheet/inlumino-l_tbd_inl2-32000-nnn-840.pdf
https://catalog.tungsram.com/files/sheet/inlumino-l_tbd_inl2-32000-mmm-840.pdf
https://catalog.tungsram.com/files/sheet/inlumino-l_tbd_inl2-32000-lll-840.pdf
https://catalog.tungsram.com/files/sheet/inlumino-l_tbd_inl2-32000-kkk-840.pdf
https://catalog.tungsram.com/files/sheet/inlumino-l_tbd_inl2-32000-jjj-840.pdf
https://catalog.tungsram.com/files/sheet/inlumino-l_tbd_inl2-32000-ggg-840.pdf
https://catalog.tungsram.com/files/sheet/inlumino-l_tbd_inl2-32000-fff-840.pdf
https://catalog.tungsram.com/files/sheet/inlumino-l_tbd_inl2-32000-eee-840.pdf
https://catalog.tungsram.com/files/sheet/inlumino-l_tbd_inl2-32000-ddd-840.pdf
https://catalog.tungsram.com/files/sheet/inlumino-l_tbd_inl2-32000-ccc-840.pdf
https://catalog.tungsram.com/files/sheet/inlumino-l_tbd_inl2-32000-bbb-840.pdf
https://catalog.tungsram.com/files/sheet/inlumino-l_tbd_inl2-32000-aaa-840.pdf
https://catalog.tungsram.com/files/sheet/inlumino-l_tbd_inl2-30000-yyy-840.pdf
https://catalog.tungsram.com/files/sheet/inlumino-l_tbd_inl2-30000-xxx-840.pdf
https://catalog.tungsram.com/files/sheet/inlumino-l_tbd_inl2-30000-www-840.pdf
https://catalog.tungsram.com/files/sheet/inlumino-l_tbd_inl2-30000-vvv-840.pdf
https://catalog.tungsram.com/files/sheet/inlumino-l_tbd_inl2-30000-uuu-840.pdf
https://catalog.tungsram.com/files/sheet/inlumino-l_tbd_inl2-30000-sss-840.pdf
https://catalog.tungsram.com/files/sheet/inlumino-l_tbd_inl2-30000-qqq-840.pdf
https://catalog.tungsram.com/files/sheet/inlumino-l_tbd_inl2-30000-ppp-840.pdf
https://catalog.tungsram.com/files/sheet/inlumino-l_tbd_inl2-30000-ooo-840.pdf
https://catalog.tungsram.com/files/sheet/inlumino-l_tbd_inl2-30000-nnn-840.pdf
https://catalog.tungsram.com/files/sheet/inlumino-l_tbd_inl2-30000-mmm-840.pdf
https://catalog.tungsram.com/files/sheet/inlumino-l_tbd_inl2-30000-lll-840.pdf
https://catalog.tungsram.com/files/sheet/inlumino-l_tbd_inl2-30000-kkk-840.pdf
https://catalog.tungsram.com/files/sheet/inlumino-l_tbd_inl2-30000-jjj-840.pdf
https://catalog.tungsram.com/files/sheet/inlumino-l_tbd_inl2-30000-ggg-840.pdf
https://catalog.tungsram.com/files/sheet/inlumino-l_tbd_inl2-30000-fff-840.pdf
https://catalog.tungsram.com/files/sheet/inlumino-l_tbd_inl2-30000-eee-840.pdf
https://catalog.tungsram.com/files/sheet/inlumino-l_tbd_inl2-30000-ddd-840.pdf
https://catalog.tungsram.com/files/sheet/inlumino-l_tbd_inl2-30000-ccc-840.pdf
https://catalog.tungsram.com/files/sheet/inlumino-l_tbd_inl2-30000-bbb-840.pdf
https://catalog.tungsram.com/files/sheet/inlumino-l_tbd_inl2-30000-aaa-840.pdf
https://catalog.tungsram.com/files/sheet/inlumino-l_tbd_inl2-47000-yyy-740.pdf
https://catalog.tungsram.com/files/sheet/inlumino-l_tbd_inl2-47000-aaa-740.pdf
https://catalog.tungsram.com/files/sheet/inlumino-l_tbd_inl2-47000-mmm-740.pdf
https://catalog.tungsram.com/files/sheet/inlumino-l_tbd_inl2-47000-ddd-740.pdf
https://catalog.tungsram.com/files/sheet/inlumino-l_tbd_inl2-47000-eee-740.pdf
https://catalog.tungsram.com/files/sheet/inlumino-l_tbd_inl2-47000-vvv-740.pdf
https://catalog.tungsram.com/files/sheet/inlumino-l_tbd_inl2-47000-nnn-740.pdf
https://catalog.tungsram.com/files/sheet/inlumino-l_tbd_inl2-47000-fff-740.pdf
https://catalog.tungsram.com/files/sheet/inlumino-l_tbd_inl2-47000-ccc-740.pdf
https://catalog.tungsram.com/files/sheet/inlumino-l_tbd_inl2-47000-www-740.pdf
https://catalog.tungsram.com/files/sheet/inlumino-l_tbd_inl2-47000-kkk-740.pdf
https://catalog.tungsram.com/files/sheet/inlumino-l_tbd_inl2-47000-xxx-740.pdf
https://catalog.tungsram.com/files/sheet/inlumino-l_tbd_inl2-47000-qqq-740.pdf
https://catalog.tungsram.com/files/sheet/inlumino-l_tbd_inl2-47000-ppp-740.pdf
https://catalog.tungsram.com/files/sheet/inlumino-l_tbd_inl2-47000-ggg-740.pdf
https://catalog.tungsram.com/files/sheet/inlumino-l_tbd_inl2-47000-sss-740.pdf
https://catalog.tungsram.com/files/sheet/inlumino-l_tbd_inl2-47000-jjj-740.pdf
https://catalog.tungsram.com/files/sheet/inlumino-l_tbd_inl2-47000-bbb-740.pdf
https://catalog.tungsram.com/files/sheet/inlumino-l_tbd_inl2-47000-lll-740.pdf
https://catalog.tungsram.com/files/sheet/inlumino-l_tbd_inl2-45000-yyy-740.pdf
https://catalog.tungsram.com/files/sheet/inlumino-l_tbd_inl2-45000-aaa-740.pdf
https://catalog.tungsram.com/files/sheet/inlumino-l_tbd_inl2-47000-uuu-740.pdf
https://catalog.tungsram.com/files/sheet/inlumino-l_tbd_inl2-45000-ddd-740.pdf
https://catalog.tungsram.com/files/sheet/inlumino-l_tbd_inl2-45000-mmm-740.pdf
https://catalog.tungsram.com/files/sheet/inlumino-l_tbd_inl2-45000-eee-740.pdf
https://catalog.tungsram.com/files/sheet/inlumino-l_tbd_inl2-47000-ooo-740.pdf
https://catalog.tungsram.com/files/sheet/inlumino-l_tbd_inl2-45000-vvv-740.pdf
https://catalog.tungsram.com/files/sheet/inlumino-l_tbd_inl2-45000-nnn-740.pdf
https://catalog.tungsram.com/files/sheet/inlumino-l_tbd_inl2-45000-fff-740.pdf
https://catalog.tungsram.com/files/sheet/inlumino-l_tbd_inl2-45000-ccc-740.pdf
https://catalog.tungsram.com/files/sheet/inlumino-l_tbd_inl2-45000-www-740.pdf
https://catalog.tungsram.com/files/sheet/inlumino-l_tbd_inl2-45000-kkk-740.pdf
https://catalog.tungsram.com/files/sheet/inlumino-l_tbd_inl2-45000-xxx-740.pdf
https://catalog.tungsram.com/files/sheet/inlumino-l_tbd_inl2-45000-qqq-740.pdf
https://catalog.tungsram.com/files/sheet/inlumino-l_tbd_inl2-45000-ppp-740.pdf
https://catalog.tungsram.com/files/sheet/inlumino-l_tbd_inl2-45000-ggg-740.pdf
https://catalog.tungsram.com/files/sheet/inlumino-l_tbd_inl2-45000-sss-740.pdf
https://catalog.tungsram.com/files/sheet/inlumino-l_tbd_inl2-45000-lll-740.pdf
https://catalog.tungsram.com/files/sheet/inlumino-l_tbd_inl2-45000-jjj-740.pdf
https://catalog.tungsram.com/files/sheet/inlumino-l_tbd_inl2-45000-bbb-740.pdf
https://catalog.tungsram.com/files/sheet/inlumino-l_tbd_inl2-45000-uuu-740.pdf
https://catalog.tungsram.com/files/sheet/inlumino-l_tbd_inl2-45000-ooo-740.pdf
https://catalog.tungsram.com/files/sheet/inlumino-l_tbd_inl2-42500-yyy-740.pdf
https://catalog.tungsram.com/files/sheet/inlumino-l_tbd_inl2-42500-aaa-740.pdf
https://catalog.tungsram.com/files/sheet/inlumino-l_tbd_inl2-42500-ddd-740.pdf
https://catalog.tungsram.com/files/sheet/inlumino-l_tbd_inl2-42500-mmm-740.pdf
https://catalog.tungsram.com/files/sheet/inlumino-l_tbd_inl2-42500-eee-740.pdf
https://catalog.tungsram.com/files/sheet/inlumino-l_tbd_inl2-42500-vvv-740.pdf
https://catalog.tungsram.com/files/sheet/inlumino-l_tbd_inl2-42500-nnn-740.pdf
https://catalog.tungsram.com/files/sheet/inlumino-l_tbd_inl2-42500-fff-740.pdf
https://catalog.tungsram.com/files/sheet/inlumino-l_tbd_inl2-42500-ccc-740.pdf
https://catalog.tungsram.com/files/sheet/inlumino-l_tbd_inl2-42500-www-740.pdf
https://catalog.tungsram.com/files/sheet/inlumino-l_tbd_inl2-42500-kkk-740.pdf
https://catalog.tungsram.com/files/sheet/inlumino-l_tbd_inl2-42500-xxx-740.pdf
https://catalog.tungsram.com/files/sheet/inlumino-l_tbd_inl2-42500-qqq-740.pdf
https://catalog.tungsram.com/files/sheet/inlumino-l_tbd_inl2-42500-ppp-740.pdf
https://catalog.tungsram.com/files/sheet/inlumino-l_tbd_inl2-42500-ggg-740.pdf
https://catalog.tungsram.com/files/sheet/inlumino-l_tbd_inl2-42500-sss-740.pdf
https://catalog.tungsram.com/files/sheet/inlumino-l_tbd_inl2-42500-jjj-740.pdf
https://catalog.tungsram.com/files/sheet/inlumino-l_tbd_inl2-42500-bbb-740.pdf
https://catalog.tungsram.com/files/sheet/inlumino-l_tbd_inl2-42500-lll-740.pdf
https://catalog.tungsram.com/files/sheet/inlumino-l_tbd_inl2-40000-yyy-740.pdf
https://catalog.tungsram.com/files/sheet/inlumino-l_tbd_inl2-40000-aaa-740.pdf
https://catalog.tungsram.com/files/sheet/inlumino-l_tbd_inl2-40000-mmm-740.pdf
https://catalog.tungsram.com/files/sheet/inlumino-l_tbd_inl2-40000-ddd-740.pdf
https://catalog.tungsram.com/files/sheet/inlumino-l_tbd_inl2-42500-uuu-740.pdf
https://catalog.tungsram.com/files/sheet/inlumino-l_tbd_inl2-40000-eee-740.pdf
https://catalog.tungsram.com/files/sheet/inlumino-l_tbd_inl2-40000-vvv-740.pdf
https://catalog.tungsram.com/files/sheet/inlumino-l_tbd_inl2-40000-nnn-740.pdf
https://catalog.tungsram.com/files/sheet/inlumino-l_tbd_inl2-42500-ooo-740.pdf
https://catalog.tungsram.com/files/sheet/inlumino-l_tbd_inl2-40000-fff-740.pdf
https://catalog.tungsram.com/files/sheet/inlumino-l_tbd_inl2-40000-ccc-740.pdf
https://catalog.tungsram.com/files/sheet/inlumino-l_tbd_inl2-40000-www-740.pdf
https://catalog.tungsram.com/files/sheet/inlumino-l_tbd_inl2-40000-kkk-740.pdf
https://catalog.tungsram.com/files/sheet/inlumino-l_tbd_inl2-40000-xxx-740.pdf
https://catalog.tungsram.com/files/sheet/inlumino-l_tbd_inl2-40000-qqq-740.pdf
https://catalog.tungsram.com/files/sheet/inlumino-l_tbd_inl2-40000-ppp-740.pdf
https://catalog.tungsram.com/files/sheet/inlumino-l_tbd_inl2-40000-ggg-740.pdf
https://catalog.tungsram.com/files/sheet/inlumino-l_tbd_inl2-38000-yyy-740.pdf
https://catalog.tungsram.com/files/sheet/inlumino-l_tbd_inl2-40000-sss-740.pdf
https://catalog.tungsram.com/files/sheet/inlumino-l_tbd_inl2-40000-lll-740.pdf
https://catalog.tungsram.com/files/sheet/inlumino-l_tbd_inl2-40000-jjj-740.pdf
https://catalog.tungsram.com/files/sheet/inlumino-l_tbd_inl2-40000-bbb-740.pdf
https://catalog.tungsram.com/files/sheet/inlumino-l_tbd_inl2-38000-aaa-740.pdf
https://catalog.tungsram.com/files/sheet/inlumino-l_tbd_inl2-38000-mmm-740.pdf
https://catalog.tungsram.com/files/sheet/inlumino-l_tbd_inl2-38000-ddd-740.pdf
https://catalog.tungsram.com/files/sheet/inlumino-l_tbd_inl2-38000-eee-740.pdf
https://catalog.tungsram.com/files/sheet/inlumino-l_tbd_inl2-38000-nnn-740.pdf
https://catalog.tungsram.com/files/sheet/inlumino-l_tbd_inl2-38000-vvv-740.pdf
https://catalog.tungsram.com/files/sheet/inlumino-l_tbd_inl2-40000-uuu-740.pdf
https://catalog.tungsram.com/files/sheet/inlumino-l_tbd_inl2-38000-fff-740.pdf
https://catalog.tungsram.com/files/sheet/inlumino-l_tbd_inl2-38000-ccc-740.pdf
https://catalog.tungsram.com/files/sheet/inlumino-l_tbd_inl2-40000-ooo-740.pdf
https://catalog.tungsram.com/files/sheet/inlumino-l_tbd_inl2-38000-www-740.pdf
https://catalog.tungsram.com/files/sheet/inlumino-l_tbd_inl2-38000-kkk-740.pdf
https://catalog.tungsram.com/files/sheet/inlumino-l_tbd_inl2-38000-xxx-740.pdf
https://catalog.tungsram.com/files/sheet/inlumino-l_tbd_inl2-38000-qqq-740.pdf
https://catalog.tungsram.com/files/sheet/inlumino-l_tbd_inl2-38000-ppp-740.pdf
https://catalog.tungsram.com/files/sheet/inlumino-l_tbd_inl2-38000-ggg-740.pdf
https://catalog.tungsram.com/files/sheet/inlumino-l_tbd_inl2-38000-sss-740.pdf
https://catalog.tungsram.com/files/sheet/inlumino-l_tbd_inl2-38000-lll-740.pdf
https://catalog.tungsram.com/files/sheet/inlumino-l_tbd_inl2-38000-jjj-740.pdf
https://catalog.tungsram.com/files/sheet/inlumino-l_tbd_inl2-38000-bbb-740.pdf
https://catalog.tungsram.com/files/sheet/inlumino-l_tbd_inl2-38000-uuu-740.pdf
https://catalog.tungsram.com/files/sheet/inlumino-l_tbd_inl2-38000-ooo-740.pdf
https://catalog.tungsram.com/files/sheet/inlumino-l_tbd_inl2-36000-yyy-740.pdf
https://catalog.tungsram.com/files/sheet/inlumino-l_tbd_inl2-36000-aaa-740.pdf
https://catalog.tungsram.com/files/sheet/inlumino-l_tbd_inl2-36000-mmm-740.pdf
https://catalog.tungsram.com/files/sheet/inlumino-l_tbd_inl2-36000-ddd-740.pdf
https://catalog.tungsram.com/files/sheet/inlumino-l_tbd_inl2-36000-eee-740.pdf
https://catalog.tungsram.com/files/sheet/inlumino-l_tbd_inl2-36000-nnn-740.pdf
https://catalog.tungsram.com/files/sheet/inlumino-l_tbd_inl2-36000-vvv-740.pdf
https://catalog.tungsram.com/files/sheet/inlumino-l_tbd_inl2-36000-fff-740.pdf
https://catalog.tungsram.com/files/sheet/inlumino-l_tbd_inl2-36000-ccc-740.pdf
https://catalog.tungsram.com/files/sheet/inlumino-l_tbd_inl2-36000-www-740.pdf
https://catalog.tungsram.com/files/sheet/inlumino-l_tbd_inl2-36000-kkk-740.pdf
https://catalog.tungsram.com/files/sheet/inlumino-l_tbd_inl2-36000-xxx-740.pdf
https://catalog.tungsram.com/files/sheet/inlumino-l_tbd_inl2-36000-qqq-740.pdf
https://catalog.tungsram.com/files/sheet/inlumino-l_tbd_inl2-36000-ppp-740.pdf
https://catalog.tungsram.com/files/sheet/inlumino-l_tbd_inl2-36000-ggg-740.pdf
https://catalog.tungsram.com/files/sheet/inlumino-l_tbd_inl2-36000-sss-740.pdf
https://catalog.tungsram.com/files/sheet/inlumino-l_tbd_inl2-36000-jjj-740.pdf
https://catalog.tungsram.com/files/sheet/inlumino-l_tbd_inl2-36000-bbb-740.pdf
https://catalog.tungsram.com/files/sheet/inlumino-l_tbd_inl2-36000-lll-740.pdf
https://catalog.tungsram.com/files/sheet/inlumino-l_tbd_inl2-36000-uuu-740.pdf
https://catalog.tungsram.com/files/sheet/inlumino-l_tbd_inl2-36000-ooo-740.pdf
https://catalog.tungsram.com/files/sheet/inlumino-l_tbd_inl2-34000-yyy-740.pdf
https://catalog.tungsram.com/files/sheet/inlumino-l_tbd_inl2-34000-aaa-740.pdf
https://catalog.tungsram.com/files/sheet/inlumino-l_tbd_inl2-34000-ddd-740.pdf
https://catalog.tungsram.com/files/sheet/inlumino-l_tbd_inl2-34000-mmm-740.pdf
https://catalog.tungsram.com/files/sheet/inlumino-l_tbd_inl2-34000-nnn-740.pdf
https://catalog.tungsram.com/files/sheet/inlumino-l_tbd_inl2-34000-eee-740.pdf
https://catalog.tungsram.com/files/sheet/inlumino-l_tbd_inl2-34000-vvv-740.pdf
https://catalog.tungsram.com/files/sheet/inlumino-l_tbd_inl2-34000-fff-740.pdf
https://catalog.tungsram.com/files/sheet/inlumino-l_tbd_inl2-34000-ccc-740.pdf
https://catalog.tungsram.com/files/sheet/inlumino-l_tbd_inl2-34000-www-740.pdf
https://catalog.tungsram.com/files/sheet/inlumino-l_tbd_inl2-34000-kkk-740.pdf
https://catalog.tungsram.com/files/sheet/inlumino-l_tbd_inl2-34000-xxx-740.pdf
https://catalog.tungsram.com/files/sheet/inlumino-l_tbd_inl2-34000-qqq-740.pdf
https://catalog.tungsram.com/files/sheet/inlumino-l_tbd_inl2-34000-ppp-740.pdf
https://catalog.tungsram.com/files/sheet/inlumino-l_tbd_inl2-34000-ggg-740.pdf
https://catalog.tungsram.com/files/sheet/inlumino-l_tbd_inl2-34000-sss-740.pdf
https://catalog.tungsram.com/files/sheet/inlumino-l_tbd_inl2-34000-lll-740.pdf
https://catalog.tungsram.com/files/sheet/inlumino-l_tbd_inl2-34000-jjj-740.pdf
https://catalog.tungsram.com/files/sheet/inlumino-l_tbd_inl2-34000-bbb-740.pdf
https://catalog.tungsram.com/files/sheet/inlumino-l_tbd_inl2-34000-uuu-740.pdf
https://catalog.tungsram.com/files/sheet/inlumino-l_tbd_inl2-34000-ooo-740.pdf
https://catalog.tungsram.com/files/sheet/inlumino-l_tbd_inl2-32000-yyy-740.pdf
https://catalog.tungsram.com/files/sheet/inlumino-l_tbd_inl2-32000-aaa-740.pdf
https://catalog.tungsram.com/files/sheet/inlumino-l_tbd_inl2-32000-mmm-740.pdf
https://catalog.tungsram.com/files/sheet/inlumino-l_tbd_inl2-32000-ddd-740.pdf
https://catalog.tungsram.com/files/sheet/inlumino-l_tbd_inl2-32000-eee-740.pdf
https://catalog.tungsram.com/files/sheet/inlumino-l_tbd_inl2-32000-vvv-740.pdf
https://catalog.tungsram.com/files/sheet/inlumino-l_tbd_inl2-32000-nnn-740.pdf
https://catalog.tungsram.com/files/sheet/inlumino-l_tbd_inl2-32000-fff-740.pdf
https://catalog.tungsram.com/files/sheet/inlumino-l_tbd_inl2-32000-ccc-740.pdf
https://catalog.tungsram.com/files/sheet/inlumino-l_tbd_inl2-32000-www-740.pdf
https://catalog.tungsram.com/files/sheet/inlumino-l_tbd_inl2-32000-kkk-740.pdf
https://catalog.tungsram.com/files/sheet/inlumino-l_tbd_inl2-32000-xxx-740.pdf
https://catalog.tungsram.com/files/sheet/inlumino-l_tbd_inl2-32000-qqq-740.pdf
https://catalog.tungsram.com/files/sheet/inlumino-l_tbd_inl2-32000-ppp-740.pdf
https://catalog.tungsram.com/files/sheet/inlumino-l_tbd_inl2-32000-ggg-740.pdf
https://catalog.tungsram.com/files/sheet/inlumino-l_tbd_inl2-32000-jjj-740.pdf
https://catalog.tungsram.com/files/sheet/inlumino-l_tbd_inl2-32000-bbb-740.pdf
https://catalog.tungsram.com/files/sheet/inlumino-l_tbd_inl2-32000-sss-740.pdf
https://catalog.tungsram.com/files/sheet/inlumino-l_tbd_inl2-32000-lll-740.pdf
https://catalog.tungsram.com/files/sheet/inlumino-l_tbd_inl2-32000-uuu-740.pdf
https://catalog.tungsram.com/files/sheet/inlumino-l_tbd_inl2-32000-ooo-740.pdf
https://catalog.tungsram.com/files/sheet/inlumino-l_tbd_inl2-30000-yyy-740.pdf
https://catalog.tungsram.com/files/sheet/inlumino-l_tbd_inl2-30000-aaa-740.pdf
https://catalog.tungsram.com/files/sheet/inlumino-l_tbd_inl2-30000-mmm-740.pdf
https://catalog.tungsram.com/files/sheet/inlumino-l_tbd_inl2-30000-ddd-740.pdf
https://catalog.tungsram.com/files/sheet/inlumino-l_tbd_inl2-30000-eee-740.pdf
https://catalog.tungsram.com/files/sheet/inlumino-l_tbd_inl2-30000-vvv-740.pdf
https://catalog.tungsram.com/files/sheet/inlumino-l_tbd_inl2-30000-nnn-740.pdf
https://catalog.tungsram.com/files/sheet/inlumino-l_tbd_inl2-30000-fff-740.pdf
https://catalog.tungsram.com/files/sheet/inlumino-l_tbd_inl2-30000-ccc-740.pdf
https://catalog.tungsram.com/files/sheet/inlumino-l_tbd_inl2-30000-www-740.pdf
https://catalog.tungsram.com/files/sheet/inlumino-l_tbd_inl2-30000-kkk-740.pdf
https://catalog.tungsram.com/files/sheet/inlumino-l_tbd_inl2-30000-xxx-740.pdf
https://catalog.tungsram.com/files/sheet/inlumino-l_tbd_inl2-30000-qqq-740.pdf
https://catalog.tungsram.com/files/sheet/inlumino-l_tbd_inl2-30000-ppp-740.pdf
https://catalog.tungsram.com/files/sheet/inlumino-l_tbd_inl2-30000-ggg-740.pdf
https://catalog.tungsram.com/files/sheet/inlumino-l_tbd_inl2-30000-sss-740.pdf
https://catalog.tungsram.com/files/sheet/inlumino-l_tbd_inl2-30000-lll-740.pdf
https://catalog.tungsram.com/files/sheet/inlumino-l_tbd_inl2-30000-jjj-740.pdf
https://catalog.tungsram.com/files/sheet/inlumino-l_tbd_inl2-30000-bbb-740.pdf
https://catalog.tungsram.com/files/sheet/inlumino-l_tbd_inl2-30000-uuu-740.pdf
https://catalog.tungsram.com/files/sheet/inlumino-l_tbd_inl2-30000-ooo-740.pdf
https://catalog.tungsram.com/files/sheet/smix_tbd_smix-2-ece-160-50.pdf
https://catalog.tungsram.com/files/sheet/smix_tbd_smix-2-cec-160-50.pdf
https://catalog.tungsram.com/files/sheet/smix_tbd_smix-2-ccc-160-50.pdf
https://catalog.tungsram.com/files/sheet/smix_tbd_smix-2-cfc-160-50.pdf
https://catalog.tungsram.com/files/sheet/smix_tbd_smix-2-fcf-160-50.pdf
https://catalog.tungsram.com/files/sheet/smix_tbd_smix-2-fff-160-50.pdf
https://catalog.tungsram.com/files/sheet/smix_tbd_smix-2-fef-160-50.pdf
https://catalog.tungsram.com/files/sheet/smix_tbd_smix-2-efe-160-50.pdf
https://catalog.tungsram.com/files/sheet/smix_tbd_smix-2-eee-160-50.pdf
https://catalog.tungsram.com/files/sheet/smix_tbd_smix-2-ece-160-30.pdf
https://catalog.tungsram.com/files/sheet/smix_tbd_smix-2-cec-160-30.pdf
https://catalog.tungsram.com/files/sheet/smix_tbd_smix-2-ccc-160-30.pdf
https://catalog.tungsram.com/files/sheet/smix_tbd_smix-2-cfc-160-30.pdf
https://catalog.tungsram.com/files/sheet/smix_tbd_smix-2-fcf-160-30.pdf
https://catalog.tungsram.com/files/sheet/smix_tbd_smix-2-fff-160-30.pdf
https://catalog.tungsram.com/files/sheet/smix_tbd_smix-2-fef-160-30.pdf
https://catalog.tungsram.com/files/sheet/smix_tbd_smix-2-efe-160-30.pdf
https://catalog.tungsram.com/files/sheet/smix_tbd_smix-2-eee-160-30.pdf
https://catalog.tungsram.com/files/sheet/smix_tbd_smix-2-ece-160-40.pdf
https://catalog.tungsram.com/files/sheet/smix_tbd_smix-2-cec-160-40.pdf
https://catalog.tungsram.com/files/sheet/smix_tbd_smix-2-ccc-160-40.pdf
https://catalog.tungsram.com/files/sheet/smix_tbd_smix-2-cfc-160-40.pdf
https://catalog.tungsram.com/files/sheet/smix_tbd_smix-2-fcf-160-40.pdf
https://catalog.tungsram.com/files/sheet/smix_tbd_smix-2-fff-160-40.pdf
https://catalog.tungsram.com/files/sheet/smix_tbd_smix-2-fef-160-40.pdf
https://catalog.tungsram.com/files/sheet/smix_tbd_smix-2-efe-160-40.pdf
https://catalog.tungsram.com/files/sheet/smix_tbd_smix-2-eee-160-40.pdf
https://catalog.tungsram.com/files/sheet/smix_tbd_smix-2-eqe-160-50.pdf
https://catalog.tungsram.com/files/sheet/smix_tbd_smix-2-cqc-160-50.pdf
https://catalog.tungsram.com/files/sheet/smix_tbd_smix-2-qfq-160-50.pdf
https://catalog.tungsram.com/files/sheet/smix_tbd_smix-2-qeq-160-50.pdf
https://catalog.tungsram.com/files/sheet/smix_tbd_smix-2-qcq-160-50.pdf
https://catalog.tungsram.com/files/sheet/smix_tbd_smix-2-fqf-160-50.pdf
https://catalog.tungsram.com/files/sheet/smix_tbd_smix-2-qqq-160-50.pdf
https://catalog.tungsram.com/files/sheet/smix_tbd_smix-2-eqe-160-30.pdf
https://catalog.tungsram.com/files/sheet/smix_tbd_smix-2-cqc-160-30.pdf
https://catalog.tungsram.com/files/sheet/smix_tbd_smix-2-qfq-160-30.pdf
https://catalog.tungsram.com/files/sheet/smix_tbd_smix-2-qeq-160-30.pdf
https://catalog.tungsram.com/files/sheet/smix_tbd_smix-2-qcq-160-30.pdf
https://catalog.tungsram.com/files/sheet/smix_tbd_smix-2-fqf-160-30.pdf
https://catalog.tungsram.com/files/sheet/smix_tbd_smix-2-qqq-160-30.pdf
https://catalog.tungsram.com/files/sheet/smix_tbd_smix-2-eqe-160-40.pdf
https://catalog.tungsram.com/files/sheet/smix_tbd_smix-2-cqc-160-40.pdf
https://catalog.tungsram.com/files/sheet/smix_tbd_smix-2-qfq-160-40.pdf
https://catalog.tungsram.com/files/sheet/smix_tbd_smix-2-qeq-160-40.pdf
https://catalog.tungsram.com/files/sheet/smix_tbd_smix-2-qcq-160-40.pdf
https://catalog.tungsram.com/files/sheet/smix_tbd_smix-2-fqf-160-40.pdf
https://catalog.tungsram.com/files/sheet/smix_tbd_smix-2-qqq-160-40.pdf
https://catalog.tungsram.com/files/sheet/smix_tbd_smix-2-ece-140-50.pdf
https://catalog.tungsram.com/files/sheet/smix_tbd_smix-2-cec-140-50.pdf
https://catalog.tungsram.com/files/sheet/smix_tbd_smix-2-ccc-140-50.pdf
https://catalog.tungsram.com/files/sheet/smix_tbd_smix-2-cfc-140-50.pdf
https://catalog.tungsram.com/files/sheet/smix_tbd_smix-2-fcf-140-50.pdf
https://catalog.tungsram.com/files/sheet/smix_tbd_smix-2-fff-140-50.pdf
https://catalog.tungsram.com/files/sheet/smix_tbd_smix-2-fef-140-50.pdf
https://catalog.tungsram.com/files/sheet/smix_tbd_smix-2-efe-140-50.pdf
https://catalog.tungsram.com/files/sheet/smix_tbd_smix-2-eee-140-50.pdf
https://catalog.tungsram.com/files/sheet/smix_tbd_smix-2-ece-140-30.pdf
https://catalog.tungsram.com/files/sheet/smix_tbd_smix-2-cec-140-30.pdf
https://catalog.tungsram.com/files/sheet/smix_tbd_smix-2-ccc-140-30.pdf
https://catalog.tungsram.com/files/sheet/smix_tbd_smix-2-cfc-140-30.pdf
https://catalog.tungsram.com/files/sheet/smix_tbd_smix-2-fcf-140-30.pdf
https://catalog.tungsram.com/files/sheet/smix_tbd_smix-2-fff-140-30.pdf
https://catalog.tungsram.com/files/sheet/smix_tbd_smix-2-fef-140-30.pdf
https://catalog.tungsram.com/files/sheet/smix_tbd_smix-2-efe-140-30.pdf
https://catalog.tungsram.com/files/sheet/smix_tbd_smix-2-eee-140-30.pdf
https://catalog.tungsram.com/files/sheet/smix_tbd_smix-2-ece-140-40.pdf
https://catalog.tungsram.com/files/sheet/smix_tbd_smix-2-cec-140-40.pdf
https://catalog.tungsram.com/files/sheet/smix_tbd_smix-2-ccc-140-40.pdf
https://catalog.tungsram.com/files/sheet/smix_tbd_smix-2-cfc-140-40.pdf
https://catalog.tungsram.com/files/sheet/smix_tbd_smix-2-fcf-140-40.pdf
https://catalog.tungsram.com/files/sheet/smix_tbd_smix-2-fff-140-40.pdf
https://catalog.tungsram.com/files/sheet/smix_tbd_smix-2-fef-140-40.pdf
https://catalog.tungsram.com/files/sheet/smix_tbd_smix-2-efe-140-40.pdf
https://catalog.tungsram.com/files/sheet/smix_tbd_smix-2-eee-140-40.pdf
https://catalog.tungsram.com/files/sheet/smix_tbd_smix-2-eqe-140-50.pdf
https://catalog.tungsram.com/files/sheet/smix_tbd_smix-2-cqc-140-50.pdf
https://catalog.tungsram.com/files/sheet/smix_tbd_smix-2-qfq-140-50.pdf
https://catalog.tungsram.com/files/sheet/smix_tbd_smix-2-qeq-140-50.pdf
https://catalog.tungsram.com/files/sheet/smix_tbd_smix-2-qcq-140-50.pdf
https://catalog.tungsram.com/files/sheet/smix_tbd_smix-2-fqf-140-50.pdf
https://catalog.tungsram.com/files/sheet/smix_tbd_smix-2-qqq-140-50.pdf
https://catalog.tungsram.com/files/sheet/smix_tbd_smix-2-eqe-140-30.pdf
https://catalog.tungsram.com/files/sheet/smix_tbd_smix-2-cqc-140-30.pdf
https://catalog.tungsram.com/files/sheet/smix_tbd_smix-2-qfq-140-30.pdf
https://catalog.tungsram.com/files/sheet/smix_tbd_smix-2-qeq-140-30.pdf
https://catalog.tungsram.com/files/sheet/smix_tbd_smix-2-qcq-140-30.pdf
https://catalog.tungsram.com/files/sheet/smix_tbd_smix-2-fqf-140-30.pdf
https://catalog.tungsram.com/files/sheet/smix_tbd_smix-2-qqq-140-30.pdf
https://catalog.tungsram.com/files/sheet/smix_tbd_smix-2-eqe-140-40.pdf
https://catalog.tungsram.com/files/sheet/smix_tbd_smix-2-cqc-140-40.pdf
https://catalog.tungsram.com/files/sheet/smix_tbd_smix-2-qfq-140-40.pdf
https://catalog.tungsram.com/files/sheet/smix_tbd_smix-2-qeq-140-40.pdf
https://catalog.tungsram.com/files/sheet/smix_tbd_smix-2-qcq-140-40.pdf
https://catalog.tungsram.com/files/sheet/smix_tbd_smix-2-fqf-140-40.pdf
https://catalog.tungsram.com/files/sheet/smix_tbd_smix-2-qqq-140-40.pdf
https://catalog.tungsram.com/files/sheet/smix_tbd_smix-2-ece-120-50.pdf
https://catalog.tungsram.com/files/sheet/smix_tbd_smix-2-cec-120-50.pdf
https://catalog.tungsram.com/files/sheet/smix_tbd_smix-2-ccc-120-50.pdf
https://catalog.tungsram.com/files/sheet/smix_tbd_smix-2-cfc-120-50.pdf
https://catalog.tungsram.com/files/sheet/smix_tbd_smix-2-fcf-120-50.pdf
https://catalog.tungsram.com/files/sheet/smix_tbd_smix-2-fff-120-50.pdf
https://catalog.tungsram.com/files/sheet/smix_tbd_smix-2-fef-120-50.pdf
https://catalog.tungsram.com/files/sheet/smix_tbd_smix-2-efe-120-50.pdf
https://catalog.tungsram.com/files/sheet/smix_tbd_smix-2-eee-120-50.pdf
https://catalog.tungsram.com/files/sheet/smix_tbd_smix-2-ece-120-30.pdf
https://catalog.tungsram.com/files/sheet/smix_tbd_smix-2-cec-120-30.pdf
https://catalog.tungsram.com/files/sheet/smix_tbd_smix-2-ccc-120-30.pdf
https://catalog.tungsram.com/files/sheet/smix_tbd_smix-2-cfc-120-30.pdf
https://catalog.tungsram.com/files/sheet/smix_tbd_smix-2-fcf-120-30.pdf
https://catalog.tungsram.com/files/sheet/smix_tbd_smix-2-fff-120-30.pdf
https://catalog.tungsram.com/files/sheet/smix_tbd_smix-2-fef-120-30.pdf
https://catalog.tungsram.com/files/sheet/smix_tbd_smix-2-efe-120-30.pdf
https://catalog.tungsram.com/files/sheet/smix_tbd_smix-2-eee-120-30.pdf
https://catalog.tungsram.com/files/sheet/smix_tbd_smix-2-ece-120-40.pdf
https://catalog.tungsram.com/files/sheet/smix_tbd_smix-2-cec-120-40.pdf
https://catalog.tungsram.com/files/sheet/smix_tbd_smix-2-ccc-120-40.pdf
https://catalog.tungsram.com/files/sheet/smix_tbd_smix-2-cfc-120-40.pdf
https://catalog.tungsram.com/files/sheet/smix_tbd_smix-2-fcf-120-40.pdf
https://catalog.tungsram.com/files/sheet/smix_tbd_smix-2-fff-120-40.pdf
https://catalog.tungsram.com/files/sheet/smix_tbd_smix-2-fef-120-40.pdf
https://catalog.tungsram.com/files/sheet/smix_tbd_smix-2-efe-120-40.pdf
https://catalog.tungsram.com/files/sheet/smix_tbd_smix-2-eee-120-40.pdf
https://catalog.tungsram.com/files/sheet/smix_tbd_smix-2-eqe-120-50.pdf
https://catalog.tungsram.com/files/sheet/smix_tbd_smix-2-cqc-120-50.pdf
https://catalog.tungsram.com/files/sheet/smix_tbd_smix-2-qfq-120-50.pdf
https://catalog.tungsram.com/files/sheet/smix_tbd_smix-2-qeq-120-50.pdf
https://catalog.tungsram.com/files/sheet/smix_tbd_smix-2-qcq-120-50.pdf
https://catalog.tungsram.com/files/sheet/smix_tbd_smix-2-fqf-120-50.pdf
https://catalog.tungsram.com/files/sheet/smix_tbd_smix-2-qqq-120-50.pdf
https://catalog.tungsram.com/files/sheet/smix_tbd_smix-2-eqe-120-30.pdf
https://catalog.tungsram.com/files/sheet/smix_tbd_smix-2-cqc-120-30.pdf
https://catalog.tungsram.com/files/sheet/smix_tbd_smix-2-qfq-120-30.pdf
https://catalog.tungsram.com/files/sheet/smix_tbd_smix-2-qeq-120-30.pdf
https://catalog.tungsram.com/files/sheet/smix_tbd_smix-2-qcq-120-30.pdf
https://catalog.tungsram.com/files/sheet/smix_tbd_smix-2-fqf-120-30.pdf
https://catalog.tungsram.com/files/sheet/smix_tbd_smix-2-qqq-120-30.pdf
https://catalog.tungsram.com/files/sheet/smix_tbd_smix-2-eqe-120-40.pdf
https://catalog.tungsram.com/files/sheet/smix_tbd_smix-2-cqc-120-40.pdf
https://catalog.tungsram.com/files/sheet/smix_tbd_smix-2-qfq-120-40.pdf
https://catalog.tungsram.com/files/sheet/smix_tbd_smix-2-qeq-120-40.pdf
https://catalog.tungsram.com/files/sheet/smix_tbd_smix-2-qcq-120-40.pdf
https://catalog.tungsram.com/files/sheet/smix_tbd_smix-2-fqf-120-40.pdf
https://catalog.tungsram.com/files/sheet/smix_tbd_smix-2-qqq-120-40.pdf
https://catalog.tungsram.com/files/sheet/smix_tbd_smix-2-ece-100-50.pdf
https://catalog.tungsram.com/files/sheet/smix_tbd_smix-2-cec-100-50.pdf
https://catalog.tungsram.com/files/sheet/smix_tbd_smix-2-ccc-100-50.pdf
https://catalog.tungsram.com/files/sheet/smix_tbd_smix-2-cfc-100-50.pdf
https://catalog.tungsram.com/files/sheet/smix_tbd_smix-2-fcf-100-50.pdf
https://catalog.tungsram.com/files/sheet/smix_tbd_smix-2-fff-100-50.pdf
https://catalog.tungsram.com/files/sheet/smix_tbd_smix-2-fef-100-50.pdf
https://catalog.tungsram.com/files/sheet/smix_tbd_smix-2-efe-100-50.pdf
https://catalog.tungsram.com/files/sheet/smix_tbd_smix-2-eee-100-50.pdf
https://catalog.tungsram.com/files/sheet/smix_tbd_smix-2-ece-100-30.pdf
https://catalog.tungsram.com/files/sheet/smix_tbd_smix-2-cec-100-30.pdf
https://catalog.tungsram.com/files/sheet/smix_tbd_smix-2-ccc-100-30.pdf
https://catalog.tungsram.com/files/sheet/smix_tbd_smix-2-cfc-100-30.pdf
https://catalog.tungsram.com/files/sheet/smix_tbd_smix-2-fcf-100-30.pdf
https://catalog.tungsram.com/files/sheet/smix_tbd_smix-2-fff-100-30.pdf
https://catalog.tungsram.com/files/sheet/smix_tbd_smix-2-fef-100-30.pdf
https://catalog.tungsram.com/files/sheet/smix_tbd_smix-2-efe-100-30.pdf
https://catalog.tungsram.com/files/sheet/smix_tbd_smix-2-eee-100-30.pdf
https://catalog.tungsram.com/files/sheet/smix_tbd_smix-2-ece-100-40.pdf
https://catalog.tungsram.com/files/sheet/smix_tbd_smix-2-cec-100-40.pdf
https://catalog.tungsram.com/files/sheet/smix_tbd_smix-2-ccc-100-40.pdf
https://catalog.tungsram.com/files/sheet/smix_tbd_smix-2-cfc-100-40.pdf
https://catalog.tungsram.com/files/sheet/smix_tbd_smix-2-fcf-100-40.pdf
https://catalog.tungsram.com/files/sheet/smix_tbd_smix-2-fff-100-40.pdf
https://catalog.tungsram.com/files/sheet/smix_tbd_smix-2-fef-100-40.pdf
https://catalog.tungsram.com/files/sheet/smix_tbd_smix-2-efe-100-40.pdf
https://catalog.tungsram.com/files/sheet/smix_tbd_smix-2-eee-100-40.pdf
https://catalog.tungsram.com/files/sheet/smix_tbd_smix-2-eqe-100-50.pdf
https://catalog.tungsram.com/files/sheet/smix_tbd_smix-2-cqc-100-50.pdf
https://catalog.tungsram.com/files/sheet/smix_tbd_smix-2-qfq-100-50.pdf
https://catalog.tungsram.com/files/sheet/smix_tbd_smix-2-qeq-100-50.pdf
https://catalog.tungsram.com/files/sheet/smix_tbd_smix-2-qcq-100-50.pdf
https://catalog.tungsram.com/files/sheet/smix_tbd_smix-2-fqf-100-50.pdf
https://catalog.tungsram.com/files/sheet/smix_tbd_smix-2-qqq-100-50.pdf
https://catalog.tungsram.com/files/sheet/smix_tbd_smix-2-eqe-100-30.pdf
https://catalog.tungsram.com/files/sheet/smix_tbd_smix-2-cqc-100-30.pdf
https://catalog.tungsram.com/files/sheet/smix_tbd_smix-2-qfq-100-30.pdf
https://catalog.tungsram.com/files/sheet/smix_tbd_smix-2-qeq-100-30.pdf
https://catalog.tungsram.com/files/sheet/smix_tbd_smix-2-qcq-100-30.pdf
https://catalog.tungsram.com/files/sheet/smix_tbd_smix-2-fqf-100-30.pdf
https://catalog.tungsram.com/files/sheet/smix_tbd_smix-2-qqq-100-30.pdf
https://catalog.tungsram.com/files/sheet/smix_tbd_smix-2-eqe-100-40.pdf
https://catalog.tungsram.com/files/sheet/smix_tbd_smix-2-cqc-100-40.pdf
https://catalog.tungsram.com/files/sheet/smix_tbd_smix-2-qfq-100-40.pdf
https://catalog.tungsram.com/files/sheet/smix_tbd_smix-2-qeq-100-40.pdf
https://catalog.tungsram.com/files/sheet/smix_tbd_smix-2-qcq-100-40.pdf
https://catalog.tungsram.com/files/sheet/smix_tbd_smix-2-fqf-100-40.pdf
https://catalog.tungsram.com/files/sheet/smix_tbd_smix-2-qqq-100-40.pdf
https://catalog.tungsram.com/files/sheet/smix_tbd_smix-2-ece-79-50.pdf
https://catalog.tungsram.com/files/sheet/smix_tbd_smix-2-cec-79-50.pdf
https://catalog.tungsram.com/files/sheet/smix_tbd_smix-2-ccc-79-50.pdf
https://catalog.tungsram.com/files/sheet/smix_tbd_smix-2-cfc-79-50.pdf
https://catalog.tungsram.com/files/sheet/smix_tbd_smix-2-fcf-79-50.pdf
https://catalog.tungsram.com/files/sheet/smix_tbd_smix-2-fff-79-50.pdf
https://catalog.tungsram.com/files/sheet/smix_tbd_smix-2-fef-79-50.pdf
https://catalog.tungsram.com/files/sheet/smix_tbd_smix-2-efe-79-50.pdf
https://catalog.tungsram.com/files/sheet/smix_tbd_smix-2-eee-79-50.pdf
https://catalog.tungsram.com/files/sheet/smix_tbd_smix-2-ece-79-30.pdf
https://catalog.tungsram.com/files/sheet/smix_tbd_smix-2-cec-79-30.pdf
https://catalog.tungsram.com/files/sheet/smix_tbd_smix-2-ccc-79-30.pdf
https://catalog.tungsram.com/files/sheet/smix_tbd_smix-2-cfc-79-30.pdf
https://catalog.tungsram.com/files/sheet/smix_tbd_smix-2-fcf-79-30.pdf
https://catalog.tungsram.com/files/sheet/smix_tbd_smix-2-fff-79-30.pdf
https://catalog.tungsram.com/files/sheet/smix_tbd_smix-2-fef-79-30.pdf
https://catalog.tungsram.com/files/sheet/smix_tbd_smix-2-efe-79-30.pdf
https://catalog.tungsram.com/files/sheet/smix_tbd_smix-2-eee-79-30.pdf
https://catalog.tungsram.com/files/sheet/smix_tbd_smix-2-ece-79-40.pdf
https://catalog.tungsram.com/files/sheet/smix_tbd_smix-2-cec-79-40.pdf
https://catalog.tungsram.com/files/sheet/smix_tbd_smix-2-ccc-79-40.pdf
https://catalog.tungsram.com/files/sheet/smix_tbd_smix-2-cfc-79-40.pdf
https://catalog.tungsram.com/files/sheet/smix_tbd_smix-2-fcf-79-40.pdf
https://catalog.tungsram.com/files/sheet/smix_tbd_smix-2-fff-79-40.pdf
https://catalog.tungsram.com/files/sheet/smix_tbd_smix-2-fef-79-40.pdf
https://catalog.tungsram.com/files/sheet/smix_tbd_smix-2-efe-79-40.pdf
https://catalog.tungsram.com/files/sheet/smix_tbd_smix-2-eee-79-40.pdf
https://catalog.tungsram.com/files/sheet/smix_tbd_smix-2-eqe-79-50.pdf
https://catalog.tungsram.com/files/sheet/smix_tbd_smix-2-cqc-79-50.pdf
https://catalog.tungsram.com/files/sheet/smix_tbd_smix-2-qfq-79-50.pdf
https://catalog.tungsram.com/files/sheet/smix_tbd_smix-2-qeq-79-50.pdf
https://catalog.tungsram.com/files/sheet/smix_tbd_smix-2-qcq-79-50.pdf
https://catalog.tungsram.com/files/sheet/smix_tbd_smix-2-fqf-79-50.pdf
https://catalog.tungsram.com/files/sheet/smix_tbd_smix-2-qqq-79-50.pdf
https://catalog.tungsram.com/files/sheet/smix_tbd_smix-2-eqe-79-30.pdf
https://catalog.tungsram.com/files/sheet/smix_tbd_smix-2-cqc-79-30.pdf
https://catalog.tungsram.com/files/sheet/smix_tbd_smix-2-qfq-79-30.pdf
https://catalog.tungsram.com/files/sheet/smix_tbd_smix-2-qeq-79-30.pdf
https://catalog.tungsram.com/files/sheet/smix_tbd_smix-2-qcq-79-30.pdf
https://catalog.tungsram.com/files/sheet/smix_tbd_smix-2-fqf-79-30.pdf
https://catalog.tungsram.com/files/sheet/smix_tbd_smix-2-qqq-79-30.pdf
https://catalog.tungsram.com/files/sheet/smix_tbd_smix-2-eqe-79-40.pdf
https://catalog.tungsram.com/files/sheet/smix_tbd_smix-2-cqc-79-40.pdf
https://catalog.tungsram.com/files/sheet/smix_tbd_smix-2-qfq-79-40.pdf
https://catalog.tungsram.com/files/sheet/smix_tbd_smix-2-qeq-79-40.pdf
https://catalog.tungsram.com/files/sheet/smix_tbd_smix-2-qcq-79-40.pdf
https://catalog.tungsram.com/files/sheet/smix_tbd_smix-2-fqf-79-40.pdf
https://catalog.tungsram.com/files/sheet/smix_tbd_smix-2-qqq-79-40.pdf
https://catalog.tungsram.com/files/sheet/smix_tbd_smix-2-ece-65-50.pdf
https://catalog.tungsram.com/files/sheet/smix_tbd_smix-2-cec-65-50.pdf
https://catalog.tungsram.com/files/sheet/smix_tbd_smix-2-ccc-65-50.pdf
https://catalog.tungsram.com/files/sheet/smix_tbd_smix-2-cfc-65-50.pdf
https://catalog.tungsram.com/files/sheet/smix_tbd_smix-2-fcf-65-50.pdf
https://catalog.tungsram.com/files/sheet/smix_tbd_smix-2-fff-65-50.pdf
https://catalog.tungsram.com/files/sheet/smix_tbd_smix-2-fef-65-50.pdf
https://catalog.tungsram.com/files/sheet/smix_tbd_smix-2-efe-65-50.pdf
https://catalog.tungsram.com/files/sheet/smix_tbd_smix-2-eee-65-50.pdf
https://catalog.tungsram.com/files/sheet/smix_tbd_smix-2-ece-65-30.pdf
https://catalog.tungsram.com/files/sheet/smix_tbd_smix-2-cec-65-30.pdf
https://catalog.tungsram.com/files/sheet/smix_tbd_smix-2-ccc-65-30.pdf
https://catalog.tungsram.com/files/sheet/smix_tbd_smix-2-cfc-65-30.pdf
https://catalog.tungsram.com/files/sheet/smix_tbd_smix-2-fcf-65-30.pdf
https://catalog.tungsram.com/files/sheet/smix_tbd_smix-2-fff-65-30.pdf
https://catalog.tungsram.com/files/sheet/smix_tbd_smix-2-fef-65-30.pdf
https://catalog.tungsram.com/files/sheet/smix_tbd_smix-2-efe-65-30.pdf
https://catalog.tungsram.com/files/sheet/smix_tbd_smix-2-eee-65-30.pdf
https://catalog.tungsram.com/files/sheet/smix_tbd_smix-2-ece-65-40.pdf
https://catalog.tungsram.com/files/sheet/smix_tbd_smix-2-cec-65-40.pdf
https://catalog.tungsram.com/files/sheet/smix_tbd_smix-2-ccc-65-40.pdf
https://catalog.tungsram.com/files/sheet/smix_tbd_smix-2-cfc-65-40.pdf
https://catalog.tungsram.com/files/sheet/smix_tbd_smix-2-fcf-65-40.pdf
https://catalog.tungsram.com/files/sheet/smix_tbd_smix-2-fff-65-40.pdf
https://catalog.tungsram.com/files/sheet/smix_tbd_smix-2-fef-65-40.pdf
https://catalog.tungsram.com/files/sheet/smix_tbd_smix-2-efe-65-40.pdf
https://catalog.tungsram.com/files/sheet/smix_tbd_smix-2-eee-65-40.pdf
https://catalog.tungsram.com/files/sheet/smix_tbd_smix-2-eqe-65-50.pdf
https://catalog.tungsram.com/files/sheet/smix_tbd_smix-2-cqc-65-50.pdf
https://catalog.tungsram.com/files/sheet/smix_tbd_smix-2-qfq-65-50.pdf
https://catalog.tungsram.com/files/sheet/smix_tbd_smix-2-qeq-65-50.pdf
https://catalog.tungsram.com/files/sheet/smix_tbd_smix-2-qcq-65-50.pdf
https://catalog.tungsram.com/files/sheet/smix_tbd_smix-2-fqf-65-50.pdf
https://catalog.tungsram.com/files/sheet/smix_tbd_smix-2-qqq-65-50.pdf
https://catalog.tungsram.com/files/sheet/smix_tbd_smix-2-eqe-65-30.pdf
https://catalog.tungsram.com/files/sheet/smix_tbd_smix-2-cqc-65-30.pdf
https://catalog.tungsram.com/files/sheet/smix_tbd_smix-2-qfq-65-30.pdf
https://catalog.tungsram.com/files/sheet/smix_tbd_smix-2-qeq-65-30.pdf
https://catalog.tungsram.com/files/sheet/smix_tbd_smix-2-qcq-65-30.pdf
https://catalog.tungsram.com/files/sheet/smix_tbd_smix-2-fqf-65-30.pdf
https://catalog.tungsram.com/files/sheet/smix_tbd_smix-2-qqq-65-30.pdf
https://catalog.tungsram.com/files/sheet/smix_tbd_smix-2-eqe-65-40.pdf
https://catalog.tungsram.com/files/sheet/smix_tbd_smix-2-cqc-65-40.pdf
https://catalog.tungsram.com/files/sheet/smix_tbd_smix-2-qfq-65-40.pdf
https://catalog.tungsram.com/files/sheet/smix_tbd_smix-2-qeq-65-40.pdf
https://catalog.tungsram.com/files/sheet/smix_tbd_smix-2-qcq-65-40.pdf
https://catalog.tungsram.com/files/sheet/smix_tbd_smix-2-fqf-65-40.pdf
https://catalog.tungsram.com/files/sheet/smix_tbd_smix-2-qqq-65-40.pdf
https://catalog.tungsram.com/files/sheet/smix_tbd_smix-2-ece-50-50.pdf
https://catalog.tungsram.com/files/sheet/smix_tbd_smix-2-cec-50-50.pdf
https://catalog.tungsram.com/files/sheet/smix_tbd_smix-2-ccc-50-50.pdf
https://catalog.tungsram.com/files/sheet/smix_tbd_smix-2-cfc-50-50.pdf
https://catalog.tungsram.com/files/sheet/smix_tbd_smix-2-fcf-50-50.pdf
https://catalog.tungsram.com/files/sheet/smix_tbd_smix-2-fff-50-50.pdf
https://catalog.tungsram.com/files/sheet/smix_tbd_smix-2-fef-50-50.pdf
https://catalog.tungsram.com/files/sheet/smix_tbd_smix-2-efe-50-50.pdf
https://catalog.tungsram.com/files/sheet/smix_tbd_smix-2-eee-50-50.pdf
https://catalog.tungsram.com/files/sheet/smix_tbd_smix-2-ece-50-30.pdf
https://catalog.tungsram.com/files/sheet/smix_tbd_smix-2-cec-50-30.pdf
https://catalog.tungsram.com/files/sheet/smix_tbd_smix-2-ccc-50-30.pdf
https://catalog.tungsram.com/files/sheet/smix_tbd_smix-2-cfc-50-30.pdf
https://catalog.tungsram.com/files/sheet/smix_tbd_smix-2-fcf-50-30.pdf
https://catalog.tungsram.com/files/sheet/smix_tbd_smix-2-fff-50-30.pdf
https://catalog.tungsram.com/files/sheet/smix_tbd_smix-2-fef-50-30.pdf
https://catalog.tungsram.com/files/sheet/smix_tbd_smix-2-efe-50-30.pdf
https://catalog.tungsram.com/files/sheet/smix_tbd_smix-2-eee-50-30.pdf
https://catalog.tungsram.com/files/sheet/smix_tbd_smix-2-ece-50-40.pdf
https://catalog.tungsram.com/files/sheet/smix_tbd_smix-2-cec-50-40.pdf
https://catalog.tungsram.com/files/sheet/smix_tbd_smix-2-ccc-50-40.pdf
https://catalog.tungsram.com/files/sheet/smix_tbd_smix-2-cfc-50-40.pdf
https://catalog.tungsram.com/files/sheet/smix_tbd_smix-2-fcf-50-40.pdf
https://catalog.tungsram.com/files/sheet/smix_tbd_smix-2-fff-50-40.pdf
https://catalog.tungsram.com/files/sheet/smix_tbd_smix-2-fef-50-40.pdf
https://catalog.tungsram.com/files/sheet/smix_tbd_smix-2-efe-50-40.pdf
https://catalog.tungsram.com/files/sheet/smix_tbd_smix-2-eee-50-40.pdf
https://catalog.tungsram.com/files/sheet/smix_tbd_smix-2-eqe-50-50.pdf
https://catalog.tungsram.com/files/sheet/smix_tbd_smix-2-cqc-50-50.pdf
https://catalog.tungsram.com/files/sheet/smix_tbd_smix-2-qfq-50-50.pdf
https://catalog.tungsram.com/files/sheet/smix_tbd_smix-2-qeq-50-50.pdf
https://catalog.tungsram.com/files/sheet/smix_tbd_smix-2-qcq-50-50.pdf
https://catalog.tungsram.com/files/sheet/smix_tbd_smix-2-fqf-50-50.pdf
https://catalog.tungsram.com/files/sheet/smix_tbd_smix-2-qqq-50-50.pdf
https://catalog.tungsram.com/files/sheet/smix_tbd_smix-2-eqe-50-30.pdf
https://catalog.tungsram.com/files/sheet/smix_tbd_smix-2-cqc-50-30.pdf
https://catalog.tungsram.com/files/sheet/smix_tbd_smix-2-qfq-50-30.pdf
https://catalog.tungsram.com/files/sheet/smix_tbd_smix-2-qeq-50-30.pdf
https://catalog.tungsram.com/files/sheet/smix_tbd_smix-2-qcq-50-30.pdf
https://catalog.tungsram.com/files/sheet/smix_tbd_smix-2-fqf-50-30.pdf
https://catalog.tungsram.com/files/sheet/smix_tbd_smix-2-qqq-50-30.pdf
https://catalog.tungsram.com/files/sheet/smix_tbd_smix-2-eqe-50-40.pdf
https://catalog.tungsram.com/files/sheet/smix_tbd_smix-2-cqc-50-40.pdf
https://catalog.tungsram.com/files/sheet/smix_tbd_smix-2-qfq-50-40.pdf
https://catalog.tungsram.com/files/sheet/smix_tbd_smix-2-qeq-50-40.pdf
https://catalog.tungsram.com/files/sheet/smix_tbd_smix-2-qcq-50-40.pdf
https://catalog.tungsram.com/files/sheet/smix_tbd_smix-2-fqf-50-40.pdf
https://catalog.tungsram.com/files/sheet/smix_tbd_smix-2-qqq-50-40.pdf
https://catalog.tungsram.com/files/sheet/smix_tbd_smix-2-ece-35-50.pdf
https://catalog.tungsram.com/files/sheet/smix_tbd_smix-2-cec-35-50.pdf
https://catalog.tungsram.com/files/sheet/smix_tbd_smix-2-ccc-35-50.pdf
https://catalog.tungsram.com/files/sheet/smix_tbd_smix-2-cfc-35-50.pdf
https://catalog.tungsram.com/files/sheet/smix_tbd_smix-2-fcf-35-50.pdf
https://catalog.tungsram.com/files/sheet/smix_tbd_smix-2-fff-35-50.pdf
https://catalog.tungsram.com/files/sheet/smix_tbd_smix-2-fef-35-50.pdf
https://catalog.tungsram.com/files/sheet/smix_tbd_smix-2-efe-35-50.pdf
https://catalog.tungsram.com/files/sheet/smix_tbd_smix-2-eee-35-50.pdf
https://catalog.tungsram.com/files/sheet/smix_tbd_smix-2-ece-35-30.pdf
https://catalog.tungsram.com/files/sheet/smix_tbd_smix-2-cec-35-30.pdf
https://catalog.tungsram.com/files/sheet/smix_tbd_smix-2-ccc-35-30.pdf
https://catalog.tungsram.com/files/sheet/smix_tbd_smix-2-cfc-35-30.pdf
https://catalog.tungsram.com/files/sheet/smix_tbd_smix-2-fcf-35-30.pdf
https://catalog.tungsram.com/files/sheet/smix_tbd_smix-2-fff-35-30.pdf
https://catalog.tungsram.com/files/sheet/smix_tbd_smix-2-fef-35-30.pdf
https://catalog.tungsram.com/files/sheet/smix_tbd_smix-2-efe-35-30.pdf
https://catalog.tungsram.com/files/sheet/smix_tbd_smix-2-eee-35-30.pdf
https://catalog.tungsram.com/files/sheet/smix_tbd_smix-2-ece-35-40.pdf
https://catalog.tungsram.com/files/sheet/smix_tbd_smix-2-cec-35-40.pdf
https://catalog.tungsram.com/files/sheet/smix_tbd_smix-2-ccc-35-40.pdf
https://catalog.tungsram.com/files/sheet/smix_tbd_smix-2-cfc-35-40.pdf
https://catalog.tungsram.com/files/sheet/smix_tbd_smix-2-fcf-35-40.pdf
https://catalog.tungsram.com/files/sheet/smix_tbd_smix-2-fff-35-40.pdf
https://catalog.tungsram.com/files/sheet/smix_tbd_smix-2-fef-35-40.pdf
https://catalog.tungsram.com/files/sheet/smix_tbd_smix-2-efe-35-40.pdf
https://catalog.tungsram.com/files/sheet/smix_tbd_smix-2-eee-35-40.pdf
https://catalog.tungsram.com/files/sheet/smix_tbd_smix-2-eqe-35-50.pdf
https://catalog.tungsram.com/files/sheet/smix_tbd_smix-2-cqc-35-50.pdf
https://catalog.tungsram.com/files/sheet/smix_tbd_smix-2-qfq-35-50.pdf
https://catalog.tungsram.com/files/sheet/smix_tbd_smix-2-qeq-35-50.pdf
https://catalog.tungsram.com/files/sheet/smix_tbd_smix-2-qcq-35-50.pdf
https://catalog.tungsram.com/files/sheet/smix_tbd_smix-2-fqf-35-50.pdf
https://catalog.tungsram.com/files/sheet/smix_tbd_smix-2-qqq-35-50.pdf
https://catalog.tungsram.com/files/sheet/smix_tbd_smix-2-eqe-35-30.pdf
https://catalog.tungsram.com/files/sheet/smix_tbd_smix-2-cqc-35-30.pdf
https://catalog.tungsram.com/files/sheet/smix_tbd_smix-2-qfq-35-30.pdf
https://catalog.tungsram.com/files/sheet/smix_tbd_smix-2-qeq-35-30.pdf
https://catalog.tungsram.com/files/sheet/smix_tbd_smix-2-qcq-35-30.pdf
https://catalog.tungsram.com/files/sheet/smix_tbd_smix-2-fqf-35-30.pdf
https://catalog.tungsram.com/files/sheet/smix_tbd_smix-2-qqq-35-30.pdf
https://catalog.tungsram.com/files/sheet/smix_tbd_smix-2-eqe-35-40.pdf
https://catalog.tungsram.com/files/sheet/smix_tbd_smix-2-cqc-35-40.pdf
https://catalog.tungsram.com/files/sheet/smix_tbd_smix-2-qfq-35-40.pdf
https://catalog.tungsram.com/files/sheet/smix_tbd_smix-2-qeq-35-40.pdf
https://catalog.tungsram.com/files/sheet/smix_tbd_smix-2-qcq-35-40.pdf
https://catalog.tungsram.com/files/sheet/smix_tbd_smix-2-fqf-35-40.pdf
https://catalog.tungsram.com/files/sheet/smix_tbd_smix-2-qqq-35-40.pdf
https://catalog.tungsram.com/files/sheet/fialux-no-driver_93121340_fialux-1x4-nd-840.pdf
https://catalog.tungsram.com/files/sheet/fialux-no-driver_93121341_fialux-1x4-nd-830.pdf
https://catalog.tungsram.com/files/sheet/fialux-no-driver_93121338_fialux-2x2-nd-840.pdf
https://catalog.tungsram.com/files/sheet/fialux-no-driver_93121339_fialux-2x2-nd-830.pdf
https://catalog.tungsram.com/files/sheet/led-ip65-batten-g2_93121345_led-batten-tu-g2-28w-4-840-ip65.pdf
https://catalog.tungsram.com/files/sheet/led-ip65-batten-g2_93121344_led-batten-tu-g2-28w-4-830-ip65.pdf
https://catalog.tungsram.com/files/sheet/led-ip65-batten-g2_93121343_led-batten-tu-g2-14w-2-840-ip65.pdf
https://catalog.tungsram.com/files/sheet/led-ip65-batten-g2_93121342_led-batten-tu-g2-14w-2-830-ip65.pdf
https://catalog.tungsram.com/files/sheet/led-bulkhead-g2_93119889_led-bulkhead-g2-tu-d30-28w-865-s-emn-dss.pdf
https://catalog.tungsram.com/files/sheet/led-bulkhead-g2_93119888_led-bulkhead-g2-tu-d30-28w-840-s-emn-dss.pdf
https://catalog.tungsram.com/files/sheet/led-bulkhead-g2_93119887_led-bulkhead-g2-tu-d30-28w-830-s-emn-dss.pdf
https://catalog.tungsram.com/files/sheet/led-bulkhead-g2_93119886_led-bulkhead-g2-tu-d30-20w-865-s-emn-dss.pdf
https://catalog.tungsram.com/files/sheet/led-bulkhead-g2_93119885_led-bulkhead-g2-tu-d30-20w-840-s-emn-dss.pdf
https://catalog.tungsram.com/files/sheet/led-bulkhead-g2_93119884_led-bulkhead-g2-tu-d30-20w-830-s-emn-dss.pdf
https://catalog.tungsram.com/files/sheet/mirror-light_93120994_tung-mirror-light-600-10w-80-s-ms-w.pdf
https://catalog.tungsram.com/files/sheet/mirror-light_93120991_tung-mirror-light-450-8w-80-s-ms-w.pdf
https://catalog.tungsram.com/files/sheet/mirror-light_93120988_tung-mirror-light-600-10w-80-s-w.pdf
https://catalog.tungsram.com/files/sheet/mirror-light_93120945_tung-mirror-light-450-8w-80-s-w.pdf
https://catalog.tungsram.com/files/sheet/emergency-sm-downlight_93120904_emergency-dl-g1-tu-3w-3-li-sst-o-s-sm.pdf
https://catalog.tungsram.com/files/sheet/emergency-sm-downlight_93120903_emergency-dl-g1-tu-3w-3-li-sst-r-s-sm.pdf
https://catalog.tungsram.com/files/sheet/emergency-sm-downlight_93120898_emergency-dl-g1-tu-3w-3-li-ddt-o-r-sm.pdf
https://catalog.tungsram.com/files/sheet/emergency-sm-downlight_93120897_emergency-dl-g1-tu-3w-3-li-ddt-r-r-sm.pdf
https://catalog.tungsram.com/files/sheet/emergency-sm-downlight_93120902_emergency-dl-g1-tu-6w-3-li-sst-o-r-sm.pdf
https://catalog.tungsram.com/files/sheet/emergency-sm-downlight_93120901_emergency-dl-g1-tu-6w-3-li-sst-r-r-sm.pdf
https://catalog.tungsram.com/files/sheet/emergency-sm-downlight_93120900_emergency-dl-g1-tu-3w-3-li-sst-o-r-sm.pdf
https://catalog.tungsram.com/files/sheet/emergency-sm-downlight_93120899_emergency-dl-g1-tu-3w-3-li-sst-r-r-sm.pdf
https://catalog.tungsram.com/files/sheet/floodlight-g3_93119453_led-flood-g3-tu-s-50w-840-sy-st-bdd.pdf
https://catalog.tungsram.com/files/sheet/floodlight-g3_93119452_led-flood-g3-tu-s-30w-840-sy-st-bdd.pdf
https://catalog.tungsram.com/files/sheet/floodlight-g3_93119451_led-flood-g3-tu-s-20w-840-sy-st-bdd.pdf
https://catalog.tungsram.com/files/sheet/floodlight-g3_93119450_led-flood-g3-tu-s-50w-865-sy-st-bm.pdf
https://catalog.tungsram.com/files/sheet/floodlight-g3_93119449_led-flood-g3-tu-s-50w-840-sy-st-bm.pdf
https://catalog.tungsram.com/files/sheet/floodlight-g3_93119448_led-flood-g3-tu-s-30w-865-sy-st-bm.pdf
https://catalog.tungsram.com/files/sheet/floodlight-g3_93119447_led-flood-g3-tu-s-30w-840-sy-st-bm.pdf
https://catalog.tungsram.com/files/sheet/floodlight-g3_93119446_led-flood-g3-tu-s-20w-865-sy-st-bm.pdf
https://catalog.tungsram.com/files/sheet/floodlight-g3_93119445_led-flood-g3-tu-s-20w-840-sy-st-bm.pdf
https://catalog.tungsram.com/files/sheet/floodlight-g3_93119444_led-flood-g3-tu-s-10w-840-sy-st-bm.pdf
https://catalog.tungsram.com/files/sheet/floodlight-g3_93119457_led-flood-g3-tu-s-150w-840-as-mv-bn.pdf
https://catalog.tungsram.com/files/sheet/floodlight-g3_93119455_led-flood-g3-tu-s-150w-830-as-mv-bn.pdf
https://catalog.tungsram.com/files/sheet/floodlight-g3_93119456_led-flood-g3-tu-s-100w-840-as-mv-bn.pdf
https://catalog.tungsram.com/files/sheet/floodlight-g3_93119454_led-flood-g3-tu-s-100w-830-as-mv-bn.pdf
https://catalog.tungsram.com/files/sheet/floodlight-g3_93119443_led-flood-g3-tu-s-200w-865-sy-mv-bn.pdf
https://catalog.tungsram.com/files/sheet/floodlight-g3_93119442_led-flood-g3-tu-s-200w-840-sy-mv-bn.pdf
https://catalog.tungsram.com/files/sheet/floodlight-g3_93119441_led-flood-g3-tu-s-200w-830-sy-mv-bn.pdf
https://catalog.tungsram.com/files/sheet/mariner-clip_93119527_tung-mariner-cl-g1-5-54w-840-dem.pdf
https://catalog.tungsram.com/files/sheet/mariner-clip_93119526_tung-mariner-cl-g1-5-33w-840-dem.pdf
https://catalog.tungsram.com/files/sheet/mariner-clip_93119525_tung-mariner-cl-g1-4-35w-840-dem.pdf
https://catalog.tungsram.com/files/sheet/mariner-clip_93119524_tung-mariner-cl-g1-4-24w-840-dem.pdf
https://catalog.tungsram.com/files/sheet/mariner-clip_93119523_tung-mariner-cl-g1-5-53w-840-sem.pdf
https://catalog.tungsram.com/files/sheet/mariner-clip_93119522_tung-mariner-cl-g1-5-34w-840-sem.pdf
https://catalog.tungsram.com/files/sheet/mariner-clip_93119521_tung-mariner-cl-g1-4-36w-840-sem.pdf
https://catalog.tungsram.com/files/sheet/mariner-clip_93119520_tung-mariner-cl-g1-4-25w-840-sem.pdf
https://catalog.tungsram.com/files/sheet/mariner-clip_93119861_tung-mariner-cl-g1-5-51-w-840-ms.pdf
https://catalog.tungsram.com/files/sheet/mariner-clip_93119860_tung-mariner-cl-g1-5-32-w-840-ms.pdf
https://catalog.tungsram.com/files/sheet/mariner-clip_93119859_tung-mariner-cl-g1-4-34-w-840-ms.pdf
https://catalog.tungsram.com/files/sheet/mariner-clip_93119858_tung-mariner-cl-g1-4-23-w-840-ms.pdf
https://catalog.tungsram.com/files/sheet/emergency-twin-spot_93120907_emergency-tw-spot-g1-tu-6w-3-li-sst-o-wm.pdf
https://catalog.tungsram.com/files/sheet/emergency-twin-spot_93120906_emergency-tw-spot-g1-tu-6w-3-li-sst-r-wm.pdf
https://catalog.tungsram.com/files/sheet/inlumino-l_tbd_inl1-40000jjj740.pdf
https://catalog.tungsram.com/files/sheet/inlumino-l_tbd_inl1-37500jjj740.pdf
https://catalog.tungsram.com/files/sheet/inlumino-l_tbd_inl1-35000jjj740.pdf
https://catalog.tungsram.com/files/sheet/inlumino-l_tbd_inl1-32500jjj740.pdf
https://catalog.tungsram.com/files/sheet/inlumino-l_tbd_inl1-30000jjj740.pdf
https://catalog.tungsram.com/files/sheet/inlumino-l_tbd_inl1-27500jjj740.pdf
https://catalog.tungsram.com/files/sheet/inlumino-l_tbd_inl1-25000jjj740.pdf
https://catalog.tungsram.com/files/sheet/inlumino-m_tbd_inm1-26000jjj740.pdf
https://catalog.tungsram.com/files/sheet/inlumino-m_tbd_inm1-24000jjj740.pdf
https://catalog.tungsram.com/files/sheet/inlumino-m_tbd_inm1-22000jjj740.pdf
https://catalog.tungsram.com/files/sheet/inlumino-m_tbd_inm1-20000jjj740.pdf
https://catalog.tungsram.com/files/sheet/inlumino-m_tbd_inm1-18000jjj740.pdf
https://catalog.tungsram.com/files/sheet/inlumino-m_tbd_inm1-16000jjj740.pdf
https://catalog.tungsram.com/files/sheet/inlumino-m_tbd_inm1-14000jjj740.pdf
https://catalog.tungsram.com/files/sheet/inlumino-s_tbd_ins1-16000jjj740.pdf
https://catalog.tungsram.com/files/sheet/inlumino-s_tbd_ins1-14000jjj740.pdf
https://catalog.tungsram.com/files/sheet/inlumino-s_tbd_ins1-12000jjj740.pdf
https://catalog.tungsram.com/files/sheet/inlumino-s_tbd_ins1-10000jjj740.pdf
https://catalog.tungsram.com/files/sheet/inlumino-s_tbd_ins1-8000jjj740.pdf
https://catalog.tungsram.com/files/sheet/inlumino-s_tbd_ins1-6000jjj740.pdf
https://catalog.tungsram.com/files/sheet/inlumino-s_tbd_ins1-4000jjj740.pdf
https://catalog.tungsram.com/files/sheet/ip44-diffuser-downlight-g2_93120957_led-downlight-d2-tu6-ip44-18w-860-s-ds.pdf
https://catalog.tungsram.com/files/sheet/ip44-diffuser-downlight-g2_93120915_led-downlight-d2-tu4-ip44-10w-840-s.pdf
https://catalog.tungsram.com/files/sheet/ip44-diffuser-downlight-g2_93120914_led-downlight-d2-tu4-ip44-10w-830-s.pdf
https://catalog.tungsram.com/files/sheet/ip44-diffuser-downlight-g2_93120958_led-downlight-d2-tu8-ip44-22w-860-s-ds.pdf
https://catalog.tungsram.com/files/sheet/ip44-diffuser-downlight-g2_93120960_led-downlight-d2-tu8-ip44-22w-840-s-ds.pdf
https://catalog.tungsram.com/files/sheet/ip44-diffuser-downlight-g2_93120967_led-downlight-d2-tu8-ip44-22w-830-s-ds.pdf
https://catalog.tungsram.com/files/sheet/ip44-diffuser-downlight-g2_93120959_led-downlight-d2-tu6-ip44-18w-840-s-ds.pdf
https://catalog.tungsram.com/files/sheet/ip44-diffuser-downlight-g2_93120966_led-downlight-d2-tu6-ip44-18w-830-s-ds.pdf
https://catalog.tungsram.com/files/sheet/ip44-diffuser-downlight-g2_93120965_led-downlight-d2-tu6-ip44-12w-860-s-ds.pdf
https://catalog.tungsram.com/files/sheet/ip44-diffuser-downlight-g2_93120964_led-downlight-d2-tu6-ip44-12w-840-s-ds.pdf
https://catalog.tungsram.com/files/sheet/ip44-diffuser-downlight-g2_93120963_led-downlight-d2-tu6-ip44-12w-830-s-ds.pdf
https://catalog.tungsram.com/files/sheet/ip44-diffuser-downlight-g2_93120962_led-downlight-d2-tu4-ip44-10w-860-s-ds.pdf
https://catalog.tungsram.com/files/sheet/ip44-diffuser-downlight-g2_93120961_led-downlight-d2-tu4-ip44-10w-840-s-ds.pdf
https://catalog.tungsram.com/files/sheet/ip44-diffuser-downlight-g2_93120956_led-downlight-d2-tu4-ip44-10w-830-s-ds.pdf
https://catalog.tungsram.com/files/sheet/ip44-diffuser-downlight-g2_93120955_led-downlight-d2-tu8-ip44-22w-860-s.pdf
https://catalog.tungsram.com/files/sheet/ip44-diffuser-downlight-g2_93120954_led-downlight-d2-tu8-ip44-22w-840-s.pdf
https://catalog.tungsram.com/files/sheet/ip44-diffuser-downlight-g2_93120953_led-downlight-d2-tu8-ip44-22w-830-s.pdf
https://catalog.tungsram.com/files/sheet/ip44-diffuser-downlight-g2_93120952_led-downlight-d2-tu6-ip44-18w-860-s.pdf
https://catalog.tungsram.com/files/sheet/ip44-diffuser-downlight-g2_93120951_led-downlight-d2-tu6-ip44-18w-840-s.pdf
https://catalog.tungsram.com/files/sheet/ip44-diffuser-downlight-g2_93120950_led-downlight-d2-tu6-ip44-18w-830-s.pdf
https://catalog.tungsram.com/files/sheet/ip44-diffuser-downlight-g2_93120949_led-downlight-d2-tu6-ip44-12w-860-s.pdf
https://catalog.tungsram.com/files/sheet/ip44-diffuser-downlight-g2_93120948_led-downlight-d2-tu6-ip44-12w-840-s.pdf
https://catalog.tungsram.com/files/sheet/ip44-diffuser-downlight-g2_93120947_led-downlight-d2-tu6-ip44-12w-830-s.pdf
https://catalog.tungsram.com/files/sheet/ip44-diffuser-downlight-g2_93120946_led-downlight-d2-tu4-ip44-10w-860-s.pdf
https://catalog.tungsram.com/files/sheet/t5-batten-switch-g2_93120921_led-batten-g2-tu-ip20-16w-4ft-865-s-ds.pdf
https://catalog.tungsram.com/files/sheet/t5-batten-switch-g2_93120920_led-batten-g2-tu-ip20-16w-4ft-840-s-ds.pdf
https://catalog.tungsram.com/files/sheet/t5-batten-switch-g2_93120938_led-batten-g2-tu-ip20-16w-4ft-840-s.pdf
https://catalog.tungsram.com/files/sheet/t5-batten-switch-g2_93120937_led-batten-g2-tu-ip20-16w-4ft-830-s.pdf
https://catalog.tungsram.com/files/sheet/t5-batten-switch-g2_93120919_led-batten-g2-tu-ip20-12w-3ft-865-s-ds.pdf
https://catalog.tungsram.com/files/sheet/t5-batten-switch-g2_93120918_led-batten-g2-tu-ip20-12w-3ft-840-s-ds.pdf
https://catalog.tungsram.com/files/sheet/t5-batten-switch-g2_93120936_led-batten-g2-tu-ip20-12w-3ft-840-s.pdf
https://catalog.tungsram.com/files/sheet/t5-batten-switch-g2_93120935_led-batten-g2-tu-ip20-12w-3ft-830-s.pdf
https://catalog.tungsram.com/files/sheet/t5-batten-switch-g2_93120917_led-batten-g2-tu-ip20-8w-2ft-865-s-ds.pdf
https://catalog.tungsram.com/files/sheet/t5-batten-switch-g2_93120916_led-batten-g2-tu-ip20-8w-2ft-840-s-ds.pdf
https://catalog.tungsram.com/files/sheet/t5-batten-switch-g2_93120934_led-batten-g2-tu-ip20-8w-2ft-840-s.pdf
https://catalog.tungsram.com/files/sheet/t5-batten-switch-g2_93120933_led-batten-g2-tu-ip20-8w-2ft-830-s.pdf
https://catalog.tungsram.com/files/sheet/mariner-standard_93120980_led-mariner-st-g2-tu-5-54w-865-s-trds.pdf
https://catalog.tungsram.com/files/sheet/mariner-standard_93120979_led-mariner-st-g2-tu-5-54w-840-s-trds.pdf
https://catalog.tungsram.com/files/sheet/mariner-standard_93120978_led-mariner-st-g2-tu-4-46w-865-s-trds.pdf
https://catalog.tungsram.com/files/sheet/mariner-standard_93120977_led-mariner-st-g2-tu-4-46w-840-s-trds.pdf
https://catalog.tungsram.com/files/sheet/mariner-standard_93120922_led-mariner-st-g2-tu-5-54w-865-s-ds.pdf
https://catalog.tungsram.com/files/sheet/mariner-standard_93120940_led-mariner-st-g2-tu-5-54w-840-s-ds.pdf
https://catalog.tungsram.com/files/sheet/mariner-standard_93120874_led-mariner-st-g2-tu-5-28w-865-s-ds.pdf
https://catalog.tungsram.com/files/sheet/mariner-standard_93120873_led-mariner-st-g2-tu-5-28w-840-s-ds.pdf
https://catalog.tungsram.com/files/sheet/mariner-standard_93120939_led-mariner-st-g2-tu-4-46w-865-s-ds.pdf
https://catalog.tungsram.com/files/sheet/mariner-standard_93120875_led-mariner-st-g2-tu-4-46w-840-s-ds.pdf
https://catalog.tungsram.com/files/sheet/mariner-standard_93120872_led-mariner-st-g2-tu-4-22w-865-s-ds.pdf
https://catalog.tungsram.com/files/sheet/mariner-standard_93120871_led-mariner-st-g2-tu-4-22w-840-s-ds.pdf
https://catalog.tungsram.com/files/sheet/mariner-standard_93120870_led-mariner-st-g2-tu-2-22w-865-s-ds.pdf
https://catalog.tungsram.com/files/sheet/mariner-standard_93120869_led-mariner-st-g2-tu-2-22w-840-s-ds.pdf
https://catalog.tungsram.com/files/sheet/mariner-standard_93120868_led-mariner-st-g2-tu-2-12w-865-s-ds.pdf
https://catalog.tungsram.com/files/sheet/mariner-standard_93120867_led-mariner-st-g2-tu-2-12w-840-s-ds.pdf
https://catalog.tungsram.com/files/sheet/mariner-standard_93120932_led-mariner-st-g2-tu-5-54w-865-s.pdf
https://catalog.tungsram.com/files/sheet/mariner-standard_93120942_led-mariner-st-g2-tu-5-54w-840-s.pdf
https://catalog.tungsram.com/files/sheet/mariner-standard_93120930_led-mariner-st-g2-tu-5-28w-865-s.pdf
https://catalog.tungsram.com/files/sheet/mariner-standard_93120929_led-mariner-st-g2-tu-5-28w-840-s.pdf
https://catalog.tungsram.com/files/sheet/mariner-standard_93120941_led-mariner-st-g2-tu-4-46w-865-s.pdf
https://catalog.tungsram.com/files/sheet/mariner-standard_93120931_led-mariner-st-g2-tu-4-46w-840-s.pdf
https://catalog.tungsram.com/files/sheet/mariner-standard_93120928_led-mariner-st-g2-tu-4-22w-865-s.pdf
https://catalog.tungsram.com/files/sheet/mariner-standard_93120927_led-mariner-st-g2-tu-4-22w-840-s.pdf
https://catalog.tungsram.com/files/sheet/mariner-standard_93120926_led-mariner-st-g2-tu-2-22w-865-s.pdf
https://catalog.tungsram.com/files/sheet/mariner-standard_93120925_led-mariner-st-g2-tu-2-22w-840-s.pdf
https://catalog.tungsram.com/files/sheet/mariner-standard_93120924_led-mariner-st-g2-tu-2-12w-865-s.pdf
https://catalog.tungsram.com/files/sheet/mariner-standard_93120923_led-mariner-st-g2-tu-2-12w-840-s.pdf
https://catalog.tungsram.com/files/sheet/linear-indirect_93119122_tu-linear-indirect-50w-16-840-s11-st-g1b.pdf
https://catalog.tungsram.com/files/sheet/linear-indirect_93119121_tu-linear-indirect-50w-16-830-s11-st-g1b.pdf
https://catalog.tungsram.com/files/sheet/linear-indirect_93119120_tu-linear-indirect-40w-16-840-s11-st-g1b.pdf
https://catalog.tungsram.com/files/sheet/linear-indirect_93119119_tu-linear-indirect-40w-16-830-s11-st-g1b.pdf
https://catalog.tungsram.com/files/sheet/linear-indirect_93119118_tu-linear-indirect-38w-12-840-s11-st-g1b.pdf
https://catalog.tungsram.com/files/sheet/linear-indirect_93119117_tu-linear-indirect-38w-12-830-s11-st-g1b.pdf
https://catalog.tungsram.com/files/sheet/linear-indirect_93119116_tu-linear-indirect-30w-12-840-s11-st-g1b.pdf
https://catalog.tungsram.com/files/sheet/linear-indirect_93119115_tu-linear-indirect-30w-12-830-s11-st-g1b.pdf
https://catalog.tungsram.com/files/sheet/smix_93120160_smix-2-ccc-120-50-n-sp-c1-pc1-u60.pdf
https://catalog.tungsram.com/files/sheet/smix_93120159_smix-2-ccc-150-50-n-sp-c1-pc1-u60.pdf
https://catalog.tungsram.com/files/sheet/swiftlux_93119497_swiftlux-g1-6-72w-840-s-em.pdf
https://catalog.tungsram.com/files/sheet/swiftlux_93119491_swiftlux-g1-6-56w-840-s-em.pdf
https://catalog.tungsram.com/files/sheet/swiftlux_93119496_swiftlux-g1-5-60w-840-s-em.pdf
https://catalog.tungsram.com/files/sheet/swiftlux_93119490_swiftlux-g1-5-39w-840-s-em.pdf
https://catalog.tungsram.com/files/sheet/swiftlux_93119495_swiftlux-g1-4-40w-840-s-em.pdf
https://catalog.tungsram.com/files/sheet/swiftlux_93119489_swiftlux-g1-4-25w-840-s-em.pdf
https://catalog.tungsram.com/files/sheet/swiftlux_93120343_swiftlux-g1-6-72w-840-d-ds.pdf
https://catalog.tungsram.com/files/sheet/swiftlux_93120342_swiftlux-g1-5-62w-840-d-ds.pdf
https://catalog.tungsram.com/files/sheet/swiftlux_93120341_swiftlux-g1-4-40w-840-d-ds.pdf
https://catalog.tungsram.com/files/sheet/swiftlux_93119508_swiftlux-g1-6-72w-840-d.pdf
https://catalog.tungsram.com/files/sheet/swiftlux_93119505_swiftlux-g1-6-56w-840-d.pdf
https://catalog.tungsram.com/files/sheet/swiftlux_93119507_swiftlux-g1-5-62w-840-d.pdf
https://catalog.tungsram.com/files/sheet/swiftlux_93119504_swiftlux-g1-5-38w-840-d.pdf
https://catalog.tungsram.com/files/sheet/swiftlux_93119506_swiftlux-g1-4-40w-840-d.pdf
https://catalog.tungsram.com/files/sheet/swiftlux_93119503_swiftlux-g1-4-23w-840-d.pdf
https://catalog.tungsram.com/files/sheet/swiftlux_93120338_swiftlux-g1-6-52w-840-s-ms-ds.pdf
https://catalog.tungsram.com/files/sheet/swiftlux_93120340_swiftlux-g1-5-55w-840-s-ms-ds.pdf
https://catalog.tungsram.com/files/sheet/swiftlux_93120337_swiftlux-g1-5-34w-840-s-ms-ds.pdf
https://catalog.tungsram.com/files/sheet/swiftlux_93120339_swiftlux-g1-4-38w-840-s-ms-ds.pdf
https://catalog.tungsram.com/files/sheet/swiftlux_93120336_swiftlux-g1-4-21w-840-s-ms-ds.pdf
https://catalog.tungsram.com/files/sheet/swiftlux_93119500_swiftlux-g1-6-52w-840-s-ms.pdf
https://catalog.tungsram.com/files/sheet/swiftlux_93119502_swiftlux-g1-5-55w-840-s-ms.pdf
https://catalog.tungsram.com/files/sheet/swiftlux_93119499_swiftlux-g1-5-34w-840-s-ms.pdf
https://catalog.tungsram.com/files/sheet/swiftlux_93119501_swiftlux-g1-4-38w-840-s-ms.pdf
https://catalog.tungsram.com/files/sheet/swiftlux_93119498_swiftlux-g1-4-21w-840-s-ms.pdf
https://catalog.tungsram.com/files/sheet/swiftlux_93120335_swiftlux-g1-6-69w-840-s-ds.pdf
https://catalog.tungsram.com/files/sheet/swiftlux_93120332_swiftlux-g1-6-53w-840-s-ds.pdf
https://catalog.tungsram.com/files/sheet/swiftlux_93120334_swiftlux-g1-5-57w-840-s-ds.pdf
https://catalog.tungsram.com/files/sheet/swiftlux_93120331_swiftlux-g1-5-36w-840-s-ds.pdf
https://catalog.tungsram.com/files/sheet/swiftlux_93120333_swiftlux-g1-4-37w-840-s-ds.pdf
https://catalog.tungsram.com/files/sheet/swiftlux_93120330_swiftlux-g1-4-22w-840-s-ds.pdf
https://catalog.tungsram.com/files/sheet/swiftlux_93119494_swiftlux-g1-6-69w-840-s.pdf
https://catalog.tungsram.com/files/sheet/swiftlux_93119488_swiftlux-g1-6-53w-840-s.pdf
https://catalog.tungsram.com/files/sheet/swiftlux_93119493_swiftlux-g1-5-57w-840-s.pdf
https://catalog.tungsram.com/files/sheet/swiftlux_93119487_swiftlux-g1-5-36w-840-s.pdf
https://catalog.tungsram.com/files/sheet/swiftlux_93119492_swiftlux-g1-4-37w-840-s.pdf
https://catalog.tungsram.com/files/sheet/swiftlux_93119486_swiftlux-g1-4-22w-840-s.pdf
https://catalog.tungsram.com/files/sheet/fialux_93120237_fialux-1x4-d1-36w-840-19.pdf
https://catalog.tungsram.com/files/sheet/fialux_93120236_fialux-1x4-d1-36w-830-19.pdf
https://catalog.tungsram.com/files/sheet/fialux_93120235_fialux-2x2-d1-36w-840-19.pdf
https://catalog.tungsram.com/files/sheet/fialux_93120234_fialux-2x2-d1-36w-830-19.pdf
https://catalog.tungsram.com/files/sheet/fialux_93120233_fialux-1x4-s2-36w-840-19.pdf
https://catalog.tungsram.com/files/sheet/fialux_93120232_fialux-1x4-s2-36w-830-19.pdf
https://catalog.tungsram.com/files/sheet/fialux_93120231_fialux-1x4-s1-31w-840-19.pdf
https://catalog.tungsram.com/files/sheet/fialux_93120230_fialux-1x4-s1-31w-830-19.pdf
https://catalog.tungsram.com/files/sheet/fialux_93120229_fialux-1x4-s1-27w-840-19.pdf
https://catalog.tungsram.com/files/sheet/fialux_93120228_fialux-1x4-s1-27w-830-19.pdf
https://catalog.tungsram.com/files/sheet/fialux_93120227_fialux-1x4-s2-21w-840-19.pdf
https://catalog.tungsram.com/files/sheet/fialux_93120226_fialux-1x4-s2-21w-830-19.pdf
https://catalog.tungsram.com/files/sheet/fialux_93120225_fialux-2x2-s2-36w-840-19.pdf
https://catalog.tungsram.com/files/sheet/fialux_93120224_fialux-2x2-s2-36w-830-19.pdf
https://catalog.tungsram.com/files/sheet/fialux_93120223_fialux-2x2-s1-31w-840-19.pdf
https://catalog.tungsram.com/files/sheet/fialux_93120222_fialux-2x2-s1-31w-830-19.pdf
https://catalog.tungsram.com/files/sheet/fialux_93120221_fialux-2x2-s1-27w-840-19.pdf
https://catalog.tungsram.com/files/sheet/fialux_93120220_fialux-2x2-s1-27w-830-19.pdf
https://catalog.tungsram.com/files/sheet/fialux_93120219_fialux-2x2-s2-21w-840-19.pdf
https://catalog.tungsram.com/files/sheet/fialux_93120218_fialux-2x2-s2-21w-830-19.pdf
https://catalog.tungsram.com/files/sheet/nobila_tbd_nbl-1-cf-90-2-7.pdf
https://catalog.tungsram.com/files/sheet/nobila_tbd_nbl-1-ce-90-2-7.pdf
https://catalog.tungsram.com/files/sheet/nobila_tbd_nbl-1-cc-90-2-7.pdf
https://catalog.tungsram.com/files/sheet/nobila_tbd_nbl-1-sf-90-2-7.pdf
https://catalog.tungsram.com/files/sheet/nobila_tbd_nbl-1-se-90-2-7.pdf
https://catalog.tungsram.com/files/sheet/nobila_tbd_nbl-1-sc-90-2-7.pdf
https://catalog.tungsram.com/files/sheet/nobila_tbd_nbl-1-af-90-2-7.pdf
https://catalog.tungsram.com/files/sheet/nobila_tbd_nbl-1-ae-90-2-7.pdf
https://catalog.tungsram.com/files/sheet/nobila_tbd_nbl-1-ac-90-2-7.pdf
https://catalog.tungsram.com/files/sheet/nobila_tbd_nbl-1-cf-80-2-7.pdf
https://catalog.tungsram.com/files/sheet/nobila_tbd_nbl-1-ce-80-2-7.pdf
https://catalog.tungsram.com/files/sheet/nobila_tbd_nbl-1-cc-80-2-7.pdf
https://catalog.tungsram.com/files/sheet/nobila_tbd_nbl-1-sf-80-2-7.pdf
https://catalog.tungsram.com/files/sheet/nobila_tbd_nbl-1-se-80-2-7.pdf
https://catalog.tungsram.com/files/sheet/nobila_tbd_nbl-1-sc-80-2-7.pdf
https://catalog.tungsram.com/files/sheet/nobila_tbd_nbl-1-af-80-2-7.pdf
https://catalog.tungsram.com/files/sheet/nobila_tbd_nbl-1-ae-80-2-7.pdf
https://catalog.tungsram.com/files/sheet/nobila_tbd_nbl-1-ac-80-2-7.pdf
https://catalog.tungsram.com/files/sheet/nobila_tbd_nbl-1-cf-70-2-7.pdf
https://catalog.tungsram.com/files/sheet/nobila_tbd_nbl-1-ce-70-2-7.pdf
https://catalog.tungsram.com/files/sheet/nobila_tbd_nbl-1-cc-70-2-7.pdf
https://catalog.tungsram.com/files/sheet/nobila_tbd_nbl-1-sf-70-2-7.pdf
https://catalog.tungsram.com/files/sheet/nobila_tbd_nbl-1-se-70-2-7.pdf
https://catalog.tungsram.com/files/sheet/nobila_tbd_nbl-1-sc-70-2-7.pdf
https://catalog.tungsram.com/files/sheet/nobila_tbd_nbl-1-af-70-2-7.pdf
https://catalog.tungsram.com/files/sheet/nobila_tbd_nbl-1-ae-70-2-7.pdf
https://catalog.tungsram.com/files/sheet/nobila_tbd_nbl-1-ac-70-2-7.pdf
https://catalog.tungsram.com/files/sheet/nobila_tbd_nbl-1-cf-60-2-7.pdf
https://catalog.tungsram.com/files/sheet/nobila_tbd_nbl-1-ce-60-2-7.pdf
https://catalog.tungsram.com/files/sheet/nobila_tbd_nbl-1-cc-60-2-7.pdf
https://catalog.tungsram.com/files/sheet/nobila_tbd_nbl-1-sf-60-2-7.pdf
https://catalog.tungsram.com/files/sheet/nobila_tbd_nbl-1-se-60-2-7.pdf
https://catalog.tungsram.com/files/sheet/nobila_tbd_nbl-1-sc-60-2-7.pdf
https://catalog.tungsram.com/files/sheet/nobila_tbd_nbl-1-af-60-2-7.pdf
https://catalog.tungsram.com/files/sheet/nobila_tbd_nbl-1-ae-60-2-7.pdf
https://catalog.tungsram.com/files/sheet/nobila_tbd_nbl-1-ac-60-2-7.pdf
https://catalog.tungsram.com/files/sheet/nobila_tbd_nbl-1-cf-50-2-7.pdf
https://catalog.tungsram.com/files/sheet/nobila_tbd_nbl-1-ce-50-2-7.pdf
https://catalog.tungsram.com/files/sheet/nobila_tbd_nbl-1-cc-50-2-7.pdf
https://catalog.tungsram.com/files/sheet/nobila_tbd_nbl-1-sf-50-2-7.pdf
https://catalog.tungsram.com/files/sheet/nobila_tbd_nbl-1-se-50-2-7.pdf
https://catalog.tungsram.com/files/sheet/nobila_tbd_nbl-1-sc-50-2-7.pdf
https://catalog.tungsram.com/files/sheet/nobila_tbd_nbl-1-af-50-2-7.pdf
https://catalog.tungsram.com/files/sheet/nobila_tbd_nbl-1-ae-50-2-7.pdf
https://catalog.tungsram.com/files/sheet/nobila_tbd_nbl-1-ac-50-2-7.pdf
https://catalog.tungsram.com/files/sheet/nobila_tbd_nbl-1-cf-40-2-7.pdf
https://catalog.tungsram.com/files/sheet/nobila_tbd_nbl-1-ce-40-2-7.pdf
https://catalog.tungsram.com/files/sheet/nobila_tbd_nbl-1-cc-40-2-7.pdf
https://catalog.tungsram.com/files/sheet/nobila_tbd_nbl-1-sf-40-2-7.pdf
https://catalog.tungsram.com/files/sheet/nobila_tbd_nbl-1-se-40-2-7.pdf
https://catalog.tungsram.com/files/sheet/nobila_tbd_nbl-1-sc-40-2-7.pdf
https://catalog.tungsram.com/files/sheet/nobila_tbd_nbl-1-af-40-2-7.pdf
https://catalog.tungsram.com/files/sheet/nobila_tbd_nbl-1-ae-40-2-7.pdf
https://catalog.tungsram.com/files/sheet/nobila_tbd_nbl-1-ac-40-2-7.pdf
https://catalog.tungsram.com/files/sheet/nobila_tbd_nbl-1-cf-30-2-7.pdf
https://catalog.tungsram.com/files/sheet/nobila_tbd_nbl-1-ce-30-2-7.pdf
https://catalog.tungsram.com/files/sheet/nobila_tbd_nbl-1-cc-30-2-7.pdf
https://catalog.tungsram.com/files/sheet/nobila_tbd_nbl-1-sf-30-2-7.pdf
https://catalog.tungsram.com/files/sheet/nobila_tbd_nbl-1-se-30-2-7.pdf
https://catalog.tungsram.com/files/sheet/nobila_tbd_nbl-1-sc-30-2-7.pdf
https://catalog.tungsram.com/files/sheet/nobila_tbd_nbl-1-af-30-2-7.pdf
https://catalog.tungsram.com/files/sheet/nobila_tbd_nbl-1-ae-30-2-7.pdf
https://catalog.tungsram.com/files/sheet/nobila_tbd_nbl-1-ac-30-2-7.pdf
https://catalog.tungsram.com/files/sheet/nobila_tbd_nbl-1-cf-20-2-7.pdf
https://catalog.tungsram.com/files/sheet/nobila_tbd_nbl-1-ce-20-2-7.pdf
https://catalog.tungsram.com/files/sheet/nobila_tbd_nbl-1-cc-20-2-7.pdf
https://catalog.tungsram.com/files/sheet/nobila_tbd_nbl-1-sf-20-2-7.pdf
https://catalog.tungsram.com/files/sheet/nobila_tbd_nbl-1-se-20-2-7.pdf
https://catalog.tungsram.com/files/sheet/nobila_tbd_nbl-1-sc-20-2-7.pdf
https://catalog.tungsram.com/files/sheet/nobila_tbd_nbl-1-af-20-2-7.pdf
https://catalog.tungsram.com/files/sheet/nobila_tbd_nbl-1-ae-20-2-7.pdf
https://catalog.tungsram.com/files/sheet/nobila_tbd_nbl-1-ac-20-2-7.pdf
https://catalog.tungsram.com/files/sheet/nobila_tbd_nbl-1-ah-90-2-7.pdf
https://catalog.tungsram.com/files/sheet/nobila_tbd_nbl-1-ah-80-2-7.pdf
https://catalog.tungsram.com/files/sheet/nobila_tbd_nbl-1-ah-70-2-7.pdf
https://catalog.tungsram.com/files/sheet/nobila_tbd_nbl-1-ah-60-2-7.pdf
https://catalog.tungsram.com/files/sheet/nobila_tbd_nbl-1-ah-50-2-7.pdf
https://catalog.tungsram.com/files/sheet/nobila_tbd_nbl-1-ah-40-2-7.pdf
https://catalog.tungsram.com/files/sheet/nobila_tbd_nbl-1-ah-30-2-7.pdf
https://catalog.tungsram.com/files/sheet/nobila_tbd_nbl-1-ah-20-2-7.pdf
https://catalog.tungsram.com/files/sheet/tungsram-high-bay-ip66_tbd_tu-hb-ip66-g1-2h45-5k80-l9-nl-st-qc-w1.pdf
https://catalog.tungsram.com/files/sheet/tungsram-high-bay-ip66_tbd_tu-hb-ip66-g1-2h30-5k80-l9-nl-st-qc-w1.pdf
https://catalog.tungsram.com/files/sheet/tungsram-high-bay-ip66_tbd_tu-hb-ip66-g1-1h20-5k80-l9-nl-st-qc-w1.pdf
https://catalog.tungsram.com/files/sheet/tungsram-high-bay-ip66_tbd_tu-hb-ip66-g1-1h10-5k80-l9-nl-st-qc-w1.pdf
https://catalog.tungsram.com/files/sheet/tungsram-high-bay-ip66_tbd_tu-hb-ip65-g1-2h45-5k80-l9-rf-st-qc-w1.pdf
https://catalog.tungsram.com/files/sheet/tungsram-high-bay-ip66_tbd_tu-hb-ip65-g1-2h30-5k80-l9-rf-st-qc-w1.pdf
https://catalog.tungsram.com/files/sheet/tungsram-high-bay-ip66_tbd_tu-hb-ip65-g1-1h20-5k80-l9-rf-st-qc-w1.pdf
https://catalog.tungsram.com/files/sheet/tungsram-high-bay-ip66_tbd_tu-hb-ip65-g1-1h10-5k80-l9-rf-st-qc-w1.pdf
https://catalog.tungsram.com/files/sheet/tungsram-high-bay-ip66_tbd_tu-hb-ip66-g1-2h45-5k80-l9-dl-st-qc-w1.pdf
https://catalog.tungsram.com/files/sheet/tungsram-high-bay-ip66_tbd_tu-hb-ip66-g1-2h30-5k80-l9-dl-st-qc-w1.pdf
https://catalog.tungsram.com/files/sheet/tungsram-high-bay-ip66_tbd_tu-hb-ip66-g1-1h20-5k80-l9-dl-st-qc-w1.pdf
https://catalog.tungsram.com/files/sheet/tungsram-high-bay-ip66_tbd_tu-hb-ip66-g1-1h10-5k80-l9-dl-st-qc-w1.pdf
https://catalog.tungsram.com/files/sheet/tungsram-high-bay-ip66_tbd_tu-hb-ip65-g1-1s30-5k80-l9-rf-st-qc-w1.pdf
https://catalog.tungsram.com/files/sheet/tungsram-high-bay-ip66_tbd_tu-hb-ip65-g1-1s20-5k80-l9-rf-st-qc-w1.pdf
https://catalog.tungsram.com/files/sheet/tungsram-high-bay-ip66_tbd_tu-hb-ip65-g1-1s10-5k80-l9-rf-st-qc-w1.pdf
https://catalog.tungsram.com/files/sheet/tungsram-high-bay-ip66_tbd_tu-hb-ip66-g1-1s30-5k80-l9-dl-st-qc-w1.pdf
https://catalog.tungsram.com/files/sheet/tungsram-high-bay-ip66_tbd_tu-hb-ip66-g1-1s20-5k80-l9-dl-st-qc-w1.pdf
https://catalog.tungsram.com/files/sheet/tungsram-high-bay-ip66_tbd_tu-hb-ip66-g1-1s10-5k80-l9-dl-st-qc-w1.pdf
https://catalog.tungsram.com/files/sheet/tungsram-high-bay-ip66_tbd_tu-hb-ip65-g1-1s30-5k80-l9-sn-st-qc-w1.pdf
https://catalog.tungsram.com/files/sheet/tungsram-high-bay-ip66_tbd_tu-hb-ip65-g1-1s20-5k80-l9-sn-st-qc-w1.pdf
https://catalog.tungsram.com/files/sheet/tungsram-high-bay-ip66_tbd_tu-hb-ip65-g1-1s10-5k80-l9-sn-st-qc-w1.pdf
https://catalog.tungsram.com/files/sheet/tungsram-high-bay-ip66_tbd_tu-hb-ip66-g1-1s30-5k80-l9-fx-st-qc-w1.pdf
https://catalog.tungsram.com/files/sheet/tungsram-high-bay-ip66_tbd_tu-hb-ip66-g1-1s20-5k80-l9-fx-st-qc-w1.pdf
https://catalog.tungsram.com/files/sheet/tungsram-high-bay-ip66_tbd_tu-hb-ip66-g1-1s10-5k80-l9-fx-st-qc-w1.pdf
https://catalog.tungsram.com/files/sheet/tungsram-high-bay-ip66_tbd_tu-hb-ip66-g1-2h45-4k80-l9-nl-st-qc-w1.pdf
https://catalog.tungsram.com/files/sheet/tungsram-high-bay-ip66_tbd_tu-hb-ip66-g1-2h30-4k80-l9-nl-st-qc-w1.pdf
https://catalog.tungsram.com/files/sheet/tungsram-high-bay-ip66_tbd_tu-hb-ip66-g1-1h20-4k80-l9-nl-st-qc-w1.pdf
https://catalog.tungsram.com/files/sheet/tungsram-high-bay-ip66_tbd_tu-hb-ip66-g1-1h10-4k80-l9-nl-st-qc-w1.pdf
https://catalog.tungsram.com/files/sheet/tungsram-high-bay-ip66_tbd_tu-hb-ip65-g1-2h45-4k80-l9-rf-st-qc-w1.pdf
https://catalog.tungsram.com/files/sheet/tungsram-high-bay-ip66_tbd_tu-hb-ip65-g1-2h30-4k80-l9-rf-st-qc-w1.pdf
https://catalog.tungsram.com/files/sheet/tungsram-high-bay-ip66_tbd_tu-hb-ip65-g1-1h20-4k80-l9-rf-st-qc-w1.pdf
https://catalog.tungsram.com/files/sheet/tungsram-high-bay-ip66_tbd_tu-hb-ip65-g1-1h10-4k80-l9-rf-st-qc-w1.pdf
https://catalog.tungsram.com/files/sheet/tungsram-high-bay-ip66_tbd_tu-hb-ip66-g1-2h45-4k80-l9-dl-st-qc-w1.pdf
https://catalog.tungsram.com/files/sheet/tungsram-high-bay-ip66_tbd_tu-hb-ip66-g1-2h30-4k80-l9-dl-st-qc-w1.pdf
https://catalog.tungsram.com/files/sheet/tungsram-high-bay-ip66_tbd_tu-hb-ip66-g1-1h20-4k80-l9-dl-st-qc-w1.pdf
https://catalog.tungsram.com/files/sheet/tungsram-high-bay-ip66_tbd_tu-hb-ip66-g1-1h10-4k80-l9-dl-st-qc-w1.pdf
https://catalog.tungsram.com/files/sheet/tungsram-high-bay-ip66_tbd_tu-hb-ip65-g1-1s30-4k80-l9-rf-st-qc-w1.pdf
https://catalog.tungsram.com/files/sheet/tungsram-high-bay-ip66_tbd_tu-hb-ip65-g1-1s20-4k80-l9-rf-st-qc-w1.pdf
https://catalog.tungsram.com/files/sheet/tungsram-high-bay-ip66_tbd_tu-hb-ip65-g1-1s10-4k80-l9-rf-st-qc-w1.pdf
https://catalog.tungsram.com/files/sheet/tungsram-high-bay-ip66_tbd_tu-hb-ip66-g1-1s30-4k80-l9-dl-st-qc-w1.pdf
https://catalog.tungsram.com/files/sheet/tungsram-high-bay-ip66_tbd_tu-hb-ip66-g1-1s20-4k80-l9-dl-st-qc-w1.pdf
https://catalog.tungsram.com/files/sheet/tungsram-high-bay-ip66_tbd_tu-hb-ip66-g1-1s10-4k80-l9-dl-st-qc-w1.pdf
https://catalog.tungsram.com/files/sheet/tungsram-high-bay-ip66_tbd_tu-hb-ip65-g1-1s30-4k80-l9-sn-st-qc-w1.pdf
https://catalog.tungsram.com/files/sheet/tungsram-high-bay-ip66_tbd_tu-hb-ip65-g1-1s20-4k80-l9-sn-st-qc-w1.pdf
https://catalog.tungsram.com/files/sheet/tungsram-high-bay-ip66_tbd_tu-hb-ip65-g1-1s10-4k80-l9-sn-st-qc-w1.pdf
https://catalog.tungsram.com/files/sheet/tungsram-high-bay-ip66_tbd_tu-hb-ip66-g1-1s30-4k80-l9-fx-st-qc-w1.pdf
https://catalog.tungsram.com/files/sheet/tungsram-high-bay-ip66_tbd_tu-hb-ip66-g1-1s20-4k80-l9-fx-st-qc-w1.pdf
https://catalog.tungsram.com/files/sheet/tungsram-high-bay-ip66_tbd_tu-hb-ip66-g1-1s10-4k80-l9-fx-st-qc-w1.pdf
https://catalog.tungsram.com/files/sheet/tungsram-high-bay-ip66_tbd_tu-hb-ip66-g1-2h45-5k70-l9-nl-st-qc-w1.pdf
https://catalog.tungsram.com/files/sheet/tungsram-high-bay-ip66_tbd_tu-hb-ip66-g1-2h30-5k70-l9-nl-st-qc-w1.pdf
https://catalog.tungsram.com/files/sheet/tungsram-high-bay-ip66_tbd_tu-hb-ip66-g1-1h20-5k70-l9-nl-st-qc-w1.pdf
https://catalog.tungsram.com/files/sheet/tungsram-high-bay-ip66_tbd_tu-hb-ip66-g1-1h10-5k70-l9-nl-st-qc-w1.pdf
https://catalog.tungsram.com/files/sheet/tungsram-high-bay-ip66_tbd_tu-hb-ip65-g1-2h45-5k70-l9-rf-st-qc-w1.pdf
https://catalog.tungsram.com/files/sheet/tungsram-high-bay-ip66_tbd_tu-hb-ip65-g1-2h30-5k70-l9-rf-st-qc-w1.pdf
https://catalog.tungsram.com/files/sheet/tungsram-high-bay-ip66_tbd_tu-hb-ip65-g1-1h20-5k70-l9-rf-st-qc-w1.pdf
https://catalog.tungsram.com/files/sheet/tungsram-high-bay-ip66_tbd_tu-hb-ip65-g1-1h10-5k70-l9-rf-st-qc-w1.pdf
https://catalog.tungsram.com/files/sheet/tungsram-high-bay-ip66_tbd_tu-hb-ip66-g1-2h45-5k70-l9-dl-st-qc-w1.pdf
https://catalog.tungsram.com/files/sheet/tungsram-high-bay-ip66_tbd_tu-hb-ip66-g1-2h30-5k70-l9-dl-st-qc-w1.pdf
https://catalog.tungsram.com/files/sheet/tungsram-high-bay-ip66_tbd_tu-hb-ip66-g1-1h20-5k70-l9-dl-st-qc-w1.pdf
https://catalog.tungsram.com/files/sheet/tungsram-high-bay-ip66_tbd_tu-hb-ip66-g1-1h10-5k70-l9-dl-st-qc-w1.pdf
https://catalog.tungsram.com/files/sheet/tungsram-high-bay-ip66_tbd_tu-hb-ip65-g1-1s30-5k70-l9-rf-st-qc-w1.pdf
https://catalog.tungsram.com/files/sheet/tungsram-high-bay-ip66_tbd_tu-hb-ip65-g1-1s20-5k70-l9-rf-st-qc-w1.pdf
https://catalog.tungsram.com/files/sheet/tungsram-high-bay-ip66_tbd_tu-hb-ip65-g1-1s10-5k70-l9-rf-st-qc-w1.pdf
https://catalog.tungsram.com/files/sheet/tungsram-high-bay-ip66_tbd_tu-hb-ip66-g1-1s30-5k70-l9-dl-st-qc-w1.pdf
https://catalog.tungsram.com/files/sheet/tungsram-high-bay-ip66_tbd_tu-hb-ip66-g1-1s20-5k70-l9-dl-st-qc-w1.pdf
https://catalog.tungsram.com/files/sheet/tungsram-high-bay-ip66_tbd_tu-hb-ip66-g1-1s10-5k70-l9-dl-st-qc-w1.pdf
https://catalog.tungsram.com/files/sheet/tungsram-high-bay-ip66_tbd_tu-hb-ip65-g1-1s30-5k70-l9-sn-st-qc-w1.pdf
https://catalog.tungsram.com/files/sheet/tungsram-high-bay-ip66_tbd_tu-hb-ip65-g1-1s20-5k70-l9-sn-st-qc-w1.pdf
https://catalog.tungsram.com/files/sheet/tungsram-high-bay-ip66_tbd_tu-hb-ip65-g1-1s10-5k70-l9-sn-st-qc-w1.pdf
https://catalog.tungsram.com/files/sheet/tungsram-high-bay-ip66_tbd_tu-hb-ip66-g1-1s30-5k70-l9-fx-st-qc-w1.pdf
https://catalog.tungsram.com/files/sheet/tungsram-high-bay-ip66_tbd_tu-hb-ip66-g1-1s20-5k70-l9-fx-st-qc-w1.pdf
https://catalog.tungsram.com/files/sheet/tungsram-high-bay-ip66_tbd_tu-hb-ip66-g1-1s10-5k70-l9-fx-st-qc-w1.pdf
https://catalog.tungsram.com/files/sheet/tungsram-high-bay-ip66_tbd_tu-hb-ip66-g1-2h45-4k70-l9-nl-st-qc-w1.pdf
https://catalog.tungsram.com/files/sheet/tungsram-high-bay-ip66_tbd_tu-hb-ip66-g1-2h30-4k70-l9-nl-st-qc-w1.pdf
https://catalog.tungsram.com/files/sheet/tungsram-high-bay-ip66_tbd_tu-hb-ip66-g1-1h20-4k70-l9-nl-st-qc-w1.pdf
https://catalog.tungsram.com/files/sheet/tungsram-high-bay-ip66_tbd_tu-hb-ip66-g1-1h10-4k70-l9-nl-st-qc-w1.pdf
https://catalog.tungsram.com/files/sheet/tungsram-high-bay-ip66_tbd_tu-hb-ip65-g1-2h45-4k70-l9-rf-st-qc-w1.pdf
https://catalog.tungsram.com/files/sheet/tungsram-high-bay-ip66_tbd_tu-hb-ip65-g1-2h30-4k70-l9-rf-st-qc-w1.pdf
https://catalog.tungsram.com/files/sheet/tungsram-high-bay-ip66_tbd_tu-hb-ip65-g1-1h20-4k70-l9-rf-st-qc-w1.pdf
https://catalog.tungsram.com/files/sheet/tungsram-high-bay-ip66_tbd_tu-hb-ip65-g1-1h10-4k70-l9-rf-st-qc-w1.pdf
https://catalog.tungsram.com/files/sheet/tungsram-high-bay-ip66_tbd_tu-hb-ip66-g1-2h45-4k70-l9-dl-st-qc-w1.pdf
https://catalog.tungsram.com/files/sheet/tungsram-high-bay-ip66_tbd_tu-hb-ip66-g1-2h30-4k70-l9-dl-st-qc-w1.pdf
https://catalog.tungsram.com/files/sheet/tungsram-high-bay-ip66_tbd_tu-hb-ip66-g1-1h20-4k70-l9-dl-st-qc-w1.pdf
https://catalog.tungsram.com/files/sheet/tungsram-high-bay-ip66_tbd_tu-hb-ip66-g1-1h10-4k70-l9-dl-st-qc-w1.pdf
https://catalog.tungsram.com/files/sheet/tungsram-high-bay-ip66_tbd_tu-hb-ip65-g1-1s30-4k70-l9-rf-st-qc-w1.pdf
https://catalog.tungsram.com/files/sheet/tungsram-high-bay-ip66_tbd_tu-hb-ip65-g1-1s20-4k70-l9-rf-st-qc-w1.pdf
https://catalog.tungsram.com/files/sheet/tungsram-high-bay-ip66_tbd_tu-hb-ip65-g1-1s10-4k70-l9-rf-st-qc-w1.pdf
https://catalog.tungsram.com/files/sheet/tungsram-high-bay-ip66_tbd_tu-hb-ip66-g1-1s30-4k70-l9-dl-st-qc-w1.pdf
https://catalog.tungsram.com/files/sheet/tungsram-high-bay-ip66_tbd_tu-hb-ip66-g1-1s20-4k70-l9-dl-st-qc-w1.pdf
https://catalog.tungsram.com/files/sheet/tungsram-high-bay-ip66_tbd_tu-hb-ip66-g1-1s10-4k70-l9-dl-st-qc-w1.pdf
https://catalog.tungsram.com/files/sheet/tungsram-high-bay-ip66_tbd_tu-hb-ip65-g1-1s30-4k70-l9-sn-st-qc-w1.pdf
https://catalog.tungsram.com/files/sheet/tungsram-high-bay-ip66_tbd_tu-hb-ip65-g1-1s20-4k70-l9-sn-st-qc-w1.pdf
https://catalog.tungsram.com/files/sheet/tungsram-high-bay-ip66_tbd_tu-hb-ip65-g1-1s10-4k70-l9-sn-st-qc-w1.pdf
https://catalog.tungsram.com/files/sheet/tungsram-high-bay-ip66_tbd_tu-hb-ip66-g1-1s30-4k70-l9-fx-st-qc-w1.pdf
https://catalog.tungsram.com/files/sheet/tungsram-high-bay-ip66_tbd_tu-hb-ip66-g1-1s20-4k70-l9-fx-st-qc-w1.pdf
https://catalog.tungsram.com/files/sheet/tungsram-high-bay-ip66_tbd_tu-hb-ip66-g1-1s10-4k70-l9-fx-st-qc-w1.pdf
https://catalog.tungsram.com/files/sheet/tungsram-high-bay-ip66_tbd_tu-hb-ip66-g1-2h45-5k80-l6-nl-st-qc-w1.pdf
https://catalog.tungsram.com/files/sheet/tungsram-high-bay-ip66_tbd_tu-hb-ip66-g1-2h30-5k80-l6-nl-st-qc-w1.pdf
https://catalog.tungsram.com/files/sheet/tungsram-high-bay-ip66_tbd_tu-hb-ip66-g1-1h20-5k80-l6-nl-st-qc-w1.pdf
https://catalog.tungsram.com/files/sheet/tungsram-high-bay-ip66_tbd_tu-hb-ip66-g1-1h10-5k80-l6-nl-st-qc-w1.pdf
https://catalog.tungsram.com/files/sheet/tungsram-high-bay-ip66_tbd_tu-hb-ip65-g1-2h45-5k80-l6-rf-st-qc-w1.pdf
https://catalog.tungsram.com/files/sheet/tungsram-high-bay-ip66_tbd_tu-hb-ip65-g1-2h30-5k80-l6-rf-st-qc-w1.pdf
https://catalog.tungsram.com/files/sheet/tungsram-high-bay-ip66_tbd_tu-hb-ip65-g1-1h20-5k80-l6-rf-st-qc-w1.pdf
https://catalog.tungsram.com/files/sheet/tungsram-high-bay-ip66_tbd_tu-hb-ip65-g1-1h10-5k80-l6-rf-st-qc-w1.pdf
https://catalog.tungsram.com/files/sheet/tungsram-high-bay-ip66_tbd_tu-hb-ip66-g1-2h45-5k80-l6-dl-st-qc-w1.pdf
https://catalog.tungsram.com/files/sheet/tungsram-high-bay-ip66_tbd_tu-hb-ip66-g1-2h30-5k80-l6-dl-st-qc-w1.pdf
https://catalog.tungsram.com/files/sheet/tungsram-high-bay-ip66_tbd_tu-hb-ip66-g1-1h20-5k80-l6-dl-st-qc-w1.pdf
https://catalog.tungsram.com/files/sheet/tungsram-high-bay-ip66_tbd_tu-hb-ip66-g1-1h10-5k80-l6-dl-st-qc-w1.pdf
https://catalog.tungsram.com/files/sheet/tungsram-high-bay-ip66_tbd_tu-hb-ip65-g1-1s30-5k80-l6-rf-st-qc-w1.pdf
https://catalog.tungsram.com/files/sheet/tungsram-high-bay-ip66_tbd_tu-hb-ip65-g1-1s20-5k80-l6-rf-st-qc-w1.pdf
https://catalog.tungsram.com/files/sheet/tungsram-high-bay-ip66_tbd_tu-hb-ip65-g1-1s10-5k80-l6-rf-st-qc-w1.pdf
https://catalog.tungsram.com/files/sheet/tungsram-high-bay-ip66_tbd_tu-hb-ip66-g1-1s30-5k80-l6-dl-st-qc-w1.pdf
https://catalog.tungsram.com/files/sheet/tungsram-high-bay-ip66_tbd_tu-hb-ip66-g1-1s20-5k80-l6-dl-st-qc-w1.pdf
https://catalog.tungsram.com/files/sheet/tungsram-high-bay-ip66_tbd_tu-hb-ip66-g1-1s10-5k80-l6-dl-st-qc-w1.pdf
https://catalog.tungsram.com/files/sheet/tungsram-high-bay-ip66_tbd_tu-hb-ip65-g1-1s30-5k80-l6-sn-st-qc-w1.pdf
https://catalog.tungsram.com/files/sheet/tungsram-high-bay-ip66_tbd_tu-hb-ip65-g1-1s20-5k80-l6-sn-st-qc-w1.pdf
https://catalog.tungsram.com/files/sheet/tungsram-high-bay-ip66_tbd_tu-hb-ip65-g1-1s10-5k80-l6-sn-st-qc-w1.pdf
https://catalog.tungsram.com/files/sheet/tungsram-high-bay-ip66_tbd_tu-hb-ip66-g1-1s30-5k80-l6-fx-st-qc-w1.pdf
https://catalog.tungsram.com/files/sheet/tungsram-high-bay-ip66_tbd_tu-hb-ip66-g1-1s20-5k80-l6-fx-st-qc-w1.pdf
https://catalog.tungsram.com/files/sheet/tungsram-high-bay-ip66_tbd_tu-hb-ip66-g1-1s10-5k80-l6-fx-st-qc-w1.pdf
https://catalog.tungsram.com/files/sheet/tungsram-high-bay-ip66_tbd_tu-hb-ip66-g1-2h45-4k80-l6-nl-st-qc-w1.pdf
https://catalog.tungsram.com/files/sheet/tungsram-high-bay-ip66_tbd_tu-hb-ip66-g1-2h30-4k80-l6-nl-st-qc-w1.pdf
https://catalog.tungsram.com/files/sheet/tungsram-high-bay-ip66_tbd_tu-hb-ip66-g1-1h20-4k80-l6-nl-st-qc-w1.pdf
https://catalog.tungsram.com/files/sheet/tungsram-high-bay-ip66_tbd_tu-hb-ip66-g1-1h10-4k80-l6-nl-st-qc-w1.pdf
https://catalog.tungsram.com/files/sheet/tungsram-high-bay-ip66_tbd_tu-hb-ip65-g1-2h45-4k80-l6-rf-st-qc-w1.pdf
https://catalog.tungsram.com/files/sheet/tungsram-high-bay-ip66_tbd_tu-hb-ip65-g1-2h30-4k80-l6-rf-st-qc-w1.pdf
https://catalog.tungsram.com/files/sheet/tungsram-high-bay-ip66_tbd_tu-hb-ip65-g1-1h20-4k80-l6-rf-st-qc-w1.pdf
https://catalog.tungsram.com/files/sheet/tungsram-high-bay-ip66_tbd_tu-hb-ip65-g1-1h10-4k80-l6-rf-st-qc-w1.pdf
https://catalog.tungsram.com/files/sheet/tungsram-high-bay-ip66_tbd_tu-hb-ip66-g1-2h45-4k80-l6-dl-st-qc-w1.pdf
https://catalog.tungsram.com/files/sheet/tungsram-high-bay-ip66_tbd_tu-hb-ip66-g1-2h30-4k80-l6-dl-st-qc-w1.pdf
https://catalog.tungsram.com/files/sheet/tungsram-high-bay-ip66_tbd_tu-hb-ip66-g1-1h20-4k80-l6-dl-st-qc-w1.pdf
https://catalog.tungsram.com/files/sheet/tungsram-high-bay-ip66_tbd_tu-hb-ip66-g1-1h10-4k80-l6-dl-st-qc-w1.pdf
https://catalog.tungsram.com/files/sheet/tungsram-high-bay-ip66_tbd_tu-hb-ip65-g1-1s30-4k80-l6-rf-st-qc-w1.pdf
https://catalog.tungsram.com/files/sheet/tungsram-high-bay-ip66_tbd_tu-hb-ip65-g1-1s20-4k80-l6-rf-st-qc-w1.pdf
https://catalog.tungsram.com/files/sheet/tungsram-high-bay-ip66_tbd_tu-hb-ip65-g1-1s10-4k80-l6-rf-st-qc-w1.pdf
https://catalog.tungsram.com/files/sheet/tungsram-high-bay-ip66_tbd_tu-hb-ip66-g1-1s30-4k80-l6-dl-st-qc-w1.pdf
https://catalog.tungsram.com/files/sheet/tungsram-high-bay-ip66_tbd_tu-hb-ip66-g1-1s20-4k80-l6-dl-st-qc-w1.pdf
https://catalog.tungsram.com/files/sheet/tungsram-high-bay-ip66_tbd_tu-hb-ip66-g1-1s10-4k80-l6-dl-st-qc-w1.pdf
https://catalog.tungsram.com/files/sheet/tungsram-high-bay-ip66_tbd_tu-hb-ip65-g1-1s30-4k80-l6-sn-st-qc-w1.pdf
https://catalog.tungsram.com/files/sheet/tungsram-high-bay-ip66_tbd_tu-hb-ip65-g1-1s20-4k80-l6-sn-st-qc-w1.pdf
https://catalog.tungsram.com/files/sheet/tungsram-high-bay-ip66_tbd_tu-hb-ip65-g1-1s10-4k80-l6-sn-st-qc-w1.pdf
https://catalog.tungsram.com/files/sheet/tungsram-high-bay-ip66_tbd_tu-hb-ip66-g1-1s30-4k80-l6-fx-st-qc-w1.pdf
https://catalog.tungsram.com/files/sheet/tungsram-high-bay-ip66_tbd_tu-hb-ip66-g1-1s20-4k80-l6-fx-st-qc-w1.pdf
https://catalog.tungsram.com/files/sheet/tungsram-high-bay-ip66_tbd_tu-hb-ip66-g1-1s10-4k80-l6-fx-st-qc-w1.pdf
https://catalog.tungsram.com/files/sheet/tungsram-high-bay-ip66_tbd_tu-hb-ip66-g1-2h45-5k70-l6-nl-st-qc-w1.pdf
https://catalog.tungsram.com/files/sheet/tungsram-high-bay-ip66_tbd_tu-hb-ip66-g1-2h30-5k70-l6-nl-st-qc-w1.pdf
https://catalog.tungsram.com/files/sheet/tungsram-high-bay-ip66_tbd_tu-hb-ip66-g1-1h20-5k70-l6-nl-st-qc-w1.pdf
https://catalog.tungsram.com/files/sheet/tungsram-high-bay-ip66_tbd_tu-hb-ip66-g1-1h10-5k70-l6-nl-st-qc-w1.pdf
https://catalog.tungsram.com/files/sheet/tungsram-high-bay-ip66_tbd_tu-hb-ip65-g1-2h45-5k70-l6-rf-st-qc-w1.pdf
https://catalog.tungsram.com/files/sheet/tungsram-high-bay-ip66_tbd_tu-hb-ip65-g1-2h30-5k70-l6-rf-st-qc-w1.pdf
https://catalog.tungsram.com/files/sheet/tungsram-high-bay-ip66_tbd_tu-hb-ip65-g1-1h20-5k70-l6-rf-st-qc-w1.pdf
https://catalog.tungsram.com/files/sheet/tungsram-high-bay-ip66_tbd_tu-hb-ip65-g1-1h10-5k70-l6-rf-st-qc-w1.pdf
https://catalog.tungsram.com/files/sheet/tungsram-high-bay-ip66_tbd_tu-hb-ip66-g1-2h45-5k70-l6-dl-st-qc-w1.pdf
https://catalog.tungsram.com/files/sheet/tungsram-high-bay-ip66_tbd_tu-hb-ip66-g1-2h30-5k70-l6-dl-st-qc-w1.pdf
https://catalog.tungsram.com/files/sheet/tungsram-high-bay-ip66_tbd_tu-hb-ip66-g1-1h20-5k70-l6-dl-st-qc-w1.pdf
https://catalog.tungsram.com/files/sheet/tungsram-high-bay-ip66_tbd_tu-hb-ip66-g1-1h10-5k70-l6-dl-st-qc-w1.pdf
https://catalog.tungsram.com/files/sheet/tungsram-high-bay-ip66_tbd_tu-hb-ip65-g1-1s30-5k70-l6-rf-st-qc-w1.pdf
https://catalog.tungsram.com/files/sheet/tungsram-high-bay-ip66_tbd_tu-hb-ip65-g1-1s20-5k70-l6-rf-st-qc-w1.pdf
https://catalog.tungsram.com/files/sheet/tungsram-high-bay-ip66_tbd_tu-hb-ip65-g1-1s10-5k70-l6-rf-st-qc-w1.pdf
https://catalog.tungsram.com/files/sheet/tungsram-high-bay-ip66_tbd_tu-hb-ip66-g1-1s30-5k70-l6-dl-st-qc-w1.pdf
https://catalog.tungsram.com/files/sheet/tungsram-high-bay-ip66_tbd_tu-hb-ip66-g1-1s20-5k70-l6-dl-st-qc-w1.pdf
https://catalog.tungsram.com/files/sheet/tungsram-high-bay-ip66_tbd_tu-hb-ip66-g1-1s10-5k70-l6-dl-st-qc-w1.pdf
https://catalog.tungsram.com/files/sheet/tungsram-high-bay-ip66_tbd_tu-hb-ip65-g1-1s30-5k70-l6-sn-st-qc-w1.pdf
https://catalog.tungsram.com/files/sheet/tungsram-high-bay-ip66_tbd_tu-hb-ip65-g1-1s20-5k70-l6-sn-st-qc-w1.pdf
https://catalog.tungsram.com/files/sheet/tungsram-high-bay-ip66_tbd_tu-hb-ip65-g1-1s10-5k70-l6-sn-st-qc-w1.pdf
https://catalog.tungsram.com/files/sheet/tungsram-high-bay-ip66_tbd_tu-hb-ip66-g1-1s30-5k70-l6-fx-st-qc-w1.pdf
https://catalog.tungsram.com/files/sheet/tungsram-high-bay-ip66_tbd_tu-hb-ip66-g1-1s20-5k70-l6-fx-st-qc-w1.pdf
https://catalog.tungsram.com/files/sheet/tungsram-high-bay-ip66_tbd_tu-hb-ip66-g1-1s10-5k70-l6-fx-st-qc-w1.pdf
https://catalog.tungsram.com/files/sheet/tungsram-high-bay-ip66_tbd_tu-hb-ip66-g1-2h45-4k70-l6-nl-st-qc-w1.pdf
https://catalog.tungsram.com/files/sheet/tungsram-high-bay-ip66_tbd_tu-hb-ip66-g1-2h30-4k70-l6-nl-st-qc-w1.pdf
https://catalog.tungsram.com/files/sheet/tungsram-high-bay-ip66_tbd_tu-hb-ip66-g1-1h20-4k70-l6-nl-st-qc-w1.pdf
https://catalog.tungsram.com/files/sheet/tungsram-high-bay-ip66_tbd_tu-hb-ip66-g1-1h10-4k70-l6-nl-st-qc-w1.pdf
https://catalog.tungsram.com/files/sheet/tungsram-high-bay-ip66_tbd_tu-hb-ip65-g1-2h45-4k70-l6-rf-st-qc-w1.pdf
https://catalog.tungsram.com/files/sheet/tungsram-high-bay-ip66_tbd_tu-hb-ip65-g1-2h30-4k70-l6-rf-st-qc-w1.pdf
https://catalog.tungsram.com/files/sheet/tungsram-high-bay-ip66_tbd_tu-hb-ip65-g1-1h20-4k70-l6-rf-st-qc-w1.pdf
https://catalog.tungsram.com/files/sheet/tungsram-high-bay-ip66_tbd_tu-hb-ip65-g1-1h10-4k70-l6-rf-st-qc-w1.pdf
https://catalog.tungsram.com/files/sheet/tungsram-high-bay-ip66_tbd_tu-hb-ip66-g1-2h45-4k70-l6-dl-st-qc-w1.pdf
https://catalog.tungsram.com/files/sheet/tungsram-high-bay-ip66_tbd_tu-hb-ip66-g1-2h30-4k70-l6-dl-st-qc-w1.pdf
https://catalog.tungsram.com/files/sheet/tungsram-high-bay-ip66_tbd_tu-hb-ip66-g1-1h20-4k70-l6-dl-st-qc-w1.pdf
https://catalog.tungsram.com/files/sheet/tungsram-high-bay-ip66_tbd_tu-hb-ip66-g1-1h10-4k70-l6-dl-st-qc-w1.pdf
https://catalog.tungsram.com/files/sheet/tungsram-high-bay-ip66_tbd_tu-hb-ip65-g1-1s30-4k70-l6-rf-st-qc-w1.pdf
https://catalog.tungsram.com/files/sheet/tungsram-high-bay-ip66_tbd_tu-hb-ip65-g1-1s20-4k70-l6-rf-st-qc-w1.pdf
https://catalog.tungsram.com/files/sheet/tungsram-high-bay-ip66_tbd_tu-hb-ip65-g1-1s10-4k70-l6-rf-st-qc-w1.pdf
https://catalog.tungsram.com/files/sheet/tungsram-high-bay-ip66_tbd_tu-hb-ip66-g1-1s30-4k70-l6-dl-st-qc-w1.pdf
https://catalog.tungsram.com/files/sheet/tungsram-high-bay-ip66_tbd_tu-hb-ip66-g1-1s20-4k70-l6-dl-st-qc-w1.pdf
https://catalog.tungsram.com/files/sheet/tungsram-high-bay-ip66_tbd_tu-hb-ip66-g1-1s10-4k70-l6-dl-st-qc-w1.pdf
https://catalog.tungsram.com/files/sheet/tungsram-high-bay-ip66_tbd_tu-hb-ip65-g1-1s30-4k70-l6-sn-st-qc-w1.pdf
https://catalog.tungsram.com/files/sheet/tungsram-high-bay-ip66_tbd_tu-hb-ip65-g1-1s20-4k70-l6-sn-st-qc-w1.pdf
https://catalog.tungsram.com/files/sheet/tungsram-high-bay-ip66_tbd_tu-hb-ip65-g1-1s10-4k70-l6-sn-st-qc-w1.pdf
https://catalog.tungsram.com/files/sheet/tungsram-high-bay-ip66_tbd_tu-hb-ip66-g1-1s30-4k70-l6-fx-st-qc-w1.pdf
https://catalog.tungsram.com/files/sheet/tungsram-high-bay-ip66_tbd_tu-hb-ip66-g1-1s20-4k70-l6-fx-st-qc-w1.pdf
https://catalog.tungsram.com/files/sheet/tungsram-high-bay-ip66_tbd_tu-hb-ip66-g1-1s10-4k70-l6-fx-st-qc-w1.pdf
https://catalog.tungsram.com/files/sheet/tungsram-high-bay-ip66_tbd_tu-hb-ip66-g1-2h45-5k80-l3-nl-st-qc-w1.pdf
https://catalog.tungsram.com/files/sheet/tungsram-high-bay-ip66_tbd_tu-hb-ip66-g1-2h30-5k80-l3-nl-st-qc-w1.pdf
https://catalog.tungsram.com/files/sheet/tungsram-high-bay-ip66_tbd_tu-hb-ip66-g1-1h20-5k80-l3-nl-st-qc-w1.pdf
https://catalog.tungsram.com/files/sheet/tungsram-high-bay-ip66_tbd_tu-hb-ip66-g1-1h10-5k80-l3-nl-st-qc-w1.pdf
https://catalog.tungsram.com/files/sheet/tungsram-high-bay-ip66_tbd_tu-hb-ip65-g1-2h45-5k80-l3-rf-st-qc-w1.pdf
https://catalog.tungsram.com/files/sheet/tungsram-high-bay-ip66_tbd_tu-hb-ip65-g1-2h30-5k80-l3-rf-st-qc-w1.pdf
https://catalog.tungsram.com/files/sheet/tungsram-high-bay-ip66_tbd_tu-hb-ip65-g1-1h20-5k80-l3-rf-st-qc-w1.pdf
https://catalog.tungsram.com/files/sheet/tungsram-high-bay-ip66_tbd_tu-hb-ip65-g1-1h10-5k80-l3-rf-st-qc-w1.pdf
https://catalog.tungsram.com/files/sheet/tungsram-high-bay-ip66_tbd_tu-hb-ip66-g1-2h45-5k80-l3-dl-st-qc-w1.pdf
https://catalog.tungsram.com/files/sheet/tungsram-high-bay-ip66_tbd_tu-hb-ip66-g1-2h30-5k80-l3-dl-st-qc-w1.pdf
https://catalog.tungsram.com/files/sheet/tungsram-high-bay-ip66_tbd_tu-hb-ip66-g1-1h20-5k80-l3-dl-st-qc-w1.pdf
https://catalog.tungsram.com/files/sheet/tungsram-high-bay-ip66_tbd_tu-hb-ip66-g1-1h10-5k80-l3-dl-st-qc-w1.pdf
https://catalog.tungsram.com/files/sheet/tungsram-high-bay-ip66_tbd_tu-hb-ip65-g1-1s30-5k80-l3-rf-st-qc-w1.pdf
https://catalog.tungsram.com/files/sheet/tungsram-high-bay-ip66_tbd_tu-hb-ip65-g1-1s20-5k80-l3-rf-st-qc-w1.pdf
https://catalog.tungsram.com/files/sheet/tungsram-high-bay-ip66_tbd_tu-hb-ip65-g1-1s10-5k80-l3-rf-st-qc-w1.pdf
https://catalog.tungsram.com/files/sheet/tungsram-high-bay-ip66_tbd_tu-hb-ip66-g1-1s30-5k80-l3-dl-st-qc-w1.pdf
https://catalog.tungsram.com/files/sheet/tungsram-high-bay-ip66_tbd_tu-hb-ip66-g1-1s20-5k80-l3-dl-st-qc-w1.pdf
https://catalog.tungsram.com/files/sheet/tungsram-high-bay-ip66_tbd_tu-hb-ip66-g1-1s10-5k80-l3-dl-st-qc-w1.pdf
https://catalog.tungsram.com/files/sheet/tungsram-high-bay-ip66_tbd_tu-hb-ip65-g1-1s30-5k80-l3-sn-st-qc-w1.pdf
https://catalog.tungsram.com/files/sheet/tungsram-high-bay-ip66_tbd_tu-hb-ip65-g1-1s20-5k80-l3-sn-st-qc-w1.pdf
https://catalog.tungsram.com/files/sheet/tungsram-high-bay-ip66_tbd_tu-hb-ip65-g1-1s10-5k80-l3-sn-st-qc-w1.pdf
https://catalog.tungsram.com/files/sheet/tungsram-high-bay-ip66_tbd_tu-hb-ip66-g1-1s30-5k80-l3-fx-st-qc-w1.pdf
https://catalog.tungsram.com/files/sheet/tungsram-high-bay-ip66_tbd_tu-hb-ip66-g1-1s20-5k80-l3-fx-st-qc-w1.pdf
https://catalog.tungsram.com/files/sheet/tungsram-high-bay-ip66_tbd_tu-hb-ip66-g1-1s10-5k80-l3-fx-st-qc-w1.pdf
https://catalog.tungsram.com/files/sheet/tungsram-high-bay-ip66_tbd_tu-hb-ip66-g1-2h45-4k80-l3-nl-st-qc-w1.pdf
https://catalog.tungsram.com/files/sheet/tungsram-high-bay-ip66_tbd_tu-hb-ip66-g1-2h30-4k80-l3-nl-st-qc-w1.pdf
https://catalog.tungsram.com/files/sheet/tungsram-high-bay-ip66_tbd_tu-hb-ip66-g1-1h20-4k80-l3-nl-st-qc-w1.pdf
https://catalog.tungsram.com/files/sheet/tungsram-high-bay-ip66_tbd_tu-hb-ip66-g1-1h10-4k80-l3-nl-st-qc-w1.pdf
https://catalog.tungsram.com/files/sheet/tungsram-high-bay-ip66_tbd_tu-hb-ip65-g1-2h45-4k80-l3-rf-st-qc-w1.pdf
https://catalog.tungsram.com/files/sheet/tungsram-high-bay-ip66_tbd_tu-hb-ip65-g1-2h30-4k80-l3-rf-st-qc-w1.pdf
https://catalog.tungsram.com/files/sheet/tungsram-high-bay-ip66_tbd_tu-hb-ip65-g1-1h20-4k80-l3-rf-st-qc-w1.pdf
https://catalog.tungsram.com/files/sheet/tungsram-high-bay-ip66_tbd_tu-hb-ip65-g1-1h10-4k80-l3-rf-st-qc-w1.pdf
https://catalog.tungsram.com/files/sheet/tungsram-high-bay-ip66_tbd_tu-hb-ip66-g1-2h45-4k80-l3-dl-st-qc-w1.pdf
https://catalog.tungsram.com/files/sheet/tungsram-high-bay-ip66_tbd_tu-hb-ip66-g1-2h30-4k80-l3-dl-st-qc-w1.pdf
https://catalog.tungsram.com/files/sheet/tungsram-high-bay-ip66_tbd_tu-hb-ip66-g1-1h20-4k80-l3-dl-st-qc-w1.pdf
https://catalog.tungsram.com/files/sheet/tungsram-high-bay-ip66_tbd_tu-hb-ip66-g1-1h10-4k80-l3-dl-st-qc-w1.pdf
https://catalog.tungsram.com/files/sheet/tungsram-high-bay-ip66_tbd_tu-hb-ip65-g1-1s30-4k80-l3-rf-st-qc-w1.pdf
https://catalog.tungsram.com/files/sheet/tungsram-high-bay-ip66_tbd_tu-hb-ip65-g1-1s20-4k80-l3-rf-st-qc-w1.pdf
https://catalog.tungsram.com/files/sheet/tungsram-high-bay-ip66_tbd_tu-hb-ip65-g1-1s10-4k80-l3-rf-st-qc-w1.pdf
https://catalog.tungsram.com/files/sheet/tungsram-high-bay-ip66_tbd_tu-hb-ip66-g1-1s30-4k80-l3-dl-st-qc-w1.pdf
https://catalog.tungsram.com/files/sheet/tungsram-high-bay-ip66_tbd_tu-hb-ip66-g1-1s20-4k80-l3-dl-st-qc-w1.pdf
https://catalog.tungsram.com/files/sheet/tungsram-high-bay-ip66_tbd_tu-hb-ip66-g1-1s10-4k80-l3-dl-st-qc-w1.pdf
https://catalog.tungsram.com/files/sheet/tungsram-high-bay-ip66_tbd_tu-hb-ip65-g1-1s30-4k80-l3-sn-st-qc-w1.pdf
https://catalog.tungsram.com/files/sheet/tungsram-high-bay-ip66_tbd_tu-hb-ip65-g1-1s20-4k80-l3-sn-st-qc-w1.pdf
https://catalog.tungsram.com/files/sheet/tungsram-high-bay-ip66_tbd_tu-hb-ip65-g1-1s10-4k80-l3-sn-st-qc-w1.pdf
https://catalog.tungsram.com/files/sheet/tungsram-high-bay-ip66_tbd_tu-hb-ip66-g1-1s30-4k80-l3-fx-st-qc-w1.pdf
https://catalog.tungsram.com/files/sheet/tungsram-high-bay-ip66_tbd_tu-hb-ip66-g1-1s20-4k80-l3-fx-st-qc-w1.pdf
https://catalog.tungsram.com/files/sheet/tungsram-high-bay-ip66_tbd_tu-hb-ip66-g1-1s10-4k80-l3-fx-st-qc-w1.pdf
https://catalog.tungsram.com/files/sheet/tungsram-high-bay-ip66_tbd_tu-hb-ip66-g1-2h45-5k70-l3-nl-st-qc-w1.pdf
https://catalog.tungsram.com/files/sheet/tungsram-high-bay-ip66_tbd_tu-hb-ip66-g1-2h30-5k70-l3-nl-st-qc-w1.pdf
https://catalog.tungsram.com/files/sheet/tungsram-high-bay-ip66_tbd_tu-hb-ip66-g1-1h20-5k70-l3-nl-st-qc-w1.pdf
https://catalog.tungsram.com/files/sheet/tungsram-high-bay-ip66_tbd_tu-hb-ip66-g1-1h10-5k70-l3-nl-st-qc-w1.pdf
https://catalog.tungsram.com/files/sheet/tungsram-high-bay-ip66_tbd_tu-hb-ip65-g1-2h45-5k70-l3-rf-st-qc-w1.pdf
https://catalog.tungsram.com/files/sheet/tungsram-high-bay-ip66_tbd_tu-hb-ip65-g1-2h30-5k70-l3-rf-st-qc-w1.pdf
https://catalog.tungsram.com/files/sheet/tungsram-high-bay-ip66_tbd_tu-hb-ip65-g1-1h20-5k70-l3-rf-st-qc-w1.pdf
https://catalog.tungsram.com/files/sheet/tungsram-high-bay-ip66_tbd_tu-hb-ip65-g1-1h10-5k70-l3-rf-st-qc-w1.pdf
https://catalog.tungsram.com/files/sheet/tungsram-high-bay-ip66_tbd_tu-hb-ip66-g1-2h45-5k70-l3-dl-st-qc-w1.pdf
https://catalog.tungsram.com/files/sheet/tungsram-high-bay-ip66_tbd_tu-hb-ip66-g1-2h30-5k70-l3-dl-st-qc-w1.pdf
https://catalog.tungsram.com/files/sheet/tungsram-high-bay-ip66_tbd_tu-hb-ip66-g1-1h20-5k70-l3-dl-st-qc-w1.pdf
https://catalog.tungsram.com/files/sheet/tungsram-high-bay-ip66_tbd_tu-hb-ip66-g1-1h10-5k70-l3-dl-st-qc-w1.pdf
https://catalog.tungsram.com/files/sheet/tungsram-high-bay-ip66_tbd_tu-hb-ip65-g1-1s30-5k70-l3-rf-st-qc-w1.pdf
https://catalog.tungsram.com/files/sheet/tungsram-high-bay-ip66_tbd_tu-hb-ip65-g1-1s20-5k70-l3-rf-st-qc-w1.pdf
https://catalog.tungsram.com/files/sheet/tungsram-high-bay-ip66_tbd_tu-hb-ip65-g1-1s10-5k70-l3-rf-st-qc-w1.pdf
https://catalog.tungsram.com/files/sheet/tungsram-high-bay-ip66_tbd_tu-hb-ip66-g1-1s30-5k70-l3-dl-st-qc-w1.pdf
https://catalog.tungsram.com/files/sheet/tungsram-high-bay-ip66_tbd_tu-hb-ip66-g1-1s20-5k70-l3-dl-st-qc-w1.pdf
https://catalog.tungsram.com/files/sheet/tungsram-high-bay-ip66_tbd_tu-hb-ip66-g1-1s10-5k70-l3-dl-st-qc-w1.pdf
https://catalog.tungsram.com/files/sheet/tungsram-high-bay-ip66_tbd_tu-hb-ip65-g1-1s30-5k70-l3-sn-st-qc-w1.pdf
https://catalog.tungsram.com/files/sheet/tungsram-high-bay-ip66_tbd_tu-hb-ip65-g1-1s20-5k70-l3-sn-st-qc-w1.pdf
https://catalog.tungsram.com/files/sheet/tungsram-high-bay-ip66_tbd_tu-hb-ip65-g1-1s10-5k70-l3-sn-st-qc-w1.pdf
https://catalog.tungsram.com/files/sheet/tungsram-high-bay-ip66_tbd_tu-hb-ip66-g1-1s30-5k70-l3-fx-st-qc-w1.pdf
https://catalog.tungsram.com/files/sheet/tungsram-high-bay-ip66_tbd_tu-hb-ip66-g1-1s20-5k70-l3-fx-st-qc-w1.pdf
https://catalog.tungsram.com/files/sheet/tungsram-high-bay-ip66_tbd_tu-hb-ip66-g1-1s10-5k70-l3-fx-st-qc-w1.pdf
https://catalog.tungsram.com/files/sheet/tungsram-high-bay-ip66_tbd_tu-hb-ip66-g1-2h45-4k70-l3-nl-st-qc-w1.pdf
https://catalog.tungsram.com/files/sheet/tungsram-high-bay-ip66_tbd_tu-hb-ip66-g1-2h30-4k70-l3-nl-st-qc-w1.pdf
https://catalog.tungsram.com/files/sheet/tungsram-high-bay-ip66_tbd_tu-hb-ip66-g1-1h20-4k70-l3-nl-st-qc-w1.pdf
https://catalog.tungsram.com/files/sheet/tungsram-high-bay-ip66_tbd_tu-hb-ip66-g1-1h10-4k70-l3-nl-st-qc-w1.pdf
https://catalog.tungsram.com/files/sheet/tungsram-high-bay-ip66_tbd_tu-hb-ip65-g1-2h45-4k70-l3-rf-st-qc-w1.pdf
https://catalog.tungsram.com/files/sheet/tungsram-high-bay-ip66_tbd_tu-hb-ip65-g1-2h30-4k70-l3-rf-st-qc-w1.pdf
https://catalog.tungsram.com/files/sheet/tungsram-high-bay-ip66_tbd_tu-hb-ip65-g1-1h20-4k70-l3-rf-st-qc-w1.pdf
https://catalog.tungsram.com/files/sheet/tungsram-high-bay-ip66_tbd_tu-hb-ip65-g1-1h10-4k70-l3-rf-st-qc-w1.pdf
https://catalog.tungsram.com/files/sheet/tungsram-high-bay-ip66_tbd_tu-hb-ip66-g1-2h45-4k70-l3-dl-st-qc-w1.pdf
https://catalog.tungsram.com/files/sheet/tungsram-high-bay-ip66_tbd_tu-hb-ip66-g1-2h30-4k70-l3-dl-st-qc-w1.pdf
https://catalog.tungsram.com/files/sheet/tungsram-high-bay-ip66_tbd_tu-hb-ip66-g1-1h20-4k70-l3-dl-st-qc-w1.pdf
https://catalog.tungsram.com/files/sheet/tungsram-high-bay-ip66_tbd_tu-hb-ip66-g1-1h10-4k70-l3-dl-st-qc-w1.pdf
https://catalog.tungsram.com/files/sheet/tungsram-high-bay-ip66_tbd_tu-hb-ip65-g1-1s30-4k70-l3-rf-st-qc-w1.pdf
https://catalog.tungsram.com/files/sheet/tungsram-high-bay-ip66_tbd_tu-hb-ip65-g1-1s20-4k70-l3-rf-st-qc-w1.pdf
https://catalog.tungsram.com/files/sheet/tungsram-high-bay-ip66_tbd_tu-hb-ip65-g1-1s10-4k70-l3-rf-st-qc-w1.pdf
https://catalog.tungsram.com/files/sheet/tungsram-high-bay-ip66_tbd_tu-hb-ip66-g1-1s30-4k70-l3-dl-st-qc-w1.pdf
https://catalog.tungsram.com/files/sheet/tungsram-high-bay-ip66_tbd_tu-hb-ip66-g1-1s20-4k70-l3-dl-st-qc-w1.pdf
https://catalog.tungsram.com/files/sheet/tungsram-high-bay-ip66_tbd_tu-hb-ip66-g1-1s10-4k70-l3-dl-st-qc-w1.pdf
https://catalog.tungsram.com/files/sheet/tungsram-high-bay-ip66_tbd_tu-hb-ip65-g1-1s30-4k70-l3-sn-st-qc-w1.pdf
https://catalog.tungsram.com/files/sheet/tungsram-high-bay-ip66_tbd_tu-hb-ip65-g1-1s20-4k70-l3-sn-st-qc-w1.pdf
https://catalog.tungsram.com/files/sheet/tungsram-high-bay-ip66_tbd_tu-hb-ip65-g1-1s10-4k70-l3-sn-st-qc-w1.pdf
https://catalog.tungsram.com/files/sheet/tungsram-high-bay-ip66_tbd_tu-hb-ip66-g1-1s30-4k70-l3-fx-st-qc-w1.pdf
https://catalog.tungsram.com/files/sheet/tungsram-high-bay-ip66_tbd_tu-hb-ip66-g1-1s20-4k70-l3-fx-st-qc-w1.pdf
https://catalog.tungsram.com/files/sheet/tungsram-high-bay-ip66_tbd_tu-hb-ip66-g1-1s10-4k70-l3-fx-st-qc-w1.pdf
https://catalog.tungsram.com/files/sheet/tungsram-high-bay-ip66_tbd_tu-hb-ip66-g1-2h45-5k80-c1-nl-st-qc-w1.pdf
https://catalog.tungsram.com/files/sheet/tungsram-high-bay-ip66_tbd_tu-hb-ip66-g1-2h30-5k80-c1-nl-st-qc-w1.pdf
https://catalog.tungsram.com/files/sheet/tungsram-high-bay-ip66_tbd_tu-hb-ip66-g1-1h20-5k80-c1-nl-st-qc-w1.pdf
https://catalog.tungsram.com/files/sheet/tungsram-high-bay-ip66_tbd_tu-hb-ip66-g1-1h10-5k80-c1-nl-st-qc-w1.pdf
https://catalog.tungsram.com/files/sheet/tungsram-high-bay-ip66_tbd_tu-hb-ip65-g1-2h45-5k80-c1-rf-st-qc-w1.pdf
https://catalog.tungsram.com/files/sheet/tungsram-high-bay-ip66_tbd_tu-hb-ip65-g1-2h30-5k80-c1-rf-st-qc-w1.pdf
https://catalog.tungsram.com/files/sheet/tungsram-high-bay-ip66_tbd_tu-hb-ip65-g1-1h20-5k80-c1-rf-st-qc-w1.pdf
https://catalog.tungsram.com/files/sheet/tungsram-high-bay-ip66_tbd_tu-hb-ip65-g1-1h10-5k80-c1-rf-st-qc-w1.pdf
https://catalog.tungsram.com/files/sheet/tungsram-high-bay-ip66_tbd_tu-hb-ip66-g1-2h45-5k80-c1-dl-st-qc-w1.pdf
https://catalog.tungsram.com/files/sheet/tungsram-high-bay-ip66_tbd_tu-hb-ip66-g1-2h30-5k80-c1-dl-st-qc-w1.pdf
https://catalog.tungsram.com/files/sheet/tungsram-high-bay-ip66_tbd_tu-hb-ip66-g1-1h20-5k80-c1-dl-st-qc-w1.pdf
https://catalog.tungsram.com/files/sheet/tungsram-high-bay-ip66_tbd_tu-hb-ip66-g1-1h10-5k80-c1-dl-st-qc-w1.pdf
https://catalog.tungsram.com/files/sheet/tungsram-high-bay-ip66_tbd_tu-hb-ip65-g1-1s30-5k80-c1-rf-st-qc-w1.pdf
https://catalog.tungsram.com/files/sheet/tungsram-high-bay-ip66_tbd_tu-hb-ip65-g1-1s20-5k80-c1-rf-st-qc-w1.pdf
https://catalog.tungsram.com/files/sheet/tungsram-high-bay-ip66_tbd_tu-hb-ip65-g1-1s10-5k80-c1-rf-st-qc-w1.pdf
https://catalog.tungsram.com/files/sheet/tungsram-high-bay-ip66_tbd_tu-hb-ip66-g1-1s30-5k80-c1-dl-st-qc-w1.pdf
https://catalog.tungsram.com/files/sheet/tungsram-high-bay-ip66_tbd_tu-hb-ip66-g1-1s20-5k80-c1-dl-st-qc-w1.pdf
https://catalog.tungsram.com/files/sheet/tungsram-high-bay-ip66_tbd_tu-hb-ip66-g1-1s10-5k80-c1-dl-st-qc-w1.pdf
https://catalog.tungsram.com/files/sheet/tungsram-high-bay-ip66_tbd_tu-hb-ip65-g1-1s30-5k80-c1-sn-st-qc-w1.pdf
https://catalog.tungsram.com/files/sheet/tungsram-high-bay-ip66_tbd_tu-hb-ip65-g1-1s20-5k80-c1-sn-st-qc-w1.pdf
https://catalog.tungsram.com/files/sheet/tungsram-high-bay-ip66_tbd_tu-hb-ip65-g1-1s10-5k80-c1-sn-st-qc-w1.pdf
https://catalog.tungsram.com/files/sheet/tungsram-high-bay-ip66_tbd_tu-hb-ip66-g1-1s30-5k80-c1-fx-st-qc-w1.pdf
https://catalog.tungsram.com/files/sheet/tungsram-high-bay-ip66_tbd_tu-hb-ip66-g1-1s20-5k80-c1-fx-st-qc-w1.pdf
https://catalog.tungsram.com/files/sheet/tungsram-high-bay-ip66_tbd_tu-hb-ip66-g1-1s10-5k80-c1-fx-st-qc-w1.pdf
https://catalog.tungsram.com/files/sheet/tungsram-high-bay-ip66_tbd_tu-hb-ip66-g1-2h45-4k80-c1-nl-st-qc-w1.pdf
https://catalog.tungsram.com/files/sheet/tungsram-high-bay-ip66_tbd_tu-hb-ip66-g1-2h30-4k80-c1-nl-st-qc-w1.pdf
https://catalog.tungsram.com/files/sheet/tungsram-high-bay-ip66_tbd_tu-hb-ip66-g1-1h20-4k80-c1-nl-st-qc-w1.pdf
https://catalog.tungsram.com/files/sheet/tungsram-high-bay-ip66_tbd_tu-hb-ip66-g1-1h10-4k80-c1-nl-st-qc-w1.pdf
https://catalog.tungsram.com/files/sheet/tungsram-high-bay-ip66_tbd_tu-hb-ip65-g1-2h45-4k80-c1-rf-st-qc-w1.pdf
https://catalog.tungsram.com/files/sheet/tungsram-high-bay-ip66_tbd_tu-hb-ip65-g1-2h30-4k80-c1-rf-st-qc-w1.pdf
https://catalog.tungsram.com/files/sheet/tungsram-high-bay-ip66_tbd_tu-hb-ip65-g1-1h20-4k80-c1-rf-st-qc-w1.pdf
https://catalog.tungsram.com/files/sheet/tungsram-high-bay-ip66_tbd_tu-hb-ip65-g1-1h10-4k80-c1-rf-st-qc-w1.pdf
https://catalog.tungsram.com/files/sheet/tungsram-high-bay-ip66_tbd_tu-hb-ip66-g1-2h45-4k80-c1-dl-st-qc-w1.pdf
https://catalog.tungsram.com/files/sheet/tungsram-high-bay-ip66_tbd_tu-hb-ip66-g1-2h30-4k80-c1-dl-st-qc-w1.pdf
https://catalog.tungsram.com/files/sheet/tungsram-high-bay-ip66_tbd_tu-hb-ip66-g1-1h20-4k80-c1-dl-st-qc-w1.pdf
https://catalog.tungsram.com/files/sheet/tungsram-high-bay-ip66_tbd_tu-hb-ip66-g1-1h10-4k80-c1-dl-st-qc-w1.pdf
https://catalog.tungsram.com/files/sheet/tungsram-high-bay-ip66_tbd_tu-hb-ip65-g1-1s30-4k80-c1-rf-st-qc-w1.pdf
https://catalog.tungsram.com/files/sheet/tungsram-high-bay-ip66_tbd_tu-hb-ip65-g1-1s20-4k80-c1-rf-st-qc-w1.pdf
https://catalog.tungsram.com/files/sheet/tungsram-high-bay-ip66_tbd_tu-hb-ip65-g1-1s10-4k80-c1-rf-st-qc-w1.pdf
https://catalog.tungsram.com/files/sheet/tungsram-high-bay-ip66_tbd_tu-hb-ip66-g1-1s30-4k80-c1-dl-st-qc-w1.pdf
https://catalog.tungsram.com/files/sheet/tungsram-high-bay-ip66_tbd_tu-hb-ip66-g1-1s20-4k80-c1-dl-st-qc-w1.pdf
https://catalog.tungsram.com/files/sheet/tungsram-high-bay-ip66_tbd_tu-hb-ip66-g1-1s10-4k80-c1-dl-st-qc-w1.pdf
https://catalog.tungsram.com/files/sheet/tungsram-high-bay-ip66_tbd_tu-hb-ip65-g1-1s30-4k80-c1-sn-st-qc-w1.pdf
https://catalog.tungsram.com/files/sheet/tungsram-high-bay-ip66_tbd_tu-hb-ip65-g1-1s20-4k80-c1-sn-st-qc-w1.pdf
https://catalog.tungsram.com/files/sheet/tungsram-high-bay-ip66_tbd_tu-hb-ip65-g1-1s10-4k80-c1-sn-st-qc-w1.pdf
https://catalog.tungsram.com/files/sheet/tungsram-high-bay-ip66_tbd_tu-hb-ip66-g1-1s30-4k80-c1-fx-st-qc-w1.pdf
https://catalog.tungsram.com/files/sheet/tungsram-high-bay-ip66_tbd_tu-hb-ip66-g1-1s20-4k80-c1-fx-st-qc-w1.pdf
https://catalog.tungsram.com/files/sheet/tungsram-high-bay-ip66_tbd_tu-hb-ip66-g1-1s10-4k80-c1-fx-st-qc-w1.pdf
https://catalog.tungsram.com/files/sheet/tungsram-high-bay-ip66_tbd_tu-hb-ip66-g1-2h45-5k70-c1-nl-st-qc-w1.pdf
https://catalog.tungsram.com/files/sheet/tungsram-high-bay-ip66_tbd_tu-hb-ip66-g1-2h30-5k70-c1-nl-st-qc-w1.pdf
https://catalog.tungsram.com/files/sheet/tungsram-high-bay-ip66_tbd_tu-hb-ip66-g1-1h20-5k70-c1-nl-st-qc-w1.pdf
https://catalog.tungsram.com/files/sheet/tungsram-high-bay-ip66_tbd_tu-hb-ip66-g1-1h10-5k70-c1-nl-st-qc-w1.pdf
https://catalog.tungsram.com/files/sheet/tungsram-high-bay-ip66_tbd_tu-hb-ip65-g1-2h45-5k70-c1-rf-st-qc-w1.pdf
https://catalog.tungsram.com/files/sheet/tungsram-high-bay-ip66_tbd_tu-hb-ip65-g1-2h30-5k70-c1-rf-st-qc-w1.pdf
https://catalog.tungsram.com/files/sheet/tungsram-high-bay-ip66_tbd_tu-hb-ip65-g1-1h20-5k70-c1-rf-st-qc-w1.pdf
https://catalog.tungsram.com/files/sheet/tungsram-high-bay-ip66_tbd_tu-hb-ip65-g1-1h10-5k70-c1-rf-st-qc-w1.pdf
https://catalog.tungsram.com/files/sheet/tungsram-high-bay-ip66_tbd_tu-hb-ip66-g1-2h45-5k70-c1-dl-st-qc-w1.pdf
https://catalog.tungsram.com/files/sheet/tungsram-high-bay-ip66_tbd_tu-hb-ip66-g1-2h30-5k70-c1-dl-st-qc-w1.pdf
https://catalog.tungsram.com/files/sheet/tungsram-high-bay-ip66_tbd_tu-hb-ip66-g1-1h20-5k70-c1-dl-st-qc-w1.pdf
https://catalog.tungsram.com/files/sheet/tungsram-high-bay-ip66_tbd_tu-hb-ip66-g1-1h10-5k70-c1-dl-st-qc-w1.pdf
https://catalog.tungsram.com/files/sheet/tungsram-high-bay-ip66_tbd_tu-hb-ip65-g1-1s30-5k70-c1-rf-st-qc-w1.pdf
https://catalog.tungsram.com/files/sheet/tungsram-high-bay-ip66_tbd_tu-hb-ip65-g1-1s20-5k70-c1-rf-st-qc-w1.pdf
https://catalog.tungsram.com/files/sheet/tungsram-high-bay-ip66_tbd_tu-hb-ip65-g1-1s10-5k70-c1-rf-st-qc-w1.pdf
https://catalog.tungsram.com/files/sheet/tungsram-high-bay-ip66_tbd_tu-hb-ip66-g1-1s30-5k70-c1-dl-st-qc-w1.pdf
https://catalog.tungsram.com/files/sheet/tungsram-high-bay-ip66_tbd_tu-hb-ip66-g1-1s20-5k70-c1-dl-st-qc-w1.pdf
https://catalog.tungsram.com/files/sheet/tungsram-high-bay-ip66_tbd_tu-hb-ip66-g1-1s10-5k70-c1-dl-st-qc-w1.pdf
https://catalog.tungsram.com/files/sheet/tungsram-high-bay-ip66_tbd_tu-hb-ip65-g1-1s30-5k70-c1-sn-st-qc-w1.pdf
https://catalog.tungsram.com/files/sheet/tungsram-high-bay-ip66_tbd_tu-hb-ip65-g1-1s20-5k70-c1-sn-st-qc-w1.pdf
https://catalog.tungsram.com/files/sheet/tungsram-high-bay-ip66_tbd_tu-hb-ip65-g1-1s10-5k70-c1-sn-st-qc-w1.pdf
https://catalog.tungsram.com/files/sheet/tungsram-high-bay-ip66_tbd_tu-hb-ip66-g1-1s30-5k70-c1-fx-st-qc-w1.pdf
https://catalog.tungsram.com/files/sheet/tungsram-high-bay-ip66_tbd_tu-hb-ip66-g1-1s20-5k70-c1-fx-st-qc-w1.pdf
https://catalog.tungsram.com/files/sheet/tungsram-high-bay-ip66_tbd_tu-hb-ip66-g1-1s10-5k70-c1-fx-st-qc-w1.pdf
https://catalog.tungsram.com/files/sheet/tungsram-high-bay-ip66_tbd_tu-hb-ip66-g1-2h45-4k70-c1-nl-st-qc-w1.pdf
https://catalog.tungsram.com/files/sheet/tungsram-high-bay-ip66_tbd_tu-hb-ip66-g1-2h30-4k70-c1-nl-st-qc-w1.pdf
https://catalog.tungsram.com/files/sheet/tungsram-high-bay-ip66_tbd_tu-hb-ip66-g1-1h20-4k70-c1-nl-st-qc-w1.pdf
https://catalog.tungsram.com/files/sheet/tungsram-high-bay-ip66_tbd_tu-hb-ip66-g1-1h10-4k70-c1-nl-st-qc-w1.pdf
https://catalog.tungsram.com/files/sheet/tungsram-high-bay-ip66_tbd_tu-hb-ip65-g1-2h45-4k70-c1-rf-st-qc-w1.pdf
https://catalog.tungsram.com/files/sheet/tungsram-high-bay-ip66_tbd_tu-hb-ip65-g1-2h30-4k70-c1-rf-st-qc-w1.pdf
https://catalog.tungsram.com/files/sheet/tungsram-high-bay-ip66_tbd_tu-hb-ip65-g1-1h20-4k70-c1-rf-st-qc-w1.pdf
https://catalog.tungsram.com/files/sheet/tungsram-high-bay-ip66_tbd_tu-hb-ip65-g1-1h10-4k70-c1-rf-st-qc-w1.pdf
https://catalog.tungsram.com/files/sheet/tungsram-high-bay-ip66_tbd_tu-hb-ip66-g1-2h45-4k70-c1-dl-st-qc-w1.pdf
https://catalog.tungsram.com/files/sheet/tungsram-high-bay-ip66_tbd_tu-hb-ip66-g1-2h30-4k70-c1-dl-st-qc-w1.pdf
https://catalog.tungsram.com/files/sheet/tungsram-high-bay-ip66_tbd_tu-hb-ip66-g1-1h20-4k70-c1-dl-st-qc-w1.pdf
https://catalog.tungsram.com/files/sheet/tungsram-high-bay-ip66_tbd_tu-hb-ip66-g1-1h10-4k70-c1-dl-st-qc-w1.pdf
https://catalog.tungsram.com/files/sheet/tungsram-high-bay-ip66_tbd_tu-hb-ip65-g1-1s30-4k70-c1-rf-st-qc-w1.pdf
https://catalog.tungsram.com/files/sheet/tungsram-high-bay-ip66_tbd_tu-hb-ip65-g1-1s20-4k70-c1-rf-st-qc-w1.pdf
https://catalog.tungsram.com/files/sheet/tungsram-high-bay-ip66_tbd_tu-hb-ip65-g1-1s10-4k70-c1-rf-st-qc-w1.pdf
https://catalog.tungsram.com/files/sheet/tungsram-high-bay-ip66_tbd_tu-hb-ip66-g1-1s30-4k70-c1-dl-st-qc-w1.pdf
https://catalog.tungsram.com/files/sheet/tungsram-high-bay-ip66_tbd_tu-hb-ip66-g1-1s20-4k70-c1-dl-st-qc-w1.pdf
https://catalog.tungsram.com/files/sheet/tungsram-high-bay-ip66_tbd_tu-hb-ip66-g1-1s10-4k70-c1-dl-st-qc-w1.pdf
https://catalog.tungsram.com/files/sheet/tungsram-high-bay-ip66_tbd_tu-hb-ip65-g1-1s30-4k70-c1-sn-st-qc-w1.pdf
https://catalog.tungsram.com/files/sheet/tungsram-high-bay-ip66_tbd_tu-hb-ip65-g1-1s20-4k70-c1-sn-st-qc-w1.pdf
https://catalog.tungsram.com/files/sheet/tungsram-high-bay-ip66_tbd_tu-hb-ip65-g1-1s10-4k70-c1-sn-st-qc-w1.pdf
https://catalog.tungsram.com/files/sheet/tungsram-high-bay-ip66_tbd_tu-hb-ip66-g1-1s30-4k70-c1-fx-st-qc-w1.pdf
https://catalog.tungsram.com/files/sheet/tungsram-high-bay-ip66_tbd_tu-hb-ip66-g1-1s20-4k70-c1-fx-st-qc-w1.pdf
https://catalog.tungsram.com/files/sheet/tungsram-high-bay-ip66_tbd_tu-hb-ip66-g1-1s10-4k70-c1-fx-st-qc-w1.pdf
https://catalog.tungsram.com/files/sheet/tungsram-high-bay-ip66_tbd_tu-hb-ip66-g1-2h45-5k80-l9-nl-st-pc-w1.pdf
https://catalog.tungsram.com/files/sheet/tungsram-high-bay-ip66_tbd_tu-hb-ip66-g1-2h30-5k80-l9-nl-st-pc-w1.pdf
https://catalog.tungsram.com/files/sheet/tungsram-high-bay-ip66_tbd_tu-hb-ip66-g1-1h20-5k80-l9-nl-st-pc-w1.pdf
https://catalog.tungsram.com/files/sheet/tungsram-high-bay-ip66_tbd_tu-hb-ip66-g1-1h10-5k80-l9-nl-st-pc-w1.pdf
https://catalog.tungsram.com/files/sheet/tungsram-high-bay-ip66_tbd_tu-hb-ip65-g1-2h45-5k80-l9-rf-st-pc-w1.pdf
https://catalog.tungsram.com/files/sheet/tungsram-high-bay-ip66_tbd_tu-hb-ip65-g1-2h30-5k80-l9-rf-st-pc-w1.pdf
https://catalog.tungsram.com/files/sheet/tungsram-high-bay-ip66_tbd_tu-hb-ip65-g1-1h20-5k80-l9-rf-st-pc-w1.pdf
https://catalog.tungsram.com/files/sheet/tungsram-high-bay-ip66_tbd_tu-hb-ip65-g1-1h10-5k80-l9-rf-st-pc-w1.pdf
https://catalog.tungsram.com/files/sheet/tungsram-high-bay-ip66_tbd_tu-hb-ip66-g1-2h45-5k80-l9-dl-st-pc-w1.pdf
https://catalog.tungsram.com/files/sheet/tungsram-high-bay-ip66_tbd_tu-hb-ip66-g1-2h30-5k80-l9-dl-st-pc-w1.pdf
https://catalog.tungsram.com/files/sheet/tungsram-high-bay-ip66_tbd_tu-hb-ip66-g1-1h20-5k80-l9-dl-st-pc-w1.pdf
https://catalog.tungsram.com/files/sheet/tungsram-high-bay-ip66_tbd_tu-hb-ip66-g1-1h10-5k80-l9-dl-st-pc-w1.pdf
https://catalog.tungsram.com/files/sheet/tungsram-high-bay-ip66_tbd_tu-hb-ip65-g1-1s30-5k80-l9-rf-st-pc-w1.pdf
https://catalog.tungsram.com/files/sheet/tungsram-high-bay-ip66_tbd_tu-hb-ip65-g1-1s20-5k80-l9-rf-st-pc-w1.pdf
https://catalog.tungsram.com/files/sheet/tungsram-high-bay-ip66_tbd_tu-hb-ip65-g1-1s10-5k80-l9-rf-st-pc-w1.pdf
https://catalog.tungsram.com/files/sheet/tungsram-high-bay-ip66_tbd_tu-hb-ip66-g1-1s30-5k80-l9-dl-st-pc-w1.pdf
https://catalog.tungsram.com/files/sheet/tungsram-high-bay-ip66_tbd_tu-hb-ip66-g1-1s20-5k80-l9-dl-st-pc-w1.pdf
https://catalog.tungsram.com/files/sheet/tungsram-high-bay-ip66_tbd_tu-hb-ip66-g1-1s10-5k80-l9-dl-st-pc-w1.pdf
https://catalog.tungsram.com/files/sheet/tungsram-high-bay-ip66_tbd_tu-hb-ip65-g1-1s30-5k80-l9-sn-st-pc-w1.pdf
https://catalog.tungsram.com/files/sheet/tungsram-high-bay-ip66_tbd_tu-hb-ip65-g1-1s20-5k80-l9-sn-st-pc-w1.pdf
https://catalog.tungsram.com/files/sheet/tungsram-high-bay-ip66_tbd_tu-hb-ip65-g1-1s10-5k80-l9-sn-st-pc-w1.pdf
https://catalog.tungsram.com/files/sheet/tungsram-high-bay-ip66_tbd_tu-hb-ip66-g1-1s30-5k80-l9-fx-st-pc-w1.pdf
https://catalog.tungsram.com/files/sheet/tungsram-high-bay-ip66_tbd_tu-hb-ip66-g1-1s20-5k80-l9-fx-st-pc-w1.pdf
https://catalog.tungsram.com/files/sheet/tungsram-high-bay-ip66_tbd_tu-hb-ip66-g1-1s10-5k80-l9-fx-st-pc-w1.pdf
https://catalog.tungsram.com/files/sheet/tungsram-high-bay-ip66_tbd_tu-hb-ip66-g1-2h45-4k80-l9-nl-st-pc-w1.pdf
https://catalog.tungsram.com/files/sheet/tungsram-high-bay-ip66_tbd_tu-hb-ip66-g1-2h30-4k80-l9-nl-st-pc-w1.pdf
https://catalog.tungsram.com/files/sheet/tungsram-high-bay-ip66_tbd_tu-hb-ip66-g1-1h20-4k80-l9-nl-st-pc-w1.pdf
https://catalog.tungsram.com/files/sheet/tungsram-high-bay-ip66_tbd_tu-hb-ip66-g1-1h10-4k80-l9-nl-st-pc-w1.pdf
https://catalog.tungsram.com/files/sheet/tungsram-high-bay-ip66_tbd_tu-hb-ip65-g1-2h45-4k80-l9-rf-st-pc-w1.pdf
https://catalog.tungsram.com/files/sheet/tungsram-high-bay-ip66_tbd_tu-hb-ip65-g1-2h30-4k80-l9-rf-st-pc-w1.pdf
https://catalog.tungsram.com/files/sheet/tungsram-high-bay-ip66_tbd_tu-hb-ip65-g1-1h20-4k80-l9-rf-st-pc-w1.pdf
https://catalog.tungsram.com/files/sheet/tungsram-high-bay-ip66_tbd_tu-hb-ip65-g1-1h10-4k80-l9-rf-st-pc-w1.pdf
https://catalog.tungsram.com/files/sheet/tungsram-high-bay-ip66_tbd_tu-hb-ip66-g1-2h45-4k80-l9-dl-st-pc-w1.pdf
https://catalog.tungsram.com/files/sheet/tungsram-high-bay-ip66_tbd_tu-hb-ip66-g1-2h30-4k80-l9-dl-st-pc-w1.pdf
https://catalog.tungsram.com/files/sheet/tungsram-high-bay-ip66_tbd_tu-hb-ip66-g1-1h20-4k80-l9-dl-st-pc-w1.pdf
https://catalog.tungsram.com/files/sheet/tungsram-high-bay-ip66_tbd_tu-hb-ip66-g1-1h10-4k80-l9-dl-st-pc-w1.pdf
https://catalog.tungsram.com/files/sheet/tungsram-high-bay-ip66_tbd_tu-hb-ip65-g1-1s30-4k80-l9-rf-st-pc-w1.pdf
https://catalog.tungsram.com/files/sheet/tungsram-high-bay-ip66_tbd_tu-hb-ip65-g1-1s20-4k80-l9-rf-st-pc-w1.pdf
https://catalog.tungsram.com/files/sheet/tungsram-high-bay-ip66_tbd_tu-hb-ip65-g1-1s10-4k80-l9-rf-st-pc-w1.pdf
https://catalog.tungsram.com/files/sheet/tungsram-high-bay-ip66_tbd_tu-hb-ip66-g1-1s30-4k80-l9-dl-st-pc-w1.pdf
https://catalog.tungsram.com/files/sheet/tungsram-high-bay-ip66_tbd_tu-hb-ip66-g1-1s20-4k80-l9-dl-st-pc-w1.pdf
https://catalog.tungsram.com/files/sheet/tungsram-high-bay-ip66_tbd_tu-hb-ip66-g1-1s10-4k80-l9-dl-st-pc-w1.pdf
https://catalog.tungsram.com/files/sheet/tungsram-high-bay-ip66_tbd_tu-hb-ip65-g1-1s30-4k80-l9-sn-st-pc-w1.pdf
https://catalog.tungsram.com/files/sheet/tungsram-high-bay-ip66_tbd_tu-hb-ip65-g1-1s20-4k80-l9-sn-st-pc-w1.pdf
https://catalog.tungsram.com/files/sheet/tungsram-high-bay-ip66_tbd_tu-hb-ip65-g1-1s10-4k80-l9-sn-st-pc-w1.pdf
https://catalog.tungsram.com/files/sheet/tungsram-high-bay-ip66_tbd_tu-hb-ip66-g1-1s30-4k80-l9-fx-st-pc-w1.pdf
https://catalog.tungsram.com/files/sheet/tungsram-high-bay-ip66_tbd_tu-hb-ip66-g1-1s20-4k80-l9-fx-st-pc-w1.pdf
https://catalog.tungsram.com/files/sheet/tungsram-high-bay-ip66_tbd_tu-hb-ip66-g1-1s10-4k80-l9-fx-st-pc-w1.pdf
https://catalog.tungsram.com/files/sheet/tungsram-high-bay-ip66_tbd_tu-hb-ip66-g1-2h45-5k70-l9-nl-st-pc-w1.pdf
https://catalog.tungsram.com/files/sheet/tungsram-high-bay-ip66_tbd_tu-hb-ip66-g1-2h30-5k70-l9-nl-st-pc-w1.pdf
https://catalog.tungsram.com/files/sheet/tungsram-high-bay-ip66_tbd_tu-hb-ip66-g1-1h20-5k70-l9-nl-st-pc-w1.pdf
https://catalog.tungsram.com/files/sheet/tungsram-high-bay-ip66_tbd_tu-hb-ip66-g1-1h10-5k70-l9-nl-st-pc-w1.pdf
https://catalog.tungsram.com/files/sheet/tungsram-high-bay-ip66_tbd_tu-hb-ip65-g1-2h45-5k70-l9-rf-st-pc-w1.pdf
https://catalog.tungsram.com/files/sheet/tungsram-high-bay-ip66_tbd_tu-hb-ip65-g1-2h30-5k70-l9-rf-st-pc-w1.pdf
https://catalog.tungsram.com/files/sheet/tungsram-high-bay-ip66_tbd_tu-hb-ip65-g1-1h20-5k70-l9-rf-st-pc-w1.pdf
https://catalog.tungsram.com/files/sheet/tungsram-high-bay-ip66_tbd_tu-hb-ip65-g1-1h10-5k70-l9-rf-st-pc-w1.pdf
https://catalog.tungsram.com/files/sheet/tungsram-high-bay-ip66_tbd_tu-hb-ip66-g1-2h45-5k70-l9-dl-st-pc-w1.pdf
https://catalog.tungsram.com/files/sheet/tungsram-high-bay-ip66_tbd_tu-hb-ip66-g1-2h30-5k70-l9-dl-st-pc-w1.pdf
https://catalog.tungsram.com/files/sheet/tungsram-high-bay-ip66_tbd_tu-hb-ip66-g1-1h20-5k70-l9-dl-st-pc-w1.pdf
https://catalog.tungsram.com/files/sheet/tungsram-high-bay-ip66_tbd_tu-hb-ip66-g1-1h10-5k70-l9-dl-st-pc-w1.pdf
https://catalog.tungsram.com/files/sheet/tungsram-high-bay-ip66_tbd_tu-hb-ip65-g1-1s30-5k70-l9-rf-st-pc-w1.pdf
https://catalog.tungsram.com/files/sheet/tungsram-high-bay-ip66_tbd_tu-hb-ip65-g1-1s20-5k70-l9-rf-st-pc-w1.pdf
https://catalog.tungsram.com/files/sheet/tungsram-high-bay-ip66_tbd_tu-hb-ip65-g1-1s10-5k70-l9-rf-st-pc-w1.pdf
https://catalog.tungsram.com/files/sheet/tungsram-high-bay-ip66_tbd_tu-hb-ip66-g1-1s30-5k70-l9-dl-st-pc-w1.pdf
https://catalog.tungsram.com/files/sheet/tungsram-high-bay-ip66_tbd_tu-hb-ip66-g1-1s20-5k70-l9-dl-st-pc-w1.pdf
https://catalog.tungsram.com/files/sheet/tungsram-high-bay-ip66_tbd_tu-hb-ip66-g1-1s10-5k70-l9-dl-st-pc-w1.pdf
https://catalog.tungsram.com/files/sheet/tungsram-high-bay-ip66_tbd_tu-hb-ip65-g1-1s30-5k70-l9-sn-st-pc-w1.pdf
https://catalog.tungsram.com/files/sheet/tungsram-high-bay-ip66_tbd_tu-hb-ip65-g1-1s20-5k70-l9-sn-st-pc-w1.pdf
https://catalog.tungsram.com/files/sheet/tungsram-high-bay-ip66_tbd_tu-hb-ip65-g1-1s10-5k70-l9-sn-st-pc-w1.pdf
https://catalog.tungsram.com/files/sheet/tungsram-high-bay-ip66_tbd_tu-hb-ip66-g1-1s30-5k70-l9-fx-st-pc-w1.pdf
https://catalog.tungsram.com/files/sheet/tungsram-high-bay-ip66_tbd_tu-hb-ip66-g1-1s20-5k70-l9-fx-st-pc-w1.pdf
https://catalog.tungsram.com/files/sheet/tungsram-high-bay-ip66_tbd_tu-hb-ip66-g1-1s10-5k70-l9-fx-st-pc-w1.pdf
https://catalog.tungsram.com/files/sheet/tungsram-high-bay-ip66_tbd_tu-hb-ip66-g1-2h45-4k70-l9-nl-st-pc-w1.pdf
https://catalog.tungsram.com/files/sheet/tungsram-high-bay-ip66_tbd_tu-hb-ip66-g1-2h30-4k70-l9-nl-st-pc-w1.pdf
https://catalog.tungsram.com/files/sheet/tungsram-high-bay-ip66_tbd_tu-hb-ip66-g1-1h20-4k70-l9-nl-st-pc-w1.pdf
https://catalog.tungsram.com/files/sheet/tungsram-high-bay-ip66_tbd_tu-hb-ip66-g1-1h10-4k70-l9-nl-st-pc-w1.pdf
https://catalog.tungsram.com/files/sheet/tungsram-high-bay-ip66_tbd_tu-hb-ip65-g1-2h45-4k70-l9-rf-st-pc-w1.pdf
https://catalog.tungsram.com/files/sheet/tungsram-high-bay-ip66_tbd_tu-hb-ip65-g1-2h30-4k70-l9-rf-st-pc-w1.pdf
https://catalog.tungsram.com/files/sheet/tungsram-high-bay-ip66_tbd_tu-hb-ip65-g1-1h20-4k70-l9-rf-st-pc-w1.pdf
https://catalog.tungsram.com/files/sheet/tungsram-high-bay-ip66_tbd_tu-hb-ip65-g1-1h10-4k70-l9-rf-st-pc-w1.pdf
https://catalog.tungsram.com/files/sheet/tungsram-high-bay-ip66_tbd_tu-hb-ip66-g1-2h45-4k70-l9-dl-st-pc-w1.pdf
https://catalog.tungsram.com/files/sheet/tungsram-high-bay-ip66_tbd_tu-hb-ip66-g1-2h30-4k70-l9-dl-st-pc-w1.pdf
https://catalog.tungsram.com/files/sheet/tungsram-high-bay-ip66_tbd_tu-hb-ip66-g1-1h20-4k70-l9-dl-st-pc-w1.pdf
https://catalog.tungsram.com/files/sheet/tungsram-high-bay-ip66_tbd_tu-hb-ip66-g1-1h10-4k70-l9-dl-st-pc-w1.pdf
https://catalog.tungsram.com/files/sheet/tungsram-high-bay-ip66_tbd_tu-hb-ip65-g1-1s30-4k70-l9-rf-st-pc-w1.pdf
https://catalog.tungsram.com/files/sheet/tungsram-high-bay-ip66_tbd_tu-hb-ip65-g1-1s20-4k70-l9-rf-st-pc-w1.pdf
https://catalog.tungsram.com/files/sheet/tungsram-high-bay-ip66_tbd_tu-hb-ip65-g1-1s10-4k70-l9-rf-st-pc-w1.pdf
https://catalog.tungsram.com/files/sheet/tungsram-high-bay-ip66_tbd_tu-hb-ip66-g1-1s30-4k70-l9-dl-st-pc-w1.pdf
https://catalog.tungsram.com/files/sheet/tungsram-high-bay-ip66_tbd_tu-hb-ip66-g1-1s20-4k70-l9-dl-st-pc-w1.pdf
https://catalog.tungsram.com/files/sheet/tungsram-high-bay-ip66_tbd_tu-hb-ip66-g1-1s10-4k70-l9-dl-st-pc-w1.pdf
https://catalog.tungsram.com/files/sheet/tungsram-high-bay-ip66_tbd_tu-hb-ip65-g1-1s30-4k70-l9-sn-st-pc-w1.pdf
https://catalog.tungsram.com/files/sheet/tungsram-high-bay-ip66_tbd_tu-hb-ip65-g1-1s20-4k70-l9-sn-st-pc-w1.pdf
https://catalog.tungsram.com/files/sheet/tungsram-high-bay-ip66_tbd_tu-hb-ip65-g1-1s10-4k70-l9-sn-st-pc-w1.pdf
https://catalog.tungsram.com/files/sheet/tungsram-high-bay-ip66_tbd_tu-hb-ip66-g1-1s30-4k70-l9-fx-st-pc-w1.pdf
https://catalog.tungsram.com/files/sheet/tungsram-high-bay-ip66_tbd_tu-hb-ip66-g1-1s20-4k70-l9-fx-st-pc-w1.pdf
https://catalog.tungsram.com/files/sheet/tungsram-high-bay-ip66_tbd_tu-hb-ip66-g1-1s10-4k70-l9-fx-st-pc-w1.pdf
https://catalog.tungsram.com/files/sheet/tungsram-high-bay-ip66_tbd_tu-hb-ip66-g1-2h45-5k80-l6-nl-st-pc-w1.pdf
https://catalog.tungsram.com/files/sheet/tungsram-high-bay-ip66_tbd_tu-hb-ip66-g1-2h30-5k80-l6-nl-st-pc-w1.pdf
https://catalog.tungsram.com/files/sheet/tungsram-high-bay-ip66_tbd_tu-hb-ip66-g1-1h20-5k80-l6-nl-st-pc-w1.pdf
https://catalog.tungsram.com/files/sheet/tungsram-high-bay-ip66_tbd_tu-hb-ip66-g1-1h10-5k80-l6-nl-st-pc-w1.pdf
https://catalog.tungsram.com/files/sheet/tungsram-high-bay-ip66_tbd_tu-hb-ip65-g1-2h45-5k80-l6-rf-st-pc-w1.pdf
https://catalog.tungsram.com/files/sheet/tungsram-high-bay-ip66_tbd_tu-hb-ip65-g1-2h30-5k80-l6-rf-st-pc-w1.pdf
https://catalog.tungsram.com/files/sheet/tungsram-high-bay-ip66_tbd_tu-hb-ip65-g1-1h20-5k80-l6-rf-st-pc-w1.pdf
https://catalog.tungsram.com/files/sheet/tungsram-high-bay-ip66_tbd_tu-hb-ip65-g1-1h10-5k80-l6-rf-st-pc-w1.pdf
https://catalog.tungsram.com/files/sheet/tungsram-high-bay-ip66_tbd_tu-hb-ip66-g1-2h45-5k80-l6-dl-st-pc-w1.pdf
https://catalog.tungsram.com/files/sheet/tungsram-high-bay-ip66_tbd_tu-hb-ip66-g1-2h30-5k80-l6-dl-st-pc-w1.pdf
https://catalog.tungsram.com/files/sheet/tungsram-high-bay-ip66_tbd_tu-hb-ip66-g1-1h20-5k80-l6-dl-st-pc-w1.pdf
https://catalog.tungsram.com/files/sheet/tungsram-high-bay-ip66_tbd_tu-hb-ip66-g1-1h10-5k80-l6-dl-st-pc-w1.pdf
https://catalog.tungsram.com/files/sheet/tungsram-high-bay-ip66_tbd_tu-hb-ip65-g1-1s30-5k80-l6-rf-st-pc-w1.pdf
https://catalog.tungsram.com/files/sheet/tungsram-high-bay-ip66_tbd_tu-hb-ip65-g1-1s20-5k80-l6-rf-st-pc-w1.pdf
https://catalog.tungsram.com/files/sheet/tungsram-high-bay-ip66_tbd_tu-hb-ip65-g1-1s10-5k80-l6-rf-st-pc-w1.pdf
https://catalog.tungsram.com/files/sheet/tungsram-high-bay-ip66_tbd_tu-hb-ip66-g1-1s30-5k80-l6-dl-st-pc-w1.pdf
https://catalog.tungsram.com/files/sheet/tungsram-high-bay-ip66_tbd_tu-hb-ip66-g1-1s20-5k80-l6-dl-st-pc-w1.pdf
https://catalog.tungsram.com/files/sheet/tungsram-high-bay-ip66_tbd_tu-hb-ip66-g1-1s10-5k80-l6-dl-st-pc-w1.pdf
https://catalog.tungsram.com/files/sheet/tungsram-high-bay-ip66_tbd_tu-hb-ip65-g1-1s30-5k80-l6-sn-st-pc-w1.pdf
https://catalog.tungsram.com/files/sheet/tungsram-high-bay-ip66_tbd_tu-hb-ip65-g1-1s20-5k80-l6-sn-st-pc-w1.pdf
https://catalog.tungsram.com/files/sheet/tungsram-high-bay-ip66_tbd_tu-hb-ip65-g1-1s10-5k80-l6-sn-st-pc-w1.pdf
https://catalog.tungsram.com/files/sheet/tungsram-high-bay-ip66_tbd_tu-hb-ip66-g1-1s30-5k80-l6-fx-st-pc-w1.pdf
https://catalog.tungsram.com/files/sheet/tungsram-high-bay-ip66_tbd_tu-hb-ip66-g1-1s20-5k80-l6-fx-st-pc-w1.pdf
https://catalog.tungsram.com/files/sheet/tungsram-high-bay-ip66_tbd_tu-hb-ip66-g1-1s10-5k80-l6-fx-st-pc-w1.pdf
https://catalog.tungsram.com/files/sheet/tungsram-high-bay-ip66_tbd_tu-hb-ip66-g1-2h45-4k80-l6-nl-st-pc-w1.pdf
https://catalog.tungsram.com/files/sheet/tungsram-high-bay-ip66_tbd_tu-hb-ip66-g1-2h30-4k80-l6-nl-st-pc-w1.pdf
https://catalog.tungsram.com/files/sheet/tungsram-high-bay-ip66_tbd_tu-hb-ip66-g1-1h20-4k80-l6-nl-st-pc-w1.pdf
https://catalog.tungsram.com/files/sheet/tungsram-high-bay-ip66_tbd_tu-hb-ip66-g1-1h10-4k80-l6-nl-st-pc-w1.pdf
https://catalog.tungsram.com/files/sheet/tungsram-high-bay-ip66_tbd_tu-hb-ip65-g1-2h45-4k80-l6-rf-st-pc-w1.pdf
https://catalog.tungsram.com/files/sheet/tungsram-high-bay-ip66_tbd_tu-hb-ip65-g1-2h30-4k80-l6-rf-st-pc-w1.pdf
https://catalog.tungsram.com/files/sheet/tungsram-high-bay-ip66_tbd_tu-hb-ip65-g1-1h20-4k80-l6-rf-st-pc-w1.pdf
https://catalog.tungsram.com/files/sheet/tungsram-high-bay-ip66_tbd_tu-hb-ip65-g1-1h10-4k80-l6-rf-st-pc-w1.pdf
https://catalog.tungsram.com/files/sheet/tungsram-high-bay-ip66_tbd_tu-hb-ip66-g1-2h45-4k80-l6-dl-st-pc-w1.pdf
https://catalog.tungsram.com/files/sheet/tungsram-high-bay-ip66_tbd_tu-hb-ip66-g1-2h30-4k80-l6-dl-st-pc-w1.pdf
https://catalog.tungsram.com/files/sheet/tungsram-high-bay-ip66_tbd_tu-hb-ip66-g1-1h20-4k80-l6-dl-st-pc-w1.pdf
https://catalog.tungsram.com/files/sheet/tungsram-high-bay-ip66_tbd_tu-hb-ip66-g1-1h10-4k80-l6-dl-st-pc-w1.pdf
https://catalog.tungsram.com/files/sheet/tungsram-high-bay-ip66_tbd_tu-hb-ip65-g1-1s30-4k80-l6-rf-st-pc-w1.pdf
https://catalog.tungsram.com/files/sheet/tungsram-high-bay-ip66_tbd_tu-hb-ip65-g1-1s20-4k80-l6-rf-st-pc-w1.pdf
https://catalog.tungsram.com/files/sheet/tungsram-high-bay-ip66_tbd_tu-hb-ip65-g1-1s10-4k80-l6-rf-st-pc-w1.pdf
https://catalog.tungsram.com/files/sheet/tungsram-high-bay-ip66_tbd_tu-hb-ip66-g1-1s30-4k80-l6-dl-st-pc-w1.pdf
https://catalog.tungsram.com/files/sheet/tungsram-high-bay-ip66_tbd_tu-hb-ip66-g1-1s20-4k80-l6-dl-st-pc-w1.pdf
https://catalog.tungsram.com/files/sheet/tungsram-high-bay-ip66_tbd_tu-hb-ip66-g1-1s10-4k80-l6-dl-st-pc-w1.pdf
https://catalog.tungsram.com/files/sheet/tungsram-high-bay-ip66_tbd_tu-hb-ip65-g1-1s30-4k80-l6-sn-st-pc-w1.pdf
https://catalog.tungsram.com/files/sheet/tungsram-high-bay-ip66_tbd_tu-hb-ip65-g1-1s20-4k80-l6-sn-st-pc-w1.pdf
https://catalog.tungsram.com/files/sheet/tungsram-high-bay-ip66_tbd_tu-hb-ip65-g1-1s10-4k80-l6-sn-st-pc-w1.pdf
https://catalog.tungsram.com/files/sheet/tungsram-high-bay-ip66_tbd_tu-hb-ip66-g1-1s30-4k80-l6-fx-st-pc-w1.pdf
https://catalog.tungsram.com/files/sheet/tungsram-high-bay-ip66_tbd_tu-hb-ip66-g1-1s20-4k80-l6-fx-st-pc-w1.pdf
https://catalog.tungsram.com/files/sheet/tungsram-high-bay-ip66_tbd_tu-hb-ip66-g1-1s10-4k80-l6-fx-st-pc-w1.pdf
https://catalog.tungsram.com/files/sheet/tungsram-high-bay-ip66_tbd_tu-hb-ip66-g1-2h45-5k70-l6-nl-st-pc-w1.pdf
https://catalog.tungsram.com/files/sheet/tungsram-high-bay-ip66_tbd_tu-hb-ip66-g1-2h30-5k70-l6-nl-st-pc-w1.pdf
https://catalog.tungsram.com/files/sheet/tungsram-high-bay-ip66_tbd_tu-hb-ip66-g1-1h20-5k70-l6-nl-st-pc-w1.pdf
https://catalog.tungsram.com/files/sheet/tungsram-high-bay-ip66_tbd_tu-hb-ip66-g1-1h10-5k70-l6-nl-st-pc-w1.pdf
https://catalog.tungsram.com/files/sheet/tungsram-high-bay-ip66_tbd_tu-hb-ip65-g1-2h45-5k70-l6-rf-st-pc-w1.pdf
https://catalog.tungsram.com/files/sheet/tungsram-high-bay-ip66_tbd_tu-hb-ip65-g1-2h30-5k70-l6-rf-st-pc-w1.pdf
https://catalog.tungsram.com/files/sheet/tungsram-high-bay-ip66_tbd_tu-hb-ip65-g1-1h20-5k70-l6-rf-st-pc-w1.pdf
https://catalog.tungsram.com/files/sheet/tungsram-high-bay-ip66_tbd_tu-hb-ip65-g1-1h10-5k70-l6-rf-st-pc-w1.pdf
https://catalog.tungsram.com/files/sheet/tungsram-high-bay-ip66_tbd_tu-hb-ip66-g1-2h45-5k70-l6-dl-st-pc-w1.pdf
https://catalog.tungsram.com/files/sheet/tungsram-high-bay-ip66_tbd_tu-hb-ip66-g1-2h30-5k70-l6-dl-st-pc-w1.pdf
https://catalog.tungsram.com/files/sheet/tungsram-high-bay-ip66_tbd_tu-hb-ip66-g1-1h20-5k70-l6-dl-st-pc-w1.pdf
https://catalog.tungsram.com/files/sheet/tungsram-high-bay-ip66_tbd_tu-hb-ip66-g1-1h10-5k70-l6-dl-st-pc-w1.pdf
https://catalog.tungsram.com/files/sheet/tungsram-high-bay-ip66_tbd_tu-hb-ip65-g1-1s30-5k70-l6-rf-st-pc-w1.pdf
https://catalog.tungsram.com/files/sheet/tungsram-high-bay-ip66_tbd_tu-hb-ip65-g1-1s20-5k70-l6-rf-st-pc-w1.pdf
https://catalog.tungsram.com/files/sheet/tungsram-high-bay-ip66_tbd_tu-hb-ip65-g1-1s10-5k70-l6-rf-st-pc-w1.pdf
https://catalog.tungsram.com/files/sheet/tungsram-high-bay-ip66_tbd_tu-hb-ip66-g1-1s30-5k70-l6-dl-st-pc-w1.pdf
https://catalog.tungsram.com/files/sheet/tungsram-high-bay-ip66_tbd_tu-hb-ip66-g1-1s20-5k70-l6-dl-st-pc-w1.pdf
https://catalog.tungsram.com/files/sheet/tungsram-high-bay-ip66_tbd_tu-hb-ip66-g1-1s10-5k70-l6-dl-st-pc-w1.pdf
https://catalog.tungsram.com/files/sheet/tungsram-high-bay-ip66_tbd_tu-hb-ip65-g1-1s30-5k70-l6-sn-st-pc-w1.pdf
https://catalog.tungsram.com/files/sheet/tungsram-high-bay-ip66_tbd_tu-hb-ip65-g1-1s20-5k70-l6-sn-st-pc-w1.pdf
https://catalog.tungsram.com/files/sheet/tungsram-high-bay-ip66_tbd_tu-hb-ip65-g1-1s10-5k70-l6-sn-st-pc-w1.pdf
https://catalog.tungsram.com/files/sheet/tungsram-high-bay-ip66_tbd_tu-hb-ip66-g1-1s30-5k70-l6-fx-st-pc-w1.pdf
https://catalog.tungsram.com/files/sheet/tungsram-high-bay-ip66_tbd_tu-hb-ip66-g1-1s20-5k70-l6-fx-st-pc-w1.pdf
https://catalog.tungsram.com/files/sheet/tungsram-high-bay-ip66_tbd_tu-hb-ip66-g1-1s10-5k70-l6-fx-st-pc-w1.pdf
https://catalog.tungsram.com/files/sheet/tungsram-high-bay-ip66_tbd_tu-hb-ip66-g1-2h45-4k70-l6-nl-st-pc-w1.pdf
https://catalog.tungsram.com/files/sheet/tungsram-high-bay-ip66_tbd_tu-hb-ip66-g1-2h30-4k70-l6-nl-st-pc-w1.pdf
https://catalog.tungsram.com/files/sheet/tungsram-high-bay-ip66_tbd_tu-hb-ip66-g1-1h20-4k70-l6-nl-st-pc-w1.pdf
https://catalog.tungsram.com/files/sheet/tungsram-high-bay-ip66_tbd_tu-hb-ip66-g1-1h10-4k70-l6-nl-st-pc-w1.pdf
https://catalog.tungsram.com/files/sheet/tungsram-high-bay-ip66_tbd_tu-hb-ip65-g1-2h45-4k70-l6-rf-st-pc-w1.pdf
https://catalog.tungsram.com/files/sheet/tungsram-high-bay-ip66_tbd_tu-hb-ip65-g1-2h30-4k70-l6-rf-st-pc-w1.pdf
https://catalog.tungsram.com/files/sheet/tungsram-high-bay-ip66_tbd_tu-hb-ip65-g1-1h20-4k70-l6-rf-st-pc-w1.pdf
https://catalog.tungsram.com/files/sheet/tungsram-high-bay-ip66_tbd_tu-hb-ip65-g1-1h10-4k70-l6-rf-st-pc-w1.pdf
https://catalog.tungsram.com/files/sheet/tungsram-high-bay-ip66_tbd_tu-hb-ip66-g1-2h45-4k70-l6-dl-st-pc-w1.pdf
https://catalog.tungsram.com/files/sheet/tungsram-high-bay-ip66_tbd_tu-hb-ip66-g1-2h30-4k70-l6-dl-st-pc-w1.pdf
https://catalog.tungsram.com/files/sheet/tungsram-high-bay-ip66_tbd_tu-hb-ip66-g1-1h20-4k70-l6-dl-st-pc-w1.pdf
https://catalog.tungsram.com/files/sheet/tungsram-high-bay-ip66_tbd_tu-hb-ip66-g1-1h10-4k70-l6-dl-st-pc-w1.pdf
https://catalog.tungsram.com/files/sheet/tungsram-high-bay-ip66_tbd_tu-hb-ip65-g1-1s30-4k70-l6-rf-st-pc-w1.pdf
https://catalog.tungsram.com/files/sheet/tungsram-high-bay-ip66_tbd_tu-hb-ip65-g1-1s20-4k70-l6-rf-st-pc-w1.pdf
https://catalog.tungsram.com/files/sheet/tungsram-high-bay-ip66_tbd_tu-hb-ip65-g1-1s10-4k70-l6-rf-st-pc-w1.pdf
https://catalog.tungsram.com/files/sheet/tungsram-high-bay-ip66_tbd_tu-hb-ip66-g1-1s30-4k70-l6-dl-st-pc-w1.pdf
https://catalog.tungsram.com/files/sheet/tungsram-high-bay-ip66_tbd_tu-hb-ip66-g1-1s20-4k70-l6-dl-st-pc-w1.pdf
https://catalog.tungsram.com/files/sheet/tungsram-high-bay-ip66_tbd_tu-hb-ip66-g1-1s10-4k70-l6-dl-st-pc-w1.pdf
https://catalog.tungsram.com/files/sheet/tungsram-high-bay-ip66_tbd_tu-hb-ip65-g1-1s30-4k70-l6-sn-st-pc-w1.pdf
https://catalog.tungsram.com/files/sheet/tungsram-high-bay-ip66_tbd_tu-hb-ip65-g1-1s20-4k70-l6-sn-st-pc-w1.pdf
https://catalog.tungsram.com/files/sheet/tungsram-high-bay-ip66_tbd_tu-hb-ip65-g1-1s10-4k70-l6-sn-st-pc-w1.pdf
https://catalog.tungsram.com/files/sheet/tungsram-high-bay-ip66_tbd_tu-hb-ip66-g1-1s30-4k70-l6-fx-st-pc-w1.pdf
https://catalog.tungsram.com/files/sheet/tungsram-high-bay-ip66_tbd_tu-hb-ip66-g1-1s20-4k70-l6-fx-st-pc-w1.pdf
https://catalog.tungsram.com/files/sheet/tungsram-high-bay-ip66_tbd_tu-hb-ip66-g1-1s10-4k70-l6-fx-st-pc-w1.pdf
https://catalog.tungsram.com/files/sheet/tungsram-high-bay-ip66_tbd_tu-hb-ip66-g1-2h45-5k80-l3-nl-st-pc-w1.pdf
https://catalog.tungsram.com/files/sheet/tungsram-high-bay-ip66_tbd_tu-hb-ip66-g1-2h30-5k80-l3-nl-st-pc-w1.pdf
https://catalog.tungsram.com/files/sheet/tungsram-high-bay-ip66_tbd_tu-hb-ip66-g1-1h20-5k80-l3-nl-st-pc-w1.pdf
https://catalog.tungsram.com/files/sheet/tungsram-high-bay-ip66_tbd_tu-hb-ip66-g1-1h10-5k80-l3-nl-st-pc-w1.pdf
https://catalog.tungsram.com/files/sheet/tungsram-high-bay-ip66_tbd_tu-hb-ip65-g1-2h45-5k80-l3-rf-st-pc-w1.pdf
https://catalog.tungsram.com/files/sheet/tungsram-high-bay-ip66_tbd_tu-hb-ip65-g1-2h30-5k80-l3-rf-st-pc-w1.pdf
https://catalog.tungsram.com/files/sheet/tungsram-high-bay-ip66_tbd_tu-hb-ip65-g1-1h20-5k80-l3-rf-st-pc-w1.pdf
https://catalog.tungsram.com/files/sheet/tungsram-high-bay-ip66_tbd_tu-hb-ip65-g1-1h10-5k80-l3-rf-st-pc-w1.pdf
https://catalog.tungsram.com/files/sheet/tungsram-high-bay-ip66_tbd_tu-hb-ip66-g1-2h45-5k80-l3-dl-st-pc-w1.pdf
https://catalog.tungsram.com/files/sheet/tungsram-high-bay-ip66_tbd_tu-hb-ip66-g1-2h30-5k80-l3-dl-st-pc-w1.pdf
https://catalog.tungsram.com/files/sheet/tungsram-high-bay-ip66_tbd_tu-hb-ip66-g1-1h20-5k80-l3-dl-st-pc-w1.pdf
https://catalog.tungsram.com/files/sheet/tungsram-high-bay-ip66_tbd_tu-hb-ip66-g1-1h10-5k80-l3-dl-st-pc-w1.pdf
https://catalog.tungsram.com/files/sheet/tungsram-high-bay-ip66_tbd_tu-hb-ip65-g1-1s30-5k80-l3-rf-st-pc-w1.pdf
https://catalog.tungsram.com/files/sheet/tungsram-high-bay-ip66_tbd_tu-hb-ip65-g1-1s20-5k80-l3-rf-st-pc-w1.pdf
https://catalog.tungsram.com/files/sheet/tungsram-high-bay-ip66_tbd_tu-hb-ip65-g1-1s10-5k80-l3-rf-st-pc-w1.pdf
https://catalog.tungsram.com/files/sheet/tungsram-high-bay-ip66_tbd_tu-hb-ip66-g1-1s30-5k80-l3-dl-st-pc-w1.pdf
https://catalog.tungsram.com/files/sheet/tungsram-high-bay-ip66_tbd_tu-hb-ip66-g1-1s20-5k80-l3-dl-st-pc-w1.pdf
https://catalog.tungsram.com/files/sheet/tungsram-high-bay-ip66_tbd_tu-hb-ip66-g1-1s10-5k80-l3-dl-st-pc-w1.pdf
https://catalog.tungsram.com/files/sheet/tungsram-high-bay-ip66_tbd_tu-hb-ip65-g1-1s30-5k80-l3-sn-st-pc-w1.pdf
https://catalog.tungsram.com/files/sheet/tungsram-high-bay-ip66_tbd_tu-hb-ip65-g1-1s20-5k80-l3-sn-st-pc-w1.pdf
https://catalog.tungsram.com/files/sheet/tungsram-high-bay-ip66_tbd_tu-hb-ip65-g1-1s10-5k80-l3-sn-st-pc-w1.pdf
https://catalog.tungsram.com/files/sheet/tungsram-high-bay-ip66_tbd_tu-hb-ip66-g1-1s30-5k80-l3-fx-st-pc-w1.pdf
https://catalog.tungsram.com/files/sheet/tungsram-high-bay-ip66_tbd_tu-hb-ip66-g1-1s20-5k80-l3-fx-st-pc-w1.pdf
https://catalog.tungsram.com/files/sheet/tungsram-high-bay-ip66_tbd_tu-hb-ip66-g1-1s10-5k80-l3-fx-st-pc-w1.pdf
https://catalog.tungsram.com/files/sheet/tungsram-high-bay-ip66_tbd_tu-hb-ip66-g1-2h45-4k80-l3-nl-st-pc-w1.pdf
https://catalog.tungsram.com/files/sheet/tungsram-high-bay-ip66_tbd_tu-hb-ip66-g1-2h30-4k80-l3-nl-st-pc-w1.pdf
https://catalog.tungsram.com/files/sheet/tungsram-high-bay-ip66_tbd_tu-hb-ip66-g1-1h20-4k80-l3-nl-st-pc-w1.pdf
https://catalog.tungsram.com/files/sheet/tungsram-high-bay-ip66_tbd_tu-hb-ip66-g1-1h10-4k80-l3-nl-st-pc-w1.pdf
https://catalog.tungsram.com/files/sheet/tungsram-high-bay-ip66_tbd_tu-hb-ip65-g1-2h45-4k80-l3-rf-st-pc-w1.pdf
https://catalog.tungsram.com/files/sheet/tungsram-high-bay-ip66_tbd_tu-hb-ip65-g1-2h30-4k80-l3-rf-st-pc-w1.pdf
https://catalog.tungsram.com/files/sheet/tungsram-high-bay-ip66_tbd_tu-hb-ip65-g1-1h20-4k80-l3-rf-st-pc-w1.pdf
https://catalog.tungsram.com/files/sheet/tungsram-high-bay-ip66_tbd_tu-hb-ip65-g1-1h10-4k80-l3-rf-st-pc-w1.pdf
https://catalog.tungsram.com/files/sheet/tungsram-high-bay-ip66_tbd_tu-hb-ip66-g1-2h45-4k80-l3-dl-st-pc-w1.pdf
https://catalog.tungsram.com/files/sheet/tungsram-high-bay-ip66_tbd_tu-hb-ip66-g1-2h30-4k80-l3-dl-st-pc-w1.pdf
https://catalog.tungsram.com/files/sheet/tungsram-high-bay-ip66_tbd_tu-hb-ip66-g1-1h20-4k80-l3-dl-st-pc-w1.pdf
https://catalog.tungsram.com/files/sheet/tungsram-high-bay-ip66_tbd_tu-hb-ip66-g1-1h10-4k80-l3-dl-st-pc-w1.pdf
https://catalog.tungsram.com/files/sheet/tungsram-high-bay-ip66_tbd_tu-hb-ip65-g1-1s30-4k80-l3-rf-st-pc-w1.pdf
https://catalog.tungsram.com/files/sheet/tungsram-high-bay-ip66_tbd_tu-hb-ip65-g1-1s20-4k80-l3-rf-st-pc-w1.pdf
https://catalog.tungsram.com/files/sheet/tungsram-high-bay-ip66_tbd_tu-hb-ip65-g1-1s10-4k80-l3-rf-st-pc-w1.pdf
https://catalog.tungsram.com/files/sheet/tungsram-high-bay-ip66_tbd_tu-hb-ip66-g1-1s30-4k80-l3-dl-st-pc-w1.pdf
https://catalog.tungsram.com/files/sheet/tungsram-high-bay-ip66_tbd_tu-hb-ip66-g1-1s20-4k80-l3-dl-st-pc-w1.pdf
https://catalog.tungsram.com/files/sheet/tungsram-high-bay-ip66_tbd_tu-hb-ip66-g1-1s10-4k80-l3-dl-st-pc-w1.pdf
https://catalog.tungsram.com/files/sheet/tungsram-high-bay-ip66_tbd_tu-hb-ip65-g1-1s30-4k80-l3-sn-st-pc-w1.pdf
https://catalog.tungsram.com/files/sheet/tungsram-high-bay-ip66_tbd_tu-hb-ip65-g1-1s20-4k80-l3-sn-st-pc-w1.pdf
https://catalog.tungsram.com/files/sheet/tungsram-high-bay-ip66_tbd_tu-hb-ip65-g1-1s10-4k80-l3-sn-st-pc-w1.pdf
https://catalog.tungsram.com/files/sheet/tungsram-high-bay-ip66_tbd_tu-hb-ip66-g1-1s30-4k80-l3-fx-st-pc-w1.pdf
https://catalog.tungsram.com/files/sheet/tungsram-high-bay-ip66_tbd_tu-hb-ip66-g1-1s20-4k80-l3-fx-st-pc-w1.pdf
https://catalog.tungsram.com/files/sheet/tungsram-high-bay-ip66_tbd_tu-hb-ip66-g1-1s10-4k80-l3-fx-st-pc-w1.pdf
https://catalog.tungsram.com/files/sheet/tungsram-high-bay-ip66_tbd_tu-hb-ip66-g1-2h45-5k70-l3-nl-st-pc-w1.pdf
https://catalog.tungsram.com/files/sheet/tungsram-high-bay-ip66_tbd_tu-hb-ip66-g1-2h30-5k70-l3-nl-st-pc-w1.pdf
https://catalog.tungsram.com/files/sheet/tungsram-high-bay-ip66_tbd_tu-hb-ip66-g1-1h20-5k70-l3-nl-st-pc-w1.pdf
https://catalog.tungsram.com/files/sheet/tungsram-high-bay-ip66_tbd_tu-hb-ip66-g1-1h10-5k70-l3-nl-st-pc-w1.pdf
https://catalog.tungsram.com/files/sheet/tungsram-high-bay-ip66_tbd_tu-hb-ip65-g1-2h45-5k70-l3-rf-st-pc-w1.pdf
https://catalog.tungsram.com/files/sheet/tungsram-high-bay-ip66_tbd_tu-hb-ip65-g1-2h30-5k70-l3-rf-st-pc-w1.pdf
https://catalog.tungsram.com/files/sheet/tungsram-high-bay-ip66_tbd_tu-hb-ip65-g1-1h20-5k70-l3-rf-st-pc-w1.pdf
https://catalog.tungsram.com/files/sheet/tungsram-high-bay-ip66_tbd_tu-hb-ip65-g1-1h10-5k70-l3-rf-st-pc-w1.pdf
https://catalog.tungsram.com/files/sheet/tungsram-high-bay-ip66_tbd_tu-hb-ip66-g1-2h45-5k70-l3-dl-st-pc-w1.pdf
https://catalog.tungsram.com/files/sheet/tungsram-high-bay-ip66_tbd_tu-hb-ip66-g1-2h30-5k70-l3-dl-st-pc-w1.pdf
https://catalog.tungsram.com/files/sheet/tungsram-high-bay-ip66_tbd_tu-hb-ip66-g1-1h20-5k70-l3-dl-st-pc-w1.pdf
https://catalog.tungsram.com/files/sheet/tungsram-high-bay-ip66_tbd_tu-hb-ip66-g1-1h10-5k70-l3-dl-st-pc-w1.pdf
https://catalog.tungsram.com/files/sheet/tungsram-high-bay-ip66_tbd_tu-hb-ip65-g1-1s30-5k70-l3-rf-st-pc-w1.pdf
https://catalog.tungsram.com/files/sheet/tungsram-high-bay-ip66_tbd_tu-hb-ip65-g1-1s20-5k70-l3-rf-st-pc-w1.pdf
https://catalog.tungsram.com/files/sheet/tungsram-high-bay-ip66_tbd_tu-hb-ip65-g1-1s10-5k70-l3-rf-st-pc-w1.pdf
https://catalog.tungsram.com/files/sheet/tungsram-high-bay-ip66_tbd_tu-hb-ip66-g1-1s30-5k70-l3-dl-st-pc-w1.pdf
https://catalog.tungsram.com/files/sheet/tungsram-high-bay-ip66_tbd_tu-hb-ip66-g1-1s20-5k70-l3-dl-st-pc-w1.pdf
https://catalog.tungsram.com/files/sheet/tungsram-high-bay-ip66_tbd_tu-hb-ip66-g1-1s10-5k70-l3-dl-st-pc-w1.pdf
https://catalog.tungsram.com/files/sheet/tungsram-high-bay-ip66_tbd_tu-hb-ip65-g1-1s30-5k70-l3-sn-st-pc-w1.pdf
https://catalog.tungsram.com/files/sheet/tungsram-high-bay-ip66_tbd_tu-hb-ip65-g1-1s20-5k70-l3-sn-st-pc-w1.pdf
https://catalog.tungsram.com/files/sheet/tungsram-high-bay-ip66_tbd_tu-hb-ip65-g1-1s10-5k70-l3-sn-st-pc-w1.pdf
https://catalog.tungsram.com/files/sheet/tungsram-high-bay-ip66_tbd_tu-hb-ip66-g1-1s30-5k70-l3-fx-st-pc-w1.pdf
https://catalog.tungsram.com/files/sheet/tungsram-high-bay-ip66_tbd_tu-hb-ip66-g1-1s20-5k70-l3-fx-st-pc-w1.pdf
https://catalog.tungsram.com/files/sheet/tungsram-high-bay-ip66_tbd_tu-hb-ip66-g1-1s10-5k70-l3-fx-st-pc-w1.pdf
https://catalog.tungsram.com/files/sheet/tungsram-high-bay-ip66_tbd_tu-hb-ip66-g1-2h45-4k70-l3-nl-st-pc-w1.pdf
https://catalog.tungsram.com/files/sheet/tungsram-high-bay-ip66_tbd_tu-hb-ip66-g1-2h30-4k70-l3-nl-st-pc-w1.pdf
https://catalog.tungsram.com/files/sheet/tungsram-high-bay-ip66_tbd_tu-hb-ip66-g1-1h20-4k70-l3-nl-st-pc-w1.pdf
https://catalog.tungsram.com/files/sheet/tungsram-high-bay-ip66_tbd_tu-hb-ip66-g1-1h10-4k70-l3-nl-st-pc-w1.pdf
https://catalog.tungsram.com/files/sheet/tungsram-high-bay-ip66_tbd_tu-hb-ip65-g1-2h45-4k70-l3-rf-st-pc-w1.pdf
https://catalog.tungsram.com/files/sheet/tungsram-high-bay-ip66_tbd_tu-hb-ip65-g1-2h30-4k70-l3-rf-st-pc-w1.pdf
https://catalog.tungsram.com/files/sheet/tungsram-high-bay-ip66_tbd_tu-hb-ip65-g1-1h20-4k70-l3-rf-st-pc-w1.pdf
https://catalog.tungsram.com/files/sheet/tungsram-high-bay-ip66_tbd_tu-hb-ip65-g1-1h10-4k70-l3-rf-st-pc-w1.pdf
https://catalog.tungsram.com/files/sheet/tungsram-high-bay-ip66_tbd_tu-hb-ip66-g1-2h45-4k70-l3-dl-st-pc-w1.pdf
https://catalog.tungsram.com/files/sheet/tungsram-high-bay-ip66_tbd_tu-hb-ip66-g1-2h30-4k70-l3-dl-st-pc-w1.pdf
https://catalog.tungsram.com/files/sheet/tungsram-high-bay-ip66_tbd_tu-hb-ip66-g1-1h20-4k70-l3-dl-st-pc-w1.pdf
https://catalog.tungsram.com/files/sheet/tungsram-high-bay-ip66_tbd_tu-hb-ip66-g1-1h10-4k70-l3-dl-st-pc-w1.pdf
https://catalog.tungsram.com/files/sheet/tungsram-high-bay-ip66_tbd_tu-hb-ip65-g1-1s30-4k70-l3-rf-st-pc-w1.pdf
https://catalog.tungsram.com/files/sheet/tungsram-high-bay-ip66_tbd_tu-hb-ip65-g1-1s20-4k70-l3-rf-st-pc-w1.pdf
https://catalog.tungsram.com/files/sheet/tungsram-high-bay-ip66_tbd_tu-hb-ip65-g1-1s10-4k70-l3-rf-st-pc-w1.pdf
https://catalog.tungsram.com/files/sheet/tungsram-high-bay-ip66_tbd_tu-hb-ip66-g1-1s30-4k70-l3-dl-st-pc-w1.pdf
https://catalog.tungsram.com/files/sheet/tungsram-high-bay-ip66_tbd_tu-hb-ip66-g1-1s20-4k70-l3-dl-st-pc-w1.pdf
https://catalog.tungsram.com/files/sheet/tungsram-high-bay-ip66_tbd_tu-hb-ip66-g1-1s10-4k70-l3-dl-st-pc-w1.pdf
https://catalog.tungsram.com/files/sheet/tungsram-high-bay-ip66_tbd_tu-hb-ip65-g1-1s30-4k70-l3-sn-st-pc-w1.pdf
https://catalog.tungsram.com/files/sheet/tungsram-high-bay-ip66_tbd_tu-hb-ip65-g1-1s20-4k70-l3-sn-st-pc-w1.pdf
https://catalog.tungsram.com/files/sheet/tungsram-high-bay-ip66_tbd_tu-hb-ip65-g1-1s10-4k70-l3-sn-st-pc-w1.pdf
https://catalog.tungsram.com/files/sheet/tungsram-high-bay-ip66_tbd_tu-hb-ip66-g1-1s30-4k70-l3-fx-st-pc-w1.pdf
https://catalog.tungsram.com/files/sheet/tungsram-high-bay-ip66_tbd_tu-hb-ip66-g1-1s20-4k70-l3-fx-st-pc-w1.pdf
https://catalog.tungsram.com/files/sheet/tungsram-high-bay-ip66_tbd_tu-hb-ip66-g1-1s10-4k70-l3-fx-st-pc-w1.pdf
https://catalog.tungsram.com/files/sheet/tungsram-high-bay-ip66_tbd_tu-hb-ip66-g1-2h45-5k80-c1-nl-st-pc-w1.pdf
https://catalog.tungsram.com/files/sheet/tungsram-high-bay-ip66_tbd_tu-hb-ip66-g1-2h30-5k80-c1-nl-st-pc-w1.pdf
https://catalog.tungsram.com/files/sheet/tungsram-high-bay-ip66_tbd_tu-hb-ip66-g1-1h20-5k80-c1-nl-st-pc-w1.pdf
https://catalog.tungsram.com/files/sheet/tungsram-high-bay-ip66_tbd_tu-hb-ip66-g1-1h10-5k80-c1-nl-st-pc-w1.pdf
https://catalog.tungsram.com/files/sheet/tungsram-high-bay-ip66_tbd_tu-hb-ip65-g1-2h45-5k80-c1-rf-st-pc-w1.pdf
https://catalog.tungsram.com/files/sheet/tungsram-high-bay-ip66_tbd_tu-hb-ip65-g1-2h30-5k80-c1-rf-st-pc-w1.pdf
https://catalog.tungsram.com/files/sheet/tungsram-high-bay-ip66_tbd_tu-hb-ip65-g1-1h20-5k80-c1-rf-st-pc-w1.pdf
https://catalog.tungsram.com/files/sheet/tungsram-high-bay-ip66_tbd_tu-hb-ip65-g1-1h10-5k80-c1-rf-st-pc-w1.pdf
https://catalog.tungsram.com/files/sheet/tungsram-high-bay-ip66_tbd_tu-hb-ip66-g1-2h45-5k80-c1-dl-st-pc-w1.pdf
https://catalog.tungsram.com/files/sheet/tungsram-high-bay-ip66_tbd_tu-hb-ip66-g1-2h30-5k80-c1-dl-st-pc-w1.pdf
https://catalog.tungsram.com/files/sheet/tungsram-high-bay-ip66_tbd_tu-hb-ip66-g1-1h20-5k80-c1-dl-st-pc-w1.pdf
https://catalog.tungsram.com/files/sheet/tungsram-high-bay-ip66_tbd_tu-hb-ip66-g1-1h10-5k80-c1-dl-st-pc-w1.pdf
https://catalog.tungsram.com/files/sheet/tungsram-high-bay-ip66_tbd_tu-hb-ip65-g1-1s30-5k80-c1-rf-st-pc-w1.pdf
https://catalog.tungsram.com/files/sheet/tungsram-high-bay-ip66_tbd_tu-hb-ip65-g1-1s20-5k80-c1-rf-st-pc-w1.pdf
https://catalog.tungsram.com/files/sheet/tungsram-high-bay-ip66_tbd_tu-hb-ip65-g1-1s10-5k80-c1-rf-st-pc-w1.pdf
https://catalog.tungsram.com/files/sheet/tungsram-high-bay-ip66_tbd_tu-hb-ip66-g1-1s30-5k80-c1-dl-st-pc-w1.pdf
https://catalog.tungsram.com/files/sheet/tungsram-high-bay-ip66_tbd_tu-hb-ip66-g1-1s20-5k80-c1-dl-st-pc-w1.pdf
https://catalog.tungsram.com/files/sheet/tungsram-high-bay-ip66_tbd_tu-hb-ip66-g1-1s10-5k80-c1-dl-st-pc-w1.pdf
https://catalog.tungsram.com/files/sheet/tungsram-high-bay-ip66_tbd_tu-hb-ip65-g1-1s30-5k80-c1-sn-st-pc-w1.pdf
https://catalog.tungsram.com/files/sheet/tungsram-high-bay-ip66_tbd_tu-hb-ip65-g1-1s20-5k80-c1-sn-st-pc-w1.pdf
https://catalog.tungsram.com/files/sheet/tungsram-high-bay-ip66_tbd_tu-hb-ip65-g1-1s10-5k80-c1-sn-st-pc-w1.pdf
https://catalog.tungsram.com/files/sheet/tungsram-high-bay-ip66_tbd_tu-hb-ip66-g1-1s30-5k80-c1-fx-st-pc-w1.pdf
https://catalog.tungsram.com/files/sheet/tungsram-high-bay-ip66_tbd_tu-hb-ip66-g1-1s20-5k80-c1-fx-st-pc-w1.pdf
https://catalog.tungsram.com/files/sheet/tungsram-high-bay-ip66_tbd_tu-hb-ip66-g1-1s10-5k80-c1-fx-st-pc-w1.pdf
https://catalog.tungsram.com/files/sheet/tungsram-high-bay-ip66_tbd_tu-hb-ip66-g1-2h45-4k80-c1-nl-st-pc-w1.pdf
https://catalog.tungsram.com/files/sheet/tungsram-high-bay-ip66_tbd_tu-hb-ip66-g1-2h30-4k80-c1-nl-st-pc-w1.pdf
https://catalog.tungsram.com/files/sheet/tungsram-high-bay-ip66_tbd_tu-hb-ip66-g1-1h20-4k80-c1-nl-st-pc-w1.pdf
https://catalog.tungsram.com/files/sheet/tungsram-high-bay-ip66_tbd_tu-hb-ip66-g1-1h10-4k80-c1-nl-st-pc-w1.pdf
https://catalog.tungsram.com/files/sheet/tungsram-high-bay-ip66_tbd_tu-hb-ip65-g1-2h45-4k80-c1-rf-st-pc-w1.pdf
https://catalog.tungsram.com/files/sheet/tungsram-high-bay-ip66_tbd_tu-hb-ip65-g1-2h30-4k80-c1-rf-st-pc-w1.pdf
https://catalog.tungsram.com/files/sheet/tungsram-high-bay-ip66_tbd_tu-hb-ip65-g1-1h20-4k80-c1-rf-st-pc-w1.pdf
https://catalog.tungsram.com/files/sheet/tungsram-high-bay-ip66_tbd_tu-hb-ip65-g1-1h10-4k80-c1-rf-st-pc-w1.pdf
https://catalog.tungsram.com/files/sheet/tungsram-high-bay-ip66_tbd_tu-hb-ip66-g1-2h45-4k80-c1-dl-st-pc-w1.pdf
https://catalog.tungsram.com/files/sheet/tungsram-high-bay-ip66_tbd_tu-hb-ip66-g1-2h30-4k80-c1-dl-st-pc-w1.pdf
https://catalog.tungsram.com/files/sheet/tungsram-high-bay-ip66_tbd_tu-hb-ip66-g1-1h20-4k80-c1-dl-st-pc-w1.pdf
https://catalog.tungsram.com/files/sheet/tungsram-high-bay-ip66_tbd_tu-hb-ip66-g1-1h10-4k80-c1-dl-st-pc-w1.pdf
https://catalog.tungsram.com/files/sheet/tungsram-high-bay-ip66_tbd_tu-hb-ip65-g1-1s30-4k80-c1-rf-st-pc-w1.pdf
https://catalog.tungsram.com/files/sheet/tungsram-high-bay-ip66_tbd_tu-hb-ip65-g1-1s20-4k80-c1-rf-st-pc-w1.pdf
https://catalog.tungsram.com/files/sheet/tungsram-high-bay-ip66_tbd_tu-hb-ip65-g1-1s10-4k80-c1-rf-st-pc-w1.pdf
https://catalog.tungsram.com/files/sheet/tungsram-high-bay-ip66_tbd_tu-hb-ip66-g1-1s30-4k80-c1-dl-st-pc-w1.pdf
https://catalog.tungsram.com/files/sheet/tungsram-high-bay-ip66_tbd_tu-hb-ip66-g1-1s20-4k80-c1-dl-st-pc-w1.pdf
https://catalog.tungsram.com/files/sheet/tungsram-high-bay-ip66_tbd_tu-hb-ip66-g1-1s10-4k80-c1-dl-st-pc-w1.pdf
https://catalog.tungsram.com/files/sheet/tungsram-high-bay-ip66_tbd_tu-hb-ip65-g1-1s30-4k80-c1-sn-st-pc-w1.pdf
https://catalog.tungsram.com/files/sheet/tungsram-high-bay-ip66_tbd_tu-hb-ip65-g1-1s20-4k80-c1-sn-st-pc-w1.pdf
https://catalog.tungsram.com/files/sheet/tungsram-high-bay-ip66_tbd_tu-hb-ip65-g1-1s10-4k80-c1-sn-st-pc-w1.pdf
https://catalog.tungsram.com/files/sheet/tungsram-high-bay-ip66_tbd_tu-hb-ip66-g1-1s30-4k80-c1-fx-st-pc-w1.pdf
https://catalog.tungsram.com/files/sheet/tungsram-high-bay-ip66_tbd_tu-hb-ip66-g1-1s20-4k80-c1-fx-st-pc-w1.pdf
https://catalog.tungsram.com/files/sheet/tungsram-high-bay-ip66_tbd_tu-hb-ip66-g1-1s10-4k80-c1-fx-st-pc-w1.pdf
https://catalog.tungsram.com/files/sheet/tungsram-high-bay-ip66_tbd_tu-hb-ip66-g1-2h45-5k70-c1-nl-st-pc-w1.pdf
https://catalog.tungsram.com/files/sheet/tungsram-high-bay-ip66_tbd_tu-hb-ip66-g1-2h30-5k70-c1-nl-st-pc-w1.pdf
https://catalog.tungsram.com/files/sheet/tungsram-high-bay-ip66_tbd_tu-hb-ip66-g1-1h20-5k70-c1-nl-st-pc-w1.pdf
https://catalog.tungsram.com/files/sheet/tungsram-high-bay-ip66_tbd_tu-hb-ip66-g1-1h10-5k70-c1-nl-st-pc-w1.pdf
https://catalog.tungsram.com/files/sheet/tungsram-high-bay-ip66_tbd_tu-hb-ip65-g1-2h45-5k70-c1-rf-st-pc-w1.pdf
https://catalog.tungsram.com/files/sheet/tungsram-high-bay-ip66_tbd_tu-hb-ip65-g1-2h30-5k70-c1-rf-st-pc-w1.pdf
https://catalog.tungsram.com/files/sheet/tungsram-high-bay-ip66_tbd_tu-hb-ip65-g1-1h20-5k70-c1-rf-st-pc-w1.pdf
https://catalog.tungsram.com/files/sheet/tungsram-high-bay-ip66_tbd_tu-hb-ip65-g1-1h10-5k70-c1-rf-st-pc-w1.pdf
https://catalog.tungsram.com/files/sheet/tungsram-high-bay-ip66_tbd_tu-hb-ip66-g1-2h45-5k70-c1-dl-st-pc-w1.pdf
https://catalog.tungsram.com/files/sheet/tungsram-high-bay-ip66_tbd_tu-hb-ip66-g1-2h30-5k70-c1-dl-st-pc-w1.pdf
https://catalog.tungsram.com/files/sheet/tungsram-high-bay-ip66_tbd_tu-hb-ip66-g1-1h20-5k70-c1-dl-st-pc-w1.pdf
https://catalog.tungsram.com/files/sheet/tungsram-high-bay-ip66_tbd_tu-hb-ip66-g1-1h10-5k70-c1-dl-st-pc-w1.pdf
https://catalog.tungsram.com/files/sheet/tungsram-high-bay-ip66_tbd_tu-hb-ip65-g1-1s30-5k70-c1-rf-st-pc-w1.pdf
https://catalog.tungsram.com/files/sheet/tungsram-high-bay-ip66_tbd_tu-hb-ip65-g1-1s20-5k70-c1-rf-st-pc-w1.pdf
https://catalog.tungsram.com/files/sheet/tungsram-high-bay-ip66_tbd_tu-hb-ip65-g1-1s10-5k70-c1-rf-st-pc-w1.pdf
https://catalog.tungsram.com/files/sheet/tungsram-high-bay-ip66_tbd_tu-hb-ip66-g1-1s30-5k70-c1-dl-st-pc-w1.pdf
https://catalog.tungsram.com/files/sheet/tungsram-high-bay-ip66_tbd_tu-hb-ip66-g1-1s20-5k70-c1-dl-st-pc-w1.pdf
https://catalog.tungsram.com/files/sheet/tungsram-high-bay-ip66_tbd_tu-hb-ip66-g1-1s10-5k70-c1-dl-st-pc-w1.pdf
https://catalog.tungsram.com/files/sheet/tungsram-high-bay-ip66_tbd_tu-hb-ip65-g1-1s30-5k70-c1-sn-st-pc-w1.pdf
https://catalog.tungsram.com/files/sheet/tungsram-high-bay-ip66_tbd_tu-hb-ip65-g1-1s20-5k70-c1-sn-st-pc-w1.pdf
https://catalog.tungsram.com/files/sheet/tungsram-high-bay-ip66_tbd_tu-hb-ip65-g1-1s10-5k70-c1-sn-st-pc-w1.pdf
https://catalog.tungsram.com/files/sheet/tungsram-high-bay-ip66_tbd_tu-hb-ip66-g1-1s30-5k70-c1-fx-st-pc-w1.pdf
https://catalog.tungsram.com/files/sheet/tungsram-high-bay-ip66_tbd_tu-hb-ip66-g1-1s20-5k70-c1-fx-st-pc-w1.pdf
https://catalog.tungsram.com/files/sheet/tungsram-high-bay-ip66_tbd_tu-hb-ip66-g1-1s10-5k70-c1-fx-st-pc-w1.pdf
https://catalog.tungsram.com/files/sheet/tungsram-high-bay-ip66_tbd_tu-hb-ip66-g1-2h45-4k70-c1-nl-st-pc-w1.pdf
https://catalog.tungsram.com/files/sheet/tungsram-high-bay-ip66_tbd_tu-hb-ip66-g1-2h30-4k70-c1-nl-st-pc-w1.pdf
https://catalog.tungsram.com/files/sheet/tungsram-high-bay-ip66_tbd_tu-hb-ip66-g1-1h20-4k70-c1-nl-st-pc-w1.pdf
https://catalog.tungsram.com/files/sheet/tungsram-high-bay-ip66_tbd_tu-hb-ip66-g1-1h10-4k70-c1-nl-st-pc-w1.pdf
https://catalog.tungsram.com/files/sheet/tungsram-high-bay-ip66_tbd_tu-hb-ip65-g1-2h45-4k70-c1-rf-st-pc-w1.pdf
https://catalog.tungsram.com/files/sheet/tungsram-high-bay-ip66_tbd_tu-hb-ip65-g1-2h30-4k70-c1-rf-st-pc-w1.pdf
https://catalog.tungsram.com/files/sheet/tungsram-high-bay-ip66_tbd_tu-hb-ip65-g1-1h20-4k70-c1-rf-st-pc-w1.pdf
https://catalog.tungsram.com/files/sheet/tungsram-high-bay-ip66_tbd_tu-hb-ip65-g1-1h10-4k70-c1-rf-st-pc-w1.pdf
https://catalog.tungsram.com/files/sheet/tungsram-high-bay-ip66_tbd_tu-hb-ip66-g1-2h45-4k70-c1-dl-st-pc-w1.pdf
https://catalog.tungsram.com/files/sheet/tungsram-high-bay-ip66_tbd_tu-hb-ip66-g1-2h30-4k70-c1-dl-st-pc-w1.pdf
https://catalog.tungsram.com/files/sheet/tungsram-high-bay-ip66_tbd_tu-hb-ip66-g1-1h20-4k70-c1-dl-st-pc-w1.pdf
https://catalog.tungsram.com/files/sheet/tungsram-high-bay-ip66_tbd_tu-hb-ip66-g1-1h10-4k70-c1-dl-st-pc-w1.pdf
https://catalog.tungsram.com/files/sheet/tungsram-high-bay-ip66_tbd_tu-hb-ip65-g1-1s30-4k70-c1-rf-st-pc-w1.pdf
https://catalog.tungsram.com/files/sheet/tungsram-high-bay-ip66_tbd_tu-hb-ip65-g1-1s20-4k70-c1-rf-st-pc-w1.pdf
https://catalog.tungsram.com/files/sheet/tungsram-high-bay-ip66_tbd_tu-hb-ip65-g1-1s10-4k70-c1-rf-st-pc-w1.pdf
https://catalog.tungsram.com/files/sheet/tungsram-high-bay-ip66_tbd_tu-hb-ip66-g1-1s30-4k70-c1-dl-st-pc-w1.pdf
https://catalog.tungsram.com/files/sheet/tungsram-high-bay-ip66_tbd_tu-hb-ip66-g1-1s20-4k70-c1-dl-st-pc-w1.pdf
https://catalog.tungsram.com/files/sheet/tungsram-high-bay-ip66_tbd_tu-hb-ip66-g1-1s10-4k70-c1-dl-st-pc-w1.pdf
https://catalog.tungsram.com/files/sheet/tungsram-high-bay-ip66_tbd_tu-hb-ip65-g1-1s30-4k70-c1-sn-st-pc-w1.pdf
https://catalog.tungsram.com/files/sheet/tungsram-high-bay-ip66_tbd_tu-hb-ip65-g1-1s20-4k70-c1-sn-st-pc-w1.pdf
https://catalog.tungsram.com/files/sheet/tungsram-high-bay-ip66_tbd_tu-hb-ip65-g1-1s10-4k70-c1-sn-st-pc-w1.pdf
https://catalog.tungsram.com/files/sheet/tungsram-high-bay-ip66_tbd_tu-hb-ip66-g1-1s30-4k70-c1-fx-st-pc-w1.pdf
https://catalog.tungsram.com/files/sheet/tungsram-high-bay-ip66_tbd_tu-hb-ip66-g1-1s20-4k70-c1-fx-st-pc-w1.pdf
https://catalog.tungsram.com/files/sheet/tungsram-high-bay-ip66_tbd_tu-hb-ip66-g1-1s10-4k70-c1-fx-st-pc-w1.pdf
https://catalog.tungsram.com/files/sheet/inlumino-xl_tbd_inxl1-75000kkk740.pdf
https://catalog.tungsram.com/files/sheet/inlumino-xl_tbd_inxl1-75000jjj740.pdf
https://catalog.tungsram.com/files/sheet/inlumino-xl_tbd_inxl1-75000ggg740.pdf
https://catalog.tungsram.com/files/sheet/inlumino-xl_tbd_inxl1-75000fff740.pdf
https://catalog.tungsram.com/files/sheet/inlumino-xl_tbd_inxl1-75000eee740.pdf
https://catalog.tungsram.com/files/sheet/inlumino-xl_tbd_inxl1-75000ddd740.pdf
https://catalog.tungsram.com/files/sheet/inlumino-xl_tbd_inxl1-75000ccc740.pdf
https://catalog.tungsram.com/files/sheet/inlumino-xl_tbd_inxl1-75000bbb740.pdf
https://catalog.tungsram.com/files/sheet/inlumino-xl_tbd_inxl1-75000aaa740.pdf
https://catalog.tungsram.com/files/sheet/inlumino-xl_tbd_inxl1-70000kkk740.pdf
https://catalog.tungsram.com/files/sheet/inlumino-xl_tbd_inxl1-70000jjj740.pdf
https://catalog.tungsram.com/files/sheet/inlumino-xl_tbd_inxl1-70000ggg740.pdf
https://catalog.tungsram.com/files/sheet/inlumino-xl_tbd_inxl1-70000fff740.pdf
https://catalog.tungsram.com/files/sheet/inlumino-xl_tbd_inxl1-70000eee740.pdf
https://catalog.tungsram.com/files/sheet/inlumino-xl_tbd_inxl1-70000ddd740.pdf
https://catalog.tungsram.com/files/sheet/inlumino-xl_tbd_inxl1-70000ccc740.pdf
https://catalog.tungsram.com/files/sheet/inlumino-xl_tbd_inxl1-70000bbb740.pdf
https://catalog.tungsram.com/files/sheet/inlumino-xl_tbd_inxl1-70000aaa740.pdf
https://catalog.tungsram.com/files/sheet/inlumino-xl_tbd_inxl1-65000kkk740.pdf
https://catalog.tungsram.com/files/sheet/inlumino-xl_tbd_inxl1-65000jjj740.pdf
https://catalog.tungsram.com/files/sheet/inlumino-xl_tbd_inxl1-65000ggg740.pdf
https://catalog.tungsram.com/files/sheet/inlumino-xl_tbd_inxl1-65000fff740.pdf
https://catalog.tungsram.com/files/sheet/inlumino-xl_tbd_inxl1-65000eee740.pdf
https://catalog.tungsram.com/files/sheet/inlumino-xl_tbd_inxl1-65000ddd740.pdf
https://catalog.tungsram.com/files/sheet/inlumino-xl_tbd_inxl1-65000ccc740.pdf
https://catalog.tungsram.com/files/sheet/inlumino-xl_tbd_inxl1-65000bbb740.pdf
https://catalog.tungsram.com/files/sheet/inlumino-xl_tbd_inxl1-65000aaa740.pdf
https://catalog.tungsram.com/files/sheet/inlumino-xl_tbd_inxl1-60000kkk740.pdf
https://catalog.tungsram.com/files/sheet/inlumino-xl_tbd_inxl1-60000jjj740.pdf
https://catalog.tungsram.com/files/sheet/inlumino-xl_tbd_inxl1-60000ggg740.pdf
https://catalog.tungsram.com/files/sheet/inlumino-xl_tbd_inxl1-60000fff740.pdf
https://catalog.tungsram.com/files/sheet/inlumino-xl_tbd_inxl1-60000eee740.pdf
https://catalog.tungsram.com/files/sheet/inlumino-xl_tbd_inxl1-60000ddd740.pdf
https://catalog.tungsram.com/files/sheet/inlumino-xl_tbd_inxl1-60000ccc740.pdf
https://catalog.tungsram.com/files/sheet/inlumino-xl_tbd_inxl1-60000bbb740.pdf
https://catalog.tungsram.com/files/sheet/inlumino-xl_tbd_inxl1-60000aaa740.pdf
https://catalog.tungsram.com/files/sheet/inlumino-xl_tbd_inxl1-55000kkk740.pdf
https://catalog.tungsram.com/files/sheet/inlumino-xl_tbd_inxl1-55000jjj740.pdf
https://catalog.tungsram.com/files/sheet/inlumino-xl_tbd_inxl1-55000ggg740.pdf
https://catalog.tungsram.com/files/sheet/inlumino-xl_tbd_inxl1-55000fff740.pdf
https://catalog.tungsram.com/files/sheet/inlumino-xl_tbd_inxl1-55000eee740.pdf
https://catalog.tungsram.com/files/sheet/inlumino-xl_tbd_inxl1-55000ddd740.pdf
https://catalog.tungsram.com/files/sheet/inlumino-xl_tbd_inxl1-55000ccc740.pdf
https://catalog.tungsram.com/files/sheet/inlumino-xl_tbd_inxl1-55000bbb740.pdf
https://catalog.tungsram.com/files/sheet/inlumino-xl_tbd_inxl1-55000aaa740.pdf
https://catalog.tungsram.com/files/sheet/inlumino-xl_tbd_inxl1-50000kkk740.pdf
https://catalog.tungsram.com/files/sheet/inlumino-xl_tbd_inxl1-50000jjj740.pdf
https://catalog.tungsram.com/files/sheet/inlumino-xl_tbd_inxl1-50000ggg740.pdf
https://catalog.tungsram.com/files/sheet/inlumino-xl_tbd_inxl1-50000fff740.pdf
https://catalog.tungsram.com/files/sheet/inlumino-xl_tbd_inxl1-50000eee740.pdf
https://catalog.tungsram.com/files/sheet/inlumino-xl_tbd_inxl1-50000ddd740.pdf
https://catalog.tungsram.com/files/sheet/inlumino-xl_tbd_inxl1-50000ccc740.pdf
https://catalog.tungsram.com/files/sheet/inlumino-xl_tbd_inxl1-50000bbb740.pdf
https://catalog.tungsram.com/files/sheet/inlumino-xl_tbd_inxl1-50000aaa740.pdf
https://catalog.tungsram.com/files/sheet/inlumino-xl_tbd_inxl1-45000kkk740.pdf
https://catalog.tungsram.com/files/sheet/inlumino-xl_tbd_inxl1-45000jjj740.pdf
https://catalog.tungsram.com/files/sheet/inlumino-xl_tbd_inxl1-45000ggg740.pdf
https://catalog.tungsram.com/files/sheet/inlumino-xl_tbd_inxl1-45000fff740.pdf
https://catalog.tungsram.com/files/sheet/inlumino-xl_tbd_inxl1-45000eee740.pdf
https://catalog.tungsram.com/files/sheet/inlumino-xl_tbd_inxl1-45000ddd740.pdf
https://catalog.tungsram.com/files/sheet/inlumino-xl_tbd_inxl1-45000ccc740.pdf
https://catalog.tungsram.com/files/sheet/inlumino-xl_tbd_inxl1-45000bbb740.pdf
https://catalog.tungsram.com/files/sheet/inlumino-xl_tbd_inxl1-45000aaa740.pdf
https://catalog.tungsram.com/files/sheet/tungsram-high-bay-ip20_tbd_tu-hb-ip20-g1-2h45-4k80-u1-nl-st.pdf
https://catalog.tungsram.com/files/sheet/tungsram-high-bay-ip20_tbd_tu-hb-ip20-g1-2h30-4k80-u1-nl-ea.pdf
https://catalog.tungsram.com/files/sheet/tungsram-high-bay-ip20_tbd_tu-hb-ip20-g1-2h30-4k80-u1-nl-st.pdf
https://catalog.tungsram.com/files/sheet/tungsram-high-bay-ip20_tbd_tu-hb-ip20-g1-1h25-4k80-u1-nl-ea.pdf
https://catalog.tungsram.com/files/sheet/tungsram-high-bay-ip20_tbd_tu-hb-ip20-g1-1h25-4k80-u1-nl-st.pdf
https://catalog.tungsram.com/files/sheet/tungsram-high-bay-ip20_tbd_tu-hb-ip20-g1-1h20-4k80-u1-nl-st.pdf
https://catalog.tungsram.com/files/sheet/tungsram-high-bay-ip20_tbd_tu-hb-ip20-g1-1h15-4k80-u1-nl-st.pdf
https://catalog.tungsram.com/files/sheet/tungsram-high-bay-ip20_tbd_tu-hb-ip20-g1-1h10-4k80-u1-nl-st.pdf
https://catalog.tungsram.com/files/sheet/tungsram-high-bay-ip20_tbd_tu-hb-ip20-g1-2h45-4k80-u1-rf-st.pdf
https://catalog.tungsram.com/files/sheet/tungsram-high-bay-ip20_tbd_tu-hb-ip20-g1-2h30-4k80-u1-rf-ea.pdf
https://catalog.tungsram.com/files/sheet/tungsram-high-bay-ip20_tbd_tu-hb-ip20-g1-2h30-4k80-u1-rf-st.pdf
https://catalog.tungsram.com/files/sheet/tungsram-high-bay-ip20_tbd_tu-hb-ip20-g1-1h25-4k80-u1-rf-ea.pdf
https://catalog.tungsram.com/files/sheet/tungsram-high-bay-ip20_tbd_tu-hb-ip20-g1-1h25-4k80-u1-rf-st.pdf
https://catalog.tungsram.com/files/sheet/tungsram-high-bay-ip20_tbd_tu-hb-ip20-g1-1h20-4k80-u1-rf-ea.pdf
https://catalog.tungsram.com/files/sheet/tungsram-high-bay-ip20_tbd_tu-hb-ip20-g1-1h20-4k80-u1-rf-st.pdf
https://catalog.tungsram.com/files/sheet/tungsram-high-bay-ip20_tbd_tu-hb-ip20-g1-1h15-4k80-u1-rf-st.pdf
https://catalog.tungsram.com/files/sheet/tungsram-high-bay-ip20_tbd_tu-hb-ip20-g1-1h10-4k80-u1-rf-st.pdf
https://catalog.tungsram.com/files/sheet/tungsram-high-bay-ip20_tbd_tu-hb-ip20-g1-2h45-4k80-u1-dl-st.pdf
https://catalog.tungsram.com/files/sheet/tungsram-high-bay-ip20_tbd_tu-hb-ip20-g1-2h30-4k80-u1-dl-st.pdf
https://catalog.tungsram.com/files/sheet/tungsram-high-bay-ip20_tbd_tu-hb-ip20-g1-1h25-4k80-u1-dl-ea.pdf
https://catalog.tungsram.com/files/sheet/tungsram-high-bay-ip20_tbd_tu-hb-ip20-g1-1h25-4k80-u1-dl-st.pdf
https://catalog.tungsram.com/files/sheet/tungsram-high-bay-ip20_tbd_tu-hb-ip20-g1-1h20-4k80-u1-dl-ea.pdf
https://catalog.tungsram.com/files/sheet/tungsram-high-bay-ip20_tbd_tu-hb-ip20-g1-1h20-4k80-u1-dl-st.pdf
https://catalog.tungsram.com/files/sheet/tungsram-high-bay-ip20_tbd_tu-hb-ip20-g1-1h15-4k80-u1-dl-st.pdf
https://catalog.tungsram.com/files/sheet/tungsram-high-bay-ip20_tbd_tu-hb-ip20-g1-1h10-4k80-u1-dl-st.pdf
https://catalog.tungsram.com/files/sheet/tungsram-high-bay-ip20_tbd_tu-hb-ip20-g1-1s30-4k80-u1-rf-st.pdf
https://catalog.tungsram.com/files/sheet/tungsram-high-bay-ip20_tbd_tu-hb-ip20-g1-1s22-4k80-u1-rf-st.pdf
https://catalog.tungsram.com/files/sheet/tungsram-high-bay-ip20_tbd_tu-hb-ip20-g1-1s20-4k80-u1-rf-st.pdf
https://catalog.tungsram.com/files/sheet/tungsram-high-bay-ip20_tbd_tu-hb-ip20-g1-1s12-4k80-u1-rf-st.pdf
https://catalog.tungsram.com/files/sheet/tungsram-high-bay-ip20_tbd_tu-hb-ip20-g1-1s10-4k80-u1-rf-st.pdf
https://catalog.tungsram.com/files/sheet/tungsram-high-bay-ip20_tbd_tu-hb-ip20-g1-1s30-4k80-u1-dl-st.pdf
https://catalog.tungsram.com/files/sheet/tungsram-high-bay-ip20_tbd_tu-hb-ip20-g1-1s22-4k80-u1-dl-st.pdf
https://catalog.tungsram.com/files/sheet/tungsram-high-bay-ip20_tbd_tu-hb-ip20-g1-1s20-4k80-u1-dl-st.pdf
https://catalog.tungsram.com/files/sheet/tungsram-high-bay-ip20_tbd_tu-hb-ip20-g1-1s12-4k80-u1-dl-st.pdf
https://catalog.tungsram.com/files/sheet/tungsram-high-bay-ip20_tbd_tu-hb-ip20-g1-1s10-4k80-u1-dl-st.pdf
https://catalog.tungsram.com/files/sheet/tungsram-high-bay-ip20_tbd_tu-hb-ip20-g1-2s60-4k80-u1-sn-st.pdf
https://catalog.tungsram.com/files/sheet/tungsram-high-bay-ip20_tbd_tu-hb-ip20-g1-1s30-4k80-u1-sn-st.pdf
https://catalog.tungsram.com/files/sheet/tungsram-high-bay-ip20_tbd_tu-hb-ip20-g1-1s22-4k80-u1-sn-st.pdf
https://catalog.tungsram.com/files/sheet/tungsram-high-bay-ip20_tbd_tu-hb-ip20-g1-1s20-4k80-u1-sn-st.pdf
https://catalog.tungsram.com/files/sheet/tungsram-high-bay-ip20_tbd_tu-hb-ip20-g1-1s12-4k80-u1-sn-st.pdf
https://catalog.tungsram.com/files/sheet/tungsram-high-bay-ip20_tbd_tu-hb-ip20-g1-1s10-4k80-u1-sn-st.pdf
https://catalog.tungsram.com/files/sheet/tungsram-high-bay-ip20_tbd_tu-hb-ip20-g1-2s60-4k80-u1-fx-st.pdf
https://catalog.tungsram.com/files/sheet/tungsram-high-bay-ip20_tbd_tu-hb-ip20-g1-1s30-4k80-u1-fx-st.pdf
https://catalog.tungsram.com/files/sheet/tungsram-high-bay-ip20_tbd_tu-hb-ip20-g1-1s22-4k80-u1-fx-st.pdf
https://catalog.tungsram.com/files/sheet/tungsram-high-bay-ip20_tbd_tu-hb-ip20-g1-1s20-4k80-u1-fx-ea.pdf
https://catalog.tungsram.com/files/sheet/tungsram-high-bay-ip20_tbd_tu-hb-ip20-g1-1s20-4k80-u1-fx-st.pdf
https://catalog.tungsram.com/files/sheet/tungsram-high-bay-ip20_tbd_tu-hb-ip20-g1-1s12-4k80-u1-fx-st.pdf
https://catalog.tungsram.com/files/sheet/tungsram-high-bay-ip20_tbd_tu-hb-ip20-g1-1s10-4k80-u1-fx-st.pdf
https://catalog.tungsram.com/files/sheet/tungsram-high-bay-ip20_tbd_tu-hb-ip20-g1-2h45-4k70-u1-nl-st.pdf
https://catalog.tungsram.com/files/sheet/tungsram-high-bay-ip20_tbd_tu-hb-ip20-g1-2h30-4k70-u1-nl-ea.pdf
https://catalog.tungsram.com/files/sheet/tungsram-high-bay-ip20_tbd_tu-hb-ip20-g1-2h30-4k70-u1-nl-st.pdf
https://catalog.tungsram.com/files/sheet/tungsram-high-bay-ip20_tbd_tu-hb-ip20-g1-1h25-4k70-u1-nl-ea.pdf
https://catalog.tungsram.com/files/sheet/tungsram-high-bay-ip20_tbd_tu-hb-ip20-g1-1h25-4k70-u1-nl-st.pdf
https://catalog.tungsram.com/files/sheet/tungsram-high-bay-ip20_tbd_tu-hb-ip20-g1-1h20-4k70-u1-nl-st.pdf
https://catalog.tungsram.com/files/sheet/tungsram-high-bay-ip20_tbd_tu-hb-ip20-g1-1h15-4k70-u1-nl-st.pdf
https://catalog.tungsram.com/files/sheet/tungsram-high-bay-ip20_tbd_tu-hb-ip20-g1-1h10-4k70-u1-nl-st.pdf
https://catalog.tungsram.com/files/sheet/tungsram-high-bay-ip20_tbd_tu-hb-ip20-g1-2h45-4k70-u1-rf-st.pdf
https://catalog.tungsram.com/files/sheet/tungsram-high-bay-ip20_tbd_tu-hb-ip20-g1-2h30-4k70-u1-rf-ea.pdf
https://catalog.tungsram.com/files/sheet/tungsram-high-bay-ip20_tbd_tu-hb-ip20-g1-2h30-4k70-u1-rf-st.pdf
https://catalog.tungsram.com/files/sheet/tungsram-high-bay-ip20_tbd_tu-hb-ip20-g1-1h25-4k70-u1-rf-ea.pdf
https://catalog.tungsram.com/files/sheet/tungsram-high-bay-ip20_tbd_tu-hb-ip20-g1-1h25-4k70-u1-rf-st.pdf
https://catalog.tungsram.com/files/sheet/tungsram-high-bay-ip20_tbd_tu-hb-ip20-g1-1h20-4k70-u1-rf-ea.pdf
https://catalog.tungsram.com/files/sheet/tungsram-high-bay-ip20_tbd_tu-hb-ip20-g1-1h20-4k70-u1-rf-st.pdf
https://catalog.tungsram.com/files/sheet/tungsram-high-bay-ip20_tbd_tu-hb-ip20-g1-1h15-4k70-u1-rf-st.pdf
https://catalog.tungsram.com/files/sheet/tungsram-high-bay-ip20_tbd_tu-hb-ip20-g1-1h10-4k70-u1-rf-st.pdf
https://catalog.tungsram.com/files/sheet/tungsram-high-bay-ip20_tbd_tu-hb-ip20-g1-2h45-4k70-u1-dl-st.pdf
https://catalog.tungsram.com/files/sheet/tungsram-high-bay-ip20_tbd_tu-hb-ip20-g1-2h30-4k70-u1-dl-st.pdf
https://catalog.tungsram.com/files/sheet/tungsram-high-bay-ip20_tbd_tu-hb-ip20-g1-1h25-4k70-u1-dl-ea.pdf
https://catalog.tungsram.com/files/sheet/tungsram-high-bay-ip20_tbd_tu-hb-ip20-g1-1h25-4k70-u1-dl-st.pdf
https://catalog.tungsram.com/files/sheet/tungsram-high-bay-ip20_tbd_tu-hb-ip20-g1-1h20-4k70-u1-dl-ea.pdf
https://catalog.tungsram.com/files/sheet/tungsram-high-bay-ip20_tbd_tu-hb-ip20-g1-1h20-4k70-u1-dl-st.pdf
https://catalog.tungsram.com/files/sheet/tungsram-high-bay-ip20_tbd_tu-hb-ip20-g1-1h15-4k70-u1-dl-st.pdf
https://catalog.tungsram.com/files/sheet/tungsram-high-bay-ip20_tbd_tu-hb-ip20-g1-1h10-4k70-u1-dl-st.pdf
https://catalog.tungsram.com/files/sheet/tungsram-high-bay-ip20_tbd_tu-hb-ip20-g1-1s30-4k70-u1-rf-st.pdf
https://catalog.tungsram.com/files/sheet/tungsram-high-bay-ip20_tbd_tu-hb-ip20-g1-1s22-4k70-u1-rf-st.pdf
https://catalog.tungsram.com/files/sheet/tungsram-high-bay-ip20_tbd_tu-hb-ip20-g1-1s20-4k70-u1-rf-st.pdf
https://catalog.tungsram.com/files/sheet/tungsram-high-bay-ip20_tbd_tu-hb-ip20-g1-1s12-4k70-u1-rf-st.pdf
https://catalog.tungsram.com/files/sheet/tungsram-high-bay-ip20_tbd_tu-hb-ip20-g1-1s10-4k70-u1-rf-st.pdf
https://catalog.tungsram.com/files/sheet/tungsram-high-bay-ip20_tbd_tu-hb-ip20-g1-1s30-4k70-u1-dl-st.pdf
https://catalog.tungsram.com/files/sheet/tungsram-high-bay-ip20_tbd_tu-hb-ip20-g1-1s22-4k70-u1-dl-st.pdf
https://catalog.tungsram.com/files/sheet/tungsram-high-bay-ip20_tbd_tu-hb-ip20-g1-1s20-4k70-u1-dl-st.pdf
https://catalog.tungsram.com/files/sheet/tungsram-high-bay-ip20_tbd_tu-hb-ip20-g1-1s12-4k70-u1-dl-st.pdf
https://catalog.tungsram.com/files/sheet/tungsram-high-bay-ip20_tbd_tu-hb-ip20-g1-1s10-4k70-u1-dl-st.pdf
https://catalog.tungsram.com/files/sheet/tungsram-high-bay-ip20_tbd_tu-hb-ip20-g1-2s60-4k70-u1-sn-st.pdf
https://catalog.tungsram.com/files/sheet/tungsram-high-bay-ip20_tbd_tu-hb-ip20-g1-1s30-4k70-u1-sn-st.pdf
https://catalog.tungsram.com/files/sheet/tungsram-high-bay-ip20_tbd_tu-hb-ip20-g1-1s22-4k70-u1-sn-st.pdf
https://catalog.tungsram.com/files/sheet/tungsram-high-bay-ip20_tbd_tu-hb-ip20-g1-1s20-4k70-u1-sn-st.pdf
https://catalog.tungsram.com/files/sheet/tungsram-high-bay-ip20_tbd_tu-hb-ip20-g1-1s12-4k70-u1-sn-st.pdf
https://catalog.tungsram.com/files/sheet/tungsram-high-bay-ip20_tbd_tu-hb-ip20-g1-1s10-4k70-u1-sn-st.pdf
https://catalog.tungsram.com/files/sheet/tungsram-high-bay-ip20_tbd_tu-hb-ip20-g1-2s60-4k70-u1-fx-st.pdf
https://catalog.tungsram.com/files/sheet/tungsram-high-bay-ip20_tbd_tu-hb-ip20-g1-1s30-4k70-u1-fx-st.pdf
https://catalog.tungsram.com/files/sheet/tungsram-high-bay-ip20_tbd_tu-hb-ip20-g1-1s22-4k70-u1-fx-st.pdf
https://catalog.tungsram.com/files/sheet/tungsram-high-bay-ip20_tbd_tu-hb-ip20-g1-1s20-4k70-u1-fx-ea.pdf
https://catalog.tungsram.com/files/sheet/tungsram-high-bay-ip20_tbd_tu-hb-ip20-g1-1s20-4k70-u1-fx-st.pdf
https://catalog.tungsram.com/files/sheet/tungsram-high-bay-ip20_tbd_tu-hb-ip20-g1-1s12-4k70-u1-fx-st.pdf
https://catalog.tungsram.com/files/sheet/tungsram-high-bay-ip20_tbd_tu-hb-ip20-g1-1s10-4k70-u1-fx-st.pdf
https://catalog.tungsram.com/files/sheet/tungsram-high-bay-ip20_tbd_tu-hb-ip20-g1-2h45-5k80-u1-nl-st.pdf
https://catalog.tungsram.com/files/sheet/tungsram-high-bay-ip20_tbd_tu-hb-ip20-g1-2h30-5k80-u1-nl-ea.pdf
https://catalog.tungsram.com/files/sheet/tungsram-high-bay-ip20_tbd_tu-hb-ip20-g1-2h30-5k80-u1-nl-st.pdf
https://catalog.tungsram.com/files/sheet/tungsram-high-bay-ip20_tbd_tu-hb-ip20-g1-1h25-5k80-u1-nl-ea.pdf
https://catalog.tungsram.com/files/sheet/tungsram-high-bay-ip20_tbd_tu-hb-ip20-g1-1h25-5k80-u1-nl-st.pdf
https://catalog.tungsram.com/files/sheet/tungsram-high-bay-ip20_tbd_tu-hb-ip20-g1-1h20-5k80-u1-nl-st.pdf
https://catalog.tungsram.com/files/sheet/tungsram-high-bay-ip20_tbd_tu-hb-ip20-g1-1h15-5k80-u1-nl-st.pdf
https://catalog.tungsram.com/files/sheet/tungsram-high-bay-ip20_tbd_tu-hb-ip20-g1-1h10-5k80-u1-nl-st.pdf
https://catalog.tungsram.com/files/sheet/tungsram-high-bay-ip20_tbd_tu-hb-ip20-g1-2h45-5k80-u1-rf-st.pdf
https://catalog.tungsram.com/files/sheet/tungsram-high-bay-ip20_tbd_tu-hb-ip20-g1-2h30-5k80-u1-rf-ea.pdf
https://catalog.tungsram.com/files/sheet/tungsram-high-bay-ip20_tbd_tu-hb-ip20-g1-2h30-5k80-u1-rf-st.pdf
https://catalog.tungsram.com/files/sheet/tungsram-high-bay-ip20_tbd_tu-hb-ip20-g1-1h25-5k80-u1-rf-ea.pdf
https://catalog.tungsram.com/files/sheet/tungsram-high-bay-ip20_tbd_tu-hb-ip20-g1-1h25-5k80-u1-rf-st.pdf
https://catalog.tungsram.com/files/sheet/tungsram-high-bay-ip20_tbd_tu-hb-ip20-g1-1h20-5k80-u1-rf-ea.pdf
https://catalog.tungsram.com/files/sheet/tungsram-high-bay-ip20_tbd_tu-hb-ip20-g1-1h20-5k80-u1-rf-st.pdf
https://catalog.tungsram.com/files/sheet/tungsram-high-bay-ip20_tbd_tu-hb-ip20-g1-1h15-5k80-u1-rf-st.pdf
https://catalog.tungsram.com/files/sheet/tungsram-high-bay-ip20_tbd_tu-hb-ip20-g1-1h10-5k80-u1-rf-st.pdf
https://catalog.tungsram.com/files/sheet/tungsram-high-bay-ip20_tbd_tu-hb-ip20-g1-2h45-5k80-u1-dl-st.pdf
https://catalog.tungsram.com/files/sheet/tungsram-high-bay-ip20_tbd_tu-hb-ip20-g1-2h30-5k80-u1-dl-st.pdf
https://catalog.tungsram.com/files/sheet/tungsram-high-bay-ip20_tbd_tu-hb-ip20-g1-1h25-5k80-u1-dl-ea.pdf
https://catalog.tungsram.com/files/sheet/tungsram-high-bay-ip20_tbd_tu-hb-ip20-g1-1h25-5k80-u1-dl-st.pdf
https://catalog.tungsram.com/files/sheet/tungsram-high-bay-ip20_tbd_tu-hb-ip20-g1-1h20-5k80-u1-dl-ea.pdf
https://catalog.tungsram.com/files/sheet/tungsram-high-bay-ip20_tbd_tu-hb-ip20-g1-1h20-5k80-u1-dl-st.pdf
https://catalog.tungsram.com/files/sheet/tungsram-high-bay-ip20_tbd_tu-hb-ip20-g1-1h15-5k80-u1-dl-st.pdf
https://catalog.tungsram.com/files/sheet/tungsram-high-bay-ip20_tbd_tu-hb-ip20-g1-1h10-5k80-u1-dl-st.pdf
https://catalog.tungsram.com/files/sheet/tungsram-high-bay-ip20_tbd_tu-hb-ip20-g1-1s30-5k80-u1-rf-st.pdf
https://catalog.tungsram.com/files/sheet/tungsram-high-bay-ip20_tbd_tu-hb-ip20-g1-1s22-5k80-u1-rf-st.pdf
https://catalog.tungsram.com/files/sheet/tungsram-high-bay-ip20_tbd_tu-hb-ip20-g1-1s20-5k80-u1-rf-st.pdf
https://catalog.tungsram.com/files/sheet/tungsram-high-bay-ip20_tbd_tu-hb-ip20-g1-1s12-5k80-u1-rf-st.pdf
https://catalog.tungsram.com/files/sheet/tungsram-high-bay-ip20_tbd_tu-hb-ip20-g1-1s10-5k80-u1-rf-st.pdf
https://catalog.tungsram.com/files/sheet/tungsram-high-bay-ip20_tbd_tu-hb-ip20-g1-1s30-5k80-u1-dl-st.pdf
https://catalog.tungsram.com/files/sheet/tungsram-high-bay-ip20_tbd_tu-hb-ip20-g1-1s22-5k80-u1-dl-st.pdf
https://catalog.tungsram.com/files/sheet/tungsram-high-bay-ip20_tbd_tu-hb-ip20-g1-1s20-5k80-u1-dl-st.pdf
https://catalog.tungsram.com/files/sheet/tungsram-high-bay-ip20_tbd_tu-hb-ip20-g1-1s12-5k80-u1-dl-st.pdf
https://catalog.tungsram.com/files/sheet/tungsram-high-bay-ip20_tbd_tu-hb-ip20-g1-1s10-5k80-u1-dl-st.pdf
https://catalog.tungsram.com/files/sheet/tungsram-high-bay-ip20_tbd_tu-hb-ip20-g1-2s60-5k80-u1-sn-st.pdf
https://catalog.tungsram.com/files/sheet/tungsram-high-bay-ip20_tbd_tu-hb-ip20-g1-1s30-5k80-u1-sn-st.pdf
https://catalog.tungsram.com/files/sheet/tungsram-high-bay-ip20_tbd_tu-hb-ip20-g1-1s22-5k80-u1-sn-st.pdf
https://catalog.tungsram.com/files/sheet/tungsram-high-bay-ip20_tbd_tu-hb-ip20-g1-1s20-5k80-u1-sn-st.pdf
https://catalog.tungsram.com/files/sheet/tungsram-high-bay-ip20_tbd_tu-hb-ip20-g1-1s12-5k80-u1-sn-st.pdf
https://catalog.tungsram.com/files/sheet/tungsram-high-bay-ip20_tbd_tu-hb-ip20-g1-1s10-5k80-u1-sn-st.pdf
https://catalog.tungsram.com/files/sheet/tungsram-high-bay-ip20_tbd_tu-hb-ip20-g1-2s60-5k80-u1-fx-st.pdf
https://catalog.tungsram.com/files/sheet/tungsram-high-bay-ip20_tbd_tu-hb-ip20-g1-1s30-5k80-u1-fx-st.pdf
https://catalog.tungsram.com/files/sheet/tungsram-high-bay-ip20_tbd_tu-hb-ip20-g1-1s22-5k80-u1-fx-st.pdf
https://catalog.tungsram.com/files/sheet/tungsram-high-bay-ip20_tbd_tu-hb-ip20-g1-1s20-5k80-u1-fx-ea.pdf
https://catalog.tungsram.com/files/sheet/tungsram-high-bay-ip20_tbd_tu-hb-ip20-g1-1s20-5k80-u1-fx-st.pdf
https://catalog.tungsram.com/files/sheet/tungsram-high-bay-ip20_tbd_tu-hb-ip20-g1-1s12-5k80-u1-fx-st.pdf
https://catalog.tungsram.com/files/sheet/tungsram-high-bay-ip20_tbd_tu-hb-ip20-g1-1s10-5k80-u1-fx-st.pdf
https://catalog.tungsram.com/files/sheet/tungsram-high-bay-ip20_tbd_tu-hb-ip20-g1-2h45-5k70-u1-nl-st.pdf
https://catalog.tungsram.com/files/sheet/tungsram-high-bay-ip20_tbd_tu-hb-ip20-g1-2h30-5k70-u1-nl-ea.pdf
https://catalog.tungsram.com/files/sheet/tungsram-high-bay-ip20_tbd_tu-hb-ip20-g1-2h30-5k70-u1-nl-st.pdf
https://catalog.tungsram.com/files/sheet/tungsram-high-bay-ip20_tbd_tu-hb-ip20-g1-1h25-5k70-u1-nl-ea.pdf
https://catalog.tungsram.com/files/sheet/tungsram-high-bay-ip20_tbd_tu-hb-ip20-g1-1h25-5k70-u1-nl-st.pdf
https://catalog.tungsram.com/files/sheet/tungsram-high-bay-ip20_tbd_tu-hb-ip20-g1-1h20-5k70-u1-nl-st.pdf
https://catalog.tungsram.com/files/sheet/tungsram-high-bay-ip20_tbd_tu-hb-ip20-g1-1h15-5k70-u1-nl-st.pdf
https://catalog.tungsram.com/files/sheet/tungsram-high-bay-ip20_tbd_tu-hb-ip20-g1-1h10-5k70-u1-nl-st.pdf
https://catalog.tungsram.com/files/sheet/tungsram-high-bay-ip20_tbd_tu-hb-ip20-g1-2h45-5k70-u1-rf-st.pdf
https://catalog.tungsram.com/files/sheet/tungsram-high-bay-ip20_tbd_tu-hb-ip20-g1-2h30-5k70-u1-rf-ea.pdf
https://catalog.tungsram.com/files/sheet/tungsram-high-bay-ip20_tbd_tu-hb-ip20-g1-2h30-5k70-u1-rf-st.pdf
https://catalog.tungsram.com/files/sheet/tungsram-high-bay-ip20_tbd_tu-hb-ip20-g1-1h25-5k70-u1-rf-ea.pdf
https://catalog.tungsram.com/files/sheet/tungsram-high-bay-ip20_tbd_tu-hb-ip20-g1-1h25-5k70-u1-rf-st.pdf
https://catalog.tungsram.com/files/sheet/tungsram-high-bay-ip20_tbd_tu-hb-ip20-g1-1h20-5k70-u1-rf-ea.pdf
https://catalog.tungsram.com/files/sheet/tungsram-high-bay-ip20_tbd_tu-hb-ip20-g1-1h20-5k70-u1-rf-st.pdf
https://catalog.tungsram.com/files/sheet/tungsram-high-bay-ip20_tbd_tu-hb-ip20-g1-1h15-5k70-u1-rf-st.pdf
https://catalog.tungsram.com/files/sheet/tungsram-high-bay-ip20_tbd_tu-hb-ip20-g1-1h10-5k70-u1-rf-st.pdf
https://catalog.tungsram.com/files/sheet/tungsram-high-bay-ip20_tbd_tu-hb-ip20-g1-2h45-5k70-u1-dl-st.pdf
https://catalog.tungsram.com/files/sheet/tungsram-high-bay-ip20_tbd_tu-hb-ip20-g1-2h30-5k70-u1-dl-st.pdf
https://catalog.tungsram.com/files/sheet/tungsram-high-bay-ip20_tbd_tu-hb-ip20-g1-1h25-5k70-u1-dl-ea.pdf
https://catalog.tungsram.com/files/sheet/tungsram-high-bay-ip20_tbd_tu-hb-ip20-g1-1h25-5k70-u1-dl-st.pdf
https://catalog.tungsram.com/files/sheet/tungsram-high-bay-ip20_tbd_tu-hb-ip20-g1-1h20-5k70-u1-dl-ea.pdf
https://catalog.tungsram.com/files/sheet/tungsram-high-bay-ip20_tbd_tu-hb-ip20-g1-1h20-5k70-u1-dl-st.pdf
https://catalog.tungsram.com/files/sheet/tungsram-high-bay-ip20_tbd_tu-hb-ip20-g1-1h15-5k70-u1-dl-st.pdf
https://catalog.tungsram.com/files/sheet/tungsram-high-bay-ip20_tbd_tu-hb-ip20-g1-1h10-5k70-u1-dl-st.pdf
https://catalog.tungsram.com/files/sheet/tungsram-high-bay-ip20_tbd_tu-hb-ip20-g1-1s30-5k70-u1-rf-st.pdf
https://catalog.tungsram.com/files/sheet/tungsram-high-bay-ip20_tbd_tu-hb-ip20-g1-1s22-5k70-u1-rf-st.pdf
https://catalog.tungsram.com/files/sheet/tungsram-high-bay-ip20_tbd_tu-hb-ip20-g1-1s20-5k70-u1-rf-st.pdf
https://catalog.tungsram.com/files/sheet/tungsram-high-bay-ip20_tbd_tu-hb-ip20-g1-1s12-5k70-u1-rf-st.pdf
https://catalog.tungsram.com/files/sheet/tungsram-high-bay-ip20_tbd_tu-hb-ip20-g1-1s10-5k70-u1-rf-st.pdf
https://catalog.tungsram.com/files/sheet/tungsram-high-bay-ip20_tbd_tu-hb-ip20-g1-1s30-5k70-u1-dl-st.pdf
https://catalog.tungsram.com/files/sheet/tungsram-high-bay-ip20_tbd_tu-hb-ip20-g1-1s22-5k70-u1-dl-st.pdf
https://catalog.tungsram.com/files/sheet/tungsram-high-bay-ip20_tbd_tu-hb-ip20-g1-1s20-5k70-u1-dl-st.pdf
https://catalog.tungsram.com/files/sheet/tungsram-high-bay-ip20_tbd_tu-hb-ip20-g1-1s12-5k70-u1-dl-st.pdf
https://catalog.tungsram.com/files/sheet/tungsram-high-bay-ip20_tbd_tu-hb-ip20-g1-1s10-5k70-u1-dl-st.pdf
https://catalog.tungsram.com/files/sheet/tungsram-high-bay-ip20_tbd_tu-hb-ip20-g1-2s60-5k70-u1-sn-st.pdf
https://catalog.tungsram.com/files/sheet/tungsram-high-bay-ip20_tbd_tu-hb-ip20-g1-1s30-5k70-u1-sn-st.pdf
https://catalog.tungsram.com/files/sheet/tungsram-high-bay-ip20_tbd_tu-hb-ip20-g1-1s22-5k70-u1-sn-st.pdf
https://catalog.tungsram.com/files/sheet/tungsram-high-bay-ip20_tbd_tu-hb-ip20-g1-1s20-5k70-u1-sn-st.pdf
https://catalog.tungsram.com/files/sheet/tungsram-high-bay-ip20_tbd_tu-hb-ip20-g1-1s12-5k70-u1-sn-st.pdf
https://catalog.tungsram.com/files/sheet/tungsram-high-bay-ip20_tbd_tu-hb-ip20-g1-1s10-5k70-u1-sn-st.pdf
https://catalog.tungsram.com/files/sheet/tungsram-high-bay-ip20_tbd_tu-hb-ip20-g1-2s60-5k70-u1-fx-st.pdf
https://catalog.tungsram.com/files/sheet/tungsram-high-bay-ip20_tbd_tu-hb-ip20-g1-1s30-5k70-u1-fx-st.pdf
https://catalog.tungsram.com/files/sheet/tungsram-high-bay-ip20_tbd_tu-hb-ip20-g1-1s22-5k70-u1-fx-st.pdf
https://catalog.tungsram.com/files/sheet/tungsram-high-bay-ip20_tbd_tu-hb-ip20-g1-1s20-5k70-u1-fx-ea.pdf
https://catalog.tungsram.com/files/sheet/tungsram-high-bay-ip20_tbd_tu-hb-ip20-g1-1s20-5k70-u1-fx-st.pdf
https://catalog.tungsram.com/files/sheet/tungsram-high-bay-ip20_tbd_tu-hb-ip20-g1-1s12-5k70-u1-fx-st.pdf
https://catalog.tungsram.com/files/sheet/tungsram-high-bay-ip20_tbd_tu-hb-ip20-g1-1s10-5k70-u1-fx-st.pdf
https://catalog.tungsram.com/files/sheet/tungsram-high-bay-ip20_tbd_tu-hb-ip20-g1-2h45-4k80-l9-nl-st.pdf
https://catalog.tungsram.com/files/sheet/tungsram-high-bay-ip20_tbd_tu-hb-ip20-g1-2h30-4k80-l9-nl-ea.pdf
https://catalog.tungsram.com/files/sheet/tungsram-high-bay-ip20_tbd_tu-hb-ip20-g1-2h30-4k80-l9-nl-st.pdf
https://catalog.tungsram.com/files/sheet/tungsram-high-bay-ip20_tbd_tu-hb-ip20-g1-1h25-4k80-l9-nl-ea.pdf
https://catalog.tungsram.com/files/sheet/tungsram-high-bay-ip20_tbd_tu-hb-ip20-g1-1h25-4k80-l9-nl-st.pdf
https://catalog.tungsram.com/files/sheet/tungsram-high-bay-ip20_tbd_tu-hb-ip20-g1-1h20-4k80-l9-nl-st.pdf
https://catalog.tungsram.com/files/sheet/tungsram-high-bay-ip20_tbd_tu-hb-ip20-g1-1h15-4k80-l9-nl-st.pdf
https://catalog.tungsram.com/files/sheet/tungsram-high-bay-ip20_tbd_tu-hb-ip20-g1-1h10-4k80-l9-nl-st.pdf
https://catalog.tungsram.com/files/sheet/tungsram-high-bay-ip20_tbd_tu-hb-ip20-g1-2h45-4k80-l9-rf-st.pdf
https://catalog.tungsram.com/files/sheet/tungsram-high-bay-ip20_tbd_tu-hb-ip20-g1-2h30-4k80-l9-rf-ea.pdf
https://catalog.tungsram.com/files/sheet/tungsram-high-bay-ip20_tbd_tu-hb-ip20-g1-2h30-4k80-l9-rf-st.pdf
https://catalog.tungsram.com/files/sheet/tungsram-high-bay-ip20_tbd_tu-hb-ip20-g1-1h25-4k80-l9-rf-ea.pdf
https://catalog.tungsram.com/files/sheet/tungsram-high-bay-ip20_tbd_tu-hb-ip20-g1-1h25-4k80-l9-rf-st.pdf
https://catalog.tungsram.com/files/sheet/tungsram-high-bay-ip20_tbd_tu-hb-ip20-g1-1h20-4k80-l9-rf-ea.pdf
https://catalog.tungsram.com/files/sheet/tungsram-high-bay-ip20_tbd_tu-hb-ip20-g1-1h20-4k80-l9-rf-st.pdf
https://catalog.tungsram.com/files/sheet/tungsram-high-bay-ip20_tbd_tu-hb-ip20-g1-1h15-4k80-l9-rf-st.pdf
https://catalog.tungsram.com/files/sheet/tungsram-high-bay-ip20_tbd_tu-hb-ip20-g1-1h10-4k80-l9-rf-st.pdf
https://catalog.tungsram.com/files/sheet/tungsram-high-bay-ip20_tbd_tu-hb-ip20-g1-2h45-4k80-l9-dl-st.pdf
https://catalog.tungsram.com/files/sheet/tungsram-high-bay-ip20_tbd_tu-hb-ip20-g1-2h30-4k80-l9-dl-st.pdf
https://catalog.tungsram.com/files/sheet/tungsram-high-bay-ip20_tbd_tu-hb-ip20-g1-1h25-4k80-l9-dl-ea.pdf
https://catalog.tungsram.com/files/sheet/tungsram-high-bay-ip20_tbd_tu-hb-ip20-g1-1h25-4k80-l9-dl-st.pdf
https://catalog.tungsram.com/files/sheet/tungsram-high-bay-ip20_tbd_tu-hb-ip20-g1-1h20-4k80-l9-dl-ea.pdf
https://catalog.tungsram.com/files/sheet/tungsram-high-bay-ip20_tbd_tu-hb-ip20-g1-1h20-4k80-l9-dl-st.pdf
https://catalog.tungsram.com/files/sheet/tungsram-high-bay-ip20_tbd_tu-hb-ip20-g1-1h15-4k80-l9-dl-st.pdf
https://catalog.tungsram.com/files/sheet/tungsram-high-bay-ip20_tbd_tu-hb-ip20-g1-1h10-4k80-l9-dl-st.pdf
https://catalog.tungsram.com/files/sheet/tungsram-high-bay-ip20_tbd_tu-hb-ip20-g1-1s30-4k80-l9-rf-st.pdf
https://catalog.tungsram.com/files/sheet/tungsram-high-bay-ip20_tbd_tu-hb-ip20-g1-1s22-4k80-l9-rf-st.pdf
https://catalog.tungsram.com/files/sheet/tungsram-high-bay-ip20_tbd_tu-hb-ip20-g1-1s20-4k80-l9-rf-st.pdf
https://catalog.tungsram.com/files/sheet/tungsram-high-bay-ip20_tbd_tu-hb-ip20-g1-1s12-4k80-l9-rf-st.pdf
https://catalog.tungsram.com/files/sheet/tungsram-high-bay-ip20_tbd_tu-hb-ip20-g1-1s10-4k80-l9-rf-st.pdf
https://catalog.tungsram.com/files/sheet/tungsram-high-bay-ip20_tbd_tu-hb-ip20-g1-1s30-4k80-l9-dl-st.pdf
https://catalog.tungsram.com/files/sheet/tungsram-high-bay-ip20_tbd_tu-hb-ip20-g1-1s22-4k80-l9-dl-st.pdf
https://catalog.tungsram.com/files/sheet/tungsram-high-bay-ip20_tbd_tu-hb-ip20-g1-1s20-4k80-l9-dl-st.pdf
https://catalog.tungsram.com/files/sheet/tungsram-high-bay-ip20_tbd_tu-hb-ip20-g1-1s12-4k80-l9-dl-st.pdf
https://catalog.tungsram.com/files/sheet/tungsram-high-bay-ip20_tbd_tu-hb-ip20-g1-1s10-4k80-l9-dl-st.pdf
https://catalog.tungsram.com/files/sheet/tungsram-high-bay-ip20_tbd_tu-hb-ip20-g1-2s60-4k80-l9-sn-st.pdf
https://catalog.tungsram.com/files/sheet/tungsram-high-bay-ip20_tbd_tu-hb-ip20-g1-1s30-4k80-l9-sn-st.pdf
https://catalog.tungsram.com/files/sheet/tungsram-high-bay-ip20_tbd_tu-hb-ip20-g1-1s22-4k80-l9-sn-st.pdf
https://catalog.tungsram.com/files/sheet/tungsram-high-bay-ip20_tbd_tu-hb-ip20-g1-1s20-4k80-l9-sn-st.pdf
https://catalog.tungsram.com/files/sheet/tungsram-high-bay-ip20_tbd_tu-hb-ip20-g1-1s12-4k80-l9-sn-st.pdf
https://catalog.tungsram.com/files/sheet/tungsram-high-bay-ip20_tbd_tu-hb-ip20-g1-1s10-4k80-l9-sn-st.pdf
https://catalog.tungsram.com/files/sheet/tungsram-high-bay-ip20_tbd_tu-hb-ip20-g1-2s60-4k80-l9-fx-st.pdf
https://catalog.tungsram.com/files/sheet/tungsram-high-bay-ip20_tbd_tu-hb-ip20-g1-1s30-4k80-l9-fx-st.pdf
https://catalog.tungsram.com/files/sheet/tungsram-high-bay-ip20_tbd_tu-hb-ip20-g1-1s22-4k80-l9-fx-st.pdf
https://catalog.tungsram.com/files/sheet/tungsram-high-bay-ip20_tbd_tu-hb-ip20-g1-1s20-4k80-l9-fx-ea.pdf
https://catalog.tungsram.com/files/sheet/tungsram-high-bay-ip20_tbd_tu-hb-ip20-g1-1s20-4k80-l9-fx-st.pdf
https://catalog.tungsram.com/files/sheet/tungsram-high-bay-ip20_tbd_tu-hb-ip20-g1-1s12-4k80-l9-fx-st.pdf
https://catalog.tungsram.com/files/sheet/tungsram-high-bay-ip20_tbd_tu-hb-ip20-g1-1s10-4k80-l9-fx-st.pdf
https://catalog.tungsram.com/files/sheet/tungsram-high-bay-ip20_tbd_tu-hb-ip20-g1-2h45-4k70-l9-nl-st.pdf
https://catalog.tungsram.com/files/sheet/tungsram-high-bay-ip20_tbd_tu-hb-ip20-g1-2h30-4k70-l9-nl-ea.pdf
https://catalog.tungsram.com/files/sheet/tungsram-high-bay-ip20_tbd_tu-hb-ip20-g1-2h30-4k70-l9-nl-st.pdf
https://catalog.tungsram.com/files/sheet/tungsram-high-bay-ip20_tbd_tu-hb-ip20-g1-1h25-4k70-l9-nl-ea.pdf
https://catalog.tungsram.com/files/sheet/tungsram-high-bay-ip20_tbd_tu-hb-ip20-g1-1h25-4k70-l9-nl-st.pdf
https://catalog.tungsram.com/files/sheet/tungsram-high-bay-ip20_tbd_tu-hb-ip20-g1-1h20-4k70-l9-nl-st.pdf
https://catalog.tungsram.com/files/sheet/tungsram-high-bay-ip20_tbd_tu-hb-ip20-g1-1h15-4k70-l9-nl-st.pdf
https://catalog.tungsram.com/files/sheet/tungsram-high-bay-ip20_tbd_tu-hb-ip20-g1-1h10-4k70-l9-nl-st.pdf
https://catalog.tungsram.com/files/sheet/tungsram-high-bay-ip20_tbd_tu-hb-ip20-g1-2h45-4k70-l9-rf-st.pdf
https://catalog.tungsram.com/files/sheet/tungsram-high-bay-ip20_tbd_tu-hb-ip20-g1-2h30-4k70-l9-rf-ea.pdf
https://catalog.tungsram.com/files/sheet/tungsram-high-bay-ip20_tbd_tu-hb-ip20-g1-2h30-4k70-l9-rf-st.pdf
https://catalog.tungsram.com/files/sheet/tungsram-high-bay-ip20_tbd_tu-hb-ip20-g1-1h25-4k70-l9-rf-ea.pdf
https://catalog.tungsram.com/files/sheet/tungsram-high-bay-ip20_tbd_tu-hb-ip20-g1-1h25-4k70-l9-rf-st.pdf
https://catalog.tungsram.com/files/sheet/tungsram-high-bay-ip20_tbd_tu-hb-ip20-g1-1h20-4k70-l9-rf-ea.pdf
https://catalog.tungsram.com/files/sheet/tungsram-high-bay-ip20_tbd_tu-hb-ip20-g1-1h20-4k70-l9-rf-st.pdf
https://catalog.tungsram.com/files/sheet/tungsram-high-bay-ip20_tbd_tu-hb-ip20-g1-1h15-4k70-l9-rf-st.pdf
https://catalog.tungsram.com/files/sheet/tungsram-high-bay-ip20_tbd_tu-hb-ip20-g1-1h10-4k70-l9-rf-st.pdf
https://catalog.tungsram.com/files/sheet/tungsram-high-bay-ip20_tbd_tu-hb-ip20-g1-2h45-4k70-l9-dl-st.pdf
https://catalog.tungsram.com/files/sheet/tungsram-high-bay-ip20_tbd_tu-hb-ip20-g1-2h30-4k70-l9-dl-st.pdf
https://catalog.tungsram.com/files/sheet/tungsram-high-bay-ip20_tbd_tu-hb-ip20-g1-1h25-4k70-l9-dl-ea.pdf
https://catalog.tungsram.com/files/sheet/tungsram-high-bay-ip20_tbd_tu-hb-ip20-g1-1h25-4k70-l9-dl-st.pdf
https://catalog.tungsram.com/files/sheet/tungsram-high-bay-ip20_tbd_tu-hb-ip20-g1-1h20-4k70-l9-dl-ea.pdf
https://catalog.tungsram.com/files/sheet/tungsram-high-bay-ip20_tbd_tu-hb-ip20-g1-1h20-4k70-l9-dl-st.pdf
https://catalog.tungsram.com/files/sheet/tungsram-high-bay-ip20_tbd_tu-hb-ip20-g1-1h15-4k70-l9-dl-st.pdf
https://catalog.tungsram.com/files/sheet/tungsram-high-bay-ip20_tbd_tu-hb-ip20-g1-1h10-4k70-l9-dl-st.pdf
https://catalog.tungsram.com/files/sheet/tungsram-high-bay-ip20_tbd_tu-hb-ip20-g1-1s30-4k70-l9-rf-st.pdf
https://catalog.tungsram.com/files/sheet/tungsram-high-bay-ip20_tbd_tu-hb-ip20-g1-1s22-4k70-l9-rf-st.pdf
https://catalog.tungsram.com/files/sheet/tungsram-high-bay-ip20_tbd_tu-hb-ip20-g1-1s20-4k70-l9-rf-st.pdf
https://catalog.tungsram.com/files/sheet/tungsram-high-bay-ip20_tbd_tu-hb-ip20-g1-1s12-4k70-l9-rf-st.pdf
https://catalog.tungsram.com/files/sheet/tungsram-high-bay-ip20_tbd_tu-hb-ip20-g1-1s10-4k70-l9-rf-st.pdf
https://catalog.tungsram.com/files/sheet/tungsram-high-bay-ip20_tbd_tu-hb-ip20-g1-1s30-4k70-l9-dl-st.pdf
https://catalog.tungsram.com/files/sheet/tungsram-high-bay-ip20_tbd_tu-hb-ip20-g1-1s22-4k70-l9-dl-st.pdf
https://catalog.tungsram.com/files/sheet/tungsram-high-bay-ip20_tbd_tu-hb-ip20-g1-1s20-4k70-l9-dl-st.pdf
https://catalog.tungsram.com/files/sheet/tungsram-high-bay-ip20_tbd_tu-hb-ip20-g1-1s12-4k70-l9-dl-st.pdf
https://catalog.tungsram.com/files/sheet/tungsram-high-bay-ip20_tbd_tu-hb-ip20-g1-1s10-4k70-l9-dl-st.pdf
https://catalog.tungsram.com/files/sheet/tungsram-high-bay-ip20_tbd_tu-hb-ip20-g1-2s60-4k70-l9-sn-st.pdf
https://catalog.tungsram.com/files/sheet/tungsram-high-bay-ip20_tbd_tu-hb-ip20-g1-1s30-4k70-l9-sn-st.pdf
https://catalog.tungsram.com/files/sheet/tungsram-high-bay-ip20_tbd_tu-hb-ip20-g1-1s22-4k70-l9-sn-st.pdf
https://catalog.tungsram.com/files/sheet/tungsram-high-bay-ip20_tbd_tu-hb-ip20-g1-1s20-4k70-l9-sn-st.pdf
https://catalog.tungsram.com/files/sheet/tungsram-high-bay-ip20_tbd_tu-hb-ip20-g1-1s12-4k70-l9-sn-st.pdf
https://catalog.tungsram.com/files/sheet/tungsram-high-bay-ip20_tbd_tu-hb-ip20-g1-1s10-4k70-l9-sn-st.pdf
https://catalog.tungsram.com/files/sheet/tungsram-high-bay-ip20_tbd_tu-hb-ip20-g1-2s60-4k70-l9-fx-st.pdf
https://catalog.tungsram.com/files/sheet/tungsram-high-bay-ip20_tbd_tu-hb-ip20-g1-1s30-4k70-l9-fx-st.pdf
https://catalog.tungsram.com/files/sheet/tungsram-high-bay-ip20_tbd_tu-hb-ip20-g1-1s22-4k70-l9-fx-st.pdf
https://catalog.tungsram.com/files/sheet/tungsram-high-bay-ip20_tbd_tu-hb-ip20-g1-1s20-4k70-l9-fx-ea.pdf
https://catalog.tungsram.com/files/sheet/tungsram-high-bay-ip20_tbd_tu-hb-ip20-g1-1s20-4k70-l9-fx-st.pdf
https://catalog.tungsram.com/files/sheet/tungsram-high-bay-ip20_tbd_tu-hb-ip20-g1-1s12-4k70-l9-fx-st.pdf
https://catalog.tungsram.com/files/sheet/tungsram-high-bay-ip20_tbd_tu-hb-ip20-g1-1s10-4k70-l9-fx-st.pdf
https://catalog.tungsram.com/files/sheet/tungsram-high-bay-ip20_tbd_tu-hb-ip20-g1-2h45-5k80-l9-nl-st.pdf
https://catalog.tungsram.com/files/sheet/tungsram-high-bay-ip20_tbd_tu-hb-ip20-g1-2h30-5k80-l9-nl-ea.pdf
https://catalog.tungsram.com/files/sheet/tungsram-high-bay-ip20_tbd_tu-hb-ip20-g1-2h30-5k80-l9-nl-st.pdf
https://catalog.tungsram.com/files/sheet/tungsram-high-bay-ip20_tbd_tu-hb-ip20-g1-1h25-5k80-l9-nl-ea.pdf
https://catalog.tungsram.com/files/sheet/tungsram-high-bay-ip20_tbd_tu-hb-ip20-g1-1h25-5k80-l9-nl-st.pdf
https://catalog.tungsram.com/files/sheet/tungsram-high-bay-ip20_tbd_tu-hb-ip20-g1-1h20-5k80-l9-nl-st.pdf
https://catalog.tungsram.com/files/sheet/tungsram-high-bay-ip20_tbd_tu-hb-ip20-g1-1h15-5k80-l9-nl-st.pdf
https://catalog.tungsram.com/files/sheet/tungsram-high-bay-ip20_tbd_tu-hb-ip20-g1-1h10-5k80-l9-nl-st.pdf
https://catalog.tungsram.com/files/sheet/tungsram-high-bay-ip20_tbd_tu-hb-ip20-g1-2h45-5k80-l9-rf-st.pdf
https://catalog.tungsram.com/files/sheet/tungsram-high-bay-ip20_tbd_tu-hb-ip20-g1-2h30-5k80-l9-rf-ea.pdf
https://catalog.tungsram.com/files/sheet/tungsram-high-bay-ip20_tbd_tu-hb-ip20-g1-2h30-5k80-l9-rf-st.pdf
https://catalog.tungsram.com/files/sheet/tungsram-high-bay-ip20_tbd_tu-hb-ip20-g1-1h25-5k80-l9-rf-ea.pdf
https://catalog.tungsram.com/files/sheet/tungsram-high-bay-ip20_tbd_tu-hb-ip20-g1-1h25-5k80-l9-rf-st.pdf
https://catalog.tungsram.com/files/sheet/tungsram-high-bay-ip20_tbd_tu-hb-ip20-g1-1h20-5k80-l9-rf-ea.pdf
https://catalog.tungsram.com/files/sheet/tungsram-high-bay-ip20_tbd_tu-hb-ip20-g1-1h20-5k80-l9-rf-st.pdf
https://catalog.tungsram.com/files/sheet/tungsram-high-bay-ip20_tbd_tu-hb-ip20-g1-1h15-5k80-l9-rf-st.pdf
https://catalog.tungsram.com/files/sheet/tungsram-high-bay-ip20_tbd_tu-hb-ip20-g1-1h10-5k80-l9-rf-st.pdf
https://catalog.tungsram.com/files/sheet/tungsram-high-bay-ip20_tbd_tu-hb-ip20-g1-2h45-5k80-l9-dl-st.pdf
https://catalog.tungsram.com/files/sheet/tungsram-high-bay-ip20_tbd_tu-hb-ip20-g1-2h30-5k80-l9-dl-st.pdf
https://catalog.tungsram.com/files/sheet/tungsram-high-bay-ip20_tbd_tu-hb-ip20-g1-1h25-5k80-l9-dl-ea.pdf
https://catalog.tungsram.com/files/sheet/tungsram-high-bay-ip20_tbd_tu-hb-ip20-g1-1h25-5k80-l9-dl-st.pdf
https://catalog.tungsram.com/files/sheet/tungsram-high-bay-ip20_tbd_tu-hb-ip20-g1-1h20-5k80-l9-dl-ea.pdf
https://catalog.tungsram.com/files/sheet/tungsram-high-bay-ip20_tbd_tu-hb-ip20-g1-1h20-5k80-l9-dl-st.pdf
https://catalog.tungsram.com/files/sheet/tungsram-high-bay-ip20_tbd_tu-hb-ip20-g1-1h15-5k80-l9-dl-st.pdf
https://catalog.tungsram.com/files/sheet/tungsram-high-bay-ip20_tbd_tu-hb-ip20-g1-1h10-5k80-l9-dl-st.pdf
https://catalog.tungsram.com/files/sheet/tungsram-high-bay-ip20_tbd_tu-hb-ip20-g1-1s30-5k80-l9-rf-st.pdf
https://catalog.tungsram.com/files/sheet/tungsram-high-bay-ip20_tbd_tu-hb-ip20-g1-1s22-5k80-l9-rf-st.pdf
https://catalog.tungsram.com/files/sheet/tungsram-high-bay-ip20_tbd_tu-hb-ip20-g1-1s20-5k80-l9-rf-st.pdf
https://catalog.tungsram.com/files/sheet/tungsram-high-bay-ip20_tbd_tu-hb-ip20-g1-1s12-5k80-l9-rf-st.pdf
https://catalog.tungsram.com/files/sheet/tungsram-high-bay-ip20_tbd_tu-hb-ip20-g1-1s10-5k80-l9-rf-st.pdf
https://catalog.tungsram.com/files/sheet/tungsram-high-bay-ip20_tbd_tu-hb-ip20-g1-1s30-5k80-l9-dl-st.pdf
https://catalog.tungsram.com/files/sheet/tungsram-high-bay-ip20_tbd_tu-hb-ip20-g1-1s22-5k80-l9-dl-st.pdf
https://catalog.tungsram.com/files/sheet/tungsram-high-bay-ip20_tbd_tu-hb-ip20-g1-1s20-5k80-l9-dl-st.pdf
https://catalog.tungsram.com/files/sheet/tungsram-high-bay-ip20_tbd_tu-hb-ip20-g1-1s12-5k80-l9-dl-st.pdf
https://catalog.tungsram.com/files/sheet/tungsram-high-bay-ip20_tbd_tu-hb-ip20-g1-1s10-5k80-l9-dl-st.pdf
https://catalog.tungsram.com/files/sheet/tungsram-high-bay-ip20_tbd_tu-hb-ip20-g1-2s60-5k80-l9-sn-st.pdf
https://catalog.tungsram.com/files/sheet/tungsram-high-bay-ip20_tbd_tu-hb-ip20-g1-1s30-5k80-l9-sn-st.pdf
https://catalog.tungsram.com/files/sheet/tungsram-high-bay-ip20_tbd_tu-hb-ip20-g1-1s22-5k80-l9-sn-st.pdf
https://catalog.tungsram.com/files/sheet/tungsram-high-bay-ip20_tbd_tu-hb-ip20-g1-1s20-5k80-l9-sn-st.pdf
https://catalog.tungsram.com/files/sheet/tungsram-high-bay-ip20_tbd_tu-hb-ip20-g1-1s12-5k80-l9-sn-st.pdf
https://catalog.tungsram.com/files/sheet/tungsram-high-bay-ip20_tbd_tu-hb-ip20-g1-1s10-5k80-l9-sn-st.pdf
https://catalog.tungsram.com/files/sheet/tungsram-high-bay-ip20_tbd_tu-hb-ip20-g1-2s60-5k80-l9-fx-st.pdf
https://catalog.tungsram.com/files/sheet/tungsram-high-bay-ip20_tbd_tu-hb-ip20-g1-1s30-5k80-l9-fx-st.pdf
https://catalog.tungsram.com/files/sheet/tungsram-high-bay-ip20_tbd_tu-hb-ip20-g1-1s22-5k80-l9-fx-st.pdf
https://catalog.tungsram.com/files/sheet/tungsram-high-bay-ip20_tbd_tu-hb-ip20-g1-1s20-5k80-l9-fx-ea.pdf
https://catalog.tungsram.com/files/sheet/tungsram-high-bay-ip20_tbd_tu-hb-ip20-g1-1s20-5k80-l9-fx-st.pdf
https://catalog.tungsram.com/files/sheet/tungsram-high-bay-ip20_tbd_tu-hb-ip20-g1-1s12-5k80-l9-fx-st.pdf
https://catalog.tungsram.com/files/sheet/tungsram-high-bay-ip20_tbd_tu-hb-ip20-g1-1s10-5k80-l9-fx-st.pdf
https://catalog.tungsram.com/files/sheet/tungsram-high-bay-ip20_tbd_tu-hb-ip20-g1-2h45-5k70-l9-nl-st.pdf
https://catalog.tungsram.com/files/sheet/tungsram-high-bay-ip20_tbd_tu-hb-ip20-g1-2h30-5k70-l9-nl-ea.pdf
https://catalog.tungsram.com/files/sheet/tungsram-high-bay-ip20_tbd_tu-hb-ip20-g1-2h30-5k70-l9-nl-st.pdf
https://catalog.tungsram.com/files/sheet/tungsram-high-bay-ip20_tbd_tu-hb-ip20-g1-1h25-5k70-l9-nl-ea.pdf
https://catalog.tungsram.com/files/sheet/tungsram-high-bay-ip20_tbd_tu-hb-ip20-g1-1h25-5k70-l9-nl-st.pdf
https://catalog.tungsram.com/files/sheet/tungsram-high-bay-ip20_tbd_tu-hb-ip20-g1-1h20-5k70-l9-nl-st.pdf
https://catalog.tungsram.com/files/sheet/tungsram-high-bay-ip20_tbd_tu-hb-ip20-g1-1h15-5k70-l9-nl-st.pdf
https://catalog.tungsram.com/files/sheet/tungsram-high-bay-ip20_tbd_tu-hb-ip20-g1-1h10-5k70-l9-nl-st.pdf
https://catalog.tungsram.com/files/sheet/tungsram-high-bay-ip20_tbd_tu-hb-ip20-g1-2h45-5k70-l9-rf-st.pdf
https://catalog.tungsram.com/files/sheet/tungsram-high-bay-ip20_tbd_tu-hb-ip20-g1-2h30-5k70-l9-rf-ea.pdf
https://catalog.tungsram.com/files/sheet/tungsram-high-bay-ip20_tbd_tu-hb-ip20-g1-2h30-5k70-l9-rf-st.pdf
https://catalog.tungsram.com/files/sheet/tungsram-high-bay-ip20_tbd_tu-hb-ip20-g1-1h25-5k70-l9-rf-ea.pdf
https://catalog.tungsram.com/files/sheet/tungsram-high-bay-ip20_tbd_tu-hb-ip20-g1-1h25-5k70-l9-rf-st.pdf
https://catalog.tungsram.com/files/sheet/tungsram-high-bay-ip20_tbd_tu-hb-ip20-g1-1h20-5k70-l9-rf-ea.pdf
https://catalog.tungsram.com/files/sheet/tungsram-high-bay-ip20_tbd_tu-hb-ip20-g1-1h20-5k70-l9-rf-st.pdf
https://catalog.tungsram.com/files/sheet/tungsram-high-bay-ip20_tbd_tu-hb-ip20-g1-1h15-5k70-l9-rf-st.pdf
https://catalog.tungsram.com/files/sheet/tungsram-high-bay-ip20_tbd_tu-hb-ip20-g1-1h10-5k70-l9-rf-st.pdf
https://catalog.tungsram.com/files/sheet/tungsram-high-bay-ip20_tbd_tu-hb-ip20-g1-2h45-5k70-l9-dl-st.pdf
https://catalog.tungsram.com/files/sheet/tungsram-high-bay-ip20_tbd_tu-hb-ip20-g1-2h30-5k70-l9-dl-st.pdf
https://catalog.tungsram.com/files/sheet/tungsram-high-bay-ip20_tbd_tu-hb-ip20-g1-1h25-5k70-l9-dl-ea.pdf
https://catalog.tungsram.com/files/sheet/tungsram-high-bay-ip20_tbd_tu-hb-ip20-g1-1h25-5k70-l9-dl-st.pdf
https://catalog.tungsram.com/files/sheet/tungsram-high-bay-ip20_tbd_tu-hb-ip20-g1-1h20-5k70-l9-dl-ea.pdf
https://catalog.tungsram.com/files/sheet/tungsram-high-bay-ip20_tbd_tu-hb-ip20-g1-1h20-5k70-l9-dl-st.pdf
https://catalog.tungsram.com/files/sheet/tungsram-high-bay-ip20_tbd_tu-hb-ip20-g1-1h15-5k70-l9-dl-st.pdf
https://catalog.tungsram.com/files/sheet/tungsram-high-bay-ip20_tbd_tu-hb-ip20-g1-1h10-5k70-l9-dl-st.pdf
https://catalog.tungsram.com/files/sheet/tungsram-high-bay-ip20_tbd_tu-hb-ip20-g1-1s30-5k70-l9-rf-st.pdf
https://catalog.tungsram.com/files/sheet/tungsram-high-bay-ip20_tbd_tu-hb-ip20-g1-1s22-5k70-l9-rf-st.pdf
https://catalog.tungsram.com/files/sheet/tungsram-high-bay-ip20_tbd_tu-hb-ip20-g1-1s20-5k70-l9-rf-st.pdf
https://catalog.tungsram.com/files/sheet/tungsram-high-bay-ip20_tbd_tu-hb-ip20-g1-1s12-5k70-l9-rf-st.pdf
https://catalog.tungsram.com/files/sheet/tungsram-high-bay-ip20_tbd_tu-hb-ip20-g1-1s10-5k70-l9-rf-st.pdf
https://catalog.tungsram.com/files/sheet/tungsram-high-bay-ip20_tbd_tu-hb-ip20-g1-1s30-5k70-l9-dl-st.pdf
https://catalog.tungsram.com/files/sheet/tungsram-high-bay-ip20_tbd_tu-hb-ip20-g1-1s22-5k70-l9-dl-st.pdf
https://catalog.tungsram.com/files/sheet/tungsram-high-bay-ip20_tbd_tu-hb-ip20-g1-1s20-5k70-l9-dl-st.pdf
https://catalog.tungsram.com/files/sheet/tungsram-high-bay-ip20_tbd_tu-hb-ip20-g1-1s12-5k70-l9-dl-st.pdf
https://catalog.tungsram.com/files/sheet/tungsram-high-bay-ip20_tbd_tu-hb-ip20-g1-1s10-5k70-l9-dl-st.pdf
https://catalog.tungsram.com/files/sheet/tungsram-high-bay-ip20_tbd_tu-hb-ip20-g1-2s60-5k70-l9-sn-st.pdf
https://catalog.tungsram.com/files/sheet/tungsram-high-bay-ip20_tbd_tu-hb-ip20-g1-1s30-5k70-l9-sn-st.pdf
https://catalog.tungsram.com/files/sheet/tungsram-high-bay-ip20_tbd_tu-hb-ip20-g1-1s22-5k70-l9-sn-st.pdf
https://catalog.tungsram.com/files/sheet/tungsram-high-bay-ip20_tbd_tu-hb-ip20-g1-1s20-5k70-l9-sn-st.pdf
https://catalog.tungsram.com/files/sheet/tungsram-high-bay-ip20_tbd_tu-hb-ip20-g1-1s12-5k70-l9-sn-st.pdf
https://catalog.tungsram.com/files/sheet/tungsram-high-bay-ip20_tbd_tu-hb-ip20-g1-1s10-5k70-l9-sn-st.pdf
https://catalog.tungsram.com/files/sheet/tungsram-high-bay-ip20_tbd_tu-hb-ip20-g1-2s60-5k70-l9-fx-st.pdf
https://catalog.tungsram.com/files/sheet/tungsram-high-bay-ip20_tbd_tu-hb-ip20-g1-1s30-5k70-l9-fx-st.pdf
https://catalog.tungsram.com/files/sheet/tungsram-high-bay-ip20_tbd_tu-hb-ip20-g1-1s22-5k70-l9-fx-st.pdf
https://catalog.tungsram.com/files/sheet/tungsram-high-bay-ip20_tbd_tu-hb-ip20-g1-1s20-5k70-l9-fx-ea.pdf
https://catalog.tungsram.com/files/sheet/tungsram-high-bay-ip20_tbd_tu-hb-ip20-g1-1s20-5k70-l9-fx-st.pdf
https://catalog.tungsram.com/files/sheet/tungsram-high-bay-ip20_tbd_tu-hb-ip20-g1-1s12-5k70-l9-fx-st.pdf
https://catalog.tungsram.com/files/sheet/tungsram-high-bay-ip20_tbd_tu-hb-ip20-g1-1s10-5k70-l9-fx-st.pdf
https://catalog.tungsram.com/files/sheet/tungsram-high-bay-ip20_tbd_tu-hb-ip20-g1-2h45-4k80-l6-nl-st.pdf
https://catalog.tungsram.com/files/sheet/tungsram-high-bay-ip20_tbd_tu-hb-ip20-g1-2h30-4k80-l6-nl-ea.pdf
https://catalog.tungsram.com/files/sheet/tungsram-high-bay-ip20_tbd_tu-hb-ip20-g1-2h30-4k80-l6-nl-st.pdf
https://catalog.tungsram.com/files/sheet/tungsram-high-bay-ip20_tbd_tu-hb-ip20-g1-1h25-4k80-l6-nl-ea.pdf
https://catalog.tungsram.com/files/sheet/tungsram-high-bay-ip20_tbd_tu-hb-ip20-g1-1h25-4k80-l6-nl-st.pdf
https://catalog.tungsram.com/files/sheet/tungsram-high-bay-ip20_tbd_tu-hb-ip20-g1-1h20-4k80-l6-nl-st.pdf
https://catalog.tungsram.com/files/sheet/tungsram-high-bay-ip20_tbd_tu-hb-ip20-g1-1h15-4k80-l6-nl-st.pdf
https://catalog.tungsram.com/files/sheet/tungsram-high-bay-ip20_tbd_tu-hb-ip20-g1-1h10-4k80-l6-nl-st.pdf
https://catalog.tungsram.com/files/sheet/tungsram-high-bay-ip20_tbd_tu-hb-ip20-g1-2h45-4k80-l6-rf-st.pdf
https://catalog.tungsram.com/files/sheet/tungsram-high-bay-ip20_tbd_tu-hb-ip20-g1-2h30-4k80-l6-rf-ea.pdf
https://catalog.tungsram.com/files/sheet/tungsram-high-bay-ip20_tbd_tu-hb-ip20-g1-2h30-4k80-l6-rf-st.pdf
https://catalog.tungsram.com/files/sheet/tungsram-high-bay-ip20_tbd_tu-hb-ip20-g1-1h25-4k80-l6-rf-ea.pdf
https://catalog.tungsram.com/files/sheet/tungsram-high-bay-ip20_tbd_tu-hb-ip20-g1-1h25-4k80-l6-rf-st.pdf
https://catalog.tungsram.com/files/sheet/tungsram-high-bay-ip20_tbd_tu-hb-ip20-g1-1h20-4k80-l6-rf-ea.pdf
https://catalog.tungsram.com/files/sheet/tungsram-high-bay-ip20_tbd_tu-hb-ip20-g1-1h20-4k80-l6-rf-st.pdf
https://catalog.tungsram.com/files/sheet/tungsram-high-bay-ip20_tbd_tu-hb-ip20-g1-1h15-4k80-l6-rf-st.pdf
https://catalog.tungsram.com/files/sheet/tungsram-high-bay-ip20_tbd_tu-hb-ip20-g1-1h10-4k80-l6-rf-st.pdf
https://catalog.tungsram.com/files/sheet/tungsram-high-bay-ip20_tbd_tu-hb-ip20-g1-2h45-4k80-l6-dl-st.pdf
https://catalog.tungsram.com/files/sheet/tungsram-high-bay-ip20_tbd_tu-hb-ip20-g1-2h30-4k80-l6-dl-st.pdf
https://catalog.tungsram.com/files/sheet/tungsram-high-bay-ip20_tbd_tu-hb-ip20-g1-1h25-4k80-l6-dl-ea.pdf
https://catalog.tungsram.com/files/sheet/tungsram-high-bay-ip20_tbd_tu-hb-ip20-g1-1h25-4k80-l6-dl-st.pdf
https://catalog.tungsram.com/files/sheet/tungsram-high-bay-ip20_tbd_tu-hb-ip20-g1-1h20-4k80-l6-dl-ea.pdf
https://catalog.tungsram.com/files/sheet/tungsram-high-bay-ip20_tbd_tu-hb-ip20-g1-1h20-4k80-l6-dl-st.pdf
https://catalog.tungsram.com/files/sheet/tungsram-high-bay-ip20_tbd_tu-hb-ip20-g1-1h15-4k80-l6-dl-st.pdf
https://catalog.tungsram.com/files/sheet/tungsram-high-bay-ip20_tbd_tu-hb-ip20-g1-1h10-4k80-l6-dl-st.pdf
https://catalog.tungsram.com/files/sheet/tungsram-high-bay-ip20_tbd_tu-hb-ip20-g1-1s30-4k80-l6-rf-st.pdf
https://catalog.tungsram.com/files/sheet/tungsram-high-bay-ip20_tbd_tu-hb-ip20-g1-1s22-4k80-l6-rf-st.pdf
https://catalog.tungsram.com/files/sheet/tungsram-high-bay-ip20_tbd_tu-hb-ip20-g1-1s20-4k80-l6-rf-st.pdf
https://catalog.tungsram.com/files/sheet/tungsram-high-bay-ip20_tbd_tu-hb-ip20-g1-1s12-4k80-l6-rf-st.pdf
https://catalog.tungsram.com/files/sheet/tungsram-high-bay-ip20_tbd_tu-hb-ip20-g1-1s10-4k80-l6-rf-st.pdf
https://catalog.tungsram.com/files/sheet/tungsram-high-bay-ip20_tbd_tu-hb-ip20-g1-1s30-4k80-l6-dl-st.pdf
https://catalog.tungsram.com/files/sheet/tungsram-high-bay-ip20_tbd_tu-hb-ip20-g1-1s22-4k80-l6-dl-st.pdf
https://catalog.tungsram.com/files/sheet/tungsram-high-bay-ip20_tbd_tu-hb-ip20-g1-1s20-4k80-l6-dl-st.pdf
https://catalog.tungsram.com/files/sheet/tungsram-high-bay-ip20_tbd_tu-hb-ip20-g1-1s12-4k80-l6-dl-st.pdf
https://catalog.tungsram.com/files/sheet/tungsram-high-bay-ip20_tbd_tu-hb-ip20-g1-1s10-4k80-l6-dl-st.pdf
https://catalog.tungsram.com/files/sheet/tungsram-high-bay-ip20_tbd_tu-hb-ip20-g1-2s60-4k80-l6-sn-st.pdf
https://catalog.tungsram.com/files/sheet/tungsram-high-bay-ip20_tbd_tu-hb-ip20-g1-1s30-4k80-l6-sn-st.pdf
https://catalog.tungsram.com/files/sheet/tungsram-high-bay-ip20_tbd_tu-hb-ip20-g1-1s22-4k80-l6-sn-st.pdf
https://catalog.tungsram.com/files/sheet/tungsram-high-bay-ip20_tbd_tu-hb-ip20-g1-1s20-4k80-l6-sn-st.pdf
https://catalog.tungsram.com/files/sheet/tungsram-high-bay-ip20_tbd_tu-hb-ip20-g1-1s12-4k80-l6-sn-st.pdf
https://catalog.tungsram.com/files/sheet/tungsram-high-bay-ip20_tbd_tu-hb-ip20-g1-1s10-4k80-l6-sn-st.pdf
https://catalog.tungsram.com/files/sheet/tungsram-high-bay-ip20_tbd_tu-hb-ip20-g1-2s60-4k80-l6-fx-st.pdf
https://catalog.tungsram.com/files/sheet/tungsram-high-bay-ip20_tbd_tu-hb-ip20-g1-1s30-4k80-l6-fx-st.pdf
https://catalog.tungsram.com/files/sheet/tungsram-high-bay-ip20_tbd_tu-hb-ip20-g1-1s22-4k80-l6-fx-st.pdf
https://catalog.tungsram.com/files/sheet/tungsram-high-bay-ip20_tbd_tu-hb-ip20-g1-1s20-4k80-l6-fx-ea.pdf
https://catalog.tungsram.com/files/sheet/tungsram-high-bay-ip20_tbd_tu-hb-ip20-g1-1s20-4k80-l6-fx-st.pdf
https://catalog.tungsram.com/files/sheet/tungsram-high-bay-ip20_tbd_tu-hb-ip20-g1-1s12-4k80-l6-fx-st.pdf
https://catalog.tungsram.com/files/sheet/tungsram-high-bay-ip20_tbd_tu-hb-ip20-g1-1s10-4k80-l6-fx-st.pdf
https://catalog.tungsram.com/files/sheet/tungsram-high-bay-ip20_tbd_tu-hb-ip20-g1-2h45-4k70-l6-nl-st.pdf
https://catalog.tungsram.com/files/sheet/tungsram-high-bay-ip20_tbd_tu-hb-ip20-g1-2h30-4k70-l6-nl-ea.pdf
https://catalog.tungsram.com/files/sheet/tungsram-high-bay-ip20_tbd_tu-hb-ip20-g1-2h30-4k70-l6-nl-st.pdf
https://catalog.tungsram.com/files/sheet/tungsram-high-bay-ip20_tbd_tu-hb-ip20-g1-1h25-4k70-l6-nl-ea.pdf
https://catalog.tungsram.com/files/sheet/tungsram-high-bay-ip20_tbd_tu-hb-ip20-g1-1h25-4k70-l6-nl-st.pdf
https://catalog.tungsram.com/files/sheet/tungsram-high-bay-ip20_tbd_tu-hb-ip20-g1-1h20-4k70-l6-nl-st.pdf
https://catalog.tungsram.com/files/sheet/tungsram-high-bay-ip20_tbd_tu-hb-ip20-g1-1h15-4k70-l6-nl-st.pdf
https://catalog.tungsram.com/files/sheet/tungsram-high-bay-ip20_tbd_tu-hb-ip20-g1-1h10-4k70-l6-nl-st.pdf
https://catalog.tungsram.com/files/sheet/tungsram-high-bay-ip20_tbd_tu-hb-ip20-g1-2h45-4k70-l6-rf-st.pdf
https://catalog.tungsram.com/files/sheet/tungsram-high-bay-ip20_tbd_tu-hb-ip20-g1-2h30-4k70-l6-rf-ea.pdf
https://catalog.tungsram.com/files/sheet/tungsram-high-bay-ip20_tbd_tu-hb-ip20-g1-2h30-4k70-l6-rf-st.pdf
https://catalog.tungsram.com/files/sheet/tungsram-high-bay-ip20_tbd_tu-hb-ip20-g1-1h25-4k70-l6-rf-ea.pdf
https://catalog.tungsram.com/files/sheet/tungsram-high-bay-ip20_tbd_tu-hb-ip20-g1-1h25-4k70-l6-rf-st.pdf
https://catalog.tungsram.com/files/sheet/tungsram-high-bay-ip20_tbd_tu-hb-ip20-g1-1h20-4k70-l6-rf-ea.pdf
https://catalog.tungsram.com/files/sheet/tungsram-high-bay-ip20_tbd_tu-hb-ip20-g1-1h20-4k70-l6-rf-st.pdf
https://catalog.tungsram.com/files/sheet/tungsram-high-bay-ip20_tbd_tu-hb-ip20-g1-1h15-4k70-l6-rf-st.pdf
https://catalog.tungsram.com/files/sheet/tungsram-high-bay-ip20_tbd_tu-hb-ip20-g1-1h10-4k70-l6-rf-st.pdf
https://catalog.tungsram.com/files/sheet/tungsram-high-bay-ip20_tbd_tu-hb-ip20-g1-2h45-4k70-l6-dl-st.pdf
https://catalog.tungsram.com/files/sheet/tungsram-high-bay-ip20_tbd_tu-hb-ip20-g1-2h30-4k70-l6-dl-st.pdf
https://catalog.tungsram.com/files/sheet/tungsram-high-bay-ip20_tbd_tu-hb-ip20-g1-1h25-4k70-l6-dl-ea.pdf
https://catalog.tungsram.com/files/sheet/tungsram-high-bay-ip20_tbd_tu-hb-ip20-g1-1h25-4k70-l6-dl-st.pdf
https://catalog.tungsram.com/files/sheet/tungsram-high-bay-ip20_tbd_tu-hb-ip20-g1-1h20-4k70-l6-dl-ea.pdf
https://catalog.tungsram.com/files/sheet/tungsram-high-bay-ip20_tbd_tu-hb-ip20-g1-1h20-4k70-l6-dl-st.pdf
https://catalog.tungsram.com/files/sheet/tungsram-high-bay-ip20_tbd_tu-hb-ip20-g1-1h15-4k70-l6-dl-st.pdf
https://catalog.tungsram.com/files/sheet/tungsram-high-bay-ip20_tbd_tu-hb-ip20-g1-1h10-4k70-l6-dl-st.pdf
https://catalog.tungsram.com/files/sheet/tungsram-high-bay-ip20_tbd_tu-hb-ip20-g1-1s30-4k70-l6-rf-st.pdf
https://catalog.tungsram.com/files/sheet/tungsram-high-bay-ip20_tbd_tu-hb-ip20-g1-1s22-4k70-l6-rf-st.pdf
https://catalog.tungsram.com/files/sheet/tungsram-high-bay-ip20_tbd_tu-hb-ip20-g1-1s20-4k70-l6-rf-st.pdf
https://catalog.tungsram.com/files/sheet/tungsram-high-bay-ip20_tbd_tu-hb-ip20-g1-1s12-4k70-l6-rf-st.pdf
https://catalog.tungsram.com/files/sheet/tungsram-high-bay-ip20_tbd_tu-hb-ip20-g1-1s10-4k70-l6-rf-st.pdf
https://catalog.tungsram.com/files/sheet/tungsram-high-bay-ip20_tbd_tu-hb-ip20-g1-1s30-4k70-l6-dl-st.pdf
https://catalog.tungsram.com/files/sheet/tungsram-high-bay-ip20_tbd_tu-hb-ip20-g1-1s22-4k70-l6-dl-st.pdf
https://catalog.tungsram.com/files/sheet/tungsram-high-bay-ip20_tbd_tu-hb-ip20-g1-1s20-4k70-l6-dl-st.pdf
https://catalog.tungsram.com/files/sheet/tungsram-high-bay-ip20_tbd_tu-hb-ip20-g1-1s12-4k70-l6-dl-st.pdf
https://catalog.tungsram.com/files/sheet/tungsram-high-bay-ip20_tbd_tu-hb-ip20-g1-1s10-4k70-l6-dl-st.pdf
https://catalog.tungsram.com/files/sheet/tungsram-high-bay-ip20_tbd_tu-hb-ip20-g1-2s60-4k70-l6-sn-st.pdf
https://catalog.tungsram.com/files/sheet/tungsram-high-bay-ip20_tbd_tu-hb-ip20-g1-1s30-4k70-l6-sn-st.pdf
https://catalog.tungsram.com/files/sheet/tungsram-high-bay-ip20_tbd_tu-hb-ip20-g1-1s22-4k70-l6-sn-st.pdf
https://catalog.tungsram.com/files/sheet/tungsram-high-bay-ip20_tbd_tu-hb-ip20-g1-1s20-4k70-l6-sn-st.pdf
https://catalog.tungsram.com/files/sheet/tungsram-high-bay-ip20_tbd_tu-hb-ip20-g1-1s12-4k70-l6-sn-st.pdf
https://catalog.tungsram.com/files/sheet/tungsram-high-bay-ip20_tbd_tu-hb-ip20-g1-1s10-4k70-l6-sn-st.pdf
https://catalog.tungsram.com/files/sheet/tungsram-high-bay-ip20_tbd_tu-hb-ip20-g1-2s60-4k70-l6-fx-st.pdf
https://catalog.tungsram.com/files/sheet/tungsram-high-bay-ip20_tbd_tu-hb-ip20-g1-1s30-4k70-l6-fx-st.pdf
https://catalog.tungsram.com/files/sheet/tungsram-high-bay-ip20_tbd_tu-hb-ip20-g1-1s22-4k70-l6-fx-st.pdf
https://catalog.tungsram.com/files/sheet/tungsram-high-bay-ip20_tbd_tu-hb-ip20-g1-1s20-4k70-l6-fx-ea.pdf
https://catalog.tungsram.com/files/sheet/tungsram-high-bay-ip20_tbd_tu-hb-ip20-g1-1s20-4k70-l6-fx-st.pdf
https://catalog.tungsram.com/files/sheet/tungsram-high-bay-ip20_tbd_tu-hb-ip20-g1-1s12-4k70-l6-fx-st.pdf
https://catalog.tungsram.com/files/sheet/tungsram-high-bay-ip20_tbd_tu-hb-ip20-g1-1s10-4k70-l6-fx-st.pdf
https://catalog.tungsram.com/files/sheet/tungsram-high-bay-ip20_tbd_tu-hb-ip20-g1-2h45-5k80-l6-nl-st.pdf
https://catalog.tungsram.com/files/sheet/tungsram-high-bay-ip20_tbd_tu-hb-ip20-g1-2h30-5k80-l6-nl-ea.pdf
https://catalog.tungsram.com/files/sheet/tungsram-high-bay-ip20_tbd_tu-hb-ip20-g1-2h30-5k80-l6-nl-st.pdf
https://catalog.tungsram.com/files/sheet/tungsram-high-bay-ip20_tbd_tu-hb-ip20-g1-1h25-5k80-l6-nl-ea.pdf
https://catalog.tungsram.com/files/sheet/tungsram-high-bay-ip20_tbd_tu-hb-ip20-g1-1h25-5k80-l6-nl-st.pdf
https://catalog.tungsram.com/files/sheet/tungsram-high-bay-ip20_tbd_tu-hb-ip20-g1-1h20-5k80-l6-nl-st.pdf
https://catalog.tungsram.com/files/sheet/tungsram-high-bay-ip20_tbd_tu-hb-ip20-g1-1h15-5k80-l6-nl-st.pdf
https://catalog.tungsram.com/files/sheet/tungsram-high-bay-ip20_tbd_tu-hb-ip20-g1-1h10-5k80-l6-nl-st.pdf
https://catalog.tungsram.com/files/sheet/tungsram-high-bay-ip20_tbd_tu-hb-ip20-g1-2h45-5k80-l6-rf-st.pdf
https://catalog.tungsram.com/files/sheet/tungsram-high-bay-ip20_tbd_tu-hb-ip20-g1-2h30-5k80-l6-rf-ea.pdf
https://catalog.tungsram.com/files/sheet/tungsram-high-bay-ip20_tbd_tu-hb-ip20-g1-2h30-5k80-l6-rf-st.pdf
https://catalog.tungsram.com/files/sheet/tungsram-high-bay-ip20_tbd_tu-hb-ip20-g1-1h25-5k80-l6-rf-ea.pdf
https://catalog.tungsram.com/files/sheet/tungsram-high-bay-ip20_tbd_tu-hb-ip20-g1-1h25-5k80-l6-rf-st.pdf
https://catalog.tungsram.com/files/sheet/tungsram-high-bay-ip20_tbd_tu-hb-ip20-g1-1h20-5k80-l6-rf-ea.pdf
https://catalog.tungsram.com/files/sheet/tungsram-high-bay-ip20_tbd_tu-hb-ip20-g1-1h20-5k80-l6-rf-st.pdf
https://catalog.tungsram.com/files/sheet/tungsram-high-bay-ip20_tbd_tu-hb-ip20-g1-1h15-5k80-l6-rf-st.pdf
https://catalog.tungsram.com/files/sheet/tungsram-high-bay-ip20_tbd_tu-hb-ip20-g1-1h10-5k80-l6-rf-st.pdf
https://catalog.tungsram.com/files/sheet/tungsram-high-bay-ip20_tbd_tu-hb-ip20-g1-2h45-5k80-l6-dl-st.pdf
https://catalog.tungsram.com/files/sheet/tungsram-high-bay-ip20_tbd_tu-hb-ip20-g1-2h30-5k80-l6-dl-st.pdf
https://catalog.tungsram.com/files/sheet/tungsram-high-bay-ip20_tbd_tu-hb-ip20-g1-1h25-5k80-l6-dl-ea.pdf
https://catalog.tungsram.com/files/sheet/tungsram-high-bay-ip20_tbd_tu-hb-ip20-g1-1h25-5k80-l6-dl-st.pdf
https://catalog.tungsram.com/files/sheet/tungsram-high-bay-ip20_tbd_tu-hb-ip20-g1-1h20-5k80-l6-dl-ea.pdf
https://catalog.tungsram.com/files/sheet/tungsram-high-bay-ip20_tbd_tu-hb-ip20-g1-1h20-5k80-l6-dl-st.pdf
https://catalog.tungsram.com/files/sheet/tungsram-high-bay-ip20_tbd_tu-hb-ip20-g1-1h15-5k80-l6-dl-st.pdf
https://catalog.tungsram.com/files/sheet/tungsram-high-bay-ip20_tbd_tu-hb-ip20-g1-1h10-5k80-l6-dl-st.pdf
https://catalog.tungsram.com/files/sheet/tungsram-high-bay-ip20_tbd_tu-hb-ip20-g1-1s30-5k80-l6-rf-st.pdf
https://catalog.tungsram.com/files/sheet/tungsram-high-bay-ip20_tbd_tu-hb-ip20-g1-1s22-5k80-l6-rf-st.pdf
https://catalog.tungsram.com/files/sheet/tungsram-high-bay-ip20_tbd_tu-hb-ip20-g1-1s20-5k80-l6-rf-st.pdf
https://catalog.tungsram.com/files/sheet/tungsram-high-bay-ip20_tbd_tu-hb-ip20-g1-1s12-5k80-l6-rf-st.pdf
https://catalog.tungsram.com/files/sheet/tungsram-high-bay-ip20_tbd_tu-hb-ip20-g1-1s10-5k80-l6-rf-st.pdf
https://catalog.tungsram.com/files/sheet/tungsram-high-bay-ip20_tbd_tu-hb-ip20-g1-1s30-5k80-l6-dl-st.pdf
https://catalog.tungsram.com/files/sheet/tungsram-high-bay-ip20_tbd_tu-hb-ip20-g1-1s22-5k80-l6-dl-st.pdf
https://catalog.tungsram.com/files/sheet/tungsram-high-bay-ip20_tbd_tu-hb-ip20-g1-1s20-5k80-l6-dl-st.pdf
https://catalog.tungsram.com/files/sheet/tungsram-high-bay-ip20_tbd_tu-hb-ip20-g1-1s12-5k80-l6-dl-st.pdf
https://catalog.tungsram.com/files/sheet/tungsram-high-bay-ip20_tbd_tu-hb-ip20-g1-1s10-5k80-l6-dl-st.pdf
https://catalog.tungsram.com/files/sheet/tungsram-high-bay-ip20_tbd_tu-hb-ip20-g1-2s60-5k80-l6-sn-st.pdf
https://catalog.tungsram.com/files/sheet/tungsram-high-bay-ip20_tbd_tu-hb-ip20-g1-1s30-5k80-l6-sn-st.pdf
https://catalog.tungsram.com/files/sheet/tungsram-high-bay-ip20_tbd_tu-hb-ip20-g1-1s22-5k80-l6-sn-st.pdf
https://catalog.tungsram.com/files/sheet/tungsram-high-bay-ip20_tbd_tu-hb-ip20-g1-1s20-5k80-l6-sn-st.pdf
https://catalog.tungsram.com/files/sheet/tungsram-high-bay-ip20_tbd_tu-hb-ip20-g1-1s12-5k80-l6-sn-st.pdf
https://catalog.tungsram.com/files/sheet/tungsram-high-bay-ip20_tbd_tu-hb-ip20-g1-1s10-5k80-l6-sn-st.pdf
https://catalog.tungsram.com/files/sheet/tungsram-high-bay-ip20_tbd_tu-hb-ip20-g1-2s60-5k80-l6-fx-st.pdf
https://catalog.tungsram.com/files/sheet/tungsram-high-bay-ip20_tbd_tu-hb-ip20-g1-1s30-5k80-l6-fx-st.pdf
https://catalog.tungsram.com/files/sheet/tungsram-high-bay-ip20_tbd_tu-hb-ip20-g1-1s22-5k80-l6-fx-st.pdf
https://catalog.tungsram.com/files/sheet/tungsram-high-bay-ip20_tbd_tu-hb-ip20-g1-1s20-5k80-l6-fx-ea.pdf
https://catalog.tungsram.com/files/sheet/tungsram-high-bay-ip20_tbd_tu-hb-ip20-g1-1s20-5k80-l6-fx-st.pdf
https://catalog.tungsram.com/files/sheet/tungsram-high-bay-ip20_tbd_tu-hb-ip20-g1-1s12-5k80-l6-fx-st.pdf
https://catalog.tungsram.com/files/sheet/tungsram-high-bay-ip20_tbd_tu-hb-ip20-g1-1s10-5k80-l6-fx-st.pdf
https://catalog.tungsram.com/files/sheet/tungsram-high-bay-ip20_tbd_tu-hb-ip20-g1-2h45-5k70-l6-nl-st.pdf
https://catalog.tungsram.com/files/sheet/tungsram-high-bay-ip20_tbd_tu-hb-ip20-g1-2h30-5k70-l6-nl-ea.pdf
https://catalog.tungsram.com/files/sheet/tungsram-high-bay-ip20_tbd_tu-hb-ip20-g1-2h30-5k70-l6-nl-st.pdf
https://catalog.tungsram.com/files/sheet/tungsram-high-bay-ip20_tbd_tu-hb-ip20-g1-1h25-5k70-l6-nl-ea.pdf
https://catalog.tungsram.com/files/sheet/tungsram-high-bay-ip20_tbd_tu-hb-ip20-g1-1h25-5k70-l6-nl-st.pdf
https://catalog.tungsram.com/files/sheet/tungsram-high-bay-ip20_tbd_tu-hb-ip20-g1-1h20-5k70-l6-nl-st.pdf
https://catalog.tungsram.com/files/sheet/tungsram-high-bay-ip20_tbd_tu-hb-ip20-g1-1h15-5k70-l6-nl-st.pdf
https://catalog.tungsram.com/files/sheet/tungsram-high-bay-ip20_tbd_tu-hb-ip20-g1-1h10-5k70-l6-nl-st.pdf
https://catalog.tungsram.com/files/sheet/tungsram-high-bay-ip20_tbd_tu-hb-ip20-g1-2h45-5k70-l6-rf-st.pdf
https://catalog.tungsram.com/files/sheet/tungsram-high-bay-ip20_tbd_tu-hb-ip20-g1-2h30-5k70-l6-rf-ea.pdf
https://catalog.tungsram.com/files/sheet/tungsram-high-bay-ip20_tbd_tu-hb-ip20-g1-2h30-5k70-l6-rf-st.pdf
https://catalog.tungsram.com/files/sheet/tungsram-high-bay-ip20_tbd_tu-hb-ip20-g1-1h25-5k70-l6-rf-ea.pdf
https://catalog.tungsram.com/files/sheet/tungsram-high-bay-ip20_tbd_tu-hb-ip20-g1-1h25-5k70-l6-rf-st.pdf
https://catalog.tungsram.com/files/sheet/tungsram-high-bay-ip20_tbd_tu-hb-ip20-g1-1h20-5k70-l6-rf-ea.pdf
https://catalog.tungsram.com/files/sheet/tungsram-high-bay-ip20_tbd_tu-hb-ip20-g1-1h20-5k70-l6-rf-st.pdf
https://catalog.tungsram.com/files/sheet/tungsram-high-bay-ip20_tbd_tu-hb-ip20-g1-1h15-5k70-l6-rf-st.pdf
https://catalog.tungsram.com/files/sheet/tungsram-high-bay-ip20_tbd_tu-hb-ip20-g1-1h10-5k70-l6-rf-st.pdf
https://catalog.tungsram.com/files/sheet/tungsram-high-bay-ip20_tbd_tu-hb-ip20-g1-2h45-5k70-l6-dl-st.pdf
https://catalog.tungsram.com/files/sheet/tungsram-high-bay-ip20_tbd_tu-hb-ip20-g1-2h30-5k70-l6-dl-st.pdf
https://catalog.tungsram.com/files/sheet/tungsram-high-bay-ip20_tbd_tu-hb-ip20-g1-1h25-5k70-l6-dl-ea.pdf
https://catalog.tungsram.com/files/sheet/tungsram-high-bay-ip20_tbd_tu-hb-ip20-g1-1h25-5k70-l6-dl-st.pdf
https://catalog.tungsram.com/files/sheet/tungsram-high-bay-ip20_tbd_tu-hb-ip20-g1-1h20-5k70-l6-dl-ea.pdf
https://catalog.tungsram.com/files/sheet/tungsram-high-bay-ip20_tbd_tu-hb-ip20-g1-1h20-5k70-l6-dl-st.pdf
https://catalog.tungsram.com/files/sheet/tungsram-high-bay-ip20_tbd_tu-hb-ip20-g1-1h15-5k70-l6-dl-st.pdf
https://catalog.tungsram.com/files/sheet/tungsram-high-bay-ip20_tbd_tu-hb-ip20-g1-1h10-5k70-l6-dl-st.pdf
https://catalog.tungsram.com/files/sheet/tungsram-high-bay-ip20_tbd_tu-hb-ip20-g1-1s30-5k70-l6-rf-st.pdf
https://catalog.tungsram.com/files/sheet/tungsram-high-bay-ip20_tbd_tu-hb-ip20-g1-1s22-5k70-l6-rf-st.pdf
https://catalog.tungsram.com/files/sheet/tungsram-high-bay-ip20_tbd_tu-hb-ip20-g1-1s20-5k70-l6-rf-st.pdf
https://catalog.tungsram.com/files/sheet/tungsram-high-bay-ip20_tbd_tu-hb-ip20-g1-1s12-5k70-l6-rf-st.pdf
https://catalog.tungsram.com/files/sheet/tungsram-high-bay-ip20_tbd_tu-hb-ip20-g1-1s10-5k70-l6-rf-st.pdf
https://catalog.tungsram.com/files/sheet/tungsram-high-bay-ip20_tbd_tu-hb-ip20-g1-1s30-5k70-l6-dl-st.pdf
https://catalog.tungsram.com/files/sheet/tungsram-high-bay-ip20_tbd_tu-hb-ip20-g1-1s22-5k70-l6-dl-st.pdf
https://catalog.tungsram.com/files/sheet/tungsram-high-bay-ip20_tbd_tu-hb-ip20-g1-1s20-5k70-l6-dl-st.pdf
https://catalog.tungsram.com/files/sheet/tungsram-high-bay-ip20_tbd_tu-hb-ip20-g1-1s12-5k70-l6-dl-st.pdf
https://catalog.tungsram.com/files/sheet/tungsram-high-bay-ip20_tbd_tu-hb-ip20-g1-1s10-5k70-l6-dl-st.pdf
https://catalog.tungsram.com/files/sheet/tungsram-high-bay-ip20_tbd_tu-hb-ip20-g1-2s60-5k70-l6-sn-st.pdf
https://catalog.tungsram.com/files/sheet/tungsram-high-bay-ip20_tbd_tu-hb-ip20-g1-1s30-5k70-l6-sn-st.pdf
https://catalog.tungsram.com/files/sheet/tungsram-high-bay-ip20_tbd_tu-hb-ip20-g1-1s22-5k70-l6-sn-st.pdf
https://catalog.tungsram.com/files/sheet/tungsram-high-bay-ip20_tbd_tu-hb-ip20-g1-1s20-5k70-l6-sn-st.pdf
https://catalog.tungsram.com/files/sheet/tungsram-high-bay-ip20_tbd_tu-hb-ip20-g1-1s12-5k70-l6-sn-st.pdf
https://catalog.tungsram.com/files/sheet/tungsram-high-bay-ip20_tbd_tu-hb-ip20-g1-1s10-5k70-l6-sn-st.pdf
https://catalog.tungsram.com/files/sheet/tungsram-high-bay-ip20_tbd_tu-hb-ip20-g1-2s60-5k70-l6-fx-st.pdf
https://catalog.tungsram.com/files/sheet/tungsram-high-bay-ip20_tbd_tu-hb-ip20-g1-1s30-5k70-l6-fx-st.pdf
https://catalog.tungsram.com/files/sheet/tungsram-high-bay-ip20_tbd_tu-hb-ip20-g1-1s22-5k70-l6-fx-st.pdf
https://catalog.tungsram.com/files/sheet/tungsram-high-bay-ip20_tbd_tu-hb-ip20-g1-1s20-5k70-l6-fx-ea.pdf
https://catalog.tungsram.com/files/sheet/tungsram-high-bay-ip20_tbd_tu-hb-ip20-g1-1s20-5k70-l6-fx-st.pdf
https://catalog.tungsram.com/files/sheet/tungsram-high-bay-ip20_tbd_tu-hb-ip20-g1-1s12-5k70-l6-fx-st.pdf
https://catalog.tungsram.com/files/sheet/tungsram-high-bay-ip20_tbd_tu-hb-ip20-g1-1s10-5k70-l6-fx-st.pdf
https://catalog.tungsram.com/files/sheet/tungsram-high-bay-ip20_tbd_tu-hb-ip20-g1-2h45-4k80-l3-nl-st.pdf
https://catalog.tungsram.com/files/sheet/tungsram-high-bay-ip20_tbd_tu-hb-ip20-g1-2h30-4k80-l3-nl-ea.pdf
https://catalog.tungsram.com/files/sheet/tungsram-high-bay-ip20_tbd_tu-hb-ip20-g1-2h30-4k80-l3-nl-st.pdf
https://catalog.tungsram.com/files/sheet/tungsram-high-bay-ip20_tbd_tu-hb-ip20-g1-1h25-4k80-l3-nl-ea.pdf
https://catalog.tungsram.com/files/sheet/tungsram-high-bay-ip20_tbd_tu-hb-ip20-g1-1h25-4k80-l3-nl-st.pdf
https://catalog.tungsram.com/files/sheet/tungsram-high-bay-ip20_tbd_tu-hb-ip20-g1-1h20-4k80-l3-nl-st.pdf
https://catalog.tungsram.com/files/sheet/tungsram-high-bay-ip20_tbd_tu-hb-ip20-g1-1h15-4k80-l3-nl-st.pdf
https://catalog.tungsram.com/files/sheet/tungsram-high-bay-ip20_tbd_tu-hb-ip20-g1-1h10-4k80-l3-nl-st.pdf
https://catalog.tungsram.com/files/sheet/tungsram-high-bay-ip20_tbd_tu-hb-ip20-g1-2h45-4k80-l3-rf-st.pdf
https://catalog.tungsram.com/files/sheet/tungsram-high-bay-ip20_tbd_tu-hb-ip20-g1-2h30-4k80-l3-rf-ea.pdf
https://catalog.tungsram.com/files/sheet/tungsram-high-bay-ip20_tbd_tu-hb-ip20-g1-2h30-4k80-l3-rf-st.pdf
https://catalog.tungsram.com/files/sheet/tungsram-high-bay-ip20_tbd_tu-hb-ip20-g1-1h25-4k80-l3-rf-ea.pdf
https://catalog.tungsram.com/files/sheet/tungsram-high-bay-ip20_tbd_tu-hb-ip20-g1-1h25-4k80-l3-rf-st.pdf
https://catalog.tungsram.com/files/sheet/tungsram-high-bay-ip20_tbd_tu-hb-ip20-g1-1h20-4k80-l3-rf-ea.pdf
https://catalog.tungsram.com/files/sheet/tungsram-high-bay-ip20_tbd_tu-hb-ip20-g1-1h20-4k80-l3-rf-st.pdf
https://catalog.tungsram.com/files/sheet/tungsram-high-bay-ip20_tbd_tu-hb-ip20-g1-1h15-4k80-l3-rf-st.pdf
https://catalog.tungsram.com/files/sheet/tungsram-high-bay-ip20_tbd_tu-hb-ip20-g1-1h10-4k80-l3-rf-st.pdf
https://catalog.tungsram.com/files/sheet/tungsram-high-bay-ip20_tbd_tu-hb-ip20-g1-2h45-4k80-l3-dl-st.pdf
https://catalog.tungsram.com/files/sheet/tungsram-high-bay-ip20_tbd_tu-hb-ip20-g1-2h30-4k80-l3-dl-st.pdf
https://catalog.tungsram.com/files/sheet/tungsram-high-bay-ip20_tbd_tu-hb-ip20-g1-1h25-4k80-l3-dl-ea.pdf
https://catalog.tungsram.com/files/sheet/tungsram-high-bay-ip20_tbd_tu-hb-ip20-g1-1h25-4k80-l3-dl-st.pdf
https://catalog.tungsram.com/files/sheet/tungsram-high-bay-ip20_tbd_tu-hb-ip20-g1-1h20-4k80-l3-dl-ea.pdf
https://catalog.tungsram.com/files/sheet/tungsram-high-bay-ip20_tbd_tu-hb-ip20-g1-1h20-4k80-l3-dl-st.pdf
https://catalog.tungsram.com/files/sheet/tungsram-high-bay-ip20_tbd_tu-hb-ip20-g1-1h15-4k80-l3-dl-st.pdf
https://catalog.tungsram.com/files/sheet/tungsram-high-bay-ip20_tbd_tu-hb-ip20-g1-1h10-4k80-l3-dl-st.pdf
https://catalog.tungsram.com/files/sheet/tungsram-high-bay-ip20_tbd_tu-hb-ip20-g1-1s30-4k80-l3-rf-st.pdf
https://catalog.tungsram.com/files/sheet/tungsram-high-bay-ip20_tbd_tu-hb-ip20-g1-1s22-4k80-l3-rf-st.pdf
https://catalog.tungsram.com/files/sheet/tungsram-high-bay-ip20_tbd_tu-hb-ip20-g1-1s20-4k80-l3-rf-st.pdf
https://catalog.tungsram.com/files/sheet/tungsram-high-bay-ip20_tbd_tu-hb-ip20-g1-1s12-4k80-l3-rf-st.pdf
https://catalog.tungsram.com/files/sheet/tungsram-high-bay-ip20_tbd_tu-hb-ip20-g1-1s10-4k80-l3-rf-st.pdf
https://catalog.tungsram.com/files/sheet/tungsram-high-bay-ip20_tbd_tu-hb-ip20-g1-1s30-4k80-l3-dl-st.pdf
https://catalog.tungsram.com/files/sheet/tungsram-high-bay-ip20_tbd_tu-hb-ip20-g1-1s22-4k80-l3-dl-st.pdf
https://catalog.tungsram.com/files/sheet/tungsram-high-bay-ip20_tbd_tu-hb-ip20-g1-1s20-4k80-l3-dl-st.pdf
https://catalog.tungsram.com/files/sheet/tungsram-high-bay-ip20_tbd_tu-hb-ip20-g1-1s12-4k80-l3-dl-st.pdf
https://catalog.tungsram.com/files/sheet/tungsram-high-bay-ip20_tbd_tu-hb-ip20-g1-1s10-4k80-l3-dl-st.pdf
https://catalog.tungsram.com/files/sheet/tungsram-high-bay-ip20_tbd_tu-hb-ip20-g1-2s60-4k80-l3-sn-st.pdf
https://catalog.tungsram.com/files/sheet/tungsram-high-bay-ip20_tbd_tu-hb-ip20-g1-1s30-4k80-l3-sn-st.pdf
https://catalog.tungsram.com/files/sheet/tungsram-high-bay-ip20_tbd_tu-hb-ip20-g1-1s22-4k80-l3-sn-st.pdf
https://catalog.tungsram.com/files/sheet/tungsram-high-bay-ip20_tbd_tu-hb-ip20-g1-1s20-4k80-l3-sn-st.pdf
https://catalog.tungsram.com/files/sheet/tungsram-high-bay-ip20_tbd_tu-hb-ip20-g1-1s12-4k80-l3-sn-st.pdf
https://catalog.tungsram.com/files/sheet/tungsram-high-bay-ip20_tbd_tu-hb-ip20-g1-1s10-4k80-l3-sn-st.pdf
https://catalog.tungsram.com/files/sheet/tungsram-high-bay-ip20_tbd_tu-hb-ip20-g1-2s60-4k80-l3-fx-st.pdf
https://catalog.tungsram.com/files/sheet/tungsram-high-bay-ip20_tbd_tu-hb-ip20-g1-1s30-4k80-l3-fx-st.pdf
https://catalog.tungsram.com/files/sheet/tungsram-high-bay-ip20_tbd_tu-hb-ip20-g1-1s22-4k80-l3-fx-st.pdf
https://catalog.tungsram.com/files/sheet/tungsram-high-bay-ip20_tbd_tu-hb-ip20-g1-1s20-4k80-l3-fx-ea.pdf
https://catalog.tungsram.com/files/sheet/tungsram-high-bay-ip20_tbd_tu-hb-ip20-g1-1s20-4k80-l3-fx-st.pdf
https://catalog.tungsram.com/files/sheet/tungsram-high-bay-ip20_tbd_tu-hb-ip20-g1-1s12-4k80-l3-fx-st.pdf
https://catalog.tungsram.com/files/sheet/tungsram-high-bay-ip20_tbd_tu-hb-ip20-g1-1s10-4k80-l3-fx-st.pdf
https://catalog.tungsram.com/files/sheet/tungsram-high-bay-ip20_tbd_tu-hb-ip20-g1-2h45-4k70-l3-nl-st.pdf
https://catalog.tungsram.com/files/sheet/tungsram-high-bay-ip20_tbd_tu-hb-ip20-g1-2h30-4k70-l3-nl-ea.pdf
https://catalog.tungsram.com/files/sheet/tungsram-high-bay-ip20_tbd_tu-hb-ip20-g1-2h30-4k70-l3-nl-st.pdf
https://catalog.tungsram.com/files/sheet/tungsram-high-bay-ip20_tbd_tu-hb-ip20-g1-1h25-4k70-l3-nl-ea.pdf
https://catalog.tungsram.com/files/sheet/tungsram-high-bay-ip20_tbd_tu-hb-ip20-g1-1h25-4k70-l3-nl-st.pdf
https://catalog.tungsram.com/files/sheet/tungsram-high-bay-ip20_tbd_tu-hb-ip20-g1-1h20-4k70-l3-nl-st.pdf
https://catalog.tungsram.com/files/sheet/tungsram-high-bay-ip20_tbd_tu-hb-ip20-g1-1h15-4k70-l3-nl-st.pdf
https://catalog.tungsram.com/files/sheet/tungsram-high-bay-ip20_tbd_tu-hb-ip20-g1-1h10-4k70-l3-nl-st.pdf
https://catalog.tungsram.com/files/sheet/tungsram-high-bay-ip20_tbd_tu-hb-ip20-g1-2h45-4k70-l3-rf-st.pdf
https://catalog.tungsram.com/files/sheet/tungsram-high-bay-ip20_tbd_tu-hb-ip20-g1-2h30-4k70-l3-rf-ea.pdf
https://catalog.tungsram.com/files/sheet/tungsram-high-bay-ip20_tbd_tu-hb-ip20-g1-2h30-4k70-l3-rf-st.pdf
https://catalog.tungsram.com/files/sheet/tungsram-high-bay-ip20_tbd_tu-hb-ip20-g1-1h25-4k70-l3-rf-ea.pdf
https://catalog.tungsram.com/files/sheet/tungsram-high-bay-ip20_tbd_tu-hb-ip20-g1-1h25-4k70-l3-rf-st.pdf
https://catalog.tungsram.com/files/sheet/tungsram-high-bay-ip20_tbd_tu-hb-ip20-g1-1h20-4k70-l3-rf-ea.pdf
https://catalog.tungsram.com/files/sheet/tungsram-high-bay-ip20_tbd_tu-hb-ip20-g1-1h20-4k70-l3-rf-st.pdf
https://catalog.tungsram.com/files/sheet/tungsram-high-bay-ip20_tbd_tu-hb-ip20-g1-1h15-4k70-l3-rf-st.pdf
https://catalog.tungsram.com/files/sheet/tungsram-high-bay-ip20_tbd_tu-hb-ip20-g1-1h10-4k70-l3-rf-st.pdf
https://catalog.tungsram.com/files/sheet/tungsram-high-bay-ip20_tbd_tu-hb-ip20-g1-2h45-4k70-l3-dl-st.pdf
https://catalog.tungsram.com/files/sheet/tungsram-high-bay-ip20_tbd_tu-hb-ip20-g1-2h30-4k70-l3-dl-st.pdf
https://catalog.tungsram.com/files/sheet/tungsram-high-bay-ip20_tbd_tu-hb-ip20-g1-1h25-4k70-l3-dl-ea.pdf
https://catalog.tungsram.com/files/sheet/tungsram-high-bay-ip20_tbd_tu-hb-ip20-g1-1h25-4k70-l3-dl-st.pdf
https://catalog.tungsram.com/files/sheet/tungsram-high-bay-ip20_tbd_tu-hb-ip20-g1-1h20-4k70-l3-dl-ea.pdf
https://catalog.tungsram.com/files/sheet/tungsram-high-bay-ip20_tbd_tu-hb-ip20-g1-1h20-4k70-l3-dl-st.pdf
https://catalog.tungsram.com/files/sheet/tungsram-high-bay-ip20_tbd_tu-hb-ip20-g1-1h15-4k70-l3-dl-st.pdf
https://catalog.tungsram.com/files/sheet/tungsram-high-bay-ip20_tbd_tu-hb-ip20-g1-1h10-4k70-l3-dl-st.pdf
https://catalog.tungsram.com/files/sheet/tungsram-high-bay-ip20_tbd_tu-hb-ip20-g1-1s30-4k70-l3-rf-st.pdf
https://catalog.tungsram.com/files/sheet/tungsram-high-bay-ip20_tbd_tu-hb-ip20-g1-1s22-4k70-l3-rf-st.pdf
https://catalog.tungsram.com/files/sheet/tungsram-high-bay-ip20_tbd_tu-hb-ip20-g1-1s20-4k70-l3-rf-st.pdf
https://catalog.tungsram.com/files/sheet/tungsram-high-bay-ip20_tbd_tu-hb-ip20-g1-1s12-4k70-l3-rf-st.pdf
https://catalog.tungsram.com/files/sheet/tungsram-high-bay-ip20_tbd_tu-hb-ip20-g1-1s10-4k70-l3-rf-st.pdf
https://catalog.tungsram.com/files/sheet/tungsram-high-bay-ip20_tbd_tu-hb-ip20-g1-1s30-4k70-l3-dl-st.pdf
https://catalog.tungsram.com/files/sheet/tungsram-high-bay-ip20_tbd_tu-hb-ip20-g1-1s22-4k70-l3-dl-st.pdf
https://catalog.tungsram.com/files/sheet/tungsram-high-bay-ip20_tbd_tu-hb-ip20-g1-1s20-4k70-l3-dl-st.pdf
https://catalog.tungsram.com/files/sheet/tungsram-high-bay-ip20_tbd_tu-hb-ip20-g1-1s12-4k70-l3-dl-st.pdf
https://catalog.tungsram.com/files/sheet/tungsram-high-bay-ip20_tbd_tu-hb-ip20-g1-1s10-4k70-l3-dl-st.pdf
https://catalog.tungsram.com/files/sheet/tungsram-high-bay-ip20_tbd_tu-hb-ip20-g1-2s60-4k70-l3-sn-st.pdf
https://catalog.tungsram.com/files/sheet/tungsram-high-bay-ip20_tbd_tu-hb-ip20-g1-1s30-4k70-l3-sn-st.pdf
https://catalog.tungsram.com/files/sheet/tungsram-high-bay-ip20_tbd_tu-hb-ip20-g1-1s22-4k70-l3-sn-st.pdf
https://catalog.tungsram.com/files/sheet/tungsram-high-bay-ip20_tbd_tu-hb-ip20-g1-1s20-4k70-l3-sn-st.pdf
https://catalog.tungsram.com/files/sheet/tungsram-high-bay-ip20_tbd_tu-hb-ip20-g1-1s12-4k70-l3-sn-st.pdf
https://catalog.tungsram.com/files/sheet/tungsram-high-bay-ip20_tbd_tu-hb-ip20-g1-1s10-4k70-l3-sn-st.pdf
https://catalog.tungsram.com/files/sheet/tungsram-high-bay-ip20_tbd_tu-hb-ip20-g1-2s60-4k70-l3-fx-st.pdf
https://catalog.tungsram.com/files/sheet/tungsram-high-bay-ip20_tbd_tu-hb-ip20-g1-1s30-4k70-l3-fx-st.pdf
https://catalog.tungsram.com/files/sheet/tungsram-high-bay-ip20_tbd_tu-hb-ip20-g1-1s22-4k70-l3-fx-st.pdf
https://catalog.tungsram.com/files/sheet/tungsram-high-bay-ip20_tbd_tu-hb-ip20-g1-1s20-4k70-l3-fx-ea.pdf
https://catalog.tungsram.com/files/sheet/tungsram-high-bay-ip20_tbd_tu-hb-ip20-g1-1s20-4k70-l3-fx-st.pdf
https://catalog.tungsram.com/files/sheet/tungsram-high-bay-ip20_tbd_tu-hb-ip20-g1-1s12-4k70-l3-fx-st.pdf
https://catalog.tungsram.com/files/sheet/tungsram-high-bay-ip20_tbd_tu-hb-ip20-g1-1s10-4k70-l3-fx-st.pdf
https://catalog.tungsram.com/files/sheet/tungsram-high-bay-ip20_tbd_tu-hb-ip20-g1-2h45-5k80-l3-nl-st.pdf
https://catalog.tungsram.com/files/sheet/tungsram-high-bay-ip20_tbd_tu-hb-ip20-g1-2h30-5k80-l3-nl-ea.pdf
https://catalog.tungsram.com/files/sheet/tungsram-high-bay-ip20_tbd_tu-hb-ip20-g1-2h30-5k80-l3-nl-st.pdf
https://catalog.tungsram.com/files/sheet/tungsram-high-bay-ip20_tbd_tu-hb-ip20-g1-1h25-5k80-l3-nl-ea.pdf
https://catalog.tungsram.com/files/sheet/tungsram-high-bay-ip20_tbd_tu-hb-ip20-g1-1h25-5k80-l3-nl-st.pdf
https://catalog.tungsram.com/files/sheet/tungsram-high-bay-ip20_tbd_tu-hb-ip20-g1-1h20-5k80-l3-nl-st.pdf
https://catalog.tungsram.com/files/sheet/tungsram-high-bay-ip20_tbd_tu-hb-ip20-g1-1h15-5k80-l3-nl-st.pdf
https://catalog.tungsram.com/files/sheet/tungsram-high-bay-ip20_tbd_tu-hb-ip20-g1-1h10-5k80-l3-nl-st.pdf
https://catalog.tungsram.com/files/sheet/tungsram-high-bay-ip20_tbd_tu-hb-ip20-g1-2h45-5k80-l3-rf-st.pdf
https://catalog.tungsram.com/files/sheet/tungsram-high-bay-ip20_tbd_tu-hb-ip20-g1-2h30-5k80-l3-rf-ea.pdf
https://catalog.tungsram.com/files/sheet/tungsram-high-bay-ip20_tbd_tu-hb-ip20-g1-2h30-5k80-l3-rf-st.pdf
https://catalog.tungsram.com/files/sheet/tungsram-high-bay-ip20_tbd_tu-hb-ip20-g1-1h25-5k80-l3-rf-ea.pdf
https://catalog.tungsram.com/files/sheet/tungsram-high-bay-ip20_tbd_tu-hb-ip20-g1-1h25-5k80-l3-rf-st.pdf
https://catalog.tungsram.com/files/sheet/tungsram-high-bay-ip20_tbd_tu-hb-ip20-g1-1h20-5k80-l3-rf-ea.pdf
https://catalog.tungsram.com/files/sheet/tungsram-high-bay-ip20_tbd_tu-hb-ip20-g1-1h20-5k80-l3-rf-st.pdf
https://catalog.tungsram.com/files/sheet/tungsram-high-bay-ip20_tbd_tu-hb-ip20-g1-1h15-5k80-l3-rf-st.pdf
https://catalog.tungsram.com/files/sheet/tungsram-high-bay-ip20_tbd_tu-hb-ip20-g1-1h10-5k80-l3-rf-st.pdf
https://catalog.tungsram.com/files/sheet/tungsram-high-bay-ip20_tbd_tu-hb-ip20-g1-2h45-5k80-l3-dl-st.pdf
https://catalog.tungsram.com/files/sheet/tungsram-high-bay-ip20_tbd_tu-hb-ip20-g1-2h30-5k80-l3-dl-st.pdf
https://catalog.tungsram.com/files/sheet/tungsram-high-bay-ip20_tbd_tu-hb-ip20-g1-1h25-5k80-l3-dl-ea.pdf
https://catalog.tungsram.com/files/sheet/tungsram-high-bay-ip20_tbd_tu-hb-ip20-g1-1h25-5k80-l3-dl-st.pdf
https://catalog.tungsram.com/files/sheet/tungsram-high-bay-ip20_tbd_tu-hb-ip20-g1-1h20-5k80-l3-dl-ea.pdf
https://catalog.tungsram.com/files/sheet/tungsram-high-bay-ip20_tbd_tu-hb-ip20-g1-1h20-5k80-l3-dl-st.pdf
https://catalog.tungsram.com/files/sheet/tungsram-high-bay-ip20_tbd_tu-hb-ip20-g1-1h15-5k80-l3-dl-st.pdf
https://catalog.tungsram.com/files/sheet/tungsram-high-bay-ip20_tbd_tu-hb-ip20-g1-1h10-5k80-l3-dl-st.pdf
https://catalog.tungsram.com/files/sheet/tungsram-high-bay-ip20_tbd_tu-hb-ip20-g1-1s30-5k80-l3-rf-st.pdf
https://catalog.tungsram.com/files/sheet/tungsram-high-bay-ip20_tbd_tu-hb-ip20-g1-1s22-5k80-l3-rf-st.pdf
https://catalog.tungsram.com/files/sheet/tungsram-high-bay-ip20_tbd_tu-hb-ip20-g1-1s20-5k80-l3-rf-st.pdf
https://catalog.tungsram.com/files/sheet/tungsram-high-bay-ip20_tbd_tu-hb-ip20-g1-1s12-5k80-l3-rf-st.pdf
https://catalog.tungsram.com/files/sheet/tungsram-high-bay-ip20_tbd_tu-hb-ip20-g1-1s10-5k80-l3-rf-st.pdf
https://catalog.tungsram.com/files/sheet/tungsram-high-bay-ip20_tbd_tu-hb-ip20-g1-1s30-5k80-l3-dl-st.pdf
https://catalog.tungsram.com/files/sheet/tungsram-high-bay-ip20_tbd_tu-hb-ip20-g1-1s22-5k80-l3-dl-st.pdf
https://catalog.tungsram.com/files/sheet/tungsram-high-bay-ip20_tbd_tu-hb-ip20-g1-1s20-5k80-l3-dl-st.pdf
https://catalog.tungsram.com/files/sheet/tungsram-high-bay-ip20_tbd_tu-hb-ip20-g1-1s12-5k80-l3-dl-st.pdf
https://catalog.tungsram.com/files/sheet/tungsram-high-bay-ip20_tbd_tu-hb-ip20-g1-1s10-5k80-l3-dl-st.pdf
https://catalog.tungsram.com/files/sheet/tungsram-high-bay-ip20_tbd_tu-hb-ip20-g1-2s60-5k80-l3-sn-st.pdf
https://catalog.tungsram.com/files/sheet/tungsram-high-bay-ip20_tbd_tu-hb-ip20-g1-1s30-5k80-l3-sn-st.pdf
https://catalog.tungsram.com/files/sheet/tungsram-high-bay-ip20_tbd_tu-hb-ip20-g1-1s22-5k80-l3-sn-st.pdf
https://catalog.tungsram.com/files/sheet/tungsram-high-bay-ip20_tbd_tu-hb-ip20-g1-1s20-5k80-l3-sn-st.pdf
https://catalog.tungsram.com/files/sheet/tungsram-high-bay-ip20_tbd_tu-hb-ip20-g1-1s12-5k80-l3-sn-st.pdf
https://catalog.tungsram.com/files/sheet/tungsram-high-bay-ip20_tbd_tu-hb-ip20-g1-1s10-5k80-l3-sn-st.pdf
https://catalog.tungsram.com/files/sheet/tungsram-high-bay-ip20_tbd_tu-hb-ip20-g1-2s60-5k80-l3-fx-st.pdf
https://catalog.tungsram.com/files/sheet/tungsram-high-bay-ip20_tbd_tu-hb-ip20-g1-1s30-5k80-l3-fx-st.pdf
https://catalog.tungsram.com/files/sheet/tungsram-high-bay-ip20_tbd_tu-hb-ip20-g1-1s22-5k80-l3-fx-st.pdf
https://catalog.tungsram.com/files/sheet/tungsram-high-bay-ip20_tbd_tu-hb-ip20-g1-1s20-5k80-l3-fx-ea.pdf
https://catalog.tungsram.com/files/sheet/tungsram-high-bay-ip20_tbd_tu-hb-ip20-g1-1s20-5k80-l3-fx-st.pdf
https://catalog.tungsram.com/files/sheet/tungsram-high-bay-ip20_tbd_tu-hb-ip20-g1-1s12-5k80-l3-fx-st.pdf
https://catalog.tungsram.com/files/sheet/tungsram-high-bay-ip20_tbd_tu-hb-ip20-g1-1s10-5k80-l3-fx-st.pdf
https://catalog.tungsram.com/files/sheet/tungsram-high-bay-ip20_tbd_tu-hb-ip20-g1-2h45-5k70-l3-nl-st.pdf
https://catalog.tungsram.com/files/sheet/tungsram-high-bay-ip20_tbd_tu-hb-ip20-g1-2h30-5k70-l3-nl-ea.pdf
https://catalog.tungsram.com/files/sheet/tungsram-high-bay-ip20_tbd_tu-hb-ip20-g1-2h30-5k70-l3-nl-st.pdf
https://catalog.tungsram.com/files/sheet/tungsram-high-bay-ip20_tbd_tu-hb-ip20-g1-1h25-5k70-l3-nl-ea.pdf
https://catalog.tungsram.com/files/sheet/tungsram-high-bay-ip20_tbd_tu-hb-ip20-g1-1h25-5k70-l3-nl-st.pdf
https://catalog.tungsram.com/files/sheet/tungsram-high-bay-ip20_tbd_tu-hb-ip20-g1-1h20-5k70-l3-nl-st.pdf
https://catalog.tungsram.com/files/sheet/tungsram-high-bay-ip20_tbd_tu-hb-ip20-g1-1h15-5k70-l3-nl-st.pdf
https://catalog.tungsram.com/files/sheet/tungsram-high-bay-ip20_tbd_tu-hb-ip20-g1-1h10-5k70-l3-nl-st.pdf
https://catalog.tungsram.com/files/sheet/tungsram-high-bay-ip20_tbd_tu-hb-ip20-g1-2h45-5k70-l3-rf-st.pdf
https://catalog.tungsram.com/files/sheet/tungsram-high-bay-ip20_tbd_tu-hb-ip20-g1-2h30-5k70-l3-rf-ea.pdf
https://catalog.tungsram.com/files/sheet/tungsram-high-bay-ip20_tbd_tu-hb-ip20-g1-2h30-5k70-l3-rf-st.pdf
https://catalog.tungsram.com/files/sheet/tungsram-high-bay-ip20_tbd_tu-hb-ip20-g1-1h25-5k70-l3-rf-ea.pdf
https://catalog.tungsram.com/files/sheet/tungsram-high-bay-ip20_tbd_tu-hb-ip20-g1-1h25-5k70-l3-rf-st.pdf
https://catalog.tungsram.com/files/sheet/tungsram-high-bay-ip20_tbd_tu-hb-ip20-g1-1h20-5k70-l3-rf-ea.pdf
https://catalog.tungsram.com/files/sheet/tungsram-high-bay-ip20_tbd_tu-hb-ip20-g1-1h20-5k70-l3-rf-st.pdf
https://catalog.tungsram.com/files/sheet/tungsram-high-bay-ip20_tbd_tu-hb-ip20-g1-1h15-5k70-l3-rf-st.pdf
https://catalog.tungsram.com/files/sheet/tungsram-high-bay-ip20_tbd_tu-hb-ip20-g1-1h10-5k70-l3-rf-st.pdf
https://catalog.tungsram.com/files/sheet/tungsram-high-bay-ip20_tbd_tu-hb-ip20-g1-2h45-5k70-l3-dl-st.pdf
https://catalog.tungsram.com/files/sheet/tungsram-high-bay-ip20_tbd_tu-hb-ip20-g1-2h30-5k70-l3-dl-st.pdf
https://catalog.tungsram.com/files/sheet/tungsram-high-bay-ip20_tbd_tu-hb-ip20-g1-1h25-5k70-l3-dl-ea.pdf
https://catalog.tungsram.com/files/sheet/tungsram-high-bay-ip20_tbd_tu-hb-ip20-g1-1h25-5k70-l3-dl-st.pdf
https://catalog.tungsram.com/files/sheet/tungsram-high-bay-ip20_tbd_tu-hb-ip20-g1-1h20-5k70-l3-dl-ea.pdf
https://catalog.tungsram.com/files/sheet/tungsram-high-bay-ip20_tbd_tu-hb-ip20-g1-1h20-5k70-l3-dl-st.pdf
https://catalog.tungsram.com/files/sheet/tungsram-high-bay-ip20_tbd_tu-hb-ip20-g1-1h15-5k70-l3-dl-st.pdf
https://catalog.tungsram.com/files/sheet/tungsram-high-bay-ip20_tbd_tu-hb-ip20-g1-1h10-5k70-l3-dl-st.pdf
https://catalog.tungsram.com/files/sheet/tungsram-high-bay-ip20_tbd_tu-hb-ip20-g1-1s30-5k70-l3-rf-st.pdf
https://catalog.tungsram.com/files/sheet/tungsram-high-bay-ip20_tbd_tu-hb-ip20-g1-1s22-5k70-l3-rf-st.pdf
https://catalog.tungsram.com/files/sheet/tungsram-high-bay-ip20_tbd_tu-hb-ip20-g1-1s20-5k70-l3-rf-st.pdf
https://catalog.tungsram.com/files/sheet/tungsram-high-bay-ip20_tbd_tu-hb-ip20-g1-1s12-5k70-l3-rf-st.pdf
https://catalog.tungsram.com/files/sheet/tungsram-high-bay-ip20_tbd_tu-hb-ip20-g1-1s10-5k70-l3-rf-st.pdf
https://catalog.tungsram.com/files/sheet/tungsram-high-bay-ip20_tbd_tu-hb-ip20-g1-1s30-5k70-l3-dl-st.pdf
https://catalog.tungsram.com/files/sheet/tungsram-high-bay-ip20_tbd_tu-hb-ip20-g1-1s22-5k70-l3-dl-st.pdf
https://catalog.tungsram.com/files/sheet/tungsram-high-bay-ip20_tbd_tu-hb-ip20-g1-1s20-5k70-l3-dl-st.pdf
https://catalog.tungsram.com/files/sheet/tungsram-high-bay-ip20_tbd_tu-hb-ip20-g1-1s12-5k70-l3-dl-st.pdf
https://catalog.tungsram.com/files/sheet/tungsram-high-bay-ip20_tbd_tu-hb-ip20-g1-1s10-5k70-l3-dl-st.pdf
https://catalog.tungsram.com/files/sheet/tungsram-high-bay-ip20_tbd_tu-hb-ip20-g1-2s60-5k70-l3-sn-st.pdf
https://catalog.tungsram.com/files/sheet/tungsram-high-bay-ip20_tbd_tu-hb-ip20-g1-1s30-5k70-l3-sn-st.pdf
https://catalog.tungsram.com/files/sheet/tungsram-high-bay-ip20_tbd_tu-hb-ip20-g1-1s22-5k70-l3-sn-st.pdf
https://catalog.tungsram.com/files/sheet/tungsram-high-bay-ip20_tbd_tu-hb-ip20-g1-1s20-5k70-l3-sn-st.pdf
https://catalog.tungsram.com/files/sheet/tungsram-high-bay-ip20_tbd_tu-hb-ip20-g1-1s12-5k70-l3-sn-st.pdf
https://catalog.tungsram.com/files/sheet/tungsram-high-bay-ip20_tbd_tu-hb-ip20-g1-1s10-5k70-l3-sn-st.pdf
https://catalog.tungsram.com/files/sheet/tungsram-high-bay-ip20_tbd_tu-hb-ip20-g1-2s60-5k70-l3-fx-st.pdf
https://catalog.tungsram.com/files/sheet/tungsram-high-bay-ip20_tbd_tu-hb-ip20-g1-1s30-5k70-l3-fx-st.pdf
https://catalog.tungsram.com/files/sheet/tungsram-high-bay-ip20_tbd_tu-hb-ip20-g1-1s22-5k70-l3-fx-st.pdf
https://catalog.tungsram.com/files/sheet/tungsram-high-bay-ip20_tbd_tu-hb-ip20-g1-1s20-5k70-l3-fx-ea.pdf
https://catalog.tungsram.com/files/sheet/tungsram-high-bay-ip20_tbd_tu-hb-ip20-g1-1s20-5k70-l3-fx-st.pdf
https://catalog.tungsram.com/files/sheet/tungsram-high-bay-ip20_tbd_tu-hb-ip20-g1-1s12-5k70-l3-fx-st.pdf
https://catalog.tungsram.com/files/sheet/tungsram-high-bay-ip20_tbd_tu-hb-ip20-g1-1s10-5k70-l3-fx-st.pdf
https://catalog.tungsram.com/files/sheet/tungsram-high-bay-ip20_tbd_tu-hb-ip20-g1-2h45-4k80-d1-nl-st.pdf
https://catalog.tungsram.com/files/sheet/tungsram-high-bay-ip20_tbd_tu-hb-ip20-g1-2h30-4k80-d1-nl-ea.pdf
https://catalog.tungsram.com/files/sheet/tungsram-high-bay-ip20_tbd_tu-hb-ip20-g1-2h30-4k80-d1-nl-st.pdf
https://catalog.tungsram.com/files/sheet/tungsram-high-bay-ip20_tbd_tu-hb-ip20-g1-1h25-4k80-d1-nl-ea.pdf
https://catalog.tungsram.com/files/sheet/tungsram-high-bay-ip20_tbd_tu-hb-ip20-g1-1h25-4k80-d1-nl-st.pdf
https://catalog.tungsram.com/files/sheet/tungsram-high-bay-ip20_tbd_tu-hb-ip20-g1-1h20-4k80-d1-nl-st.pdf
https://catalog.tungsram.com/files/sheet/tungsram-high-bay-ip20_tbd_tu-hb-ip20-g1-1h15-4k80-d1-nl-st.pdf
https://catalog.tungsram.com/files/sheet/tungsram-high-bay-ip20_tbd_tu-hb-ip20-g1-1h10-4k80-d1-nl-st.pdf
https://catalog.tungsram.com/files/sheet/tungsram-high-bay-ip20_tbd_tu-hb-ip20-g1-2h45-4k80-d1-rf-st.pdf
https://catalog.tungsram.com/files/sheet/tungsram-high-bay-ip20_tbd_tu-hb-ip20-g1-2h30-4k80-d1-rf-ea.pdf
https://catalog.tungsram.com/files/sheet/tungsram-high-bay-ip20_tbd_tu-hb-ip20-g1-2h30-4k80-d1-rf-st.pdf
https://catalog.tungsram.com/files/sheet/tungsram-high-bay-ip20_tbd_tu-hb-ip20-g1-1h25-4k80-d1-rf-ea.pdf
https://catalog.tungsram.com/files/sheet/tungsram-high-bay-ip20_tbd_tu-hb-ip20-g1-1h25-4k80-d1-rf-st.pdf
https://catalog.tungsram.com/files/sheet/tungsram-high-bay-ip20_tbd_tu-hb-ip20-g1-1h20-4k80-d1-rf-ea.pdf
https://catalog.tungsram.com/files/sheet/tungsram-high-bay-ip20_tbd_tu-hb-ip20-g1-1h20-4k80-d1-rf-st.pdf
https://catalog.tungsram.com/files/sheet/tungsram-high-bay-ip20_tbd_tu-hb-ip20-g1-1h15-4k80-d1-rf-st.pdf
https://catalog.tungsram.com/files/sheet/tungsram-high-bay-ip20_tbd_tu-hb-ip20-g1-1h10-4k80-d1-rf-st.pdf
https://catalog.tungsram.com/files/sheet/tungsram-high-bay-ip20_tbd_tu-hb-ip20-g1-2h45-4k80-d1-dl-st.pdf
https://catalog.tungsram.com/files/sheet/tungsram-high-bay-ip20_tbd_tu-hb-ip20-g1-2h30-4k80-d1-dl-st.pdf
https://catalog.tungsram.com/files/sheet/tungsram-high-bay-ip20_tbd_tu-hb-ip20-g1-1h25-4k80-d1-dl-ea.pdf
https://catalog.tungsram.com/files/sheet/tungsram-high-bay-ip20_tbd_tu-hb-ip20-g1-1h25-4k80-d1-dl-st.pdf
https://catalog.tungsram.com/files/sheet/tungsram-high-bay-ip20_tbd_tu-hb-ip20-g1-1h20-4k80-d1-dl-ea.pdf
https://catalog.tungsram.com/files/sheet/tungsram-high-bay-ip20_tbd_tu-hb-ip20-g1-1h20-4k80-d1-dl-st.pdf
https://catalog.tungsram.com/files/sheet/tungsram-high-bay-ip20_tbd_tu-hb-ip20-g1-1h15-4k80-d1-dl-st.pdf
https://catalog.tungsram.com/files/sheet/tungsram-high-bay-ip20_tbd_tu-hb-ip20-g1-1h10-4k80-d1-dl-st.pdf
https://catalog.tungsram.com/files/sheet/tungsram-high-bay-ip20_tbd_tu-hb-ip20-g1-1s30-4k80-d1-rf-st.pdf
https://catalog.tungsram.com/files/sheet/tungsram-high-bay-ip20_tbd_tu-hb-ip20-g1-1s22-4k80-d1-rf-st.pdf
https://catalog.tungsram.com/files/sheet/tungsram-high-bay-ip20_tbd_tu-hb-ip20-g1-1s20-4k80-d1-rf-st.pdf
https://catalog.tungsram.com/files/sheet/tungsram-high-bay-ip20_tbd_tu-hb-ip20-g1-1s12-4k80-d1-rf-st.pdf
https://catalog.tungsram.com/files/sheet/tungsram-high-bay-ip20_tbd_tu-hb-ip20-g1-1s10-4k80-d1-rf-st.pdf
https://catalog.tungsram.com/files/sheet/tungsram-high-bay-ip20_tbd_tu-hb-ip20-g1-1s30-4k80-d1-dl-st.pdf
https://catalog.tungsram.com/files/sheet/tungsram-high-bay-ip20_tbd_tu-hb-ip20-g1-1s22-4k80-d1-dl-st.pdf
https://catalog.tungsram.com/files/sheet/tungsram-high-bay-ip20_tbd_tu-hb-ip20-g1-1s20-4k80-d1-dl-st.pdf
https://catalog.tungsram.com/files/sheet/tungsram-high-bay-ip20_tbd_tu-hb-ip20-g1-1s12-4k80-d1-dl-st.pdf
https://catalog.tungsram.com/files/sheet/tungsram-high-bay-ip20_tbd_tu-hb-ip20-g1-1s10-4k80-d1-dl-st.pdf
https://catalog.tungsram.com/files/sheet/tungsram-high-bay-ip20_tbd_tu-hb-ip20-g1-2s60-4k80-d1-sn-st.pdf
https://catalog.tungsram.com/files/sheet/tungsram-high-bay-ip20_tbd_tu-hb-ip20-g1-1s30-4k80-d1-sn-st.pdf
https://catalog.tungsram.com/files/sheet/tungsram-high-bay-ip20_tbd_tu-hb-ip20-g1-1s22-4k80-d1-sn-st.pdf
https://catalog.tungsram.com/files/sheet/tungsram-high-bay-ip20_tbd_tu-hb-ip20-g1-1s20-4k80-d1-sn-st.pdf
https://catalog.tungsram.com/files/sheet/tungsram-high-bay-ip20_tbd_tu-hb-ip20-g1-1s12-4k80-d1-sn-st.pdf
https://catalog.tungsram.com/files/sheet/tungsram-high-bay-ip20_tbd_tu-hb-ip20-g1-1s10-4k80-d1-sn-st.pdf
https://catalog.tungsram.com/files/sheet/tungsram-high-bay-ip20_tbd_tu-hb-ip20-g1-2s60-4k80-d1-fx-st.pdf
https://catalog.tungsram.com/files/sheet/tungsram-high-bay-ip20_tbd_tu-hb-ip20-g1-1s30-4k80-d1-fx-st.pdf
https://catalog.tungsram.com/files/sheet/tungsram-high-bay-ip20_tbd_tu-hb-ip20-g1-1s22-4k80-d1-fx-st.pdf
https://catalog.tungsram.com/files/sheet/tungsram-high-bay-ip20_tbd_tu-hb-ip20-g1-1s20-4k80-d1-fx-ea.pdf
https://catalog.tungsram.com/files/sheet/tungsram-high-bay-ip20_tbd_tu-hb-ip20-g1-1s20-4k80-d1-fx-st.pdf
https://catalog.tungsram.com/files/sheet/tungsram-high-bay-ip20_tbd_tu-hb-ip20-g1-1s12-4k80-d1-fx-st.pdf
https://catalog.tungsram.com/files/sheet/tungsram-high-bay-ip20_tbd_tu-hb-ip20-g1-1s10-4k80-d1-fx-st.pdf
https://catalog.tungsram.com/files/sheet/tungsram-high-bay-ip20_tbd_tu-hb-ip20-g1-2h45-4k70-d1-nl-st.pdf
https://catalog.tungsram.com/files/sheet/tungsram-high-bay-ip20_tbd_tu-hb-ip20-g1-2h30-4k70-d1-nl-ea.pdf
https://catalog.tungsram.com/files/sheet/tungsram-high-bay-ip20_tbd_tu-hb-ip20-g1-2h30-4k70-d1-nl-st.pdf
https://catalog.tungsram.com/files/sheet/tungsram-high-bay-ip20_tbd_tu-hb-ip20-g1-1h25-4k70-d1-nl-ea.pdf
https://catalog.tungsram.com/files/sheet/tungsram-high-bay-ip20_tbd_tu-hb-ip20-g1-1h25-4k70-d1-nl-st.pdf
https://catalog.tungsram.com/files/sheet/tungsram-high-bay-ip20_tbd_tu-hb-ip20-g1-1h20-4k70-d1-nl-st.pdf
https://catalog.tungsram.com/files/sheet/tungsram-high-bay-ip20_tbd_tu-hb-ip20-g1-1h15-4k70-d1-nl-st.pdf
https://catalog.tungsram.com/files/sheet/tungsram-high-bay-ip20_tbd_tu-hb-ip20-g1-1h10-4k70-d1-nl-st.pdf
https://catalog.tungsram.com/files/sheet/tungsram-high-bay-ip20_tbd_tu-hb-ip20-g1-2h45-4k70-d1-rf-st.pdf
https://catalog.tungsram.com/files/sheet/tungsram-high-bay-ip20_tbd_tu-hb-ip20-g1-2h30-4k70-d1-rf-ea.pdf
https://catalog.tungsram.com/files/sheet/tungsram-high-bay-ip20_tbd_tu-hb-ip20-g1-2h30-4k70-d1-rf-st.pdf
https://catalog.tungsram.com/files/sheet/tungsram-high-bay-ip20_tbd_tu-hb-ip20-g1-1h25-4k70-d1-rf-ea.pdf
https://catalog.tungsram.com/files/sheet/tungsram-high-bay-ip20_tbd_tu-hb-ip20-g1-1h25-4k70-d1-rf-st.pdf
https://catalog.tungsram.com/files/sheet/tungsram-high-bay-ip20_tbd_tu-hb-ip20-g1-1h20-4k70-d1-rf-ea.pdf
https://catalog.tungsram.com/files/sheet/tungsram-high-bay-ip20_tbd_tu-hb-ip20-g1-1h20-4k70-d1-rf-st.pdf
https://catalog.tungsram.com/files/sheet/tungsram-high-bay-ip20_tbd_tu-hb-ip20-g1-1h15-4k70-d1-rf-st.pdf
https://catalog.tungsram.com/files/sheet/tungsram-high-bay-ip20_tbd_tu-hb-ip20-g1-1h10-4k70-d1-rf-st.pdf
https://catalog.tungsram.com/files/sheet/tungsram-high-bay-ip20_tbd_tu-hb-ip20-g1-2h45-4k70-d1-dl-st.pdf
https://catalog.tungsram.com/files/sheet/tungsram-high-bay-ip20_tbd_tu-hb-ip20-g1-2h30-4k70-d1-dl-st.pdf
https://catalog.tungsram.com/files/sheet/tungsram-high-bay-ip20_tbd_tu-hb-ip20-g1-1h25-4k70-d1-dl-ea.pdf
https://catalog.tungsram.com/files/sheet/tungsram-high-bay-ip20_tbd_tu-hb-ip20-g1-1h25-4k70-d1-dl-st.pdf
https://catalog.tungsram.com/files/sheet/tungsram-high-bay-ip20_tbd_tu-hb-ip20-g1-1h20-4k70-d1-dl-ea.pdf
https://catalog.tungsram.com/files/sheet/tungsram-high-bay-ip20_tbd_tu-hb-ip20-g1-1h20-4k70-d1-dl-st.pdf
https://catalog.tungsram.com/files/sheet/tungsram-high-bay-ip20_tbd_tu-hb-ip20-g1-1h15-4k70-d1-dl-st.pdf
https://catalog.tungsram.com/files/sheet/tungsram-high-bay-ip20_tbd_tu-hb-ip20-g1-1h10-4k70-d1-dl-st.pdf
https://catalog.tungsram.com/files/sheet/tungsram-high-bay-ip20_tbd_tu-hb-ip20-g1-1s30-4k70-d1-rf-st.pdf
https://catalog.tungsram.com/files/sheet/tungsram-high-bay-ip20_tbd_tu-hb-ip20-g1-1s22-4k70-d1-rf-st.pdf
https://catalog.tungsram.com/files/sheet/tungsram-high-bay-ip20_tbd_tu-hb-ip20-g1-1s20-4k70-d1-rf-st.pdf
https://catalog.tungsram.com/files/sheet/tungsram-high-bay-ip20_tbd_tu-hb-ip20-g1-1s12-4k70-d1-rf-st.pdf
https://catalog.tungsram.com/files/sheet/tungsram-high-bay-ip20_tbd_tu-hb-ip20-g1-1s10-4k70-d1-rf-st.pdf
https://catalog.tungsram.com/files/sheet/tungsram-high-bay-ip20_tbd_tu-hb-ip20-g1-1s30-4k70-d1-dl-st.pdf
https://catalog.tungsram.com/files/sheet/tungsram-high-bay-ip20_tbd_tu-hb-ip20-g1-1s22-4k70-d1-dl-st.pdf
https://catalog.tungsram.com/files/sheet/tungsram-high-bay-ip20_tbd_tu-hb-ip20-g1-1s20-4k70-d1-dl-st.pdf
https://catalog.tungsram.com/files/sheet/tungsram-high-bay-ip20_tbd_tu-hb-ip20-g1-1s12-4k70-d1-dl-st.pdf
https://catalog.tungsram.com/files/sheet/tungsram-high-bay-ip20_tbd_tu-hb-ip20-g1-1s10-4k70-d1-dl-st.pdf
https://catalog.tungsram.com/files/sheet/tungsram-high-bay-ip20_tbd_tu-hb-ip20-g1-2s60-4k70-d1-sn-st.pdf
https://catalog.tungsram.com/files/sheet/tungsram-high-bay-ip20_tbd_tu-hb-ip20-g1-1s30-4k70-d1-sn-st.pdf
https://catalog.tungsram.com/files/sheet/tungsram-high-bay-ip20_tbd_tu-hb-ip20-g1-1s22-4k70-d1-sn-st.pdf
https://catalog.tungsram.com/files/sheet/tungsram-high-bay-ip20_tbd_tu-hb-ip20-g1-1s20-4k70-d1-sn-st.pdf
https://catalog.tungsram.com/files/sheet/tungsram-high-bay-ip20_tbd_tu-hb-ip20-g1-1s12-4k70-d1-sn-st.pdf
https://catalog.tungsram.com/files/sheet/tungsram-high-bay-ip20_tbd_tu-hb-ip20-g1-1s10-4k70-d1-sn-st.pdf
https://catalog.tungsram.com/files/sheet/tungsram-high-bay-ip20_tbd_tu-hb-ip20-g1-2s60-4k70-d1-fx-st.pdf
https://catalog.tungsram.com/files/sheet/tungsram-high-bay-ip20_tbd_tu-hb-ip20-g1-1s30-4k70-d1-fx-st.pdf
https://catalog.tungsram.com/files/sheet/tungsram-high-bay-ip20_tbd_tu-hb-ip20-g1-1s22-4k70-d1-fx-st.pdf
https://catalog.tungsram.com/files/sheet/tungsram-high-bay-ip20_tbd_tu-hb-ip20-g1-1s20-4k70-d1-fx-ea.pdf
https://catalog.tungsram.com/files/sheet/tungsram-high-bay-ip20_tbd_tu-hb-ip20-g1-1s20-4k70-d1-fx-st.pdf
https://catalog.tungsram.com/files/sheet/tungsram-high-bay-ip20_tbd_tu-hb-ip20-g1-1s12-4k70-d1-fx-st.pdf
https://catalog.tungsram.com/files/sheet/tungsram-high-bay-ip20_tbd_tu-hb-ip20-g1-1s10-4k70-d1-fx-st.pdf
https://catalog.tungsram.com/files/sheet/tungsram-high-bay-ip20_tbd_tu-hb-ip20-g1-2h45-5k80-d1-nl-st.pdf
https://catalog.tungsram.com/files/sheet/tungsram-high-bay-ip20_tbd_tu-hb-ip20-g1-2h30-5k80-d1-nl-ea.pdf
https://catalog.tungsram.com/files/sheet/tungsram-high-bay-ip20_tbd_tu-hb-ip20-g1-2h30-5k80-d1-nl-st.pdf
https://catalog.tungsram.com/files/sheet/tungsram-high-bay-ip20_tbd_tu-hb-ip20-g1-1h25-5k80-d1-nl-ea.pdf
https://catalog.tungsram.com/files/sheet/tungsram-high-bay-ip20_tbd_tu-hb-ip20-g1-1h25-5k80-d1-nl-st.pdf
https://catalog.tungsram.com/files/sheet/tungsram-high-bay-ip20_tbd_tu-hb-ip20-g1-1h20-5k80-d1-nl-st.pdf
https://catalog.tungsram.com/files/sheet/tungsram-high-bay-ip20_tbd_tu-hb-ip20-g1-1h15-5k80-d1-nl-st.pdf
https://catalog.tungsram.com/files/sheet/tungsram-high-bay-ip20_tbd_tu-hb-ip20-g1-1h10-5k80-d1-nl-st.pdf
https://catalog.tungsram.com/files/sheet/tungsram-high-bay-ip20_tbd_tu-hb-ip20-g1-2h45-5k80-d1-rf-st.pdf
https://catalog.tungsram.com/files/sheet/tungsram-high-bay-ip20_tbd_tu-hb-ip20-g1-2h30-5k80-d1-rf-ea.pdf
https://catalog.tungsram.com/files/sheet/tungsram-high-bay-ip20_tbd_tu-hb-ip20-g1-2h30-5k80-d1-rf-st.pdf
https://catalog.tungsram.com/files/sheet/tungsram-high-bay-ip20_tbd_tu-hb-ip20-g1-1h25-5k80-d1-rf-ea.pdf
https://catalog.tungsram.com/files/sheet/tungsram-high-bay-ip20_tbd_tu-hb-ip20-g1-1h25-5k80-d1-rf-st.pdf
https://catalog.tungsram.com/files/sheet/tungsram-high-bay-ip20_tbd_tu-hb-ip20-g1-1h20-5k80-d1-rf-ea.pdf
https://catalog.tungsram.com/files/sheet/tungsram-high-bay-ip20_tbd_tu-hb-ip20-g1-1h20-5k80-d1-rf-st.pdf
https://catalog.tungsram.com/files/sheet/tungsram-high-bay-ip20_tbd_tu-hb-ip20-g1-1h15-5k80-d1-rf-st.pdf
https://catalog.tungsram.com/files/sheet/tungsram-high-bay-ip20_tbd_tu-hb-ip20-g1-1h10-5k80-d1-rf-st.pdf
https://catalog.tungsram.com/files/sheet/tungsram-high-bay-ip20_tbd_tu-hb-ip20-g1-2h45-5k80-d1-dl-st.pdf
https://catalog.tungsram.com/files/sheet/tungsram-high-bay-ip20_tbd_tu-hb-ip20-g1-2h30-5k80-d1-dl-st.pdf
https://catalog.tungsram.com/files/sheet/tungsram-high-bay-ip20_tbd_tu-hb-ip20-g1-1h25-5k80-d1-dl-ea.pdf
https://catalog.tungsram.com/files/sheet/tungsram-high-bay-ip20_tbd_tu-hb-ip20-g1-1h25-5k80-d1-dl-st.pdf
https://catalog.tungsram.com/files/sheet/tungsram-high-bay-ip20_tbd_tu-hb-ip20-g1-1h20-5k80-d1-dl-ea.pdf
https://catalog.tungsram.com/files/sheet/tungsram-high-bay-ip20_tbd_tu-hb-ip20-g1-1h20-5k80-d1-dl-st.pdf
https://catalog.tungsram.com/files/sheet/tungsram-high-bay-ip20_tbd_tu-hb-ip20-g1-1h15-5k80-d1-dl-st.pdf
https://catalog.tungsram.com/files/sheet/tungsram-high-bay-ip20_tbd_tu-hb-ip20-g1-1h10-5k80-d1-dl-st.pdf
https://catalog.tungsram.com/files/sheet/tungsram-high-bay-ip20_tbd_tu-hb-ip20-g1-1s30-5k80-d1-rf-st.pdf
https://catalog.tungsram.com/files/sheet/tungsram-high-bay-ip20_tbd_tu-hb-ip20-g1-1s22-5k80-d1-rf-st.pdf
https://catalog.tungsram.com/files/sheet/tungsram-high-bay-ip20_tbd_tu-hb-ip20-g1-1s20-5k80-d1-rf-st.pdf
https://catalog.tungsram.com/files/sheet/tungsram-high-bay-ip20_tbd_tu-hb-ip20-g1-1s12-5k80-d1-rf-st.pdf
https://catalog.tungsram.com/files/sheet/tungsram-high-bay-ip20_tbd_tu-hb-ip20-g1-1s10-5k80-d1-rf-st.pdf
https://catalog.tungsram.com/files/sheet/tungsram-high-bay-ip20_tbd_tu-hb-ip20-g1-1s30-5k80-d1-dl-st.pdf
https://catalog.tungsram.com/files/sheet/tungsram-high-bay-ip20_tbd_tu-hb-ip20-g1-1s22-5k80-d1-dl-st.pdf
https://catalog.tungsram.com/files/sheet/tungsram-high-bay-ip20_tbd_tu-hb-ip20-g1-1s20-5k80-d1-dl-st.pdf
https://catalog.tungsram.com/files/sheet/tungsram-high-bay-ip20_tbd_tu-hb-ip20-g1-1s12-5k80-d1-dl-st.pdf
https://catalog.tungsram.com/files/sheet/tungsram-high-bay-ip20_tbd_tu-hb-ip20-g1-1s10-5k80-d1-dl-st.pdf
https://catalog.tungsram.com/files/sheet/tungsram-high-bay-ip20_tbd_tu-hb-ip20-g1-2s60-5k80-d1-sn-st.pdf
https://catalog.tungsram.com/files/sheet/tungsram-high-bay-ip20_tbd_tu-hb-ip20-g1-1s30-5k80-d1-sn-st.pdf
https://catalog.tungsram.com/files/sheet/tungsram-high-bay-ip20_tbd_tu-hb-ip20-g1-1s22-5k80-d1-sn-st.pdf
https://catalog.tungsram.com/files/sheet/tungsram-high-bay-ip20_tbd_tu-hb-ip20-g1-1s20-5k80-d1-sn-st.pdf
https://catalog.tungsram.com/files/sheet/tungsram-high-bay-ip20_tbd_tu-hb-ip20-g1-1s12-5k80-d1-sn-st.pdf
https://catalog.tungsram.com/files/sheet/tungsram-high-bay-ip20_tbd_tu-hb-ip20-g1-1s10-5k80-d1-sn-st.pdf
https://catalog.tungsram.com/files/sheet/tungsram-high-bay-ip20_tbd_tu-hb-ip20-g1-2s60-5k80-d1-fx-st.pdf
https://catalog.tungsram.com/files/sheet/tungsram-high-bay-ip20_tbd_tu-hb-ip20-g1-1s30-5k80-d1-fx-st.pdf
https://catalog.tungsram.com/files/sheet/tungsram-high-bay-ip20_tbd_tu-hb-ip20-g1-1s22-5k80-d1-fx-st.pdf
https://catalog.tungsram.com/files/sheet/tungsram-high-bay-ip20_tbd_tu-hb-ip20-g1-1s20-5k80-d1-fx-ea.pdf
https://catalog.tungsram.com/files/sheet/tungsram-high-bay-ip20_tbd_tu-hb-ip20-g1-1s20-5k80-d1-fx-st.pdf
https://catalog.tungsram.com/files/sheet/tungsram-high-bay-ip20_tbd_tu-hb-ip20-g1-1s12-5k80-d1-fx-st.pdf
https://catalog.tungsram.com/files/sheet/tungsram-high-bay-ip20_tbd_tu-hb-ip20-g1-1s10-5k80-d1-fx-st.pdf
https://catalog.tungsram.com/files/sheet/tungsram-high-bay-ip20_tbd_tu-hb-ip20-g1-2h45-5k70-d1-nl-st.pdf
https://catalog.tungsram.com/files/sheet/tungsram-high-bay-ip20_tbd_tu-hb-ip20-g1-2h30-5k70-d1-nl-ea.pdf
https://catalog.tungsram.com/files/sheet/tungsram-high-bay-ip20_tbd_tu-hb-ip20-g1-2h30-5k70-d1-nl-st.pdf
https://catalog.tungsram.com/files/sheet/tungsram-high-bay-ip20_tbd_tu-hb-ip20-g1-1h25-5k70-d1-nl-ea.pdf
https://catalog.tungsram.com/files/sheet/tungsram-high-bay-ip20_tbd_tu-hb-ip20-g1-1h25-5k70-d1-nl-st.pdf
https://catalog.tungsram.com/files/sheet/tungsram-high-bay-ip20_tbd_tu-hb-ip20-g1-1h20-5k70-d1-nl-st.pdf
https://catalog.tungsram.com/files/sheet/tungsram-high-bay-ip20_tbd_tu-hb-ip20-g1-1h15-5k70-d1-nl-st.pdf
https://catalog.tungsram.com/files/sheet/tungsram-high-bay-ip20_tbd_tu-hb-ip20-g1-1h10-5k70-d1-nl-st.pdf
https://catalog.tungsram.com/files/sheet/tungsram-high-bay-ip20_tbd_tu-hb-ip20-g1-2h45-5k70-d1-rf-st.pdf
https://catalog.tungsram.com/files/sheet/tungsram-high-bay-ip20_tbd_tu-hb-ip20-g1-2h30-5k70-d1-rf-ea.pdf
https://catalog.tungsram.com/files/sheet/tungsram-high-bay-ip20_tbd_tu-hb-ip20-g1-2h30-5k70-d1-rf-st.pdf
https://catalog.tungsram.com/files/sheet/tungsram-high-bay-ip20_tbd_tu-hb-ip20-g1-1h25-5k70-d1-rf-ea.pdf
https://catalog.tungsram.com/files/sheet/tungsram-high-bay-ip20_tbd_tu-hb-ip20-g1-1h25-5k70-d1-rf-st.pdf
https://catalog.tungsram.com/files/sheet/tungsram-high-bay-ip20_tbd_tu-hb-ip20-g1-1h20-5k70-d1-rf-ea.pdf
https://catalog.tungsram.com/files/sheet/tungsram-high-bay-ip20_tbd_tu-hb-ip20-g1-1h20-5k70-d1-rf-st.pdf
https://catalog.tungsram.com/files/sheet/tungsram-high-bay-ip20_tbd_tu-hb-ip20-g1-1h15-5k70-d1-rf-st.pdf
https://catalog.tungsram.com/files/sheet/tungsram-high-bay-ip20_tbd_tu-hb-ip20-g1-1h10-5k70-d1-rf-st.pdf
https://catalog.tungsram.com/files/sheet/tungsram-high-bay-ip20_tbd_tu-hb-ip20-g1-2h45-5k70-d1-dl-st.pdf
https://catalog.tungsram.com/files/sheet/tungsram-high-bay-ip20_tbd_tu-hb-ip20-g1-2h30-5k70-d1-dl-st.pdf
https://catalog.tungsram.com/files/sheet/tungsram-high-bay-ip20_tbd_tu-hb-ip20-g1-1h25-5k70-d1-dl-ea.pdf
https://catalog.tungsram.com/files/sheet/tungsram-high-bay-ip20_tbd_tu-hb-ip20-g1-1h25-5k70-d1-dl-st.pdf
https://catalog.tungsram.com/files/sheet/tungsram-high-bay-ip20_tbd_tu-hb-ip20-g1-1h20-5k70-d1-dl-ea.pdf
https://catalog.tungsram.com/files/sheet/tungsram-high-bay-ip20_tbd_tu-hb-ip20-g1-1h20-5k70-d1-dl-st.pdf
https://catalog.tungsram.com/files/sheet/tungsram-high-bay-ip20_tbd_tu-hb-ip20-g1-1h15-5k70-d1-dl-st.pdf
https://catalog.tungsram.com/files/sheet/tungsram-high-bay-ip20_tbd_tu-hb-ip20-g1-1h10-5k70-d1-dl-st.pdf
https://catalog.tungsram.com/files/sheet/tungsram-high-bay-ip20_tbd_tu-hb-ip20-g1-1s30-5k70-d1-rf-st.pdf
https://catalog.tungsram.com/files/sheet/tungsram-high-bay-ip20_tbd_tu-hb-ip20-g1-1s22-5k70-d1-rf-st.pdf
https://catalog.tungsram.com/files/sheet/tungsram-high-bay-ip20_tbd_tu-hb-ip20-g1-1s20-5k70-d1-rf-st.pdf
https://catalog.tungsram.com/files/sheet/tungsram-high-bay-ip20_tbd_tu-hb-ip20-g1-1s12-5k70-d1-rf-st.pdf
https://catalog.tungsram.com/files/sheet/tungsram-high-bay-ip20_tbd_tu-hb-ip20-g1-1s10-5k70-d1-rf-st.pdf
https://catalog.tungsram.com/files/sheet/tungsram-high-bay-ip20_tbd_tu-hb-ip20-g1-1s30-5k70-d1-dl-st.pdf
https://catalog.tungsram.com/files/sheet/tungsram-high-bay-ip20_tbd_tu-hb-ip20-g1-1s22-5k70-d1-dl-st.pdf
https://catalog.tungsram.com/files/sheet/tungsram-high-bay-ip20_tbd_tu-hb-ip20-g1-1s20-5k70-d1-dl-st.pdf
https://catalog.tungsram.com/files/sheet/tungsram-high-bay-ip20_tbd_tu-hb-ip20-g1-1s12-5k70-d1-dl-st.pdf
https://catalog.tungsram.com/files/sheet/tungsram-high-bay-ip20_tbd_tu-hb-ip20-g1-1s10-5k70-d1-dl-st.pdf
https://catalog.tungsram.com/files/sheet/tungsram-high-bay-ip20_tbd_tu-hb-ip20-g1-2s60-5k70-d1-sn-st.pdf
https://catalog.tungsram.com/files/sheet/tungsram-high-bay-ip20_tbd_tu-hb-ip20-g1-1s30-5k70-d1-sn-st.pdf
https://catalog.tungsram.com/files/sheet/tungsram-high-bay-ip20_tbd_tu-hb-ip20-g1-1s22-5k70-d1-sn-st.pdf
https://catalog.tungsram.com/files/sheet/tungsram-high-bay-ip20_tbd_tu-hb-ip20-g1-1s20-5k70-d1-sn-st.pdf
https://catalog.tungsram.com/files/sheet/tungsram-high-bay-ip20_tbd_tu-hb-ip20-g1-1s12-5k70-d1-sn-st.pdf
https://catalog.tungsram.com/files/sheet/tungsram-high-bay-ip20_tbd_tu-hb-ip20-g1-1s10-5k70-d1-sn-st.pdf
https://catalog.tungsram.com/files/sheet/tungsram-high-bay-ip20_tbd_tu-hb-ip20-g1-2s60-5k70-d1-fx-st.pdf
https://catalog.tungsram.com/files/sheet/tungsram-high-bay-ip20_tbd_tu-hb-ip20-g1-1s30-5k70-d1-fx-st.pdf
https://catalog.tungsram.com/files/sheet/tungsram-high-bay-ip20_tbd_tu-hb-ip20-g1-1s22-5k70-d1-fx-st.pdf
https://catalog.tungsram.com/files/sheet/tungsram-high-bay-ip20_tbd_tu-hb-ip20-g1-1s20-5k70-d1-fx-ea.pdf
https://catalog.tungsram.com/files/sheet/tungsram-high-bay-ip20_tbd_tu-hb-ip20-g1-1s20-5k70-d1-fx-st.pdf
https://catalog.tungsram.com/files/sheet/tungsram-high-bay-ip20_tbd_tu-hb-ip20-g1-1s12-5k70-d1-fx-st.pdf
https://catalog.tungsram.com/files/sheet/tungsram-high-bay-ip20_tbd_tu-hb-ip20-g1-1s10-5k70-d1-fx-st.pdf
https://catalog.tungsram.com/files/sheet/tungsram-high-bay-ip20_tbd_tu-hb-ip20-g1-2h45-4k80-c1-nl-st.pdf
https://catalog.tungsram.com/files/sheet/tungsram-high-bay-ip20_tbd_tu-hb-ip20-g1-2h30-4k80-c1-nl-ea.pdf
https://catalog.tungsram.com/files/sheet/tungsram-high-bay-ip20_tbd_tu-hb-ip20-g1-2h30-4k80-c1-nl-st.pdf
https://catalog.tungsram.com/files/sheet/tungsram-high-bay-ip20_tbd_tu-hb-ip20-g1-1h25-4k80-c1-nl-ea.pdf
https://catalog.tungsram.com/files/sheet/tungsram-high-bay-ip20_tbd_tu-hb-ip20-g1-1h25-4k80-c1-nl-st.pdf
https://catalog.tungsram.com/files/sheet/tungsram-high-bay-ip20_tbd_tu-hb-ip20-g1-1h20-4k80-c1-nl-st.pdf
https://catalog.tungsram.com/files/sheet/tungsram-high-bay-ip20_tbd_tu-hb-ip20-g1-1h15-4k80-c1-nl-st.pdf
https://catalog.tungsram.com/files/sheet/tungsram-high-bay-ip20_tbd_tu-hb-ip20-g1-1h10-4k80-c1-nl-st.pdf
https://catalog.tungsram.com/files/sheet/tungsram-high-bay-ip20_tbd_tu-hb-ip20-g1-2h45-4k80-c1-rf-st.pdf
https://catalog.tungsram.com/files/sheet/tungsram-high-bay-ip20_tbd_tu-hb-ip20-g1-2h30-4k80-c1-rf-ea.pdf
https://catalog.tungsram.com/files/sheet/tungsram-high-bay-ip20_tbd_tu-hb-ip20-g1-2h30-4k80-c1-rf-st.pdf
https://catalog.tungsram.com/files/sheet/tungsram-high-bay-ip20_tbd_tu-hb-ip20-g1-1h25-4k80-c1-rf-ea.pdf
https://catalog.tungsram.com/files/sheet/tungsram-high-bay-ip20_tbd_tu-hb-ip20-g1-1h25-4k80-c1-rf-st.pdf
https://catalog.tungsram.com/files/sheet/tungsram-high-bay-ip20_tbd_tu-hb-ip20-g1-1h20-4k80-c1-rf-ea.pdf
https://catalog.tungsram.com/files/sheet/tungsram-high-bay-ip20_tbd_tu-hb-ip20-g1-1h20-4k80-c1-rf-st.pdf
https://catalog.tungsram.com/files/sheet/tungsram-high-bay-ip20_tbd_tu-hb-ip20-g1-1h15-4k80-c1-rf-st.pdf
https://catalog.tungsram.com/files/sheet/tungsram-high-bay-ip20_tbd_tu-hb-ip20-g1-1h10-4k80-c1-rf-st.pdf
https://catalog.tungsram.com/files/sheet/tungsram-high-bay-ip20_tbd_tu-hb-ip20-g1-2h45-4k80-c1-dl-st.pdf
https://catalog.tungsram.com/files/sheet/tungsram-high-bay-ip20_tbd_tu-hb-ip20-g1-2h30-4k80-c1-dl-st.pdf
https://catalog.tungsram.com/files/sheet/tungsram-high-bay-ip20_tbd_tu-hb-ip20-g1-1h25-4k80-c1-dl-ea.pdf
https://catalog.tungsram.com/files/sheet/tungsram-high-bay-ip20_tbd_tu-hb-ip20-g1-1h25-4k80-c1-dl-st.pdf
https://catalog.tungsram.com/files/sheet/tungsram-high-bay-ip20_tbd_tu-hb-ip20-g1-1h20-4k80-c1-dl-ea.pdf
https://catalog.tungsram.com/files/sheet/tungsram-high-bay-ip20_tbd_tu-hb-ip20-g1-1h20-4k80-c1-dl-st.pdf
https://catalog.tungsram.com/files/sheet/tungsram-high-bay-ip20_tbd_tu-hb-ip20-g1-1h15-4k80-c1-dl-st.pdf
https://catalog.tungsram.com/files/sheet/tungsram-high-bay-ip20_tbd_tu-hb-ip20-g1-1h10-4k80-c1-dl-st.pdf
https://catalog.tungsram.com/files/sheet/tungsram-high-bay-ip20_tbd_tu-hb-ip20-g1-1s30-4k80-c1-rf-st.pdf
https://catalog.tungsram.com/files/sheet/tungsram-high-bay-ip20_tbd_tu-hb-ip20-g1-1s22-4k80-c1-rf-st.pdf
https://catalog.tungsram.com/files/sheet/tungsram-high-bay-ip20_tbd_tu-hb-ip20-g1-1s20-4k80-c1-rf-st.pdf
https://catalog.tungsram.com/files/sheet/tungsram-high-bay-ip20_tbd_tu-hb-ip20-g1-1s12-4k80-c1-rf-st.pdf
https://catalog.tungsram.com/files/sheet/tungsram-high-bay-ip20_tbd_tu-hb-ip20-g1-1s10-4k80-c1-rf-st.pdf
https://catalog.tungsram.com/files/sheet/tungsram-high-bay-ip20_tbd_tu-hb-ip20-g1-1s30-4k80-c1-dl-st.pdf
https://catalog.tungsram.com/files/sheet/tungsram-high-bay-ip20_tbd_tu-hb-ip20-g1-1s22-4k80-c1-dl-st.pdf
https://catalog.tungsram.com/files/sheet/tungsram-high-bay-ip20_tbd_tu-hb-ip20-g1-1s20-4k80-c1-dl-st.pdf
https://catalog.tungsram.com/files/sheet/tungsram-high-bay-ip20_tbd_tu-hb-ip20-g1-1s12-4k80-c1-dl-st.pdf
https://catalog.tungsram.com/files/sheet/tungsram-high-bay-ip20_tbd_tu-hb-ip20-g1-1s10-4k80-c1-dl-st.pdf
https://catalog.tungsram.com/files/sheet/tungsram-high-bay-ip20_tbd_tu-hb-ip20-g1-2s60-4k80-c1-sn-st.pdf
https://catalog.tungsram.com/files/sheet/tungsram-high-bay-ip20_tbd_tu-hb-ip20-g1-1s30-4k80-c1-sn-st.pdf
https://catalog.tungsram.com/files/sheet/tungsram-high-bay-ip20_tbd_tu-hb-ip20-g1-1s22-4k80-c1-sn-st.pdf
https://catalog.tungsram.com/files/sheet/tungsram-high-bay-ip20_tbd_tu-hb-ip20-g1-1s20-4k80-c1-sn-st.pdf
https://catalog.tungsram.com/files/sheet/tungsram-high-bay-ip20_tbd_tu-hb-ip20-g1-1s12-4k80-c1-sn-st.pdf
https://catalog.tungsram.com/files/sheet/tungsram-high-bay-ip20_tbd_tu-hb-ip20-g1-1s10-4k80-c1-sn-st.pdf
https://catalog.tungsram.com/files/sheet/tungsram-high-bay-ip20_tbd_tu-hb-ip20-g1-2s60-4k80-c1-fx-st.pdf
https://catalog.tungsram.com/files/sheet/tungsram-high-bay-ip20_tbd_tu-hb-ip20-g1-1s30-4k80-c1-fx-st.pdf
https://catalog.tungsram.com/files/sheet/tungsram-high-bay-ip20_tbd_tu-hb-ip20-g1-1s22-4k80-c1-fx-st.pdf
https://catalog.tungsram.com/files/sheet/tungsram-high-bay-ip20_tbd_tu-hb-ip20-g1-1s20-4k80-c1-fx-ea.pdf
https://catalog.tungsram.com/files/sheet/tungsram-high-bay-ip20_tbd_tu-hb-ip20-g1-1s20-4k80-c1-fx-st.pdf
https://catalog.tungsram.com/files/sheet/tungsram-high-bay-ip20_tbd_tu-hb-ip20-g1-1s12-4k80-c1-fx-st.pdf
https://catalog.tungsram.com/files/sheet/tungsram-high-bay-ip20_tbd_tu-hb-ip20-g1-1s10-4k80-c1-fx-st.pdf
https://catalog.tungsram.com/files/sheet/tungsram-high-bay-ip20_tbd_tu-hb-ip20-g1-2h45-4k70-c1-nl-st.pdf
https://catalog.tungsram.com/files/sheet/tungsram-high-bay-ip20_tbd_tu-hb-ip20-g1-2h30-4k70-c1-nl-ea.pdf
https://catalog.tungsram.com/files/sheet/tungsram-high-bay-ip20_tbd_tu-hb-ip20-g1-2h30-4k70-c1-nl-st.pdf
https://catalog.tungsram.com/files/sheet/tungsram-high-bay-ip20_tbd_tu-hb-ip20-g1-1h25-4k70-c1-nl-ea.pdf
https://catalog.tungsram.com/files/sheet/tungsram-high-bay-ip20_tbd_tu-hb-ip20-g1-1h25-4k70-c1-nl-st.pdf
https://catalog.tungsram.com/files/sheet/tungsram-high-bay-ip20_tbd_tu-hb-ip20-g1-1h20-4k70-c1-nl-st.pdf
https://catalog.tungsram.com/files/sheet/tungsram-high-bay-ip20_tbd_tu-hb-ip20-g1-1h15-4k70-c1-nl-st.pdf
https://catalog.tungsram.com/files/sheet/tungsram-high-bay-ip20_tbd_tu-hb-ip20-g1-1h10-4k70-c1-nl-st.pdf
https://catalog.tungsram.com/files/sheet/tungsram-high-bay-ip20_tbd_tu-hb-ip20-g1-2h45-4k70-c1-rf-st.pdf
https://catalog.tungsram.com/files/sheet/tungsram-high-bay-ip20_tbd_tu-hb-ip20-g1-2h30-4k70-c1-rf-ea.pdf
https://catalog.tungsram.com/files/sheet/tungsram-high-bay-ip20_tbd_tu-hb-ip20-g1-2h30-4k70-c1-rf-st.pdf
https://catalog.tungsram.com/files/sheet/tungsram-high-bay-ip20_tbd_tu-hb-ip20-g1-1h25-4k70-c1-rf-ea.pdf
https://catalog.tungsram.com/files/sheet/tungsram-high-bay-ip20_tbd_tu-hb-ip20-g1-1h25-4k70-c1-rf-st.pdf
https://catalog.tungsram.com/files/sheet/tungsram-high-bay-ip20_tbd_tu-hb-ip20-g1-1h20-4k70-c1-rf-ea.pdf
https://catalog.tungsram.com/files/sheet/tungsram-high-bay-ip20_tbd_tu-hb-ip20-g1-1h20-4k70-c1-rf-st.pdf
https://catalog.tungsram.com/files/sheet/tungsram-high-bay-ip20_tbd_tu-hb-ip20-g1-1h15-4k70-c1-rf-st.pdf
https://catalog.tungsram.com/files/sheet/tungsram-high-bay-ip20_tbd_tu-hb-ip20-g1-1h10-4k70-c1-rf-st.pdf
https://catalog.tungsram.com/files/sheet/tungsram-high-bay-ip20_tbd_tu-hb-ip20-g1-2h45-4k70-c1-dl-st.pdf
https://catalog.tungsram.com/files/sheet/tungsram-high-bay-ip20_tbd_tu-hb-ip20-g1-2h30-4k70-c1-dl-st.pdf
https://catalog.tungsram.com/files/sheet/tungsram-high-bay-ip20_tbd_tu-hb-ip20-g1-1h25-4k70-c1-dl-ea.pdf
https://catalog.tungsram.com/files/sheet/tungsram-high-bay-ip20_tbd_tu-hb-ip20-g1-1h25-4k70-c1-dl-st.pdf
https://catalog.tungsram.com/files/sheet/tungsram-high-bay-ip20_tbd_tu-hb-ip20-g1-1h20-4k70-c1-dl-ea.pdf
https://catalog.tungsram.com/files/sheet/tungsram-high-bay-ip20_tbd_tu-hb-ip20-g1-1h20-4k70-c1-dl-st.pdf
https://catalog.tungsram.com/files/sheet/tungsram-high-bay-ip20_tbd_tu-hb-ip20-g1-1h15-4k70-c1-dl-st.pdf
https://catalog.tungsram.com/files/sheet/tungsram-high-bay-ip20_tbd_tu-hb-ip20-g1-1h10-4k70-c1-dl-st.pdf
https://catalog.tungsram.com/files/sheet/tungsram-high-bay-ip20_tbd_tu-hb-ip20-g1-1s30-4k70-c1-rf-st.pdf
https://catalog.tungsram.com/files/sheet/tungsram-high-bay-ip20_tbd_tu-hb-ip20-g1-1s22-4k70-c1-rf-st.pdf
https://catalog.tungsram.com/files/sheet/tungsram-high-bay-ip20_tbd_tu-hb-ip20-g1-1s20-4k70-c1-rf-st.pdf
https://catalog.tungsram.com/files/sheet/tungsram-high-bay-ip20_tbd_tu-hb-ip20-g1-1s12-4k70-c1-rf-st.pdf
https://catalog.tungsram.com/files/sheet/tungsram-high-bay-ip20_tbd_tu-hb-ip20-g1-1s10-4k70-c1-rf-st.pdf
https://catalog.tungsram.com/files/sheet/tungsram-high-bay-ip20_tbd_tu-hb-ip20-g1-1s30-4k70-c1-dl-st.pdf
https://catalog.tungsram.com/files/sheet/tungsram-high-bay-ip20_tbd_tu-hb-ip20-g1-1s22-4k70-c1-dl-st.pdf
https://catalog.tungsram.com/files/sheet/tungsram-high-bay-ip20_tbd_tu-hb-ip20-g1-1s20-4k70-c1-dl-st.pdf
https://catalog.tungsram.com/files/sheet/tungsram-high-bay-ip20_tbd_tu-hb-ip20-g1-1s12-4k70-c1-dl-st.pdf
https://catalog.tungsram.com/files/sheet/tungsram-high-bay-ip20_tbd_tu-hb-ip20-g1-1s10-4k70-c1-dl-st.pdf
https://catalog.tungsram.com/files/sheet/tungsram-high-bay-ip20_tbd_tu-hb-ip20-g1-2s60-4k70-c1-sn-st.pdf
https://catalog.tungsram.com/files/sheet/tungsram-high-bay-ip20_tbd_tu-hb-ip20-g1-1s30-4k70-c1-sn-st.pdf
https://catalog.tungsram.com/files/sheet/tungsram-high-bay-ip20_tbd_tu-hb-ip20-g1-1s22-4k70-c1-sn-st.pdf
https://catalog.tungsram.com/files/sheet/tungsram-high-bay-ip20_tbd_tu-hb-ip20-g1-1s20-4k70-c1-sn-st.pdf
https://catalog.tungsram.com/files/sheet/tungsram-high-bay-ip20_tbd_tu-hb-ip20-g1-1s12-4k70-c1-sn-st.pdf
https://catalog.tungsram.com/files/sheet/tungsram-high-bay-ip20_tbd_tu-hb-ip20-g1-1s10-4k70-c1-sn-st.pdf
https://catalog.tungsram.com/files/sheet/tungsram-high-bay-ip20_tbd_tu-hb-ip20-g1-2s60-4k70-c1-fx-st.pdf
https://catalog.tungsram.com/files/sheet/tungsram-high-bay-ip20_tbd_tu-hb-ip20-g1-1s30-4k70-c1-fx-st.pdf
https://catalog.tungsram.com/files/sheet/tungsram-high-bay-ip20_tbd_tu-hb-ip20-g1-1s22-4k70-c1-fx-st.pdf
https://catalog.tungsram.com/files/sheet/tungsram-high-bay-ip20_tbd_tu-hb-ip20-g1-1s20-4k70-c1-fx-ea.pdf
https://catalog.tungsram.com/files/sheet/tungsram-high-bay-ip20_tbd_tu-hb-ip20-g1-1s20-4k70-c1-fx-st.pdf
https://catalog.tungsram.com/files/sheet/tungsram-high-bay-ip20_tbd_tu-hb-ip20-g1-1s12-4k70-c1-fx-st.pdf
https://catalog.tungsram.com/files/sheet/tungsram-high-bay-ip20_tbd_tu-hb-ip20-g1-1s10-4k70-c1-fx-st.pdf
https://catalog.tungsram.com/files/sheet/tungsram-high-bay-ip20_tbd_tu-hb-ip20-g1-2h45-5k80-c1-nl-st.pdf
https://catalog.tungsram.com/files/sheet/tungsram-high-bay-ip20_tbd_tu-hb-ip20-g1-2h30-5k80-c1-nl-ea.pdf
https://catalog.tungsram.com/files/sheet/tungsram-high-bay-ip20_tbd_tu-hb-ip20-g1-2h30-5k80-c1-nl-st.pdf
https://catalog.tungsram.com/files/sheet/tungsram-high-bay-ip20_tbd_tu-hb-ip20-g1-1h25-5k80-c1-nl-ea.pdf
https://catalog.tungsram.com/files/sheet/tungsram-high-bay-ip20_tbd_tu-hb-ip20-g1-1h25-5k80-c1-nl-st.pdf
https://catalog.tungsram.com/files/sheet/tungsram-high-bay-ip20_tbd_tu-hb-ip20-g1-1h20-5k80-c1-nl-st.pdf
https://catalog.tungsram.com/files/sheet/tungsram-high-bay-ip20_tbd_tu-hb-ip20-g1-1h15-5k80-c1-nl-st.pdf
https://catalog.tungsram.com/files/sheet/tungsram-high-bay-ip20_tbd_tu-hb-ip20-g1-1h10-5k80-c1-nl-st.pdf
https://catalog.tungsram.com/files/sheet/tungsram-high-bay-ip20_tbd_tu-hb-ip20-g1-2h45-5k80-c1-rf-st.pdf
https://catalog.tungsram.com/files/sheet/tungsram-high-bay-ip20_tbd_tu-hb-ip20-g1-2h30-5k80-c1-rf-ea.pdf
https://catalog.tungsram.com/files/sheet/tungsram-high-bay-ip20_tbd_tu-hb-ip20-g1-2h30-5k80-c1-rf-st.pdf
https://catalog.tungsram.com/files/sheet/tungsram-high-bay-ip20_tbd_tu-hb-ip20-g1-1h25-5k80-c1-rf-ea.pdf
https://catalog.tungsram.com/files/sheet/tungsram-high-bay-ip20_tbd_tu-hb-ip20-g1-1h25-5k80-c1-rf-st.pdf
https://catalog.tungsram.com/files/sheet/tungsram-high-bay-ip20_tbd_tu-hb-ip20-g1-1h20-5k80-c1-rf-ea.pdf
https://catalog.tungsram.com/files/sheet/tungsram-high-bay-ip20_tbd_tu-hb-ip20-g1-1h20-5k80-c1-rf-st.pdf
https://catalog.tungsram.com/files/sheet/tungsram-high-bay-ip20_tbd_tu-hb-ip20-g1-1h15-5k80-c1-rf-st.pdf
https://catalog.tungsram.com/files/sheet/tungsram-high-bay-ip20_tbd_tu-hb-ip20-g1-1h10-5k80-c1-rf-st.pdf
https://catalog.tungsram.com/files/sheet/tungsram-high-bay-ip20_tbd_tu-hb-ip20-g1-2h45-5k80-c1-dl-st.pdf
https://catalog.tungsram.com/files/sheet/tungsram-high-bay-ip20_tbd_tu-hb-ip20-g1-2h30-5k80-c1-dl-st.pdf
https://catalog.tungsram.com/files/sheet/tungsram-high-bay-ip20_tbd_tu-hb-ip20-g1-1h25-5k80-c1-dl-ea.pdf
https://catalog.tungsram.com/files/sheet/tungsram-high-bay-ip20_tbd_tu-hb-ip20-g1-1h25-5k80-c1-dl-st.pdf
https://catalog.tungsram.com/files/sheet/tungsram-high-bay-ip20_tbd_tu-hb-ip20-g1-1h20-5k80-c1-dl-ea.pdf
https://catalog.tungsram.com/files/sheet/tungsram-high-bay-ip20_tbd_tu-hb-ip20-g1-1h20-5k80-c1-dl-st.pdf
https://catalog.tungsram.com/files/sheet/tungsram-high-bay-ip20_tbd_tu-hb-ip20-g1-1h15-5k80-c1-dl-st.pdf
https://catalog.tungsram.com/files/sheet/tungsram-high-bay-ip20_tbd_tu-hb-ip20-g1-1h10-5k80-c1-dl-st.pdf
https://catalog.tungsram.com/files/sheet/tungsram-high-bay-ip20_tbd_tu-hb-ip20-g1-1s30-5k80-c1-rf-st.pdf
https://catalog.tungsram.com/files/sheet/tungsram-high-bay-ip20_tbd_tu-hb-ip20-g1-1s22-5k80-c1-rf-st.pdf
https://catalog.tungsram.com/files/sheet/tungsram-high-bay-ip20_tbd_tu-hb-ip20-g1-1s20-5k80-c1-rf-st.pdf
https://catalog.tungsram.com/files/sheet/tungsram-high-bay-ip20_tbd_tu-hb-ip20-g1-1s12-5k80-c1-rf-st.pdf
https://catalog.tungsram.com/files/sheet/tungsram-high-bay-ip20_tbd_tu-hb-ip20-g1-1s10-5k80-c1-rf-st.pdf
https://catalog.tungsram.com/files/sheet/tungsram-high-bay-ip20_tbd_tu-hb-ip20-g1-1s30-5k80-c1-dl-st.pdf
https://catalog.tungsram.com/files/sheet/tungsram-high-bay-ip20_tbd_tu-hb-ip20-g1-1s22-5k80-c1-dl-st.pdf
https://catalog.tungsram.com/files/sheet/tungsram-high-bay-ip20_tbd_tu-hb-ip20-g1-1s20-5k80-c1-dl-st.pdf
https://catalog.tungsram.com/files/sheet/tungsram-high-bay-ip20_tbd_tu-hb-ip20-g1-1s12-5k80-c1-dl-st.pdf
https://catalog.tungsram.com/files/sheet/tungsram-high-bay-ip20_tbd_tu-hb-ip20-g1-1s10-5k80-c1-dl-st.pdf
https://catalog.tungsram.com/files/sheet/tungsram-high-bay-ip20_tbd_tu-hb-ip20-g1-2s60-5k80-c1-sn-st.pdf
https://catalog.tungsram.com/files/sheet/tungsram-high-bay-ip20_tbd_tu-hb-ip20-g1-1s30-5k80-c1-sn-st.pdf
https://catalog.tungsram.com/files/sheet/tungsram-high-bay-ip20_tbd_tu-hb-ip20-g1-1s22-5k80-c1-sn-st.pdf
https://catalog.tungsram.com/files/sheet/tungsram-high-bay-ip20_tbd_tu-hb-ip20-g1-1s20-5k80-c1-sn-st.pdf
https://catalog.tungsram.com/files/sheet/tungsram-high-bay-ip20_tbd_tu-hb-ip20-g1-1s12-5k80-c1-sn-st.pdf
https://catalog.tungsram.com/files/sheet/tungsram-high-bay-ip20_tbd_tu-hb-ip20-g1-1s10-5k80-c1-sn-st.pdf
https://catalog.tungsram.com/files/sheet/tungsram-high-bay-ip20_tbd_tu-hb-ip20-g1-2s60-5k80-c1-fx-st.pdf
https://catalog.tungsram.com/files/sheet/tungsram-high-bay-ip20_tbd_tu-hb-ip20-g1-1s30-5k80-c1-fx-st.pdf
https://catalog.tungsram.com/files/sheet/tungsram-high-bay-ip20_tbd_tu-hb-ip20-g1-1s22-5k80-c1-fx-st.pdf
https://catalog.tungsram.com/files/sheet/tungsram-high-bay-ip20_tbd_tu-hb-ip20-g1-1s20-5k80-c1-fx-ea.pdf
https://catalog.tungsram.com/files/sheet/tungsram-high-bay-ip20_tbd_tu-hb-ip20-g1-1s20-5k80-c1-fx-st.pdf
https://catalog.tungsram.com/files/sheet/tungsram-high-bay-ip20_tbd_tu-hb-ip20-g1-1s12-5k80-c1-fx-st.pdf
https://catalog.tungsram.com/files/sheet/tungsram-high-bay-ip20_tbd_tu-hb-ip20-g1-1s10-5k80-c1-fx-st.pdf
https://catalog.tungsram.com/files/sheet/tungsram-high-bay-ip20_tbd_tu-hb-ip20-g1-2h45-5k70-c1-nl-st.pdf
https://catalog.tungsram.com/files/sheet/tungsram-high-bay-ip20_tbd_tu-hb-ip20-g1-2h30-5k70-c1-nl-ea.pdf
https://catalog.tungsram.com/files/sheet/tungsram-high-bay-ip20_tbd_tu-hb-ip20-g1-2h30-5k70-c1-nl-st.pdf
https://catalog.tungsram.com/files/sheet/tungsram-high-bay-ip20_tbd_tu-hb-ip20-g1-1h25-5k70-c1-nl-ea.pdf
https://catalog.tungsram.com/files/sheet/tungsram-high-bay-ip20_tbd_tu-hb-ip20-g1-1h25-5k70-c1-nl-st.pdf
https://catalog.tungsram.com/files/sheet/tungsram-high-bay-ip20_tbd_tu-hb-ip20-g1-1h20-5k70-c1-nl-st.pdf
https://catalog.tungsram.com/files/sheet/tungsram-high-bay-ip20_tbd_tu-hb-ip20-g1-1h15-5k70-c1-nl-st.pdf
https://catalog.tungsram.com/files/sheet/tungsram-high-bay-ip20_tbd_tu-hb-ip20-g1-1h10-5k70-c1-nl-st.pdf
https://catalog.tungsram.com/files/sheet/tungsram-high-bay-ip20_tbd_tu-hb-ip20-g1-2h45-5k70-c1-rf-st.pdf
https://catalog.tungsram.com/files/sheet/tungsram-high-bay-ip20_tbd_tu-hb-ip20-g1-2h30-5k70-c1-rf-ea.pdf
https://catalog.tungsram.com/files/sheet/tungsram-high-bay-ip20_tbd_tu-hb-ip20-g1-2h30-5k70-c1-rf-st.pdf
https://catalog.tungsram.com/files/sheet/tungsram-high-bay-ip20_tbd_tu-hb-ip20-g1-1h25-5k70-c1-rf-ea.pdf
https://catalog.tungsram.com/files/sheet/tungsram-high-bay-ip20_tbd_tu-hb-ip20-g1-1h25-5k70-c1-rf-st.pdf
https://catalog.tungsram.com/files/sheet/tungsram-high-bay-ip20_tbd_tu-hb-ip20-g1-1h20-5k70-c1-rf-ea.pdf
https://catalog.tungsram.com/files/sheet/tungsram-high-bay-ip20_tbd_tu-hb-ip20-g1-1h20-5k70-c1-rf-st.pdf
https://catalog.tungsram.com/files/sheet/tungsram-high-bay-ip20_tbd_tu-hb-ip20-g1-1h15-5k70-c1-rf-st.pdf
https://catalog.tungsram.com/files/sheet/tungsram-high-bay-ip20_tbd_tu-hb-ip20-g1-1h10-5k70-c1-rf-st.pdf
https://catalog.tungsram.com/files/sheet/tungsram-high-bay-ip20_tbd_tu-hb-ip20-g1-2h45-5k70-c1-dl-st.pdf
https://catalog.tungsram.com/files/sheet/tungsram-high-bay-ip20_tbd_tu-hb-ip20-g1-2h30-5k70-c1-dl-st.pdf
https://catalog.tungsram.com/files/sheet/tungsram-high-bay-ip20_tbd_tu-hb-ip20-g1-1h25-5k70-c1-dl-ea.pdf
https://catalog.tungsram.com/files/sheet/tungsram-high-bay-ip20_tbd_tu-hb-ip20-g1-1h25-5k70-c1-dl-st.pdf
https://catalog.tungsram.com/files/sheet/tungsram-high-bay-ip20_tbd_tu-hb-ip20-g1-1h20-5k70-c1-dl-ea.pdf
https://catalog.tungsram.com/files/sheet/tungsram-high-bay-ip20_tbd_tu-hb-ip20-g1-1h20-5k70-c1-dl-st.pdf
https://catalog.tungsram.com/files/sheet/tungsram-high-bay-ip20_tbd_tu-hb-ip20-g1-1h15-5k70-c1-dl-st.pdf
https://catalog.tungsram.com/files/sheet/tungsram-high-bay-ip20_tbd_tu-hb-ip20-g1-1h10-5k70-c1-dl-st.pdf
https://catalog.tungsram.com/files/sheet/tungsram-high-bay-ip20_tbd_tu-hb-ip20-g1-1s30-5k70-c1-rf-st.pdf
https://catalog.tungsram.com/files/sheet/tungsram-high-bay-ip20_tbd_tu-hb-ip20-g1-1s22-5k70-c1-rf-st.pdf
https://catalog.tungsram.com/files/sheet/tungsram-high-bay-ip20_tbd_tu-hb-ip20-g1-1s20-5k70-c1-rf-st.pdf
https://catalog.tungsram.com/files/sheet/tungsram-high-bay-ip20_tbd_tu-hb-ip20-g1-1s12-5k70-c1-rf-st.pdf
https://catalog.tungsram.com/files/sheet/tungsram-high-bay-ip20_tbd_tu-hb-ip20-g1-1s10-5k70-c1-rf-st.pdf
https://catalog.tungsram.com/files/sheet/tungsram-high-bay-ip20_tbd_tu-hb-ip20-g1-1s30-5k70-c1-dl-st.pdf
https://catalog.tungsram.com/files/sheet/tungsram-high-bay-ip20_tbd_tu-hb-ip20-g1-1s22-5k70-c1-dl-st.pdf
https://catalog.tungsram.com/files/sheet/tungsram-high-bay-ip20_tbd_tu-hb-ip20-g1-1s20-5k70-c1-dl-st.pdf
https://catalog.tungsram.com/files/sheet/tungsram-high-bay-ip20_tbd_tu-hb-ip20-g1-1s12-5k70-c1-dl-st.pdf
https://catalog.tungsram.com/files/sheet/tungsram-high-bay-ip20_tbd_tu-hb-ip20-g1-1s10-5k70-c1-dl-st.pdf
https://catalog.tungsram.com/files/sheet/tungsram-high-bay-ip20_tbd_tu-hb-ip20-g1-2s60-5k70-c1-sn-st.pdf
https://catalog.tungsram.com/files/sheet/tungsram-high-bay-ip20_tbd_tu-hb-ip20-g1-1s30-5k70-c1-sn-st.pdf
https://catalog.tungsram.com/files/sheet/tungsram-high-bay-ip20_tbd_tu-hb-ip20-g1-1s22-5k70-c1-sn-st.pdf
https://catalog.tungsram.com/files/sheet/tungsram-high-bay-ip20_tbd_tu-hb-ip20-g1-1s20-5k70-c1-sn-st.pdf
https://catalog.tungsram.com/files/sheet/tungsram-high-bay-ip20_tbd_tu-hb-ip20-g1-1s12-5k70-c1-sn-st.pdf
https://catalog.tungsram.com/files/sheet/tungsram-high-bay-ip20_tbd_tu-hb-ip20-g1-1s10-5k70-c1-sn-st.pdf
https://catalog.tungsram.com/files/sheet/tungsram-high-bay-ip20_tbd_tu-hb-ip20-g1-2s60-5k70-c1-fx-st.pdf
https://catalog.tungsram.com/files/sheet/tungsram-high-bay-ip20_tbd_tu-hb-ip20-g1-1s30-5k70-c1-fx-st.pdf
https://catalog.tungsram.com/files/sheet/tungsram-high-bay-ip20_tbd_tu-hb-ip20-g1-1s22-5k70-c1-fx-st.pdf
https://catalog.tungsram.com/files/sheet/tungsram-high-bay-ip20_tbd_tu-hb-ip20-g1-1s20-5k70-c1-fx-ea.pdf
https://catalog.tungsram.com/files/sheet/tungsram-high-bay-ip20_tbd_tu-hb-ip20-g1-1s20-5k70-c1-fx-st.pdf
https://catalog.tungsram.com/files/sheet/tungsram-high-bay-ip20_tbd_tu-hb-ip20-g1-1s12-5k70-c1-fx-st.pdf
https://catalog.tungsram.com/files/sheet/tungsram-high-bay-ip20_tbd_tu-hb-ip20-g1-1s10-5k70-c1-fx-st.pdf
https://catalog.tungsram.com/files/sheet/led-bulkhead-g2_93119920_led-bulkhead-g2-tu-d30-25w-830-s-nnn.pdf
https://catalog.tungsram.com/files/sheet/led-bulkhead-g2_93119922_led-bulkhead-g2-tu-d30-25w-830-s-nnm.pdf
https://catalog.tungsram.com/files/sheet/led-bulkhead-g2_93119921_led-bulkhead-g2-tu-d30-20w-830-s-emn.pdf
https://catalog.tungsram.com/files/sheet/led-bulkhead-g2_93119918_led-bulkhead-g2-tu-d25-17w-830-s-nnm.pdf
https://catalog.tungsram.com/files/sheet/led-bulkhead-g2_93119370_led-bulkhead-g2-tu-d33-30w-840-s-emm.pdf
https://catalog.tungsram.com/files/sheet/led-bulkhead-g2_93119369_led-bulkhead-g2-tu-d33-20w-840-s-emm.pdf
https://catalog.tungsram.com/files/sheet/led-bulkhead-g2_93119362_led-bulkhead-g2-tu-d33-20w-840-s-emn.pdf
https://catalog.tungsram.com/files/sheet/led-bulkhead-g2_93119361_led-bulkhead-g2-tu-d30-20w-840-s-emn.pdf
https://catalog.tungsram.com/files/sheet/led-bulkhead-g2_93119883_led-bulkhead-g2-tu-d30-25w-865-s-nnn-dss.pdf
https://catalog.tungsram.com/files/sheet/led-bulkhead-g2_93119882_led-bulkhead-g2-tu-d30-25w-840-s-nnn-dss.pdf
https://catalog.tungsram.com/files/sheet/led-bulkhead-g2_93119881_led-bulkhead-g2-tu-d30-25w-830-s-nnn-dss.pdf
https://catalog.tungsram.com/files/sheet/led-bulkhead-g2_93119880_led-bulkhead-g2-tu-d30-17w-865-s-nnn-dss.pdf
https://catalog.tungsram.com/files/sheet/led-bulkhead-g2_93119879_led-bulkhead-g2-tu-d30-17w-840-s-nnn-dss.pdf
https://catalog.tungsram.com/files/sheet/led-bulkhead-g2_93119878_led-bulkhead-g2-tu-d30-17w-830-s-nnn-dss.pdf
https://catalog.tungsram.com/files/sheet/led-bulkhead-g2_93119337_led-bulkhead-g2-tu-d33-27w-840-s-nnm.pdf
https://catalog.tungsram.com/files/sheet/led-bulkhead-g2_93119336_led-bulkhead-g2-tu-d33-17w-840-s-nnm.pdf
https://catalog.tungsram.com/files/sheet/led-bulkhead-g2_93119335_led-bulkhead-g2-tu-d30-25w-840-s-nnm.pdf
https://catalog.tungsram.com/files/sheet/led-bulkhead-g2_93119334_led-bulkhead-g2-tu-d30-17w-840-s-nnm.pdf
https://catalog.tungsram.com/files/sheet/led-bulkhead-g2_93119333_led-bulkhead-g2-tu-d25-17w-840-s-nnm.pdf
https://catalog.tungsram.com/files/sheet/led-bulkhead-g2_93119351_led-bulkhead-g2-tu-d33-18w-840-d-nnn.pdf
https://catalog.tungsram.com/files/sheet/led-bulkhead-g2_93119349_led-bulkhead-g2-tu-d30-18w-840-d-nnn.pdf
https://catalog.tungsram.com/files/sheet/led-bulkhead-g2_93119322_led-bulkhead-g2-tu-d33-27w-840-s-nnn.pdf
https://catalog.tungsram.com/files/sheet/led-bulkhead-g2_93119321_led-bulkhead-g2-tu-d33-20w-840-s-nnn.pdf
https://catalog.tungsram.com/files/sheet/led-bulkhead-g2_93119320_led-bulkhead-g2-tu-d30-25w-840-s-nnn.pdf
https://catalog.tungsram.com/files/sheet/led-bulkhead-g2_93119319_led-bulkhead-g2-tu-d30-17w-840-s-nnn.pdf
https://catalog.tungsram.com/files/sheet/led-bulkhead-g2_93119318_led-bulkhead-g2-tu-d25-17w-840-s-nnn.pdf
https://catalog.tungsram.com/files/sheet/led-bulkhead-g2_93119919_led-bulkhead-g2-tu-d25-17w-830-s-nnn.pdf
https://catalog.tungsram.com/files/sheet/asymmetric-blackboard-lighting-hungarian-range_blackboard_please-find-the-datasheet-under-the-product-image.pdf
https://catalog.tungsram.com/files/sheet/torofi-recessed_93118666_torofi-r-36w-1200-840-d-085.pdf
https://catalog.tungsram.com/files/sheet/torofi-recessed_93118665_torofi-r-36w-1200-840-d-110.pdf
https://catalog.tungsram.com/files/sheet/torofi-recessed_93118658_torofi-r-36w-1200-830-d-085.pdf
https://catalog.tungsram.com/files/sheet/torofi-recessed_93118657_torofi-r-36w-1200-830-d-110.pdf
https://catalog.tungsram.com/files/sheet/torofi-recessed_93118664_torofi-r-28w-500-840-d-085.pdf
https://catalog.tungsram.com/files/sheet/torofi-recessed_93118663_torofi-r-28w-500-840-d-110.pdf
https://catalog.tungsram.com/files/sheet/torofi-recessed_93118656_torofi-r-28w-500-830-d-085.pdf
https://catalog.tungsram.com/files/sheet/torofi-recessed_93118655_torofi-r-28w-500-830-d-110.pdf
https://catalog.tungsram.com/files/sheet/torofi-recessed_93118662_torofi-r-36w-1200-840-s-085.pdf
https://catalog.tungsram.com/files/sheet/torofi-recessed_93118661_torofi-r-36w-1200-840-s-110.pdf
https://catalog.tungsram.com/files/sheet/torofi-recessed_93118654_torofi-r-36w-1200-830-s-085.pdf
https://catalog.tungsram.com/files/sheet/torofi-recessed_93118653_torofi-r-36w-1200-830-s-110.pdf
https://catalog.tungsram.com/files/sheet/torofi-recessed_93118660_torofi-r-28w-500-840-s-085.pdf
https://catalog.tungsram.com/files/sheet/torofi-recessed_93118659_torofi-r-28w-500-840-s-110.pdf
https://catalog.tungsram.com/files/sheet/torofi-recessed_93118652_torofi-r-28w-500-830-s-085.pdf
https://catalog.tungsram.com/files/sheet/torofi-recessed_93118651_torofi-r-28w-500-830-s-110.pdf
https://catalog.tungsram.com/files/sheet/torofi_93118232_torofi-p-90w-2400-840-d-085-b-73.pdf
https://catalog.tungsram.com/files/sheet/torofi_93118231_torofi-p-90w-2400-840-d-085-wh-73.pdf
https://catalog.tungsram.com/files/sheet/torofi_93118230_torofi-p-90w-2400-840-d-085-b-10.pdf
https://catalog.tungsram.com/files/sheet/torofi_93118229_torofi-p-90w-2400-840-d-085-wh-10.pdf
https://catalog.tungsram.com/files/sheet/torofi_93118228_torofi-p-90w-2400-830-d-085-b-73.pdf
https://catalog.tungsram.com/files/sheet/torofi_93118227_torofi-p-90w-2400-830-d-085-wh-73.pdf
https://catalog.tungsram.com/files/sheet/torofi_93118226_torofi-p-90w-2400-830-d-085-b-10.pdf
https://catalog.tungsram.com/files/sheet/torofi_93118225_torofi-p-90w-2400-830-d-085-wh-10.pdf
https://catalog.tungsram.com/files/sheet/torofi_93118224_torofi-p-45w-2400-840-d-085-b-73.pdf
https://catalog.tungsram.com/files/sheet/torofi_93118223_torofi-p-45w-2400-840-d-085-wh-73.pdf
https://catalog.tungsram.com/files/sheet/torofi_93118220_torofi-p-45w-1200-840-d-085-b-73.pdf
https://catalog.tungsram.com/files/sheet/torofi_93118219_torofi-p-45w-1200-840-d-085-wh-73.pdf
https://catalog.tungsram.com/files/sheet/torofi_93118222_torofi-p-45w-2400-840-d-085-b-10.pdf
https://catalog.tungsram.com/files/sheet/torofi_93118221_torofi-p-45w-2400-840-d-085-wh-10.pdf
https://catalog.tungsram.com/files/sheet/torofi_93118218_torofi-p-45w-1200-840-d-085-b-10.pdf
https://catalog.tungsram.com/files/sheet/torofi_93118217_torofi-p-45w-1200-840-d-085-wh-10.pdf
https://catalog.tungsram.com/files/sheet/torofi_93118216_torofi-p-45w-1200-830-d-085-b-73.pdf
https://catalog.tungsram.com/files/sheet/torofi_93118215_torofi-p-45w-1200-830-d-085-wh-73.pdf
https://catalog.tungsram.com/files/sheet/torofi_93118214_torofi-p-45w-1200-830-d-085-b-10.pdf
https://catalog.tungsram.com/files/sheet/torofi_93118213_torofi-p-45w-1200-830-d-085-wh-10.pdf
https://catalog.tungsram.com/files/sheet/torofi_93118212_torofi-p-29w-1200-840-d-085-b-73.pdf
https://catalog.tungsram.com/files/sheet/torofi_93118211_torofi-p-29w-1200-840-d-085-wh-73.pdf
https://catalog.tungsram.com/files/sheet/torofi_93118210_torofi-p-29w-1200-840-d-085-b-10.pdf
https://catalog.tungsram.com/files/sheet/torofi_93118209_torofi-p-29w-1200-840-d-085-wh-10.pdf
https://catalog.tungsram.com/files/sheet/torofi_93118208_torofi-p-29w-1200-830-d-085-b-73.pdf
https://catalog.tungsram.com/files/sheet/torofi_93118207_torofi-p-29w-1200-830-d-085-wh-73.pdf
https://catalog.tungsram.com/files/sheet/torofi_93118206_torofi-p-29w-1200-830-d-085-b-10.pdf
https://catalog.tungsram.com/files/sheet/torofi_93118205_torofi-p-29w-1200-830-d-085-wh-10.pdf
https://catalog.tungsram.com/files/sheet/torofi_93117784_torofi-p-prism-30w-2400-840-s-wh-10.pdf
https://catalog.tungsram.com/files/sheet/torofi_93117783_torofi-p-prism-15w-1200-840-s-wh-10.pdf
https://catalog.tungsram.com/files/sheet/torofi_93115836_torofi-p-45w-1200-840-s-030-b-10.pdf
https://catalog.tungsram.com/files/sheet/torofi_93115835_torofi-p-45w-1200-840-s-085-b-73.pdf
https://catalog.tungsram.com/files/sheet/torofi_93117108_torofi-p-45w-2400-840-s-085-wh-10.pdf
https://catalog.tungsram.com/files/sheet/torofi_93115834_torofi-p-45w-1200-840-s-085-b-10.pdf
https://catalog.tungsram.com/files/sheet/torofi_93115833_torofi-p-45w-1200-830-s-030-b-10.pdf
https://catalog.tungsram.com/files/sheet/torofi_93115832_torofi-p-45w-1200-830-s-085-b-73.pdf
https://catalog.tungsram.com/files/sheet/torofi_93115358_torofi-p-45w-2400-830-s-085-wh-10.pdf
https://catalog.tungsram.com/files/sheet/torofi_93115831_torofi-p-45w-1200-830-s-085-b-10.pdf
https://catalog.tungsram.com/files/sheet/torofi_93115830_torofi-p-29w-1200-840-s-030-b-10.pdf
https://catalog.tungsram.com/files/sheet/torofi_93115829_torofi-p-29w-1200-840-s-085-b-73.pdf
https://catalog.tungsram.com/files/sheet/torofi_93115828_torofi-p-29w-1200-840-s-085-b-10.pdf
https://catalog.tungsram.com/files/sheet/torofi_93117107_torofi-p-29w-1200-840-s-085-wh-10.pdf
https://catalog.tungsram.com/files/sheet/torofi_93115827_torofi-p-29w-1200-830-s-030-b-10.pdf
https://catalog.tungsram.com/files/sheet/torofi_93115826_torofi-p-29w-1200-830-s-085-b-73.pdf
https://catalog.tungsram.com/files/sheet/torofi_93115825_torofi-p-29w-1200-830-s-085-b-10.pdf
https://catalog.tungsram.com/files/sheet/torofi_93115357_torofi-p-29w-1200-830-s-085-wh-10.pdf
https://catalog.tungsram.com/files/sheet/mariner-premium-g2_93119481_led-mariner-pr-g2-tu-5-51w-840-dst.pdf
https://catalog.tungsram.com/files/sheet/mariner-premium-g2_93119480_led-mariner-pr-g2-tu-4-33w-840-dst.pdf
https://catalog.tungsram.com/files/sheet/mariner-premium-g2_93119479-lw_led-mariner-pr-g2-tu-5-33-48w-865-sstds-lw.pdf
https://catalog.tungsram.com/files/sheet/mariner-premium-g2_93119479_led-mariner-pr-g2-tu-5-33-48w-865-sstds.pdf
https://catalog.tungsram.com/files/sheet/mariner-premium-g2_93119477-lw_led-mariner-pr-g2-tu-5-33-48w-865-sst-lw.pdf
https://catalog.tungsram.com/files/sheet/mariner-premium-g2_93119477_led-mariner-pr-g2-tu-5-33-48w-865-sst.pdf
https://catalog.tungsram.com/files/sheet/mariner-premium-g2_93119478-lw_led-mariner-pr-g2-tu-5-33-48w-840-sstds-lw.pdf
https://catalog.tungsram.com/files/sheet/mariner-premium-g2_93119478_led-mariner-pr-g2-tu-5-33-48w-840-sstds.pdf
https://catalog.tungsram.com/files/sheet/mariner-premium-g2_93119476-lw_led-mariner-pr-g2-tu-5-33-48w-840-sst-lw.pdf
https://catalog.tungsram.com/files/sheet/mariner-premium-g2_93119476_led-mariner-pr-g2-tu-5-33-48w-840-sst.pdf
https://catalog.tungsram.com/files/sheet/mariner-premium-g2_93119305-lw_led-mariner-pr-g2-tu-4-17-33w-865-sstds-lw.pdf
https://catalog.tungsram.com/files/sheet/mariner-premium-g2_93119305_led-mariner-pr-g2-tu-4-17-33w-865-sstds.pdf
https://catalog.tungsram.com/files/sheet/mariner-premium-g2_93119303-lw_led-mariner-pr-g2-tu-4-17-33w-865-sst-lw.pdf
https://catalog.tungsram.com/files/sheet/mariner-premium-g2_93119303_led-mariner-pr-g2-tu-4-17-33w-865-sst.pdf
https://catalog.tungsram.com/files/sheet/mariner-premium-g2_93119304-lw_led-mariner-pr-g2-tu-4-17-33w-840-sstds-lw.pdf
https://catalog.tungsram.com/files/sheet/mariner-premium-g2_93119304_led-mariner-pr-g2-tu-4-17-33w-840-sstds.pdf
https://catalog.tungsram.com/files/sheet/mariner-premium-g2_93119302-lw_led-mariner-pr-g2-tu-4-17-33w-840-sst-lw.pdf
https://catalog.tungsram.com/files/sheet/mariner-premium-g2_93119302_led-mariner-pr-g2-tu-4-17-33w-840-sst.pdf
https://catalog.tungsram.com/files/sheet/mariner-clip_93119519_tung-mariner-cl-g1-5-51w-840-d.pdf
https://catalog.tungsram.com/files/sheet/mariner-clip_93119518_tung-mariner-cl-g1-5-30w-840-d.pdf
https://catalog.tungsram.com/files/sheet/mariner-clip_93119517_tung-mariner-cl-g1-4-32w-840-d.pdf
https://catalog.tungsram.com/files/sheet/mariner-clip_93119516_tung-mariner-cl-g1-4-21w-840-d.pdf
https://catalog.tungsram.com/files/sheet/mariner-clip_93119475_tung-mariner-cl-g1-5-50w-840-s.pdf
https://catalog.tungsram.com/files/sheet/mariner-clip_93119474_tung-mariner-cl-g1-5-31w-840-s.pdf
https://catalog.tungsram.com/files/sheet/mariner-clip_93119473_tung-mariner-cl-g1-4-33w-840-s.pdf
https://catalog.tungsram.com/files/sheet/mariner-clip_93119472_tung-mariner-cl-g1-4-22w-840-s.pdf
https://catalog.tungsram.com/files/sheet/floodlight-g3_93119465_led-flood-g3-tu-s-150w-865-sy-mv-bn-dss.pdf
https://catalog.tungsram.com/files/sheet/floodlight-g3_93119464_led-flood-g3-tu-s-150w-840-sy-mv-bn-dss.pdf
https://catalog.tungsram.com/files/sheet/floodlight-g3_93119463_led-flood-g3-tu-s-100w-865-sy-mv-bn-dss.pdf
https://catalog.tungsram.com/files/sheet/floodlight-g3_93119462_led-flood-g3-tu-s-100w-840-sy-mv-bn-dss.pdf
https://catalog.tungsram.com/files/sheet/floodlight-g3_93119461_led-flood-g3-tu-s-70w-865-sy-mv-bn-dss.pdf
https://catalog.tungsram.com/files/sheet/floodlight-g3_93119460_led-flood-g3-tu-s-70w-840-sy-mv-bn-dss.pdf
https://catalog.tungsram.com/files/sheet/floodlight-g3_93119459_led-flood-g3-tu-s-50w-865-sy-mv-bn-dss.pdf
https://catalog.tungsram.com/files/sheet/floodlight-g3_93119458_led-flood-g3-tu-s-50w-840-sy-mv-bn-dss.pdf
https://catalog.tungsram.com/files/sheet/floodlight-g3_93119440_led-flood-g3-tu-s-150w-865-sy-mv-bn.pdf
https://catalog.tungsram.com/files/sheet/floodlight-g3_93119439_led-flood-g3-tu-s-150w-840-sy-mv-bn.pdf
https://catalog.tungsram.com/files/sheet/floodlight-g3_93119438_led-flood-g3-tu-s-150w-830-sy-mv-bn.pdf
https://catalog.tungsram.com/files/sheet/floodlight-g3_93119437_led-flood-g3-tu-s-100w-865-sy-mv-bn.pdf
https://catalog.tungsram.com/files/sheet/floodlight-g3_93119436_led-flood-g3-tu-s-100w-840-sy-mv-bn.pdf
https://catalog.tungsram.com/files/sheet/floodlight-g3_93119435_led-flood-g3-tu-s-100w-830-sy-mv-bn.pdf
https://catalog.tungsram.com/files/sheet/floodlight-g3_93119434_led-flood-g3-tu-s-70w-865-sy-mv-bn.pdf
https://catalog.tungsram.com/files/sheet/floodlight-g3_93119433_led-flood-g3-tu-s-70w-840-sy-mv-bn.pdf
https://catalog.tungsram.com/files/sheet/floodlight-g3_93119432_led-flood-g3-tu-s-70w-830-sy-mv-bn.pdf
https://catalog.tungsram.com/files/sheet/floodlight-g3_93119431_led-flood-g3-tu-s-50w-865-sy-mv-bn.pdf
https://catalog.tungsram.com/files/sheet/floodlight-g3_93119430_led-flood-g3-tu-s-50w-840-sy-mv-bn.pdf
https://catalog.tungsram.com/files/sheet/floodlight-g3_93119429_led-flood-g3-tu-s-50w-830-sy-mv-bn.pdf
https://catalog.tungsram.com/files/sheet/floodlight-g3_93119428_led-flood-g3-tu-s-30w-865-sy-mv-bn.pdf
https://catalog.tungsram.com/files/sheet/floodlight-g3_93119427_led-flood-g3-tu-s-30w-840-sy-mv-bn.pdf
https://catalog.tungsram.com/files/sheet/floodlight-g3_93119426_led-flood-g3-tu-s-30w-830-sy-mv-bn.pdf
https://catalog.tungsram.com/files/sheet/floodlight-g3_93119425_led-flood-g3-tu-s-20w-865-sy-mv-bn.pdf
https://catalog.tungsram.com/files/sheet/floodlight-g3_93119424_led-flood-g3-tu-s-20w-840-sy-mv-bn.pdf
https://catalog.tungsram.com/files/sheet/floodlight-g3_93119423_led-flood-g3-tu-s-20w-830-sy-mv-bn.pdf
https://catalog.tungsram.com/files/sheet/floodlight-g3_93119422_led-flood-g3-tu-s-10w-865-sy-mv-bn.pdf
https://catalog.tungsram.com/files/sheet/floodlight-g3_93119421_led-flood-g3-tu-s-10w-840-sy-mv-bn.pdf
https://catalog.tungsram.com/files/sheet/floodlight-g3_93119420_led-flood-g3-tu-s-10w-830-sy-mv-bn.pdf
https://catalog.tungsram.com/files/sheet/tenom_tbd_thbt-1-f-se-360-5.pdf
https://catalog.tungsram.com/files/sheet/tenom_tbd_thbt-1-f-se-320-5.pdf
https://catalog.tungsram.com/files/sheet/tenom_tbd_thbt-1-f-se-280-5.pdf
https://catalog.tungsram.com/files/sheet/tenom_tbd_thbt-1-f-se-240-5.pdf
https://catalog.tungsram.com/files/sheet/tenom_tbd_thbt-1-f-se-200-5.pdf
https://catalog.tungsram.com/files/sheet/tenom_tbd_thbt-1-f-se-360-4.pdf
https://catalog.tungsram.com/files/sheet/tenom_tbd_thbt-1-f-se-320-4.pdf
https://catalog.tungsram.com/files/sheet/tenom_tbd_thbt-1-f-se-280-4.pdf
https://catalog.tungsram.com/files/sheet/tenom_tbd_thbt-1-f-se-240-4.pdf
https://catalog.tungsram.com/files/sheet/tenom_tbd_thbt-1-f-se-200-4.pdf
https://catalog.tungsram.com/files/sheet/tenom_tbd_thbt-1-f-se-360-3.pdf
https://catalog.tungsram.com/files/sheet/tenom_tbd_thbt-1-f-se-320-3.pdf
https://catalog.tungsram.com/files/sheet/tenom_tbd_thbt-1-f-se-280-3.pdf
https://catalog.tungsram.com/files/sheet/tenom_tbd_thbt-1-f-se-240-3.pdf
https://catalog.tungsram.com/files/sheet/tenom_tbd_thbt-1-f-se-200-3.pdf
https://catalog.tungsram.com/files/sheet/tenom_tbd_thbt-1-f-ae-360-5.pdf
https://catalog.tungsram.com/files/sheet/tenom_tbd_thbt-1-f-ae-320-5.pdf
https://catalog.tungsram.com/files/sheet/tenom_tbd_thbt-1-f-ae-280-5.pdf
https://catalog.tungsram.com/files/sheet/tenom_tbd_thbt-1-f-ae-240-5.pdf
https://catalog.tungsram.com/files/sheet/tenom_tbd_thbt-1-f-ae-200-5.pdf
https://catalog.tungsram.com/files/sheet/tenom_tbd_thbt-1-f-ae-360-4.pdf
https://catalog.tungsram.com/files/sheet/tenom_tbd_thbt-1-f-ae-320-4.pdf
https://catalog.tungsram.com/files/sheet/tenom_tbd_thbt-1-f-ae-280-4.pdf
https://catalog.tungsram.com/files/sheet/tenom_tbd_thbt-1-f-ae-240-4.pdf
https://catalog.tungsram.com/files/sheet/tenom_tbd_thbt-1-f-ae-200-4.pdf
https://catalog.tungsram.com/files/sheet/tenom_tbd_thbt-1-f-ae-360-3.pdf
https://catalog.tungsram.com/files/sheet/tenom_tbd_thbt-1-f-ae-320-3.pdf
https://catalog.tungsram.com/files/sheet/tenom_tbd_thbt-1-f-ae-280-3.pdf
https://catalog.tungsram.com/files/sheet/tenom_tbd_thbt-1-f-ae-240-3.pdf
https://catalog.tungsram.com/files/sheet/tenom_tbd_thbt-1-f-ae-200-3.pdf
https://catalog.tungsram.com/files/sheet/tenom_tbd_thbt-1-f-sb-360-5.pdf
https://catalog.tungsram.com/files/sheet/tenom_tbd_thbt-1-f-sb-320-5.pdf
https://catalog.tungsram.com/files/sheet/tenom_tbd_thbt-1-f-sb-280-5.pdf
https://catalog.tungsram.com/files/sheet/tenom_tbd_thbt-1-f-sb-240-5.pdf
https://catalog.tungsram.com/files/sheet/tenom_tbd_thbt-1-f-sb-200-5.pdf
https://catalog.tungsram.com/files/sheet/tenom_tbd_thbt-1-f-sb-360-4.pdf
https://catalog.tungsram.com/files/sheet/tenom_tbd_thbt-1-f-sb-320-4.pdf
https://catalog.tungsram.com/files/sheet/tenom_tbd_thbt-1-f-sb-280-4.pdf
https://catalog.tungsram.com/files/sheet/tenom_tbd_thbt-1-f-sb-240-4.pdf
https://catalog.tungsram.com/files/sheet/tenom_tbd_thbt-1-f-sb-200-4.pdf
https://catalog.tungsram.com/files/sheet/tenom_tbd_thbt-1-f-sb-360-3.pdf
https://catalog.tungsram.com/files/sheet/tenom_tbd_thbt-1-f-sb-320-3.pdf
https://catalog.tungsram.com/files/sheet/tenom_tbd_thbt-1-f-sb-280-3.pdf
https://catalog.tungsram.com/files/sheet/tenom_tbd_thbt-1-f-sb-240-3.pdf
https://catalog.tungsram.com/files/sheet/tenom_tbd_thbt-1-f-sb-200-3.pdf
https://catalog.tungsram.com/files/sheet/tenom_tbd_thbt-1-f-ab-360-5.pdf
https://catalog.tungsram.com/files/sheet/tenom_tbd_thbt-1-f-ab-320-5.pdf
https://catalog.tungsram.com/files/sheet/tenom_tbd_thbt-1-f-ab-280-5.pdf
https://catalog.tungsram.com/files/sheet/tenom_tbd_thbt-1-f-ab-240-5.pdf
https://catalog.tungsram.com/files/sheet/tenom_tbd_thbt-1-f-ab-200-5.pdf
https://catalog.tungsram.com/files/sheet/tenom_tbd_thbt-1-f-ab-360-4.pdf
https://catalog.tungsram.com/files/sheet/tenom_tbd_thbt-1-f-ab-320-4.pdf
https://catalog.tungsram.com/files/sheet/tenom_tbd_thbt-1-f-ab-280-4.pdf
https://catalog.tungsram.com/files/sheet/tenom_tbd_thbt-1-f-ab-240-4.pdf
https://catalog.tungsram.com/files/sheet/tenom_tbd_thbt-1-f-ab-200-4.pdf
https://catalog.tungsram.com/files/sheet/tenom_tbd_thbt-1-f-ab-360-3.pdf
https://catalog.tungsram.com/files/sheet/tenom_tbd_thbt-1-f-ab-320-3.pdf
https://catalog.tungsram.com/files/sheet/tenom_tbd_thbt-1-f-ab-280-3.pdf
https://catalog.tungsram.com/files/sheet/tenom_tbd_thbt-1-f-ab-240-3.pdf
https://catalog.tungsram.com/files/sheet/tenom_tbd_thbt-1-f-ab-200-3.pdf
https://catalog.tungsram.com/files/sheet/tenom_tbd_thbt-1-f-aa-360-5.pdf
https://catalog.tungsram.com/files/sheet/tenom_tbd_thbt-1-f-aa-320-5.pdf
https://catalog.tungsram.com/files/sheet/tenom_tbd_thbt-1-f-aa-280-5.pdf
https://catalog.tungsram.com/files/sheet/tenom_tbd_thbt-1-f-aa-240-5.pdf
https://catalog.tungsram.com/files/sheet/tenom_tbd_thbt-1-f-aa-200-5.pdf
https://catalog.tungsram.com/files/sheet/tenom_tbd_thbt-1-f-aa-360-4.pdf
https://catalog.tungsram.com/files/sheet/tenom_tbd_thbt-1-f-aa-320-4.pdf
https://catalog.tungsram.com/files/sheet/tenom_tbd_thbt-1-f-aa-280-4.pdf
https://catalog.tungsram.com/files/sheet/tenom_tbd_thbt-1-f-aa-240-4.pdf
https://catalog.tungsram.com/files/sheet/tenom_tbd_thbt-1-f-aa-200-4.pdf
https://catalog.tungsram.com/files/sheet/tenom_tbd_thbt-1-f-aa-360-3.pdf
https://catalog.tungsram.com/files/sheet/tenom_tbd_thbt-1-f-aa-320-3.pdf
https://catalog.tungsram.com/files/sheet/tenom_tbd_thbt-1-f-aa-280-3.pdf
https://catalog.tungsram.com/files/sheet/tenom_tbd_thbt-1-f-aa-240-3.pdf
https://catalog.tungsram.com/files/sheet/tenom_tbd_thbt-1-f-aa-200-3.pdf
https://catalog.tungsram.com/files/sheet/ahix_tbd_ahix-2-f-aw-200-3.pdf
https://catalog.tungsram.com/files/sheet/ahix_tbd_ahix-2-f-aw-250-3.pdf
https://catalog.tungsram.com/files/sheet/ahix_tbd_ahix-2-f-aw-285-3.pdf
https://catalog.tungsram.com/files/sheet/ahix_tbd_ahix-2-f-aw-300-3.pdf
https://catalog.tungsram.com/files/sheet/ahix_tbd_ahix-2-f-aw-200-4.pdf
https://catalog.tungsram.com/files/sheet/ahix_tbd_ahix-2-f-aw-250-4.pdf
https://catalog.tungsram.com/files/sheet/ahix_tbd_ahix-2-f-aw-285-4.pdf
https://catalog.tungsram.com/files/sheet/ahix_tbd_ahix-2-f-aw-300-4.pdf
https://catalog.tungsram.com/files/sheet/ahix_tbd_ahix-2-f-aw-200-5.pdf
https://catalog.tungsram.com/files/sheet/ahix_tbd_ahix-2-f-aw-250-5.pdf
https://catalog.tungsram.com/files/sheet/ahix_tbd_ahix-2-f-aw-285-5.pdf
https://catalog.tungsram.com/files/sheet/ahix_tbd_ahix-2-f-aw-300-5.pdf
https://catalog.tungsram.com/files/sheet/ahix_tbd_ahix-2-f-af-200-3.pdf
https://catalog.tungsram.com/files/sheet/ahix_tbd_ahix-2-f-af-250-3.pdf
https://catalog.tungsram.com/files/sheet/ahix_tbd_ahix-2-f-af-285-3.pdf
https://catalog.tungsram.com/files/sheet/ahix_tbd_ahix-2-f-af-300-3.pdf
https://catalog.tungsram.com/files/sheet/ahix_tbd_ahix-2-f-af-200-4.pdf
https://catalog.tungsram.com/files/sheet/ahix_tbd_ahix-2-f-af-250-4.pdf
https://catalog.tungsram.com/files/sheet/ahix_tbd_ahix-2-f-af-285-4.pdf
https://catalog.tungsram.com/files/sheet/ahix_tbd_ahix-2-f-af-300-4.pdf
https://catalog.tungsram.com/files/sheet/ahix_tbd_ahix-2-f-af-200-5.pdf
https://catalog.tungsram.com/files/sheet/ahix_tbd_ahix-2-f-af-250-5.pdf
https://catalog.tungsram.com/files/sheet/ahix_tbd_ahix-2-f-af-285-5.pdf
https://catalog.tungsram.com/files/sheet/ahix_tbd_ahix-2-f-af-300-5.pdf
https://catalog.tungsram.com/files/sheet/ahix_tbd_ahix-2-f-an-200-3.pdf
https://catalog.tungsram.com/files/sheet/ahix_tbd_ahix-2-f-an-250-3.pdf
https://catalog.tungsram.com/files/sheet/ahix_tbd_ahix-2-f-an-285-3.pdf
https://catalog.tungsram.com/files/sheet/ahix_tbd_ahix-2-f-an-300-3.pdf
https://catalog.tungsram.com/files/sheet/ahix_tbd_ahix-2-f-an-200-4.pdf
https://catalog.tungsram.com/files/sheet/ahix_tbd_ahix-2-f-an-250-4.pdf
https://catalog.tungsram.com/files/sheet/ahix_tbd_ahix-2-f-an-285-4.pdf
https://catalog.tungsram.com/files/sheet/ahix_tbd_ahix-2-f-an-300-4.pdf
https://catalog.tungsram.com/files/sheet/ahix_tbd_ahix-2-f-an-200-5.pdf
https://catalog.tungsram.com/files/sheet/ahix_tbd_ahix-2-f-an-250-5.pdf
https://catalog.tungsram.com/files/sheet/ahix_tbd_ahix-2-f-an-285-5.pdf
https://catalog.tungsram.com/files/sheet/ahix_tbd_ahix-2-f-an-300-5.pdf
https://catalog.tungsram.com/files/sheet/ahix_tbd_ahix-2-f-aef-200-3.pdf
https://catalog.tungsram.com/files/sheet/ahix_tbd_ahix-2-f-aef-250-3.pdf
https://catalog.tungsram.com/files/sheet/ahix_tbd_ahix-2-f-aef-285-3.pdf
https://catalog.tungsram.com/files/sheet/ahix_tbd_ahix-2-f-aef-300-3.pdf
https://catalog.tungsram.com/files/sheet/ahix_tbd_ahix-2-f-aef-200-4.pdf
https://catalog.tungsram.com/files/sheet/ahix_tbd_ahix-2-f-aef-250-4.pdf
https://catalog.tungsram.com/files/sheet/ahix_tbd_ahix-2-f-aef-285-4.pdf
https://catalog.tungsram.com/files/sheet/ahix_tbd_ahix-2-f-aef-300-4.pdf
https://catalog.tungsram.com/files/sheet/ahix_tbd_ahix-2-f-aef-200-5.pdf
https://catalog.tungsram.com/files/sheet/ahix_tbd_ahix-2-f-aef-250-5.pdf
https://catalog.tungsram.com/files/sheet/ahix_tbd_ahix-2-f-aef-285-5.pdf
https://catalog.tungsram.com/files/sheet/ahix_tbd_ahix-2-f-aef-300-5.pdf
https://catalog.tungsram.com/files/sheet/ahix_tbd_ahix-2-f-afn-200-3.pdf
https://catalog.tungsram.com/files/sheet/ahix_tbd_ahix-2-f-afn-250-3.pdf
https://catalog.tungsram.com/files/sheet/ahix_tbd_ahix-2-f-afn-285-3.pdf
https://catalog.tungsram.com/files/sheet/ahix_tbd_ahix-2-f-afn-300-3.pdf
https://catalog.tungsram.com/files/sheet/ahix_tbd_ahix-2-f-afn-200-4.pdf
https://catalog.tungsram.com/files/sheet/ahix_tbd_ahix-2-f-afn-250-4.pdf
https://catalog.tungsram.com/files/sheet/ahix_tbd_ahix-2-f-afn-285-4.pdf
https://catalog.tungsram.com/files/sheet/ahix_tbd_ahix-2-f-afn-300-4.pdf
https://catalog.tungsram.com/files/sheet/ahix_tbd_ahix-2-f-afn-200-5.pdf
https://catalog.tungsram.com/files/sheet/ahix_tbd_ahix-2-f-afn-250-5.pdf
https://catalog.tungsram.com/files/sheet/ahix_tbd_ahix-2-f-afn-285-5.pdf
https://catalog.tungsram.com/files/sheet/ahix_tbd_ahix-2-f-afn-300-5.pdf
https://catalog.tungsram.com/files/sheet/ahix_tbd_ahix-2-f-sw-200-3.pdf
https://catalog.tungsram.com/files/sheet/ahix_tbd_ahix-2-f-sw-250-3.pdf
https://catalog.tungsram.com/files/sheet/ahix_tbd_ahix-2-f-sw-285-3.pdf
https://catalog.tungsram.com/files/sheet/ahix_tbd_ahix-2-f-sw-300-3.pdf
https://catalog.tungsram.com/files/sheet/ahix_tbd_ahix-2-f-sw-200-4.pdf
https://catalog.tungsram.com/files/sheet/ahix_tbd_ahix-2-f-sw-250-4.pdf
https://catalog.tungsram.com/files/sheet/ahix_tbd_ahix-2-f-sw-285-4.pdf
https://catalog.tungsram.com/files/sheet/ahix_tbd_ahix-2-f-sw-300-4.pdf
https://catalog.tungsram.com/files/sheet/ahix_tbd_ahix-2-f-sw-200-5.pdf
https://catalog.tungsram.com/files/sheet/ahix_tbd_ahix-2-f-sw-250-5.pdf
https://catalog.tungsram.com/files/sheet/ahix_tbd_ahix-2-f-sw-285-5.pdf
https://catalog.tungsram.com/files/sheet/ahix_tbd_ahix-2-f-sw-300-5.pdf
https://catalog.tungsram.com/files/sheet/ahix_tbd_ahix-2-f-sf-200-3.pdf
https://catalog.tungsram.com/files/sheet/ahix_tbd_ahix-2-f-sf-250-3.pdf
https://catalog.tungsram.com/files/sheet/ahix_tbd_ahix-2-f-sf-285-3.pdf
https://catalog.tungsram.com/files/sheet/ahix_tbd_ahix-2-f-sf-300-3.pdf
https://catalog.tungsram.com/files/sheet/ahix_tbd_ahix-2-f-sf-200-4.pdf
https://catalog.tungsram.com/files/sheet/ahix_tbd_ahix-2-f-sf-250-4.pdf
https://catalog.tungsram.com/files/sheet/ahix_tbd_ahix-2-f-sf-285-4.pdf
https://catalog.tungsram.com/files/sheet/ahix_tbd_ahix-2-f-sf-300-4.pdf
https://catalog.tungsram.com/files/sheet/ahix_tbd_ahix-2-f-sf-200-5.pdf
https://catalog.tungsram.com/files/sheet/ahix_tbd_ahix-2-f-sf-250-5.pdf
https://catalog.tungsram.com/files/sheet/ahix_tbd_ahix-2-f-sf-285-5.pdf
https://catalog.tungsram.com/files/sheet/ahix_tbd_ahix-2-f-sf-300-5.pdf
https://catalog.tungsram.com/files/sheet/ahix_tbd_ahix-2-f-swf-200-3.pdf
https://catalog.tungsram.com/files/sheet/ahix_tbd_ahix-2-f-swf-250-3.pdf
https://catalog.tungsram.com/files/sheet/ahix_tbd_ahix-2-f-swf-285-3.pdf
https://catalog.tungsram.com/files/sheet/ahix_tbd_ahix-2-f-swf-300-3.pdf
https://catalog.tungsram.com/files/sheet/ahix_tbd_ahix-2-f-swf-200-4.pdf
https://catalog.tungsram.com/files/sheet/ahix_tbd_ahix-2-f-swf-250-4.pdf
https://catalog.tungsram.com/files/sheet/ahix_tbd_ahix-2-f-swf-285-4.pdf
https://catalog.tungsram.com/files/sheet/ahix_tbd_ahix-2-f-swf-300-4.pdf
https://catalog.tungsram.com/files/sheet/ahix_tbd_ahix-2-f-swf-200-5.pdf
https://catalog.tungsram.com/files/sheet/ahix_tbd_ahix-2-f-swf-250-5.pdf
https://catalog.tungsram.com/files/sheet/ahix_tbd_ahix-2-f-swf-285-5.pdf
https://catalog.tungsram.com/files/sheet/ahix_tbd_ahix-2-f-swf-300-5.pdf
https://catalog.tungsram.com/files/sheet/ahix_tbd_ahix-2-f-sns-200-3.pdf
https://catalog.tungsram.com/files/sheet/ahix_tbd_ahix-2-f-sns-250-3.pdf
https://catalog.tungsram.com/files/sheet/ahix_tbd_ahix-2-f-sns-285-3.pdf
https://catalog.tungsram.com/files/sheet/ahix_tbd_ahix-2-f-sns-300-3.pdf
https://catalog.tungsram.com/files/sheet/ahix_tbd_ahix-2-f-sns-200-4.pdf
https://catalog.tungsram.com/files/sheet/ahix_tbd_ahix-2-f-sns-250-4.pdf
https://catalog.tungsram.com/files/sheet/ahix_tbd_ahix-2-f-sns-285-4.pdf
https://catalog.tungsram.com/files/sheet/ahix_tbd_ahix-2-f-sns-300-4.pdf
https://catalog.tungsram.com/files/sheet/ahix_tbd_ahix-2-f-sns-200-5.pdf
https://catalog.tungsram.com/files/sheet/ahix_tbd_ahix-2-f-sns-250-5.pdf
https://catalog.tungsram.com/files/sheet/ahix_tbd_ahix-2-f-sns-285-5.pdf
https://catalog.tungsram.com/files/sheet/ahix_tbd_ahix-2-f-sns-300-5.pdf
https://catalog.tungsram.com/files/sheet/tung-panel-premium_93119538_tung-panel-p-1x4-s-33w-865-19-ds.pdf
https://catalog.tungsram.com/files/sheet/tung-panel-premium_93119537_tung-panel-p-1x4-s-33w-840-19-ds.pdf
https://catalog.tungsram.com/files/sheet/tung-panel-premium_93119536_tung-panel-p-2x2-s-33w-865-19-ds.pdf
https://catalog.tungsram.com/files/sheet/tung-panel-premium_93119515_tung-panel-p-2x2-s-33w-840-19-ds.pdf
https://catalog.tungsram.com/files/sheet/tung-panel-premium_93119514_tung-panel-p-1x4-s-33w-865-19.pdf
https://catalog.tungsram.com/files/sheet/tung-panel-premium_93119513_tung-panel-p-1x4-s-33w-840-19.pdf
https://catalog.tungsram.com/files/sheet/tung-panel-premium_93119512_tung-panel-p-1x4-s-33w-830-19.pdf
https://catalog.tungsram.com/files/sheet/tung-panel-premium_93119511_tung-panel-p-2x2-s-33w-865-19.pdf
https://catalog.tungsram.com/files/sheet/tung-panel-premium_93119510_tung-panel-p-2x2-s-33w-840-19.pdf
https://catalog.tungsram.com/files/sheet/tung-panel-premium_93119509_tung-panel-p-2x2-s-33w-830-19.pdf
https://catalog.tungsram.com/files/sheet/tung-panel-premium_93118672_tung-panel-p-1x4-d-38w-840-19.pdf
https://catalog.tungsram.com/files/sheet/tung-panel-premium_93118708_tung-panel-p-2x2-d-38w-830-19.pdf
https://catalog.tungsram.com/files/sheet/tung-panel-premium_93118758_tung-panel-p-2x2-d-38w-840-19-ds.pdf
https://catalog.tungsram.com/files/sheet/tung-panel-premium_93118671_tung-panel-p-2x2-d-38w-840-19.pdf
https://catalog.tungsram.com/files/sheet/tung-panel-premium_93118766_tung-panel-p-1x4-s-38w-865-19-ds.pdf
https://catalog.tungsram.com/files/sheet/tung-panel-premium_93118687_tung-panel-p-1x4-s-38w-865-19.pdf
https://catalog.tungsram.com/files/sheet/tung-panel-premium_93118765_tung-panel-p-1x4-s-38w-840-19-ds.pdf
https://catalog.tungsram.com/files/sheet/tung-panel-premium_93118686_tung-panel-p-1x4-s-38w-840-19.pdf
https://catalog.tungsram.com/files/sheet/tung-panel-premium_93118685_tung-panel-p-1x4-s-38w-830-19.pdf
https://catalog.tungsram.com/files/sheet/tung-panel-premium_93118764_tung-panel-p-2x2-s-38w-865-19-ds.pdf
https://catalog.tungsram.com/files/sheet/tung-panel-premium_93118684_tung-panel-p-2x2-s-38w-865-19.pdf
https://catalog.tungsram.com/files/sheet/tung-panel-premium_93118763_tung-panel-p-2x2-s-38w-840-19-ds.pdf
https://catalog.tungsram.com/files/sheet/tung-panel-premium_93118683_tung-panel-p-2x2-s-38w-840-19.pdf
https://catalog.tungsram.com/files/sheet/tung-panel-premium_93118682_tung-panel-p-2x2-s-38w-830-19.pdf
https://catalog.tungsram.com/files/sheet/tung-panel-premium_93118762_tung-panel-p-1x4-s-30w-865-19-ds.pdf
https://catalog.tungsram.com/files/sheet/tung-panel-premium_93118681_tung-panel-p-1x4-s-30w-865-19.pdf
https://catalog.tungsram.com/files/sheet/tung-panel-premium_93118761_tung-panel-p-1x4-s-30w-840-19-ds.pdf
https://catalog.tungsram.com/files/sheet/tung-panel-premium_93118680_tung-panel-p-1x4-s-30w-840-19.pdf
https://catalog.tungsram.com/files/sheet/tung-panel-premium_93118679_tung-panel-p-1x4-s-30w-830-19.pdf
https://catalog.tungsram.com/files/sheet/tung-panel-premium_93118760_tung-panel-p-2x2-s-30w-865-19-ds.pdf
https://catalog.tungsram.com/files/sheet/tung-panel-premium_93118678_tung-panel-p-2x2-s-30w-865-19.pdf
https://catalog.tungsram.com/files/sheet/tung-panel-premium_93118759_tung-panel-p-2x2-s-30w-840-19-ds.pdf
https://catalog.tungsram.com/files/sheet/tung-panel-premium_93118677_tung-panel-p-2x2-s-30w-840-19.pdf
https://catalog.tungsram.com/files/sheet/tung-panel-premium_93118676_tung-panel-p-2x2-s-30w-830-19.pdf
https://catalog.tungsram.com/files/sheet/high-bay-linear-gen2_93118943_led-linear-highbay-g2-tu-5ft-110w-840-ds.pdf
https://catalog.tungsram.com/files/sheet/high-bay-linear-gen2_93118941_led-linear-highbay-g2-tu-5ft-110w-840.pdf
https://catalog.tungsram.com/files/sheet/high-bay-linear-gen2_93118942_led-linear-highbay-g2-tu-4ft-75w-840-ds.pdf
https://catalog.tungsram.com/files/sheet/high-bay-linear-gen2_93118940_led-linear-highbay-g2-tu-4ft-75w-840.pdf
https://catalog.tungsram.com/files/sheet/emergency-exit-signs_93118893_emergency-bulkhead-g1-tu-3-ni-s-wm.pdf
https://catalog.tungsram.com/files/sheet/emergency-exit-signs_93118892_emergency-exit-g1-tu-3-li-s-wm.pdf
https://catalog.tungsram.com/files/sheet/emergency-exit-signs_93118891_emergency-exit-g1-tu-3-li-s-rm.pdf
https://catalog.tungsram.com/files/sheet/emergency-exit-signs_93118890_emergency-exit-g1-tu-3-li-s-sm.pdf
https://catalog.tungsram.com/files/sheet/slbt-biodynamic_tbd_slbt-bd-f-e5-22-18-40-by05-phase3.pdf
https://catalog.tungsram.com/files/sheet/slbt-biodynamic_tbd_slbt-bd-f-e5-22-18-40-by05-phase2.pdf
https://catalog.tungsram.com/files/sheet/slbt-biodynamic_tbd_slbt-bd-f-e5-22-18-40-by05-phase1.pdf
https://catalog.tungsram.com/files/sheet/slbt-biodynamic_tbd_slbt-bd-f-d1-22-18-40-by05-phase3.pdf
https://catalog.tungsram.com/files/sheet/slbt-biodynamic_tbd_slbt-bd-f-d1-22-18-40-by05-phase2.pdf
https://catalog.tungsram.com/files/sheet/slbt-biodynamic_tbd_slbt-bd-f-d1-22-18-40-by05-phase1.pdf
https://catalog.tungsram.com/files/sheet/slbt-biodynamic_tbd_slbt-bd-f-b5-22-18-40-by05-phase3.pdf
https://catalog.tungsram.com/files/sheet/slbt-biodynamic_tbd_slbt-bd-f-b5-22-18-40-by05-phase2.pdf
https://catalog.tungsram.com/files/sheet/slbt-biodynamic_tbd_slbt-bd-f-b5-22-18-40-by05-phase1.pdf
https://catalog.tungsram.com/files/sheet/slbt-biodynamic_tbd_slbt-bd-f-b2-22-18-40-by05-phase3.pdf
https://catalog.tungsram.com/files/sheet/slbt-biodynamic_tbd_slbt-bd-f-b2-22-18-40-by05-phase2.pdf
https://catalog.tungsram.com/files/sheet/slbt-biodynamic_tbd_slbt-bd-f-b2-22-18-40-by05-phase1.pdf
https://catalog.tungsram.com/files/sheet/slbt-biodynamic_tbd_slbt-bd-f-b1-22-18-40-by05-phase3.pdf
https://catalog.tungsram.com/files/sheet/slbt-biodynamic_tbd_slbt-bd-f-b1-22-18-40-by05-phase2.pdf
https://catalog.tungsram.com/files/sheet/slbt-biodynamic_tbd_slbt-bd-f-b1-22-18-40-by05-phase1.pdf
https://catalog.tungsram.com/files/sheet/slbt-biodynamic_tbd_slbt-bd-f-e5-31-18-40-by04-phase3.pdf
https://catalog.tungsram.com/files/sheet/slbt-biodynamic_tbd_slbt-bd-f-e5-31-18-40-by04-phase2.pdf
https://catalog.tungsram.com/files/sheet/slbt-biodynamic_tbd_slbt-bd-f-e5-31-18-40-by04-phase1.pdf
https://catalog.tungsram.com/files/sheet/slbt-biodynamic_tbd_slbt-bd-f-d1-31-18-40-by04-phase3.pdf
https://catalog.tungsram.com/files/sheet/slbt-biodynamic_tbd_slbt-bd-f-d1-31-18-40-by04-phase2.pdf
https://catalog.tungsram.com/files/sheet/slbt-biodynamic_tbd_slbt-bd-f-d1-31-18-40-by04-phase1.pdf
https://catalog.tungsram.com/files/sheet/slbt-biodynamic_tbd_slbt-bd-f-b5-31-18-40-by04-phase3.pdf
https://catalog.tungsram.com/files/sheet/slbt-biodynamic_tbd_slbt-bd-f-b5-31-18-40-by04-phase2.pdf
https://catalog.tungsram.com/files/sheet/slbt-biodynamic_tbd_slbt-bd-f-b5-31-18-40-by04-phase1.pdf
https://catalog.tungsram.com/files/sheet/slbt-biodynamic_tbd_slbt-bd-f-b2-31-18-40-by04-phase3.pdf
https://catalog.tungsram.com/files/sheet/slbt-biodynamic_tbd_slbt-bd-f-b2-31-18-40-by04-phase2.pdf
https://catalog.tungsram.com/files/sheet/slbt-biodynamic_tbd_slbt-bd-f-b2-31-18-40-by04-phase1.pdf
https://catalog.tungsram.com/files/sheet/slbt-biodynamic_tbd_slbt-bd-f-b1-31-18-40-by04-phase3.pdf
https://catalog.tungsram.com/files/sheet/slbt-biodynamic_tbd_slbt-bd-f-b1-31-18-40-by04-phase2.pdf
https://catalog.tungsram.com/files/sheet/slbt-biodynamic_tbd_slbt-bd-f-b1-31-18-40-by04-phase1.pdf
https://catalog.tungsram.com/files/sheet/slbt-biodynamic_tbd_slbt-bd-f-e5-45-18-40-by03-phase3.pdf
https://catalog.tungsram.com/files/sheet/slbt-biodynamic_tbd_slbt-bd-f-e5-45-18-40-by03-phase2.pdf
https://catalog.tungsram.com/files/sheet/slbt-biodynamic_tbd_slbt-bd-f-e5-45-18-40-by03-phase1.pdf
https://catalog.tungsram.com/files/sheet/slbt-biodynamic_tbd_slbt-bd-f-d1-45-18-40-by03-phase3.pdf
https://catalog.tungsram.com/files/sheet/slbt-biodynamic_tbd_slbt-bd-f-d1-45-18-40-by03-phase2.pdf
https://catalog.tungsram.com/files/sheet/slbt-biodynamic_tbd_slbt-bd-f-d1-45-18-40-by03-phase1.pdf
https://catalog.tungsram.com/files/sheet/slbt-biodynamic_tbd_slbt-bd-f-b5-45-18-40-by03-phase3.pdf
https://catalog.tungsram.com/files/sheet/slbt-biodynamic_tbd_slbt-bd-f-b5-45-18-40-by03-phase2.pdf
https://catalog.tungsram.com/files/sheet/slbt-biodynamic_tbd_slbt-bd-f-b5-45-18-40-by03-phase1.pdf
https://catalog.tungsram.com/files/sheet/slbt-biodynamic_tbd_slbt-bd-f-b2-45-18-40-by03-phase3.pdf
https://catalog.tungsram.com/files/sheet/slbt-biodynamic_tbd_slbt-bd-f-b2-45-18-40-by03-phase2.pdf
https://catalog.tungsram.com/files/sheet/slbt-biodynamic_tbd_slbt-bd-f-b2-45-18-40-by03-phase1.pdf
https://catalog.tungsram.com/files/sheet/slbt-biodynamic_tbd_slbt-bd-f-b1-45-18-40-by03-phase3.pdf
https://catalog.tungsram.com/files/sheet/slbt-biodynamic_tbd_slbt-bd-f-b1-45-18-40-by03-phase2.pdf
https://catalog.tungsram.com/files/sheet/slbt-biodynamic_tbd_slbt-bd-f-b1-45-18-40-by03-phase1.pdf
https://catalog.tungsram.com/files/sheet/slbt-biodynamic_tbd_slbt-bd-f-e5-59-18-40-by02-phase3.pdf
https://catalog.tungsram.com/files/sheet/slbt-biodynamic_tbd_slbt-bd-f-e5-59-18-40-by02-phase2.pdf
https://catalog.tungsram.com/files/sheet/slbt-biodynamic_tbd_slbt-bd-f-e5-59-18-40-by02-phase1.pdf
https://catalog.tungsram.com/files/sheet/slbt-biodynamic_tbd_slbt-bd-f-d1-59-18-40-by02-phase3.pdf
https://catalog.tungsram.com/files/sheet/slbt-biodynamic_tbd_slbt-bd-f-d1-59-18-40-by02-phase2.pdf
https://catalog.tungsram.com/files/sheet/slbt-biodynamic_tbd_slbt-bd-f-d1-59-18-40-by02-phase1.pdf
https://catalog.tungsram.com/files/sheet/slbt-biodynamic_tbd_slbt-bd-f-b5-59-18-40-by02-phase3.pdf
https://catalog.tungsram.com/files/sheet/slbt-biodynamic_tbd_slbt-bd-f-b5-59-18-40-by02-phase2.pdf
https://catalog.tungsram.com/files/sheet/slbt-biodynamic_tbd_slbt-bd-f-b5-59-18-40-by02-phase1.pdf
https://catalog.tungsram.com/files/sheet/slbt-biodynamic_tbd_slbt-bd-f-b2-59-18-40-by02-phase3.pdf
https://catalog.tungsram.com/files/sheet/slbt-biodynamic_tbd_slbt-bd-f-b2-59-18-40-by02-phase2.pdf
https://catalog.tungsram.com/files/sheet/slbt-biodynamic_tbd_slbt-bd-f-b2-59-18-40-by02-phase1.pdf
https://catalog.tungsram.com/files/sheet/slbt-biodynamic_tbd_slbt-bd-f-b1-59-18-40-by02-phase3.pdf
https://catalog.tungsram.com/files/sheet/slbt-biodynamic_tbd_slbt-bd-f-b1-59-18-40-by02-phase2.pdf
https://catalog.tungsram.com/files/sheet/slbt-biodynamic_tbd_slbt-bd-f-b1-59-18-40-by02-phase1.pdf
https://catalog.tungsram.com/files/sheet/slbt-biodynamic_tbd_slbt-bd-f-e5-73-18-40-by01-phase3.pdf
https://catalog.tungsram.com/files/sheet/slbt-biodynamic_tbd_slbt-bd-f-e5-73-18-40-by01-phase2.pdf
https://catalog.tungsram.com/files/sheet/slbt-biodynamic_tbd_slbt-bd-f-e5-73-18-40-by01-phase1.pdf
https://catalog.tungsram.com/files/sheet/slbt-biodynamic_tbd_slbt-bd-f-d1-73-18-40-by01-phase3.pdf
https://catalog.tungsram.com/files/sheet/slbt-biodynamic_tbd_slbt-bd-f-d1-73-18-40-by01-phase2.pdf
https://catalog.tungsram.com/files/sheet/slbt-biodynamic_tbd_slbt-bd-f-d1-73-18-40-by01-phase1.pdf
https://catalog.tungsram.com/files/sheet/slbt-biodynamic_tbd_slbt-bd-f-b5-73-18-40-by01-phase3.pdf
https://catalog.tungsram.com/files/sheet/slbt-biodynamic_tbd_slbt-bd-f-b5-73-18-40-by01-phase2.pdf
https://catalog.tungsram.com/files/sheet/slbt-biodynamic_tbd_slbt-bd-f-b5-73-18-40-by01-phase1.pdf
https://catalog.tungsram.com/files/sheet/slbt-biodynamic_tbd_slbt-bd-f-b2-73-18-40-by01-phase3.pdf
https://catalog.tungsram.com/files/sheet/slbt-biodynamic_tbd_slbt-bd-f-b2-73-18-40-by01-phase2.pdf
https://catalog.tungsram.com/files/sheet/slbt-biodynamic_tbd_slbt-bd-f-b2-73-18-40-by01-phase1.pdf
https://catalog.tungsram.com/files/sheet/slbt-biodynamic_tbd_slbt-bd-f-b1-73-18-40-by01-phase3.pdf
https://catalog.tungsram.com/files/sheet/slbt-biodynamic_tbd_slbt-bd-f-b1-73-18-40-by01-phase2.pdf
https://catalog.tungsram.com/files/sheet/slbt-biodynamic_tbd_slbt-bd-f-b1-73-18-40-by01-phase1.pdf
https://catalog.tungsram.com/files/sheet/powergear_powergear_please-look-the-all-datasheets-under-the-product-image.pdf
https://catalog.tungsram.com/files/sheet/pir-sensor_93118920_pir-sensor.pdf
https://catalog.tungsram.com/files/sheet/alix_tbd_alix-3-f-afn-140-5.pdf
https://catalog.tungsram.com/files/sheet/alix_tbd_alix-3-f-sns-140-5.pdf
https://catalog.tungsram.com/files/sheet/alix_tbd_alix-3-f-swf-140-5.pdf
https://catalog.tungsram.com/files/sheet/alix_tbd_alix-3-f-aef-140-5.pdf
https://catalog.tungsram.com/files/sheet/alix_tbd_alix-3-f-an-140-5.pdf
https://catalog.tungsram.com/files/sheet/alix_tbd_alix-3-f-af-140-5.pdf
https://catalog.tungsram.com/files/sheet/alix_tbd_alix-3-f-aw-140-5.pdf
https://catalog.tungsram.com/files/sheet/alix_tbd_alix-3-f-afn-140-4.pdf
https://catalog.tungsram.com/files/sheet/alix_tbd_alix-3-f-sns-140-4.pdf
https://catalog.tungsram.com/files/sheet/alix_tbd_alix-3-f-swf-140-4.pdf
https://catalog.tungsram.com/files/sheet/alix_tbd_alix-3-f-aef-140-4.pdf
https://catalog.tungsram.com/files/sheet/alix_tbd_alix-3-f-an-140-4.pdf
https://catalog.tungsram.com/files/sheet/alix_tbd_alix-3-f-af-140-4.pdf
https://catalog.tungsram.com/files/sheet/alix_tbd_alix-3-f-aw-140-4.pdf
https://catalog.tungsram.com/files/sheet/alix_tbd_alix-3-f-afn-140-3.pdf
https://catalog.tungsram.com/files/sheet/alix_tbd_alix-3-f-sns-140-3.pdf
https://catalog.tungsram.com/files/sheet/alix_tbd_alix-3-f-swf-140-3.pdf
https://catalog.tungsram.com/files/sheet/alix_tbd_alix-3-f-aef-140-3.pdf
https://catalog.tungsram.com/files/sheet/alix_tbd_alix-3-f-an-140-3.pdf
https://catalog.tungsram.com/files/sheet/alix_tbd_alix-3-f-af-140-3.pdf
https://catalog.tungsram.com/files/sheet/alix_tbd_alix-3-f-aw-140-3.pdf
https://catalog.tungsram.com/files/sheet/alix_tbd_alix-3-f-afn-100-5.pdf
https://catalog.tungsram.com/files/sheet/alix_tbd_alix-3-f-sns-100-5.pdf
https://catalog.tungsram.com/files/sheet/alix_tbd_alix-3-f-swf-100-5.pdf
https://catalog.tungsram.com/files/sheet/alix_tbd_alix-3-f-aef-100-5.pdf
https://catalog.tungsram.com/files/sheet/alix_tbd_alix-3-f-an-100-5.pdf
https://catalog.tungsram.com/files/sheet/alix_tbd_alix-3-f-af-100-5.pdf
https://catalog.tungsram.com/files/sheet/alix_tbd_alix-3-f-aw-100-5.pdf
https://catalog.tungsram.com/files/sheet/alix_tbd_alix-3-f-afn-100-4.pdf
https://catalog.tungsram.com/files/sheet/alix_tbd_alix-3-f-sns-100-4.pdf
https://catalog.tungsram.com/files/sheet/alix_tbd_alix-3-f-swf-100-4.pdf
https://catalog.tungsram.com/files/sheet/alix_tbd_alix-3-f-aef-100-4.pdf
https://catalog.tungsram.com/files/sheet/alix_tbd_alix-3-f-an-100-4.pdf
https://catalog.tungsram.com/files/sheet/alix_tbd_alix-3-f-af-100-4.pdf
https://catalog.tungsram.com/files/sheet/alix_tbd_alix-3-f-aw-100-4.pdf
https://catalog.tungsram.com/files/sheet/alix_tbd_alix-3-f-afn-100-3.pdf
https://catalog.tungsram.com/files/sheet/alix_tbd_alix-3-f-sns-100-3.pdf
https://catalog.tungsram.com/files/sheet/alix_tbd_alix-3-f-swf-100-3.pdf
https://catalog.tungsram.com/files/sheet/alix_tbd_alix-3-f-aef-100-3.pdf
https://catalog.tungsram.com/files/sheet/alix_tbd_alix-3-f-an-100-3.pdf
https://catalog.tungsram.com/files/sheet/alix_tbd_alix-3-f-af-100-3.pdf
https://catalog.tungsram.com/files/sheet/alix_tbd_alix-3-f-aw-100-3.pdf
https://catalog.tungsram.com/files/sheet/alix_tbd_alix-3-f-sns-70-5.pdf
https://catalog.tungsram.com/files/sheet/alix_tbd_alix-3-f-swf-70-5.pdf
https://catalog.tungsram.com/files/sheet/alix_tbd_alix-3-f-aef-70-5.pdf
https://catalog.tungsram.com/files/sheet/alix_tbd_alix-3-f-an-70-5.pdf
https://catalog.tungsram.com/files/sheet/alix_tbd_alix-3-f-af-70-5.pdf
https://catalog.tungsram.com/files/sheet/alix_tbd_alix-3-f-aw-70-5.pdf
https://catalog.tungsram.com/files/sheet/alix_tbd_alix-3-f-sns-70-4.pdf
https://catalog.tungsram.com/files/sheet/alix_tbd_alix-3-f-swf-70-4.pdf
https://catalog.tungsram.com/files/sheet/alix_tbd_alix-3-f-aef-70-4.pdf
https://catalog.tungsram.com/files/sheet/alix_tbd_alix-3-f-an-70-4.pdf
https://catalog.tungsram.com/files/sheet/alix_tbd_alix-3-f-af-70-4.pdf
https://catalog.tungsram.com/files/sheet/alix_tbd_alix-3-f-aw-70-4.pdf
https://catalog.tungsram.com/files/sheet/alix_tbd_alix-3-f-sns-70-3.pdf
https://catalog.tungsram.com/files/sheet/alix_tbd_alix-3-f-swf-70-3.pdf
https://catalog.tungsram.com/files/sheet/alix_tbd_alix-3-f-aef-70-3.pdf
https://catalog.tungsram.com/files/sheet/alix_tbd_alix-3-f-an-70-3.pdf
https://catalog.tungsram.com/files/sheet/alix_tbd_alix-3-f-af-70-3.pdf
https://catalog.tungsram.com/files/sheet/alix_tbd_alix-3-f-aw-70-3.pdf
https://catalog.tungsram.com/files/sheet/alix_tbd_alix-3-f-sns-50-5.pdf
https://catalog.tungsram.com/files/sheet/alix_tbd_alix-3-f-swf-50-5.pdf
https://catalog.tungsram.com/files/sheet/alix_tbd_alix-3-f-aef-50-5.pdf
https://catalog.tungsram.com/files/sheet/alix_tbd_alix-3-f-an-50-5.pdf
https://catalog.tungsram.com/files/sheet/alix_tbd_alix-3-f-af-50-5.pdf
https://catalog.tungsram.com/files/sheet/alix_tbd_alix-3-f-aw-50-5.pdf
https://catalog.tungsram.com/files/sheet/alix_tbd_alix-3-f-sns-50-4.pdf
https://catalog.tungsram.com/files/sheet/alix_tbd_alix-3-f-swf-50-4.pdf
https://catalog.tungsram.com/files/sheet/alix_tbd_alix-3-f-aef-50-4.pdf
https://catalog.tungsram.com/files/sheet/alix_tbd_alix-3-f-an-50-4.pdf
https://catalog.tungsram.com/files/sheet/alix_tbd_alix-3-f-af-50-4.pdf
https://catalog.tungsram.com/files/sheet/alix_tbd_alix-3-f-aw-50-4.pdf
https://catalog.tungsram.com/files/sheet/alix_tbd_alix-3-f-sns-50-3.pdf
https://catalog.tungsram.com/files/sheet/alix_tbd_alix-3-f-swf-50-3.pdf
https://catalog.tungsram.com/files/sheet/alix_tbd_alix-3-f-aef-50-3.pdf
https://catalog.tungsram.com/files/sheet/alix_tbd_alix-3-f-an-50-3.pdf
https://catalog.tungsram.com/files/sheet/alix_tbd_alix-3-f-af-50-3.pdf
https://catalog.tungsram.com/files/sheet/alix_tbd_alix-3-f-aw-50-3.pdf
https://catalog.tungsram.com/files/sheet/alix_tbd_alix-3-f-sns-32-5.pdf
https://catalog.tungsram.com/files/sheet/alix_tbd_alix-3-f-swf-32-5.pdf
https://catalog.tungsram.com/files/sheet/alix_tbd_alix-3-f-aef-32-5.pdf
https://catalog.tungsram.com/files/sheet/alix_tbd_alix-3-f-an-32-5.pdf
https://catalog.tungsram.com/files/sheet/alix_tbd_alix-3-f-af-32-5.pdf
https://catalog.tungsram.com/files/sheet/alix_tbd_alix-3-f-aw-32-5.pdf
https://catalog.tungsram.com/files/sheet/alix_tbd_alix-3-f-sns-32-4.pdf
https://catalog.tungsram.com/files/sheet/alix_tbd_alix-3-f-swf-32-4.pdf
https://catalog.tungsram.com/files/sheet/alix_tbd_alix-3-f-aef-32-4.pdf
https://catalog.tungsram.com/files/sheet/alix_tbd_alix-3-f-an-32-4.pdf
https://catalog.tungsram.com/files/sheet/alix_tbd_alix-3-f-af-32-4.pdf
https://catalog.tungsram.com/files/sheet/alix_tbd_alix-3-f-aw-32-4.pdf
https://catalog.tungsram.com/files/sheet/alix_tbd_alix-3-f-sns-32-3.pdf
https://catalog.tungsram.com/files/sheet/alix_tbd_alix-3-f-swf-32-3.pdf
https://catalog.tungsram.com/files/sheet/alix_tbd_alix-3-f-aef-32-3.pdf
https://catalog.tungsram.com/files/sheet/alix_tbd_alix-3-f-an-32-3.pdf
https://catalog.tungsram.com/files/sheet/alix_tbd_alix-3-f-af-32-3.pdf
https://catalog.tungsram.com/files/sheet/alix_tbd_alix-3-f-aw-32-3.pdf
https://catalog.tungsram.com/files/sheet/cob-downlight-ip54_93117197_led-dlr-g1-10w-840-s-36d-w.pdf
https://catalog.tungsram.com/files/sheet/cob-downlight-ip54_93118390_led-dlr-g1-23w-830-d-55d-w.pdf
https://catalog.tungsram.com/files/sheet/cob-downlight-ip54_93117925_led-dlr-g1-18w-830-s-55d-black.pdf
https://catalog.tungsram.com/files/sheet/cob-downlight-ip54_93117946_led-dlr-g1-18w-840-s-55d-b-200-sb.pdf
https://catalog.tungsram.com/files/sheet/cob-downlight-ip54_93117723_led-dlr-g1-18w-840-s-55d-w-200-sb.pdf
https://catalog.tungsram.com/files/sheet/cob-downlight-ip54_93113201_led-dlr-g1-33w-840-s-55d-w.pdf
https://catalog.tungsram.com/files/sheet/cob-downlight-ip54_93113200_led-dlr-g1-33w-830-s-55d-w.pdf
https://catalog.tungsram.com/files/sheet/cob-downlight-ip54_93113199_led-dlr-g1-23w-840-s-55d-w.pdf
https://catalog.tungsram.com/files/sheet/cob-downlight-ip54_93113198_led-dlr-g1-23w-830-s-55d-w.pdf
https://catalog.tungsram.com/files/sheet/cob-downlight-ip54_93113197_led-dlr-g1-18w-840-s-55d-w.pdf
https://catalog.tungsram.com/files/sheet/cob-downlight-ip54_93113196_led-dlr-g1-18w-830-s-55d-w.pdf
https://catalog.tungsram.com/files/sheet/cob-downlight-ip54_93116546_led-dlr-g1-14w-830-s-55d-black.pdf
https://catalog.tungsram.com/files/sheet/cob-downlight-ip54_93116545_led-dlr-g1-14w-830-s-55d-r9010.pdf
https://catalog.tungsram.com/files/sheet/cob-downlight-ip54_93117198_led-dlr-g1-10w-840-s-36d-g.pdf
https://catalog.tungsram.com/files/sheet/tung-panel-value_93118463_tung-panel-s-2x2-s-40w-865-22-ds.pdf
https://catalog.tungsram.com/files/sheet/tung-panel-value_93118755_tung-panel-e-2x2-s-40w-840-ds.pdf
https://catalog.tungsram.com/files/sheet/tung-panel-value_93117956_tung-panel-e-2x2-s-36w-840-ds.pdf
https://catalog.tungsram.com/files/sheet/tung-panel-value_93118707_tung-panel-e-1x4-s-36w-840-19.pdf
https://catalog.tungsram.com/files/sheet/tung-panel-value_93118706_tung-panel-e-1x4-s-36w-830-19.pdf
https://catalog.tungsram.com/files/sheet/tung-panel-value_93118675_tung-panel-e-2x2-s-36w-865-19.pdf
https://catalog.tungsram.com/files/sheet/tung-panel-value_93118674_tung-panel-e-2x2-s-36w-840-19.pdf
https://catalog.tungsram.com/files/sheet/tung-panel-value_93118673_tung-panel-e-2x2-s-36w-830-19.pdf
https://catalog.tungsram.com/files/sheet/explosion-proof-zone-2_tbd_kez2-ip67-g1-6600-5k90-l6-fx-st-pc.pdf
https://catalog.tungsram.com/files/sheet/explosion-proof-zone-2_tbd_kez2-ip67-g1-6600-5k80-l6-fx-st-pc.pdf
https://catalog.tungsram.com/files/sheet/explosion-proof-zone-2_tbd_kez2-ip67-g1-5200-5k90-l6-fx-st-pc.pdf
https://catalog.tungsram.com/files/sheet/explosion-proof-zone-2_tbd_kez2-ip67-g1-5200-5k80-l6-fx-st-pc.pdf
https://catalog.tungsram.com/files/sheet/explosion-proof-zone-2_tbd_kez2-ip67-g1-4000-5k90-l6-fx-st-pc.pdf
https://catalog.tungsram.com/files/sheet/explosion-proof-zone-2_tbd_kez2-ip67-g1-4000-5k80-l6-fx-st-pc.pdf
https://catalog.tungsram.com/files/sheet/explosion-proof-zone-2_tbd_kez2-ip67-g1-3000-5k90-l6-fx-st-pc.pdf
https://catalog.tungsram.com/files/sheet/explosion-proof-zone-2_tbd_kez2-ip67-g1-3000-5k80-l6-fx-st-pc.pdf
https://catalog.tungsram.com/files/sheet/explosion-proof-zone-2_tbd_kez2-ip67-g1-6600-4k90-l6-fx-st-pc.pdf
https://catalog.tungsram.com/files/sheet/explosion-proof-zone-2_tbd_kez2-ip67-g1-6600-4k80-l6-fx-st-pc.pdf
https://catalog.tungsram.com/files/sheet/explosion-proof-zone-2_tbd_kez2-ip67-g1-5200-4k90-l6-fx-st-pc.pdf
https://catalog.tungsram.com/files/sheet/explosion-proof-zone-2_tbd_kez2-ip67-g1-5200-4k80-l6-fx-st-pc.pdf
https://catalog.tungsram.com/files/sheet/explosion-proof-zone-2_tbd_kez2-p67-g1-4000-4k90-l6-fx-st-pc.pdf
https://catalog.tungsram.com/files/sheet/explosion-proof-zone-2_tbd_kez2-ip67-g1-4000-4k80-l6-fx-st-pc.pdf
https://catalog.tungsram.com/files/sheet/explosion-proof-zone-2_tbd_kez2-ip67-g1-3000-4k90-l6-fx-st-pc.pdf
https://catalog.tungsram.com/files/sheet/explosion-proof-zone-2_tbd_kez2-ip67-g1-3000-4k80-l6-fx-st-pc.pdf
https://catalog.tungsram.com/files/sheet/explosion-proof-zone-2_tbd_kez2-ip67-g1-6600-3k90-l6-fx-st-pc.pdf
https://catalog.tungsram.com/files/sheet/explosion-proof-zone-2_tbd_kez2-ip67-g1-6600-3k80-l6-fx-st-pc.pdf
https://catalog.tungsram.com/files/sheet/explosion-proof-zone-2_tbd_kez2-ip67-g1-5200-3k90-l6-fx-st-pc.pdf
https://catalog.tungsram.com/files/sheet/explosion-proof-zone-2_tbd_kez2-ip67-g1-5200-3k80-l6-fx-st-pc.pdf
https://catalog.tungsram.com/files/sheet/explosion-proof-zone-2_tbd_kez2-ip67-g1-4000-3k90-l6-fx-st-pc.pdf
https://catalog.tungsram.com/files/sheet/explosion-proof-zone-2_tbd_kez2-ip67-g1-4000-3k80-l6-fx-st-pc.pdf
https://catalog.tungsram.com/files/sheet/explosion-proof-zone-2_tbd_kez2-ip67-g1-3000-3k90-l6-fx-st-pc.pdf
https://catalog.tungsram.com/files/sheet/explosion-proof-zone-2_tbd_kez2-ip67-g1-3000-3k80-l6-fx-st-pc.pdf
https://catalog.tungsram.com/files/sheet/explosion-proof-zone-2_tbd_kez2-ip67-g1-6600-5k90-l9-fx-st-pc.pdf
https://catalog.tungsram.com/files/sheet/explosion-proof-zone-2_tbd_kez2-ip67-g1-6600-5k80-l9-fx-st-pc.pdf
https://catalog.tungsram.com/files/sheet/explosion-proof-zone-2_tbd_kez2-ip67-g1-5200-5k90-l9-fx-st-pc.pdf
https://catalog.tungsram.com/files/sheet/explosion-proof-zone-2_tbd_kez2-ip67-g1-5200-5k80-l9-fx-st-pc.pdf
https://catalog.tungsram.com/files/sheet/explosion-proof-zone-2_tbd_kez2-ip67-g1-4000-5k90-l9-fx-st-pc.pdf
https://catalog.tungsram.com/files/sheet/explosion-proof-zone-2_tbd_kez2-ip67-g1-4000-5k80-l9-fx-st-pc.pdf
https://catalog.tungsram.com/files/sheet/explosion-proof-zone-2_tbd_kez2-ip67-g1-3000-5k90-l9-fx-st-pc.pdf
https://catalog.tungsram.com/files/sheet/explosion-proof-zone-2_tbd_kez2-ip67-g1-3000-5k80-l9-fx-st-pc.pdf
https://catalog.tungsram.com/files/sheet/explosion-proof-zone-2_tbd_kez2-ip67-g1-6600-4k90-l9-fx-st-pc.pdf
https://catalog.tungsram.com/files/sheet/explosion-proof-zone-2_tbd_kez2-ip67-g1-6600-4k80-l9-fx-st-pc.pdf
https://catalog.tungsram.com/files/sheet/explosion-proof-zone-2_tbd_kez2-ip67-g1-5200-4k90-l9-fx-st-pc.pdf
https://catalog.tungsram.com/files/sheet/explosion-proof-zone-2_tbd_kez2-ip67-g1-5200-4k80-l9-fx-st-pc.pdf
https://catalog.tungsram.com/files/sheet/explosion-proof-zone-2_tbd_kez2-ip67-g1-4000-4k90-l9-fx-st-pc.pdf
https://catalog.tungsram.com/files/sheet/explosion-proof-zone-2_tbd_kez2-ip67-g1-4000-4k80-l9-fx-st-pc.pdf
https://catalog.tungsram.com/files/sheet/explosion-proof-zone-2_tbd_kez2-ip67-g1-3000-4k90-l9-fx-st-pc.pdf
https://catalog.tungsram.com/files/sheet/explosion-proof-zone-2_tbd_kez2-ip67-g1-3000-4k80-l9-fx-st-pc.pdf
https://catalog.tungsram.com/files/sheet/explosion-proof-zone-2_tbd_kez2-ip67-g1-6600-3k90-l9-fx-st-pc.pdf
https://catalog.tungsram.com/files/sheet/explosion-proof-zone-2_tbd_kez2-ip67-g1-6600-3k80-l9-fx-st-pc.pdf
https://catalog.tungsram.com/files/sheet/explosion-proof-zone-2_tbd_kez2-ip67-g1-5200-3k90-l9-fx-st-pc.pdf
https://catalog.tungsram.com/files/sheet/explosion-proof-zone-2_tbd_kez2-ip67-g1-5200-3k80-l9-fx-st-pc.pdf
https://catalog.tungsram.com/files/sheet/explosion-proof-zone-2_tbd_kez2-ip67-g1-4000-3k90-l9-fx-st-pc.pdf
https://catalog.tungsram.com/files/sheet/explosion-proof-zone-2_tbd_kez2-ip67-g1-4000-3k80-l9-fx-st-pc.pdf
https://catalog.tungsram.com/files/sheet/explosion-proof-zone-2_tbd_kez2-ip67-g1-3000-3k90-l9-fx-st-pc.pdf
https://catalog.tungsram.com/files/sheet/explosion-proof-zone-2_tbd_kez2-ip67-g1-3000-3k80-l9-fx-st-pc.pdf
https://catalog.tungsram.com/files/sheet/explosion-proof-zone-1_tbd_kez1-ip67-g1-6600-5k90-l6-fx-st-pc.pdf
https://catalog.tungsram.com/files/sheet/explosion-proof-zone-1_tbd_kez1-ip67-g1-6600-5k80-l6-fx-st-pc.pdf
https://catalog.tungsram.com/files/sheet/explosion-proof-zone-1_tbd_kez1-ip67-g1-5200-5k90-l6-fx-st-pc.pdf
https://catalog.tungsram.com/files/sheet/explosion-proof-zone-1_tbd_kez1-ip67-g1-5200-5k80-l6-fx-st-pc.pdf
https://catalog.tungsram.com/files/sheet/explosion-proof-zone-1_tbd_kez1-ip67-g1-4000-5k90-l6-fx-st-pc.pdf
https://catalog.tungsram.com/files/sheet/explosion-proof-zone-1_tbd_kez1-ip67-g1-4000-5k80-l6-fx-st-pc.pdf
https://catalog.tungsram.com/files/sheet/explosion-proof-zone-1_tbd_kez1-ip67-g1-3000-5k90-l6-fx-st-pc.pdf
https://catalog.tungsram.com/files/sheet/explosion-proof-zone-1_tbd_kez1-ip67-g1-3000-5k80-l6-fx-st-pc.pdf
https://catalog.tungsram.com/files/sheet/explosion-proof-zone-1_tbd_kez1-ip67-g1-6600-4k90-l6-fx-st-pc.pdf
https://catalog.tungsram.com/files/sheet/explosion-proof-zone-1_tbd_kez1-ip67-g1-6600-4k80-l6-fx-st-pc.pdf
https://catalog.tungsram.com/files/sheet/explosion-proof-zone-1_tbd_kez1-ip67-g1-5200-4k90-l6-fx-st-pc.pdf
https://catalog.tungsram.com/files/sheet/explosion-proof-zone-1_tbd_kez1-ip67-g1-5200-4k80-l6-fx-st-pc.pdf
https://catalog.tungsram.com/files/sheet/explosion-proof-zone-1_tbd_kez1-ip67-g1-4000-4k90-l6-fx-st-pc.pdf
https://catalog.tungsram.com/files/sheet/explosion-proof-zone-1_tbd_kez1-ip67-g1-4000-4k80-l6-fx-st-pc.pdf
https://catalog.tungsram.com/files/sheet/explosion-proof-zone-1_tbd_kez1-ip67-g1-3000-4k90-l6-fx-st-pc.pdf
https://catalog.tungsram.com/files/sheet/explosion-proof-zone-1_tbd_kez1-ip67-g1-3000-4k80-l6-fx-st-pc.pdf
https://catalog.tungsram.com/files/sheet/explosion-proof-zone-1_tbd_kez1-ip67-g1-6600-3k90-l6-fx-st-pc.pdf
https://catalog.tungsram.com/files/sheet/explosion-proof-zone-1_tbd_kez1-ip67-g1-6600-3k80-l6-fx-st-pc.pdf
https://catalog.tungsram.com/files/sheet/explosion-proof-zone-1_tbd_kez1-ip67-g1-5200-3k90-l6-fx-st-pc.pdf
https://catalog.tungsram.com/files/sheet/explosion-proof-zone-1_tbd_kez1-ip67-g1-5200-3k80-l6-fx-st-pc.pdf
https://catalog.tungsram.com/files/sheet/explosion-proof-zone-1_tbd_kez1-ip67-g1-4000-3k90-l6-fx-st-pc.pdf
https://catalog.tungsram.com/files/sheet/explosion-proof-zone-1_tbd_kez1-ip67-g1-4000-3k80-l6-fx-st-pc.pdf
https://catalog.tungsram.com/files/sheet/explosion-proof-zone-1_tbd_kez1-ip67-g1-3000-3k90-l6-fx-st-pc.pdf
https://catalog.tungsram.com/files/sheet/explosion-proof-zone-1_tbd_kez1-ip67-g1-3000-3k80-l6-fx-st-pc.pdf
https://catalog.tungsram.com/files/sheet/explosion-proof-zone-1_tbd_kez1-ip67-g1-6600-5k90-l9-fx-st-pc.pdf
https://catalog.tungsram.com/files/sheet/explosion-proof-zone-1_tbd_kez1-ip67-g1-6600-5k80-l9-fx-st-pc.pdf
https://catalog.tungsram.com/files/sheet/explosion-proof-zone-1_tbd_kez1-ip67-g1-5200-5k90-l9-fx-st-pc.pdf
https://catalog.tungsram.com/files/sheet/explosion-proof-zone-1_tbd_kez1-ip67-g1-5200-5k80-l9-fx-st-pc.pdf
https://catalog.tungsram.com/files/sheet/explosion-proof-zone-1_tbd_kez1-ip67-g1-4000-5k90-l9-fx-st-pc.pdf
https://catalog.tungsram.com/files/sheet/explosion-proof-zone-1_tbd_kez1-ip67-g1-4000-5k80-l9-fx-st-pc.pdf
https://catalog.tungsram.com/files/sheet/explosion-proof-zone-1_tbd_kez1-ip67-g1-3000-5k90-l9-fx-st-pc.pdf
https://catalog.tungsram.com/files/sheet/explosion-proof-zone-1_tbd_kez1-ip67-g1-3000-5k80-l9-fx-st-pc.pdf
https://catalog.tungsram.com/files/sheet/explosion-proof-zone-1_tbd_kez1-ip67-g1-6600-4k90-l9-fx-st-pc.pdf
https://catalog.tungsram.com/files/sheet/explosion-proof-zone-1_tbd_kez1-ip67-g1-6600-4k80-l9-fx-st-pc.pdf
https://catalog.tungsram.com/files/sheet/explosion-proof-zone-1_tbd_kez1-ip67-g1-5200-4k90-l9-fx-st-pc.pdf
https://catalog.tungsram.com/files/sheet/explosion-proof-zone-1_tbd_kez1-ip67-g1-5200-4k80-l9-fx-st-pc.pdf
https://catalog.tungsram.com/files/sheet/explosion-proof-zone-1_tbd_kez1-ip67-g1-4000-4k90-l9-fx-st-pc.pdf
https://catalog.tungsram.com/files/sheet/explosion-proof-zone-1_tbd_kez1-ip67-g1-4000-4k80-l9-fx-st-pc.pdf
https://catalog.tungsram.com/files/sheet/explosion-proof-zone-1_tbd_kez1-ip67-g1-3000-4k90-l9-fx-st-pc.pdf
https://catalog.tungsram.com/files/sheet/explosion-proof-zone-1_tbd_kez1-ip67-g1-3000-4k80-l9-fx-st-pc.pdf
https://catalog.tungsram.com/files/sheet/explosion-proof-zone-1_tbd_kez1-ip67-g1-6600-3k90-l9-fx-st-pc.pdf
https://catalog.tungsram.com/files/sheet/explosion-proof-zone-1_tbd_kez1-ip67-g1-6600-3k80-l9-fx-st-pc.pdf
https://catalog.tungsram.com/files/sheet/explosion-proof-zone-1_tbd_kez1-ip67-g1-5200-3k90-l9-fx-st-pc.pdf
https://catalog.tungsram.com/files/sheet/explosion-proof-zone-1_tbd_kez1-ip67-g1-5200-3k80-l9-fx-st-pc.pdf
https://catalog.tungsram.com/files/sheet/explosion-proof-zone-1_tbd_kez1-ip67-g1-4000-3k90-l9-fx-st-pc.pdf
https://catalog.tungsram.com/files/sheet/explosion-proof-zone-1_tbd_kez1-ip67-g1-4000-3k80-l9-fx-st-pc.pdf
https://catalog.tungsram.com/files/sheet/explosion-proof-zone-1_tbd_kez1-ip67-g1-3000-3k90-l9-fx-st-pc.pdf
https://catalog.tungsram.com/files/sheet/explosion-proof-zone-1_tbd_kez1-ip67-g1-3000-3k80-l9-fx-st-pc.pdf
https://catalog.tungsram.com/files/sheet/floodlight_93118617_led-flood-g1-tu-s-50w-840-sy-st-bdd.pdf
https://catalog.tungsram.com/files/sheet/floodlight_93118616_led-flood-g1-tu-s-30w-840-sy-st-bdd.pdf
https://catalog.tungsram.com/files/sheet/floodlight_93118605_led-flood-g1-tu-s-20w-840-sy-st-bdd.pdf
https://catalog.tungsram.com/files/sheet/tracklight-lux_93117896_led-track-spot-lux-940-36w-d-25d-bk.pdf
https://catalog.tungsram.com/files/sheet/tracklight-lux_93117895_led-track-spot-lux-940-36w-d-25d-wt.pdf
https://catalog.tungsram.com/files/sheet/tracklight-lux_93117894_led-track-spot-lux-930-36w-d-25d-bk.pdf
https://catalog.tungsram.com/files/sheet/tracklight-lux_93117893_led-track-spot-lux-930-36w-d-25d-wt.pdf
https://catalog.tungsram.com/files/sheet/tracklight-lux_93117892_led-track-spot-lux-940-22w-d-25d-bk.pdf
https://catalog.tungsram.com/files/sheet/tracklight-lux_93117891_led-track-spot-lux-940-22w-d-25d-wt.pdf
https://catalog.tungsram.com/files/sheet/tracklight-lux_93117890_led-track-spot-lux-930-22w-d-25d-bk.pdf
https://catalog.tungsram.com/files/sheet/tracklight-lux_93117889_led-track-spot-lux-930-22w-d-25d-wt.pdf
https://catalog.tungsram.com/files/sheet/camila_93117320_tu-camila-g1-s-75w-840-s-st-se-r9006.pdf
https://catalog.tungsram.com/files/sheet/camila_93117319_tu-camila-g1-s-75w-840-s-st-p2-r9006.pdf
https://catalog.tungsram.com/files/sheet/camila_93117318_tu-camila-g1-s-75w-840-s-st-p1-r9006.pdf
https://catalog.tungsram.com/files/sheet/camila_93117317_tu-camila-g1-a-75w-840-s-st-se-r9006.pdf
https://catalog.tungsram.com/files/sheet/camila_93117316_tu-camila-g1-a-75w-840-s-st-p2-r9006.pdf
https://catalog.tungsram.com/files/sheet/camila_93117315_tu-camila-g1-a-75w-840-s-st-p1-r9006.pdf
https://catalog.tungsram.com/files/sheet/camila_93117314_tu-camila-g1-s-75w-830-s-st-se-r9006.pdf
https://catalog.tungsram.com/files/sheet/camila_93117313_tu-camila-g1-s-75w-830-s-st-p2-r9006.pdf
https://catalog.tungsram.com/files/sheet/camila_93117312_tu-camila-g1-s-75w-830-s-st-p1-r9006.pdf
https://catalog.tungsram.com/files/sheet/camila_93117311_tu-camila-g1-a-75w-830-s-st-se-r9006.pdf
https://catalog.tungsram.com/files/sheet/camila_93117310_tu-camila-g1-a-75w-830-s-st-p2-r9006.pdf
https://catalog.tungsram.com/files/sheet/camila_93117309_tu-camila-g1-a-75w-830-s-st-p1-r9006.pdf
https://catalog.tungsram.com/files/sheet/camila_93117308_tu-camila-g1-s-75w-827-s-st-se-r9006.pdf
https://catalog.tungsram.com/files/sheet/camila_93117307_tu-camila-g1-s-75w-827-s-st-p2-r9006.pdf
https://catalog.tungsram.com/files/sheet/camila_93117306_tu-camila-g1-s-75w-827-s-st-p1-r9006.pdf
https://catalog.tungsram.com/files/sheet/camila_93117305_tu-camila-g1-a-75w-827-s-st-se-r9006.pdf
https://catalog.tungsram.com/files/sheet/camila_93117304_tu-camila-g1-a-75w-827-s-st-p2-r9006.pdf
https://catalog.tungsram.com/files/sheet/camila_93117303_tu-camila-g1-a-75w-827-s-st-p1-r9006.pdf
https://catalog.tungsram.com/files/sheet/camila_93117302_tu-camila-g1-s-50w-840-s-st-se-r9006.pdf
https://catalog.tungsram.com/files/sheet/camila_93117301_tu-camila-g1-s-50w-840-s-st-p2-r9006.pdf
https://catalog.tungsram.com/files/sheet/camila_93117300_tu-camila-g1-s-50w-840-s-st-p1-r9006.pdf
https://catalog.tungsram.com/files/sheet/camila_93117299_tu-camila-g1-a-50w-840-s-st-se-r9006.pdf
https://catalog.tungsram.com/files/sheet/camila_93117298_tu-camila-g1-a-50w-840-s-st-p2-r9006.pdf
https://catalog.tungsram.com/files/sheet/camila_93117297_tu-camila-g1-a-50w-840-s-st-p1-r9006.pdf
https://catalog.tungsram.com/files/sheet/camila_93117296_tu-camila-g1-s-50w-830-s-st-se-r9006.pdf
https://catalog.tungsram.com/files/sheet/camila_93117295_tu-camila-g1-s-50w-830-s-st-p2-r9006.pdf
https://catalog.tungsram.com/files/sheet/camila_93117294_tu-camila-g1-s-50w-830-s-st-p1-r9006.pdf
https://catalog.tungsram.com/files/sheet/camila_93117293_tu-camila-g1-a-50w-830-s-st-se-r9006.pdf
https://catalog.tungsram.com/files/sheet/camila_93117292_tu-camila-g1-a-50w-830-s-st-p2-r9006.pdf
https://catalog.tungsram.com/files/sheet/camila_93117291_tu-camila-g1-a-50w-830-s-st-p1-r9006.pdf
https://catalog.tungsram.com/files/sheet/camila_93117290_tu-camila-g1-s-50w-827-s-st-se-r9006.pdf
https://catalog.tungsram.com/files/sheet/camila_93117289_tu-camila-g1-s-50w-827-s-st-p2-r9006.pdf
https://catalog.tungsram.com/files/sheet/camila_93117288_tu-camila-g1-s-50w-827-s-st-p1-r9006.pdf
https://catalog.tungsram.com/files/sheet/camila_93117287_tu-camila-g1-a-50w-827-s-st-se-r9006.pdf
https://catalog.tungsram.com/files/sheet/camila_93117286_tu-camila-g1-a-50w-827-s-st-p2-r9006.pdf
https://catalog.tungsram.com/files/sheet/camila_93117285_tu-camila-g1-a-50w-827-s-st-p1-r9006.pdf
https://catalog.tungsram.com/files/sheet/camila_93117284_tu-camila-g1-s-25w-840-s-st-se-r9006.pdf
https://catalog.tungsram.com/files/sheet/camila_93117283_tu-camila-g1-s-25w-840-s-st-p2-r9006.pdf
https://catalog.tungsram.com/files/sheet/camila_93117282_tu-camila-g1-s-25w-840-s-st-p1-r9006.pdf
https://catalog.tungsram.com/files/sheet/camila_93117281_tu-camila-g1-a-25w-840-s-st-se-r9006.pdf
https://catalog.tungsram.com/files/sheet/camila_93117280_tu-camila-g1-a-25w-840-s-st-p2-r9006.pdf
https://catalog.tungsram.com/files/sheet/camila_93117279_tu-camila-g1-a-25w-840-s-st-p1-r9006.pdf
https://catalog.tungsram.com/files/sheet/camila_93117278_tu-camila-g1-s-25w-830-s-st-se-r9006.pdf
https://catalog.tungsram.com/files/sheet/camila_93117277_tu-camila-g1-s-25w-830-s-st-p2-r9006.pdf
https://catalog.tungsram.com/files/sheet/camila_93117276_tu-camila-g1-s-25w-830-s-st-p1-r9006.pdf
https://catalog.tungsram.com/files/sheet/camila_93117275_tu-camila-g1-a-25w-830-s-st-se-r9006.pdf
https://catalog.tungsram.com/files/sheet/camila_93117274_tu-camila-g1-a-25w-830-s-st-p2-r9006.pdf
https://catalog.tungsram.com/files/sheet/camila_93117273_tu-camila-g1-a-25w-830-s-st-p1-r9006.pdf
https://catalog.tungsram.com/files/sheet/camila_93117272_tu-camila-g1-s-25w-827-s-st-se-r9006.pdf
https://catalog.tungsram.com/files/sheet/camila_93117271_tu-camila-g1-s-25w-827-s-st-p2-r9006.pdf
https://catalog.tungsram.com/files/sheet/camila_93117270_tu-camila-g1-s-25w-827-s-st-p1-r9006.pdf
https://catalog.tungsram.com/files/sheet/camila_93117269_tu-camila-g1-a-25w-827-s-st-se-r9006.pdf
https://catalog.tungsram.com/files/sheet/camila_93117268_tu-camila-g1-a-25w-827-s-st-p2-r9006.pdf
https://catalog.tungsram.com/files/sheet/camila_93117267_tu-camila-g1-a-25w-827-s-st-p1-r9006.pdf
https://catalog.tungsram.com/files/sheet/camila_93117266_tu-camila-g1-s-75w-840-d-st-se-r9006.pdf
https://catalog.tungsram.com/files/sheet/camila_93117265_tu-camila-g1-s-75w-840-d-st-p2-r9006.pdf
https://catalog.tungsram.com/files/sheet/camila_93117264_tu-camila-g1-s-75w-840-d-st-p1-r9006.pdf
https://catalog.tungsram.com/files/sheet/camila_93117263_tu-camila-g1-a-75w-840-d-st-se-r9006.pdf
https://catalog.tungsram.com/files/sheet/camila_93117262_tu-camila-g1-a-75w-840-d-st-p2-r9006.pdf
https://catalog.tungsram.com/files/sheet/camila_93117261_tu-camila-g1-a-75w-840-d-st-p1-r9006.pdf
https://catalog.tungsram.com/files/sheet/camila_93117260_tu-camila-g1-s-75w-830-d-st-se-r9006.pdf
https://catalog.tungsram.com/files/sheet/camila_93117259_tu-camila-g1-s-75w-830-d-st-p2-r9006.pdf
https://catalog.tungsram.com/files/sheet/camila_93117258_tu-camila-g1-s-75w-830-d-st-p1-r9006.pdf
https://catalog.tungsram.com/files/sheet/camila_93117257_tu-camila-g1-a-75w-830-d-st-se-r9006.pdf
https://catalog.tungsram.com/files/sheet/camila_93117256_tu-camila-g1-a-75w-830-d-st-p2-r9006.pdf
https://catalog.tungsram.com/files/sheet/camila_93117255_tu-camila-g1-a-75w-830-d-st-p1-r9006.pdf
https://catalog.tungsram.com/files/sheet/camila_93117254_tu-camila-g1-s-75w-827-d-st-se-r9006.pdf
https://catalog.tungsram.com/files/sheet/camila_93117253_tu-camila-g1-s-75w-827-d-st-p2-r9006.pdf
https://catalog.tungsram.com/files/sheet/camila_93117252_tu-camila-g1-s-75w-827-d-st-p1-r9006.pdf
https://catalog.tungsram.com/files/sheet/camila_93117251_tu-camila-g1-a-75w-827-d-st-se-r9006.pdf
https://catalog.tungsram.com/files/sheet/camila_93117250_tu-camila-g1-a-75w-827-d-st-p2-r9006.pdf
https://catalog.tungsram.com/files/sheet/camila_93117249_tu-camila-g1-a-75w-827-d-st-p1-r9006.pdf
https://catalog.tungsram.com/files/sheet/camila_93117248_tu-camila-g1-s-50w-840-d-st-se-r9006.pdf
https://catalog.tungsram.com/files/sheet/camila_93117247_tu-camila-g1-s-50w-840-d-st-p2-r9006.pdf
https://catalog.tungsram.com/files/sheet/camila_93117246_tu-camila-g1-s-50w-840-d-st-p1-r9006.pdf
https://catalog.tungsram.com/files/sheet/camila_93117245_tu-camila-g1-a-50w-840-d-st-se-r9006.pdf
https://catalog.tungsram.com/files/sheet/camila_93117244_tu-camila-g1-a-50w-840-d-st-p2-r9006.pdf
https://catalog.tungsram.com/files/sheet/camila_93117243_tu-camila-g1-a-50w-840-d-st-p1-r9006.pdf
https://catalog.tungsram.com/files/sheet/camila_93117242_tu-camila-g1-s-50w-830-d-st-se-r9006.pdf
https://catalog.tungsram.com/files/sheet/camila_93117241_tu-camila-g1-s-50w-830-d-st-p2-r9006.pdf
https://catalog.tungsram.com/files/sheet/camila_93117240_tu-camila-g1-s-50w-830-d-st-p1-r9006.pdf
https://catalog.tungsram.com/files/sheet/camila_93117239_tu-camila-g1-a-50w-830-d-st-se-r9006.pdf
https://catalog.tungsram.com/files/sheet/camila_93117238_tu-camila-g1-a-50w-830-d-st-p2-r9006.pdf
https://catalog.tungsram.com/files/sheet/camila_93117237_tu-camila-g1-a-50w-830-d-st-p1-r9006.pdf
https://catalog.tungsram.com/files/sheet/camila_93117236_tu-camila-g1-s-50w-827-d-st-se-r9006.pdf
https://catalog.tungsram.com/files/sheet/camila_93117235_tu-camila-g1-s-50w-827-d-st-p2-r9006.pdf
https://catalog.tungsram.com/files/sheet/camila_93117234_tu-camila-g1-s-50w-827-d-st-p1-r9006.pdf
https://catalog.tungsram.com/files/sheet/camila_93117233_tu-camila-g1-a-50w-827-d-st-se-r9006.pdf
https://catalog.tungsram.com/files/sheet/camila_93117232_tu-camila-g1-a-50w-827-d-st-p2-r9006.pdf
https://catalog.tungsram.com/files/sheet/camila_93117231_tu-camila-g1-a-50w-827-d-st-p1-r9006.pdf
https://catalog.tungsram.com/files/sheet/camila_93117230_tu-camila-g1-s-25w-840-d-st-se-r9006.pdf
https://catalog.tungsram.com/files/sheet/camila_93117229_tu-camila-g1-s-25w-840-d-st-p2-r9006.pdf
https://catalog.tungsram.com/files/sheet/camila_93117228_tu-camila-g1-s-25w-840-d-st-p1-r9006.pdf
https://catalog.tungsram.com/files/sheet/camila_93117227_tu-camila-g1-a-25w-840-d-st-se-r9006.pdf
https://catalog.tungsram.com/files/sheet/camila_93117226_tu-camila-g1-a-25w-840-d-st-p2-r9006.pdf
https://catalog.tungsram.com/files/sheet/camila_93117225_tu-camila-g1-a-25w-840-d-st-p1-r9006.pdf
https://catalog.tungsram.com/files/sheet/camila_93117224_tu-camila-g1-s-25w-830-d-st-se-r9006.pdf
https://catalog.tungsram.com/files/sheet/camila_93117223_tu-camila-g1-s-25w-830-d-st-p2-r9006.pdf
https://catalog.tungsram.com/files/sheet/camila_93117222_tu-camila-g1-s-25w-830-d-st-p1-r9006.pdf
https://catalog.tungsram.com/files/sheet/camila_93117221_tu-camila-g1-a-25w-830-d-st-se-r9006.pdf
https://catalog.tungsram.com/files/sheet/camila_93117220_tu-camila-g1-a-25w-830-d-st-p2-r9006.pdf
https://catalog.tungsram.com/files/sheet/camila_93117219_tu-camila-g1-a-25w-830-d-st-p1-r9006.pdf
https://catalog.tungsram.com/files/sheet/camila_93117218_tu-camila-g1-s-25w-827-d-st-se-r9006.pdf
https://catalog.tungsram.com/files/sheet/camila_93117217_tu-camila-g1-s-25w-827-d-st-p2-r9006.pdf
https://catalog.tungsram.com/files/sheet/camila_93117216_tu-camila-g1-s-25w-827-d-st-p1-r9006.pdf
https://catalog.tungsram.com/files/sheet/camila_93117135_tu-camila-g1-a-25w-827-d-st-se-r9006.pdf
https://catalog.tungsram.com/files/sheet/camila_93117134_tu-camila-g1-a-25w-827-d-st-p2-r9006.pdf
https://catalog.tungsram.com/files/sheet/camila_93117133_tu-camila-g1-a-25w-827-d-st-p1-r9006.pdf
https://catalog.tungsram.com/files/sheet/linear-indirect_93115047_tu-linear-indirect-50w-16-830-d11-st.pdf
https://catalog.tungsram.com/files/sheet/linear-indirect_93115046_tu-linear-indirect-50w-16-830-s11-st.pdf
https://catalog.tungsram.com/files/sheet/linear-indirect_93114765_tu-linear-indirect-40w-16-830-d11-st.pdf
https://catalog.tungsram.com/files/sheet/linear-indirect_93114764_tu-linear-indirect-40w-16-830-s11-st.pdf
https://catalog.tungsram.com/files/sheet/linear-indirect_93114763_tu-linear-indirect-38w-12-830-d11-st.pdf
https://catalog.tungsram.com/files/sheet/linear-indirect_93114762_tu-linear-indirect-38w-12-830-s11-st.pdf
https://catalog.tungsram.com/files/sheet/linear-indirect_93114761_tu-linear-indirect-30w-12-830-d11-st.pdf
https://catalog.tungsram.com/files/sheet/linear-indirect_93114760_tu-linear-indirect-30w-12-830-s11-st.pdf
https://catalog.tungsram.com/files/sheet/inlumino-l_tbd_inl1-40000ggg740.pdf
https://catalog.tungsram.com/files/sheet/inlumino-l_tbd_inl1-40000fff740.pdf
https://catalog.tungsram.com/files/sheet/inlumino-l_tbd_inl1-40000eee740.pdf
https://catalog.tungsram.com/files/sheet/inlumino-l_tbd_inl1-40000ddd740.pdf
https://catalog.tungsram.com/files/sheet/inlumino-l_tbd_inl1-40000ccc740.pdf
https://catalog.tungsram.com/files/sheet/inlumino-l_tbd_inl1-40000bbb740.pdf
https://catalog.tungsram.com/files/sheet/inlumino-l_tbd_inl1-40000aaa740.pdf
https://catalog.tungsram.com/files/sheet/inlumino-l_tbd_inl1-37500ggg740.pdf
https://catalog.tungsram.com/files/sheet/inlumino-l_tbd_inl1-37500fff740.pdf
https://catalog.tungsram.com/files/sheet/inlumino-l_tbd_inl1-37500eee740.pdf
https://catalog.tungsram.com/files/sheet/inlumino-l_tbd_inl1-37500ddd740.pdf
https://catalog.tungsram.com/files/sheet/inlumino-l_tbd_inl1-37500ccc740.pdf
https://catalog.tungsram.com/files/sheet/inlumino-l_tbd_inl1-37500bbb740.pdf
https://catalog.tungsram.com/files/sheet/inlumino-l_tbd_inl1-37500aaa740.pdf
https://catalog.tungsram.com/files/sheet/inlumino-l_tbd_inl1-35000ggg740.pdf
https://catalog.tungsram.com/files/sheet/inlumino-l_tbd_inl1-35000fff740.pdf
https://catalog.tungsram.com/files/sheet/inlumino-l_tbd_inl1-35000eee740.pdf
https://catalog.tungsram.com/files/sheet/inlumino-l_tbd_inl1-35000ddd740.pdf
https://catalog.tungsram.com/files/sheet/inlumino-l_tbd_inl1-35000ccc740.pdf
https://catalog.tungsram.com/files/sheet/inlumino-l_tbd_inl1-35000bbb740.pdf
https://catalog.tungsram.com/files/sheet/inlumino-l_tbd_inl1-35000aaa740.pdf
https://catalog.tungsram.com/files/sheet/inlumino-l_tbd_inl1-32500ggg740.pdf
https://catalog.tungsram.com/files/sheet/inlumino-l_tbd_inl1-32500fff740.pdf
https://catalog.tungsram.com/files/sheet/inlumino-l_tbd_inl1-32500eee740.pdf
https://catalog.tungsram.com/files/sheet/inlumino-l_tbd_inl1-32500ddd740.pdf
https://catalog.tungsram.com/files/sheet/inlumino-l_tbd_inl1-32500ccc740.pdf
https://catalog.tungsram.com/files/sheet/inlumino-l_tbd_inl1-32500bbb740.pdf
https://catalog.tungsram.com/files/sheet/inlumino-l_tbd_inl1-32500aaa740.pdf
https://catalog.tungsram.com/files/sheet/inlumino-l_tbd_inl1-30000ggg740.pdf
https://catalog.tungsram.com/files/sheet/inlumino-l_tbd_inl1-30000fff740.pdf
https://catalog.tungsram.com/files/sheet/inlumino-l_tbd_inl1-30000eee740.pdf
https://catalog.tungsram.com/files/sheet/inlumino-l_tbd_inl1-30000ddd740.pdf
https://catalog.tungsram.com/files/sheet/inlumino-l_tbd_inl1-30000ccc740.pdf
https://catalog.tungsram.com/files/sheet/inlumino-l_tbd_inl1-30000bbb740.pdf
https://catalog.tungsram.com/files/sheet/inlumino-l_tbd_inl1-30000aaa740.pdf
https://catalog.tungsram.com/files/sheet/inlumino-l_tbd_inl1-27500jjj740.pdf
https://catalog.tungsram.com/files/sheet/inlumino-l_tbd_inl1-27500ggg740.pdf
https://catalog.tungsram.com/files/sheet/inlumino-l_tbd_inl1-27500fff740.pdf
https://catalog.tungsram.com/files/sheet/inlumino-l_tbd_inl1-27500eee740.pdf
https://catalog.tungsram.com/files/sheet/inlumino-l_tbd_inl1-27500ddd740.pdf
https://catalog.tungsram.com/files/sheet/inlumino-l_tbd_inl1-27500ccc740.pdf
https://catalog.tungsram.com/files/sheet/inlumino-l_tbd_inl1-27500bbb740.pdf
https://catalog.tungsram.com/files/sheet/inlumino-l_tbd_inl1-27500aaa740.pdf
https://catalog.tungsram.com/files/sheet/inlumino-l_tbd_inl1-25000ggg740.pdf
https://catalog.tungsram.com/files/sheet/inlumino-l_tbd_inl1-25000fff740.pdf
https://catalog.tungsram.com/files/sheet/inlumino-l_tbd_inl1-25000eee740.pdf
https://catalog.tungsram.com/files/sheet/inlumino-l_tbd_inl1-25000ddd740.pdf
https://catalog.tungsram.com/files/sheet/inlumino-l_tbd_inl1-25000ccc740.pdf
https://catalog.tungsram.com/files/sheet/inlumino-l_tbd_inl1-25000bbb740.pdf
https://catalog.tungsram.com/files/sheet/inlumino-l_tbd_inl1-25000aaa740.pdf
https://catalog.tungsram.com/files/sheet/inlumino-m_tbd_inm1-26000ggg740.pdf
https://catalog.tungsram.com/files/sheet/inlumino-m_tbd_inm1-26000fff740.pdf
https://catalog.tungsram.com/files/sheet/inlumino-m_tbd_inm1-26000eee740.pdf
https://catalog.tungsram.com/files/sheet/inlumino-m_tbd_inm1-26000ddd740.pdf
https://catalog.tungsram.com/files/sheet/inlumino-m_tbd_inm1-26000ccc740.pdf
https://catalog.tungsram.com/files/sheet/inlumino-m_tbd_inm1-26000bbb740.pdf
https://catalog.tungsram.com/files/sheet/inlumino-m_tbd_inm1-26000aaa740.pdf
https://catalog.tungsram.com/files/sheet/inlumino-m_tbd_inm1-24000ggg740.pdf
https://catalog.tungsram.com/files/sheet/inlumino-m_tbd_inm1-24000fff740.pdf
https://catalog.tungsram.com/files/sheet/inlumino-m_tbd_inm1-24000eee740.pdf
https://catalog.tungsram.com/files/sheet/inlumino-m_tbd_inm1-24000ddd740.pdf
https://catalog.tungsram.com/files/sheet/inlumino-m_tbd_inm1-24000ccc740.pdf
https://catalog.tungsram.com/files/sheet/inlumino-m_tbd_inm1-24000bbb740.pdf
https://catalog.tungsram.com/files/sheet/inlumino-m_tbd_inm1-24000aaa740.pdf
https://catalog.tungsram.com/files/sheet/inlumino-m_tbd_inm1-22000ggg740.pdf
https://catalog.tungsram.com/files/sheet/inlumino-m_tbd_inm1-22000fff740.pdf
https://catalog.tungsram.com/files/sheet/inlumino-m_tbd_inm1-22000eee740.pdf
https://catalog.tungsram.com/files/sheet/inlumino-m_tbd_inm1-22000ddd740.pdf
https://catalog.tungsram.com/files/sheet/inlumino-m_tbd_inm1-22000ccc740.pdf
https://catalog.tungsram.com/files/sheet/inlumino-m_tbd_inm1-22000bbb740.pdf
https://catalog.tungsram.com/files/sheet/inlumino-m_tbd_inm1-22000aaa740.pdf
https://catalog.tungsram.com/files/sheet/inlumino-m_tbd_inm1-20000ggg740.pdf
https://catalog.tungsram.com/files/sheet/inlumino-m_tbd_inm1-20000fff740.pdf
https://catalog.tungsram.com/files/sheet/inlumino-m_tbd_inm1-20000eee740.pdf
https://catalog.tungsram.com/files/sheet/inlumino-m_tbd_inm1-20000ddd740.pdf
https://catalog.tungsram.com/files/sheet/inlumino-m_tbd_inm1-20000ccc740.pdf
https://catalog.tungsram.com/files/sheet/inlumino-m_tbd_inm1-20000bbb740.pdf
https://catalog.tungsram.com/files/sheet/inlumino-m_tbd_inm1-20000aaa740.pdf
https://catalog.tungsram.com/files/sheet/inlumino-m_tbd_inm1-18000ggg740.pdf
https://catalog.tungsram.com/files/sheet/inlumino-m_tbd_inm1-18000fff740.pdf
https://catalog.tungsram.com/files/sheet/inlumino-m_tbd_inm1-18000eee740.pdf
https://catalog.tungsram.com/files/sheet/inlumino-m_tbd_inm1-18000ddd740.pdf
https://catalog.tungsram.com/files/sheet/inlumino-m_tbd_inm1-18000ccc740.pdf
https://catalog.tungsram.com/files/sheet/inlumino-m_tbd_inm1-18000bbb740.pdf
https://catalog.tungsram.com/files/sheet/inlumino-m_tbd_inm1-18000aaa740.pdf
https://catalog.tungsram.com/files/sheet/inlumino-m_tbd_inm1-16000ggg740.pdf
https://catalog.tungsram.com/files/sheet/inlumino-m_tbd_inm1-16000fff740.pdf
https://catalog.tungsram.com/files/sheet/inlumino-m_tbd_inm1-16000eee740.pdf
https://catalog.tungsram.com/files/sheet/inlumino-m_tbd_inm1-16000ddd740.pdf
https://catalog.tungsram.com/files/sheet/inlumino-m_tbd_inm1-16000ccc740.pdf
https://catalog.tungsram.com/files/sheet/inlumino-m_tbd_inm1-16000bbb740.pdf
https://catalog.tungsram.com/files/sheet/inlumino-m_tbd_inm1-16000aaa740.pdf
https://catalog.tungsram.com/files/sheet/inlumino-m_tbd_inm1-14000ggg740.pdf
https://catalog.tungsram.com/files/sheet/inlumino-m_tbd_inm1-14000fff740.pdf
https://catalog.tungsram.com/files/sheet/inlumino-m_tbd_inm1-14000eee740.pdf
https://catalog.tungsram.com/files/sheet/inlumino-m_tbd_inm1-14000ddd740.pdf
https://catalog.tungsram.com/files/sheet/inlumino-m_tbd_inm1-14000ccc740.pdf
https://catalog.tungsram.com/files/sheet/inlumino-m_tbd_inm1-14000bbb740.pdf
https://catalog.tungsram.com/files/sheet/inlumino-m_tbd_inm1-14000aaa740.pdf
https://catalog.tungsram.com/files/sheet/tlbt-tmbt_tbd_tmbt-4-f-aq-176-50.pdf
https://catalog.tungsram.com/files/sheet/tlbt-tmbt_tbd_tmbt-4-f-se5-176-50.pdf
https://catalog.tungsram.com/files/sheet/tlbt-tmbt_tbd_tmbt-4-f-sb5-176-50.pdf
https://catalog.tungsram.com/files/sheet/tlbt-tmbt_tbd_tmbt-4-f-se-176-50.pdf
https://catalog.tungsram.com/files/sheet/tlbt-tmbt_tbd_tmbt-4-f-sd-176-50.pdf
https://catalog.tungsram.com/files/sheet/tlbt-tmbt_tbd_tmbt-4-f-sc-176-50.pdf
https://catalog.tungsram.com/files/sheet/tlbt-tmbt_tbd_tmbt-4-f-sb-176-50.pdf
https://catalog.tungsram.com/files/sheet/tlbt-tmbt_tbd_tmbt-4-f-sa-176-50.pdf
https://catalog.tungsram.com/files/sheet/tlbt-tmbt_tbd_tmbt-4-f-ae5-176-50.pdf
https://catalog.tungsram.com/files/sheet/tlbt-tmbt_tbd_tmbt-4-f-ab5-176-50.pdf
https://catalog.tungsram.com/files/sheet/tlbt-tmbt_tbd_tmbt-4-f-ae-176-50.pdf
https://catalog.tungsram.com/files/sheet/tlbt-tmbt_tbd_tmbt-4-f-ad-176-50.pdf
https://catalog.tungsram.com/files/sheet/tlbt-tmbt_tbd_tmbt-4-f-ac-176-50.pdf
https://catalog.tungsram.com/files/sheet/tlbt-tmbt_tbd_tmbt-4-f-ab-176-50.pdf
https://catalog.tungsram.com/files/sheet/tlbt-tmbt_tbd_tmbt-4-f-aa-176-50.pdf
https://catalog.tungsram.com/files/sheet/tlbt-tmbt_tbd_tmbt-4-f-aq-153-50.pdf
https://catalog.tungsram.com/files/sheet/tlbt-tmbt_tbd_tmbt-4-f-se5-153-50.pdf
https://catalog.tungsram.com/files/sheet/tlbt-tmbt_tbd_tmbt-4-f-sb5-153-50.pdf
https://catalog.tungsram.com/files/sheet/tlbt-tmbt_tbd_tmbt-4-f-se-153-50.pdf
https://catalog.tungsram.com/files/sheet/tlbt-tmbt_tbd_tmbt-4-f-sd-153-50.pdf
https://catalog.tungsram.com/files/sheet/tlbt-tmbt_tbd_tmbt-4-f-sc-153-50.pdf
https://catalog.tungsram.com/files/sheet/tlbt-tmbt_tbd_tmbt-4-f-sb-153-50.pdf
https://catalog.tungsram.com/files/sheet/tlbt-tmbt_tbd_tmbt-4-f-sa-153-50.pdf
https://catalog.tungsram.com/files/sheet/tlbt-tmbt_tbd_tmbt-4-f-ae5-153-50.pdf
https://catalog.tungsram.com/files/sheet/tlbt-tmbt_tbd_tmbt-4-f-ab5-153-50.pdf
https://catalog.tungsram.com/files/sheet/tlbt-tmbt_tbd_tmbt-4-f-ae-153-50.pdf
https://catalog.tungsram.com/files/sheet/tlbt-tmbt_tbd_tmbt-4-f-ad-153-50.pdf
https://catalog.tungsram.com/files/sheet/tlbt-tmbt_tbd_tmbt-4-f-ac-153-50.pdf
https://catalog.tungsram.com/files/sheet/tlbt-tmbt_tbd_tmbt-4-f-ab-153-50.pdf
https://catalog.tungsram.com/files/sheet/tlbt-tmbt_tbd_tmbt-4-f-aa-153-50.pdf
https://catalog.tungsram.com/files/sheet/tlbt-tmbt_tbd_tmbt-4-f-aq-131-50.pdf
https://catalog.tungsram.com/files/sheet/tlbt-tmbt_tbd_tmbt-4-f-se5-131-50.pdf
https://catalog.tungsram.com/files/sheet/tlbt-tmbt_tbd_tmbt-4-f-sb5-131-50.pdf
https://catalog.tungsram.com/files/sheet/tlbt-tmbt_tbd_tmbt-4-f-se-131-50.pdf
https://catalog.tungsram.com/files/sheet/tlbt-tmbt_tbd_tmbt-4-f-sd-131-50.pdf
https://catalog.tungsram.com/files/sheet/tlbt-tmbt_tbd_tmbt-4-f-sc-131-50.pdf
https://catalog.tungsram.com/files/sheet/tlbt-tmbt_tbd_tmbt-4-f-sb-131-50.pdf
https://catalog.tungsram.com/files/sheet/tlbt-tmbt_tbd_tmbt-4-f-sa-131-50.pdf
https://catalog.tungsram.com/files/sheet/tlbt-tmbt_tbd_tmbt-4-f-ae5-131-50.pdf
https://catalog.tungsram.com/files/sheet/tlbt-tmbt_tbd_tmbt-4-f-ab5-131-50.pdf
https://catalog.tungsram.com/files/sheet/tlbt-tmbt_tbd_tmbt-4-f-ae-131-50.pdf
https://catalog.tungsram.com/files/sheet/tlbt-tmbt_tbd_tmbt-4-f-ad-131-50.pdf
https://catalog.tungsram.com/files/sheet/tlbt-tmbt_tbd_tmbt-4-f-ac-131-50.pdf
https://catalog.tungsram.com/files/sheet/tlbt-tmbt_tbd_tmbt-4-f-ab-131-50.pdf
https://catalog.tungsram.com/files/sheet/tlbt-tmbt_tbd_tmbt-4-f-aa-131-50.pdf
https://catalog.tungsram.com/files/sheet/tlbt-tmbt_tbd_tmbt-4-f-aq-176-30.pdf
https://catalog.tungsram.com/files/sheet/tlbt-tmbt_tbd_tmbt-4-f-se5-176-30.pdf
https://catalog.tungsram.com/files/sheet/tlbt-tmbt_tbd_tmbt-4-f-sb5-176-30.pdf
https://catalog.tungsram.com/files/sheet/tlbt-tmbt_tbd_tmbt-4-f-se-176-30.pdf
https://catalog.tungsram.com/files/sheet/tlbt-tmbt_tbd_tmbt-4-f-sd-176-30.pdf
https://catalog.tungsram.com/files/sheet/tlbt-tmbt_tbd_tmbt-4-f-sc-176-30.pdf
https://catalog.tungsram.com/files/sheet/tlbt-tmbt_tbd_tmbt-4-f-sb-176-30.pdf
https://catalog.tungsram.com/files/sheet/tlbt-tmbt_tbd_tmbt-4-f-sa-176-30.pdf
https://catalog.tungsram.com/files/sheet/tlbt-tmbt_tbd_tmbt-4-f-ae5-176-30.pdf
https://catalog.tungsram.com/files/sheet/tlbt-tmbt_tbd_tmbt-4-f-ab5-176-30.pdf
https://catalog.tungsram.com/files/sheet/tlbt-tmbt_tbd_tmbt-4-f-ae-176-30.pdf
https://catalog.tungsram.com/files/sheet/tlbt-tmbt_tbd_tmbt-4-f-ad-176-30.pdf
https://catalog.tungsram.com/files/sheet/tlbt-tmbt_tbd_tmbt-4-f-ac-176-30.pdf
https://catalog.tungsram.com/files/sheet/tlbt-tmbt_tbd_tmbt-4-f-ab-176-30.pdf
https://catalog.tungsram.com/files/sheet/tlbt-tmbt_tbd_tmbt-4-f-aq-153-30.pdf
https://catalog.tungsram.com/files/sheet/tlbt-tmbt_tbd_tmbt-4-f-se5-153-30.pdf
https://catalog.tungsram.com/files/sheet/tlbt-tmbt_tbd_tmbt-4-f-sb5-153-30.pdf
https://catalog.tungsram.com/files/sheet/tlbt-tmbt_tbd_tmbt-4-f-se-153-30.pdf
https://catalog.tungsram.com/files/sheet/tlbt-tmbt_tbd_tmbt-4-f-sd-153-30.pdf
https://catalog.tungsram.com/files/sheet/tlbt-tmbt_tbd_tmbt-4-f-sc-153-30.pdf
https://catalog.tungsram.com/files/sheet/tlbt-tmbt_tbd_tmbt-4-f-sb-153-30.pdf
https://catalog.tungsram.com/files/sheet/tlbt-tmbt_tbd_tmbt-4-f-sa-153-30.pdf
https://catalog.tungsram.com/files/sheet/tlbt-tmbt_tbd_tmbt-4-f-ae5-153-30.pdf
https://catalog.tungsram.com/files/sheet/tlbt-tmbt_tbd_tmbt-4-f-ab5-153-30.pdf
https://catalog.tungsram.com/files/sheet/tlbt-tmbt_tbd_tmbt-4-f-ae-153-30.pdf
https://catalog.tungsram.com/files/sheet/tlbt-tmbt_tbd_tmbt-4-f-ad-153-30.pdf
https://catalog.tungsram.com/files/sheet/tlbt-tmbt_tbd_tmbt-4-f-ac-153-30.pdf
https://catalog.tungsram.com/files/sheet/tlbt-tmbt_tbd_tmbt-4-f-ab-153-30.pdf
https://catalog.tungsram.com/files/sheet/tlbt-tmbt_tbd_tmbt-4-f-aq-131-30.pdf
https://catalog.tungsram.com/files/sheet/tlbt-tmbt_tbd_tmbt-4-f-se5-131-30.pdf
https://catalog.tungsram.com/files/sheet/tlbt-tmbt_tbd_tmbt-4-f-sb5-131-30.pdf
https://catalog.tungsram.com/files/sheet/tlbt-tmbt_tbd_tmbt-4-f-se-131-30.pdf
https://catalog.tungsram.com/files/sheet/tlbt-tmbt_tbd_tmbt-4-f-sd-131-30.pdf
https://catalog.tungsram.com/files/sheet/tlbt-tmbt_tbd_tmbt-4-f-sc-131-30.pdf
https://catalog.tungsram.com/files/sheet/tlbt-tmbt_tbd_tmbt-4-f-sb-131-30.pdf
https://catalog.tungsram.com/files/sheet/tlbt-tmbt_tbd_tmbt-4-f-sa-131-30.pdf
https://catalog.tungsram.com/files/sheet/tlbt-tmbt_tbd_tmbt-4-f-ae5-131-30.pdf
https://catalog.tungsram.com/files/sheet/tlbt-tmbt_tbd_tmbt-4-f-ab5-131-30.pdf
https://catalog.tungsram.com/files/sheet/tlbt-tmbt_tbd_tmbt-4-f-ae-131-30.pdf
https://catalog.tungsram.com/files/sheet/tlbt-tmbt_tbd_tmbt-4-f-ad-131-30.pdf
https://catalog.tungsram.com/files/sheet/tlbt-tmbt_tbd_tmbt-4-f-ac-131-30.pdf
https://catalog.tungsram.com/files/sheet/tlbt-tmbt_tbd_tmbt-4-f-ab-131-30.pdf
https://catalog.tungsram.com/files/sheet/tlbt-tmbt_tbd_tlbt-4-f-e5-91-50.pdf
https://catalog.tungsram.com/files/sheet/tlbt-tmbt_tbd_tlbt-4-f-b5-91-50.pdf
https://catalog.tungsram.com/files/sheet/tlbt-tmbt_tbd_tlbt-4-f-y5-91-50.pdf
https://catalog.tungsram.com/files/sheet/tlbt-tmbt_tbd_tlbt-4-f-e-91-50.pdf
https://catalog.tungsram.com/files/sheet/tlbt-tmbt_tbd_tlbt-4-f-d-91-50.pdf
https://catalog.tungsram.com/files/sheet/tlbt-tmbt_tbd_tlbt-4-f-c-91-50.pdf
https://catalog.tungsram.com/files/sheet/tlbt-tmbt_tbd_tlbt-4-f-b-91-50.pdf
https://catalog.tungsram.com/files/sheet/tlbt-tmbt_tbd_tlbt-4-f-a-91-50.pdf
https://catalog.tungsram.com/files/sheet/tlbt-tmbt_tbd_tlbt-4-f-e5-68-50.pdf
https://catalog.tungsram.com/files/sheet/tlbt-tmbt_tbd_tlbt-4-f-b5-68-50.pdf
https://catalog.tungsram.com/files/sheet/tlbt-tmbt_tbd_tlbt-4-f-y5-68-50.pdf
https://catalog.tungsram.com/files/sheet/tlbt-tmbt_tbd_tlbt-4-f-e-68-50.pdf
https://catalog.tungsram.com/files/sheet/tlbt-tmbt_tbd_tlbt-4-f-d-68-50.pdf
https://catalog.tungsram.com/files/sheet/tlbt-tmbt_tbd_tlbt-4-f-c-68-50.pdf
https://catalog.tungsram.com/files/sheet/tlbt-tmbt_tbd_tlbt-4-f-b-68-50.pdf
https://catalog.tungsram.com/files/sheet/tlbt-tmbt_tbd_tlbt-4-f-a-68-50.pdf
https://catalog.tungsram.com/files/sheet/tlbt-tmbt_tbd_tlbt-4-f-e5-56-50.pdf
https://catalog.tungsram.com/files/sheet/tlbt-tmbt_tbd_tlbt-4-f-b5-56-50.pdf
https://catalog.tungsram.com/files/sheet/tlbt-tmbt_tbd_tlbt-4-f-y5-56-50.pdf
https://catalog.tungsram.com/files/sheet/tlbt-tmbt_tbd_tlbt-4-f-e-56-50.pdf
https://catalog.tungsram.com/files/sheet/tlbt-tmbt_tbd_tlbt-4-f-d-56-50.pdf
https://catalog.tungsram.com/files/sheet/tlbt-tmbt_tbd_tlbt-4-f-c-56-50.pdf
https://catalog.tungsram.com/files/sheet/tlbt-tmbt_tbd_tlbt-4-f-b-56-50.pdf
https://catalog.tungsram.com/files/sheet/tlbt-tmbt_tbd_tlbt-4-f-a-56-50.pdf
https://catalog.tungsram.com/files/sheet/tlbt-tmbt_tbd_tlbt-4-f-e5-44-50.pdf
https://catalog.tungsram.com/files/sheet/tlbt-tmbt_tbd_tlbt-4-f-b5-44-50.pdf
https://catalog.tungsram.com/files/sheet/tlbt-tmbt_tbd_tlbt-4-f-y5-44-50.pdf
https://catalog.tungsram.com/files/sheet/tlbt-tmbt_tbd_tlbt-4-f-e-44-50.pdf
https://catalog.tungsram.com/files/sheet/tlbt-tmbt_tbd_tlbt-4-f-d-44-50.pdf
https://catalog.tungsram.com/files/sheet/tlbt-tmbt_tbd_tlbt-4-f-c-44-50.pdf
https://catalog.tungsram.com/files/sheet/tlbt-tmbt_tbd_tlbt-4-f-b-44-50.pdf
https://catalog.tungsram.com/files/sheet/tlbt-tmbt_tbd_tlbt-4-f-a-44-50.pdf
https://catalog.tungsram.com/files/sheet/tlbt-tmbt_tbd_tlbt-4-f-e5-33-50.pdf
https://catalog.tungsram.com/files/sheet/tlbt-tmbt_tbd_tlbt-4-f-b5-33-50.pdf
https://catalog.tungsram.com/files/sheet/tlbt-tmbt_tbd_tlbt-4-f-y5-33-50.pdf
https://catalog.tungsram.com/files/sheet/tlbt-tmbt_tbd_tlbt-4-f-e-33-50.pdf
https://catalog.tungsram.com/files/sheet/tlbt-tmbt_tbd_tlbt-4-f-d-33-50.pdf
https://catalog.tungsram.com/files/sheet/tlbt-tmbt_tbd_tlbt-4-f-c-33-50.pdf
https://catalog.tungsram.com/files/sheet/tlbt-tmbt_tbd_tlbt-4-f-b-33-50.pdf
https://catalog.tungsram.com/files/sheet/tlbt-tmbt_tbd_tlbt-4-f-a-33-50.pdf
https://catalog.tungsram.com/files/sheet/tlbt-tmbt_tbd_tlbt-4-f-e5-91-30.pdf
https://catalog.tungsram.com/files/sheet/tlbt-tmbt_tbd_tlbt-4-f-b5-91-30.pdf
https://catalog.tungsram.com/files/sheet/tlbt-tmbt_tbd_tlbt-4-f-y5-91-30.pdf
https://catalog.tungsram.com/files/sheet/tlbt-tmbt_tbd_tlbt-4-f-e-91-30.pdf
https://catalog.tungsram.com/files/sheet/tlbt-tmbt_tbd_tlbt-4-f-d-91-30.pdf
https://catalog.tungsram.com/files/sheet/tlbt-tmbt_tbd_tlbt-4-f-c-91-30.pdf
https://catalog.tungsram.com/files/sheet/tlbt-tmbt_tbd_tlbt-4-f-b-91-30.pdf
https://catalog.tungsram.com/files/sheet/tlbt-tmbt_tbd_tlbt-4-f-a-91-30.pdf
https://catalog.tungsram.com/files/sheet/tlbt-tmbt_tbd_tlbt-4-f-e5-68-30.pdf
https://catalog.tungsram.com/files/sheet/tlbt-tmbt_tbd_tlbt-4-f-b5-68-30.pdf
https://catalog.tungsram.com/files/sheet/tlbt-tmbt_tbd_tlbt-4-f-y5-68-30.pdf
https://catalog.tungsram.com/files/sheet/tlbt-tmbt_tbd_tlbt-4-f-e-68-30.pdf
https://catalog.tungsram.com/files/sheet/tlbt-tmbt_tbd_tlbt-4-f-d-68-30.pdf
https://catalog.tungsram.com/files/sheet/tlbt-tmbt_tbd_tlbt-4-f-c-68-30.pdf
https://catalog.tungsram.com/files/sheet/tlbt-tmbt_tbd_tlbt-4-f-b-68-30.pdf
https://catalog.tungsram.com/files/sheet/tlbt-tmbt_tbd_tlbt-4-f-a-68-30.pdf
https://catalog.tungsram.com/files/sheet/tlbt-tmbt_tbd_tlbt-4-f-e5-56-30.pdf
https://catalog.tungsram.com/files/sheet/tlbt-tmbt_tbd_tlbt-4-f-b5-56-30.pdf
https://catalog.tungsram.com/files/sheet/tlbt-tmbt_tbd_tlbt-4-f-y5-56-30.pdf
https://catalog.tungsram.com/files/sheet/tlbt-tmbt_tbd_tlbt-4-f-e-56-30.pdf
https://catalog.tungsram.com/files/sheet/tlbt-tmbt_tbd_tlbt-4-f-d-56-30.pdf
https://catalog.tungsram.com/files/sheet/tlbt-tmbt_tbd_tlbt-4-f-c-56-30.pdf
https://catalog.tungsram.com/files/sheet/tlbt-tmbt_tbd_tlbt-4-f-b-56-30.pdf
https://catalog.tungsram.com/files/sheet/tlbt-tmbt_tbd_tlbt-4-f-a-56-30.pdf
https://catalog.tungsram.com/files/sheet/tlbt-tmbt_tbd_tlbt-4-f-e5-44-30.pdf
https://catalog.tungsram.com/files/sheet/tlbt-tmbt_tbd_tlbt-4-f-b5-44-30.pdf
https://catalog.tungsram.com/files/sheet/tlbt-tmbt_tbd_tlbt-4-f-y5-44-30.pdf
https://catalog.tungsram.com/files/sheet/tlbt-tmbt_tbd_tlbt-4-f-e-44-30.pdf
https://catalog.tungsram.com/files/sheet/tlbt-tmbt_tbd_tlbt-4-f-d-44-30.pdf
https://catalog.tungsram.com/files/sheet/tlbt-tmbt_tbd_tlbt-4-f-c-44-30.pdf
https://catalog.tungsram.com/files/sheet/tlbt-tmbt_tbd_tlbt-4-f-b-44-30.pdf
https://catalog.tungsram.com/files/sheet/tlbt-tmbt_tbd_tlbt-4-f-a-44-30.pdf
https://catalog.tungsram.com/files/sheet/tlbt-tmbt_tbd_tlbt-4-f-e5-33-30.pdf
https://catalog.tungsram.com/files/sheet/tlbt-tmbt_tbd_tlbt-4-f-b5-33-30.pdf
https://catalog.tungsram.com/files/sheet/tlbt-tmbt_tbd_tlbt-4-f-y5-33-30.pdf
https://catalog.tungsram.com/files/sheet/tlbt-tmbt_tbd_tlbt-4-f-e-33-30.pdf
https://catalog.tungsram.com/files/sheet/tlbt-tmbt_tbd_tlbt-4-f-d-33-30.pdf
https://catalog.tungsram.com/files/sheet/tlbt-tmbt_tbd_tlbt-4-f-c-33-30.pdf
https://catalog.tungsram.com/files/sheet/tlbt-tmbt_tbd_tlbt-4-f-b-33-30.pdf
https://catalog.tungsram.com/files/sheet/tlbt-tmbt_tbd_tlbt-4-f-a-33-30.pdf
https://catalog.tungsram.com/files/sheet/premium-sensor-mariner_93118429_tung-mariner-pr-g1-5-63w-865-s-pir.pdf
https://catalog.tungsram.com/files/sheet/premium-sensor-mariner_93118428_tung-mariner-pr-g1-5-63w-840-s-pir.pdf
https://catalog.tungsram.com/files/sheet/premium-sensor-mariner_93118427_tung-mariner-pr-g1-5-50w-865-s-pir.pdf
https://catalog.tungsram.com/files/sheet/premium-sensor-mariner_93118426_tung-mariner-pr-g1-5-50w-840-s-pir.pdf
https://catalog.tungsram.com/files/sheet/mariner-premium_93103730_led-mariner-pr-g1-tu-5-70w-840-sst-ds.pdf
https://catalog.tungsram.com/files/sheet/mariner-premium_93101687_led-mariner-pr-g1-tu-5-70w-840-sst.pdf
https://catalog.tungsram.com/files/sheet/mariner-premium_93103737_led-mariner-pr-g1-tu-5-49w-840-dst-ds.pdf
https://catalog.tungsram.com/files/sheet/mariner-premium_93101696_led-mariner-pr-g1-tu-5-49w-840-dst.pdf
https://catalog.tungsram.com/files/sheet/mariner-premium_93103736_led-mariner-pr-g1-tu-4-30w-840-dst-ds.pdf
https://catalog.tungsram.com/files/sheet/mariner-premium_93101691_led-mariner-pr-g1-tu-4-30w-840-dst.pdf
https://catalog.tungsram.com/files/sheet/mariner-premium_93103731_led-mariner-pr-g1-tu-5-70w-865-sst-ds.pdf
https://catalog.tungsram.com/files/sheet/mariner-premium_93107568_led-mariner-pr-g1-tu-5-70w-865-sst.pdf
https://catalog.tungsram.com/files/sheet/mariner-premium_93115674_led-mariner-pr-g1-tu-5-70w-830-sst.pdf
https://catalog.tungsram.com/files/sheet/mariner-premium_93108075-emergency-mode_led-mariner-pr-g1-tu-5-52w-865-sem.pdf
https://catalog.tungsram.com/files/sheet/mariner-premium_93108075_led-mariner-pr-g1-tu-5-52w-865-sem.pdf
https://catalog.tungsram.com/files/sheet/mariner-premium_93103662_led-mariner-pr-g1-tu-5-49w-865-sst-ds.pdf
https://catalog.tungsram.com/files/sheet/mariner-premium_93107532_led-mariner-pr-g1-tu-5-49w-865-sst.pdf
https://catalog.tungsram.com/files/sheet/mariner-premium_93108074-emergency-mode_led-mariner-pr-g1-tu-5-52w-840-sem.pdf
https://catalog.tungsram.com/files/sheet/mariner-premium_93108074_led-mariner-pr-g1-tu-5-52w-840-sem.pdf
https://catalog.tungsram.com/files/sheet/mariner-premium_93103661_led-mariner-pr-g1-tu-5-49w-840-sst-ds.pdf
https://catalog.tungsram.com/files/sheet/mariner-premium_93101668_led-mariner-pr-g1-tu-5-49w-840-sst.pdf
https://catalog.tungsram.com/files/sheet/mariner-premium_93115673_led-mariner-pr-g1-tu-5-49w-830-sst.pdf
https://catalog.tungsram.com/files/sheet/mariner-premium_93103660_led-mariner-pr-g1-tu-5-30w-865-sst-ds.pdf
https://catalog.tungsram.com/files/sheet/mariner-premium_93107531_led-mariner-pr-g1-tu-5-30w-865-sst.pdf
https://catalog.tungsram.com/files/sheet/mariner-premium_93103659_led-mariner-pr-g1-tu-5-30w-840-sst-ds.pdf
https://catalog.tungsram.com/files/sheet/mariner-premium_93107530_led-mariner-pr-g1-tu-5-30w-840-sst.pdf
https://catalog.tungsram.com/files/sheet/mariner-premium_93108073-emergency-mode_led-mariner-pr-g1-tu-4-34w-865-sem.pdf
https://catalog.tungsram.com/files/sheet/mariner-premium_93108073_led-mariner-pr-g1-tu-4-34w-865-sem.pdf
https://catalog.tungsram.com/files/sheet/mariner-premium_93103658_led-mariner-pr-g1-tu-4-30w-865-sst-ds.pdf
https://catalog.tungsram.com/files/sheet/mariner-premium_93107529_led-mariner-pr-g1-tu-4-30w-865-sst.pdf
https://catalog.tungsram.com/files/sheet/mariner-premium_93108072-emergency-mode_led-mariner-pr-g1-tu-4-34w-840-sem.pdf
https://catalog.tungsram.com/files/sheet/mariner-premium_93108072_led-mariner-pr-g1-tu-4-34w-840-sem.pdf
https://catalog.tungsram.com/files/sheet/mariner-premium_93103657_led-mariner-pr-g1-tu-4-30w-840-sst-ds.pdf
https://catalog.tungsram.com/files/sheet/mariner-premium_93101663_led-mariner-pr-g1-tu-4-30w-840-sst.pdf
https://catalog.tungsram.com/files/sheet/mariner-premium_93115393_led-mariner-pr-g1-tu-4-30w-830-sst.pdf
https://catalog.tungsram.com/files/sheet/mariner-premium_93103656_led-mariner-pr-g1-tu-4-20w-865-sst-ds.pdf
https://catalog.tungsram.com/files/sheet/mariner-premium_93107528_led-mariner-pr-g1-tu-4-20w-865-sst.pdf
https://catalog.tungsram.com/files/sheet/mariner-premium_93115672_led-mariner-pr-g1-tu-4-20w-830-sst.pdf
https://catalog.tungsram.com/files/sheet/mariner-premium_93103655_led-mariner-pr-g1-tu-4-20w-840-sst-ds.pdf
https://catalog.tungsram.com/files/sheet/mariner-premium_93101662_led-mariner-pr-g1-tu-4-20w-840-sst.pdf
https://catalog.tungsram.com/files/sheet/floodlight_93101684_led-flood-g1-tu-s-150w-840-as-st-bn.pdf
https://catalog.tungsram.com/files/sheet/floodlight_93101682_led-flood-g1-tu-s-115w-840-as-st-bn.pdf
https://catalog.tungsram.com/files/sheet/floodlight_93100667_led-flood-g1-tu-s-150w-865-sy-sa-bn-ds.pdf
https://catalog.tungsram.com/files/sheet/floodlight_93100670_led-flood-g1-tu-s-150w-840-sy-sa-bn-ds.pdf
https://catalog.tungsram.com/files/sheet/floodlight_93100666_led-flood-g1-tu-s-115w-865-sy-sa-bn-ds.pdf
https://catalog.tungsram.com/files/sheet/floodlight_93100669_led-flood-g1-tu-s-115w-840-sy-sa-bn-ds.pdf
https://catalog.tungsram.com/files/sheet/floodlight_93100455_led-flood-g1-tu-s-75w-865-sy-sa-bn-ds.pdf
https://catalog.tungsram.com/files/sheet/floodlight_93100668_led-flood-g1-tu-s-75w-840-sy-sa-bn-ds.pdf
https://catalog.tungsram.com/files/sheet/floodlight_93115912_led-flood-g1-tu-s-150w-830-sy-st-bn.pdf
https://catalog.tungsram.com/files/sheet/floodlight_93115911_led-flood-g1-tu-s-115w-830-sy-st-bn.pdf
https://catalog.tungsram.com/files/sheet/floodlight_93115910_led-flood-g1-tu-s-75w-830-sy-st-bn.pdf
https://catalog.tungsram.com/files/sheet/floodlight_93115909_led-flood-g1-tu-s-50w-830-sy-st-bn.pdf
https://catalog.tungsram.com/files/sheet/floodlight_93115908_led-flood-g1-tu-s-30w-830-sy-st-bn.pdf
https://catalog.tungsram.com/files/sheet/floodlight_93115907_led-flood-g1-tu-s-20w-830-sy-st-bn.pdf
https://catalog.tungsram.com/files/sheet/floodlight_93103753_led-flood-g1-tu-s-50w-865-sy-st-bm-ds.pdf
https://catalog.tungsram.com/files/sheet/floodlight_93107580_led-flood-g1-tu-s-50w-865-sy-st-bm.pdf
https://catalog.tungsram.com/files/sheet/floodlight_93103752_led-flood-g1-tu-s-50w-840-sy-st-bm-ds.pdf
https://catalog.tungsram.com/files/sheet/floodlight_93107579_led-flood-g1-tu-s-50w-840-sy-st-bm.pdf
https://catalog.tungsram.com/files/sheet/floodlight_93103751_led-flood-g1-tu-s-30w-865-sy-st-bm-ds.pdf
https://catalog.tungsram.com/files/sheet/floodlight_93107578_led-flood-g1-tu-s-30w-865-sy-st-bm.pdf
https://catalog.tungsram.com/files/sheet/floodlight_93103750_led-flood-g1-tu-s-30w-840-sy-st-bm-ds.pdf
https://catalog.tungsram.com/files/sheet/floodlight_93107577_led-flood-g1-tu-s-30w-840-sy-st-bm.pdf
https://catalog.tungsram.com/files/sheet/floodlight_93103749_led-flood-g1-tu-s-20w-865-sy-st-bm-ds.pdf
https://catalog.tungsram.com/files/sheet/floodlight_93107576_led-flood-g1-tu-s-20w-865-sy-st-bm.pdf
https://catalog.tungsram.com/files/sheet/floodlight_93103748_led-flood-g1-tu-s-20w-840-sy-st-bm-ds.pdf
https://catalog.tungsram.com/files/sheet/floodlight_93107575_led-flood-g1-tu-s-20w-840-sy-st-bm.pdf
https://catalog.tungsram.com/files/sheet/floodlight_93103720_led-flood-g1-tu-s-150w-865-sy-st-bn-ds.pdf
https://catalog.tungsram.com/files/sheet/floodlight_93107566_led-flood-g1-tu-s-150w-865-sy-st-bn.pdf
https://catalog.tungsram.com/files/sheet/floodlight_93103714_led-flood-g1-tu-s-150w-840-sy-st-bn-ds.pdf
https://catalog.tungsram.com/files/sheet/floodlight_93101683_led-flood-g1-tu-s-150w-840-sy-st-bn.pdf
https://catalog.tungsram.com/files/sheet/floodlight_93103719_led-flood-g1-tu-s-115w-865-sy-st-bn-ds.pdf
https://catalog.tungsram.com/files/sheet/floodlight_93107565_led-flood-g1-tu-s-115w-865-sy-st-bn.pdf
https://catalog.tungsram.com/files/sheet/floodlight_93103713_led-flood-g1-tu-s-115w-840-sy-st-bn-ds.pdf
https://catalog.tungsram.com/files/sheet/floodlight_93101681_led-flood-g1-tu-s-115w-840-sy-st-bn.pdf
https://catalog.tungsram.com/files/sheet/floodlight_93103718_led-flood-g1-tu-s-75w-865-sy-st-bn-ds.pdf
https://catalog.tungsram.com/files/sheet/floodlight_93107564_led-flood-g1-tu-s-75w-865-sy-st-bn.pdf
https://catalog.tungsram.com/files/sheet/floodlight_93103712_led-flood-g1-tu-s-75w-840-sy-st-bn-ds.pdf
https://catalog.tungsram.com/files/sheet/floodlight_93101680_led-flood-g1-tu-s-75w-840-sy-st-bn.pdf
https://catalog.tungsram.com/files/sheet/floodlight_93103717_led-flood-g1-tu-s-50w-865-sy-st-bn-ds.pdf
https://catalog.tungsram.com/files/sheet/floodlight_93107563_led-flood-g1-tu-s-50w-865-sy-st-bn.pdf
https://catalog.tungsram.com/files/sheet/floodlight_93103711_led-flood-g1-tu-s-50w-840-sy-st-bn-ds.pdf
https://catalog.tungsram.com/files/sheet/floodlight_93101679_led-flood-g1-tu-s-50w-840-sy-st-bn.pdf
https://catalog.tungsram.com/files/sheet/floodlight_93103716_led-flood-g1-tu-s-30w-865-sy-st-bn-ds.pdf
https://catalog.tungsram.com/files/sheet/floodlight_93107562_led-flood-g1-tu-s-30w-865-sy-st-bn.pdf
https://catalog.tungsram.com/files/sheet/floodlight_93103710_led-flood-g1-tu-s-30w-840-sy-st-bn-ds.pdf
https://catalog.tungsram.com/files/sheet/floodlight_93101678_led-flood-g1-tu-s-30w-840-sy-st-bn.pdf
https://catalog.tungsram.com/files/sheet/floodlight_93103715_led-flood-g1-tu-s-20w-865-sy-st-bn-ds.pdf
https://catalog.tungsram.com/files/sheet/floodlight_93107561_led-flood-g1-tu-s-20w-865-sy-st-bn.pdf
https://catalog.tungsram.com/files/sheet/floodlight_93103709_led-flood-g1-tu-s-20w-840-sy-st-bn-ds.pdf
https://catalog.tungsram.com/files/sheet/floodlight_93101677_led-flood-g1-tu-s-20w-840-sy-st-bn.pdf
https://catalog.tungsram.com/files/sheet/2d-bulkhead_93117924_tung-sb-bh-2do-d36-12-5w-840-s.pdf
https://catalog.tungsram.com/files/sheet/2d-bulkhead_93117923_tung-sb-bh-2do-d27-6-5w-840-s.pdf
https://catalog.tungsram.com/files/sheet/2d-bulkhead_93117722_tung-sb-bh-2dc-d36-12-5w-840-s.pdf
https://catalog.tungsram.com/files/sheet/2d-bulkhead_93117721_tung-sb-bh-2dc-d27-6-5w-840-s.pdf
https://catalog.tungsram.com/files/sheet/2d-bulkhead_93118138_tung-bh-2do-d36-12-5w-840-s.pdf
https://catalog.tungsram.com/files/sheet/2d-bulkhead_93118136_tung-bh-2do-d27-6-5w-840-s.pdf
https://catalog.tungsram.com/files/sheet/2d-bulkhead_93118134_tung-bh-2dc-d36-12-5w-840-s.pdf
https://catalog.tungsram.com/files/sheet/2d-bulkhead_93118132_tung-bh-2dc-d27-6-5w-840-s.pdf
https://catalog.tungsram.com/files/sheet/2d-bulkhead_93118137_tung-bh-2do-d36-12-5w-835-s.pdf
https://catalog.tungsram.com/files/sheet/2d-bulkhead_93118135_tung-bh-2do-d27-6-5w-835-s.pdf
https://catalog.tungsram.com/files/sheet/2d-bulkhead_93118133_tung-bh-2dc-d36-12-5w-835-s.pdf
https://catalog.tungsram.com/files/sheet/2d-bulkhead_93118131_tung-bh-2dc-d27-6-5w-835-s.pdf
https://catalog.tungsram.com/files/sheet/t5-batten-switch_93103729_led-batten-g1-tu-ip20-16w-4ft-865-s-ds.pdf
https://catalog.tungsram.com/files/sheet/t5-batten-switch_93103649_led-batten-g1-tu-ip20-16w-4ft-840-s-ds.pdf
https://catalog.tungsram.com/files/sheet/t5-batten-switch_93108071_led-batten-g1-tu-ip20-16w-4ft-840-s.pdf
https://catalog.tungsram.com/files/sheet/t5-batten-switch_93107524_led-batten-g1-tu-ip20-16w-4ft-830-s.pdf
https://catalog.tungsram.com/files/sheet/t5-batten-switch_93103728_led-batten-g1-tu-ip20-12w-3ft-865-s-ds.pdf
https://catalog.tungsram.com/files/sheet/t5-batten-switch_93103648_led-batten-g1-tu-ip20-12w-3ft-840-s-ds.pdf
https://catalog.tungsram.com/files/sheet/t5-batten-switch_93108070_led-batten-g1-tu-ip20-12w-3ft-840-s.pdf
https://catalog.tungsram.com/files/sheet/t5-batten-switch_93107523_led-batten-g1-tu-ip20-12w-3ft-830-s.pdf
https://catalog.tungsram.com/files/sheet/t5-batten-switch_93103727_led-batten-g1-tu-ip20-8w-2ft-865-s-ds.pdf
https://catalog.tungsram.com/files/sheet/t5-batten-switch_93103647_led-batten-g1-tu-ip20-8w-2ft-840-s-ds.pdf
https://catalog.tungsram.com/files/sheet/t5-batten-switch_93108069_led-batten-g1-tu-ip20-8w-2ft-840-s.pdf
https://catalog.tungsram.com/files/sheet/t5-batten-switch_93107522_led-batten-g1-tu-ip20-8w-2ft-830-s.pdf
https://catalog.tungsram.com/files/sheet/t5-batten-switch_93103726_led-batten-g1-tu-ip20-5w-1ft-865-s-ds.pdf
https://catalog.tungsram.com/files/sheet/t5-batten-switch_93103646_led-batten-g1-tu-ip20-5w-1ft-840-s-ds.pdf
https://catalog.tungsram.com/files/sheet/t5-batten-switch_93108068_led-batten-g1-tu-ip20-5w-1ft-840-s.pdf
https://catalog.tungsram.com/files/sheet/t5-batten-switch_93107521_led-batten-g1-tu-ip20-5w-1ft-830-s.pdf
https://catalog.tungsram.com/files/sheet/amix_tbd_am-l-3-f-cf-150-740.pdf
https://catalog.tungsram.com/files/sheet/amix_tbd_am-l-3-f-af-150-740.pdf
https://catalog.tungsram.com/files/sheet/amix_tbd_am-l-3-f-sf-150-740.pdf
https://catalog.tungsram.com/files/sheet/amix_tbd_am-l-3-f-ce-150-740.pdf
https://catalog.tungsram.com/files/sheet/amix_tbd_am-l-3-f-ae-150-740.pdf
https://catalog.tungsram.com/files/sheet/amix_tbd_am-l-3-f-se-150-740.pdf
https://catalog.tungsram.com/files/sheet/amix_tbd_am-l-3-f-cc-150-740.pdf
https://catalog.tungsram.com/files/sheet/amix_tbd_am-l-3-f-ac-150-740.pdf
https://catalog.tungsram.com/files/sheet/amix_tbd_am-l-3-f-sc-150-740.pdf
https://catalog.tungsram.com/files/sheet/amix_tbd_am-l-3-f-cf-120-740.pdf
https://catalog.tungsram.com/files/sheet/amix_tbd_am-l-3-f-af-120-740.pdf
https://catalog.tungsram.com/files/sheet/amix_tbd_am-l-3-f-sf-120-740.pdf
https://catalog.tungsram.com/files/sheet/amix_tbd_am-l-3-f-ce-120-740.pdf
https://catalog.tungsram.com/files/sheet/amix_tbd_am-l-3-f-ae-120-740.pdf
https://catalog.tungsram.com/files/sheet/amix_tbd_am-l-3-f-se-120-740.pdf
https://catalog.tungsram.com/files/sheet/amix_tbd_am-l-3-f-cc-120-740.pdf
https://catalog.tungsram.com/files/sheet/amix_tbd_am-l-3-f-ac-120-740.pdf
https://catalog.tungsram.com/files/sheet/amix_tbd_am-l-3-f-sc-120-740.pdf
https://catalog.tungsram.com/files/sheet/amix_tbd_am-l-3-f-cf-100-740.pdf
https://catalog.tungsram.com/files/sheet/amix_tbd_am-l-3-f-af-100-740.pdf
https://catalog.tungsram.com/files/sheet/amix_tbd_am-l-3-f-sf-100-740.pdf
https://catalog.tungsram.com/files/sheet/amix_tbd_am-l-3-f-ce-100-740.pdf
https://catalog.tungsram.com/files/sheet/amix_tbd_am-l-3-f-ae-100-740.pdf
https://catalog.tungsram.com/files/sheet/amix_tbd_am-l-3-f-se-100-740.pdf
https://catalog.tungsram.com/files/sheet/amix_tbd_am-l-3-f-cc-100-740.pdf
https://catalog.tungsram.com/files/sheet/amix_tbd_am-l-3-f-ac-100-740.pdf
https://catalog.tungsram.com/files/sheet/amix_tbd_am-l-3-f-sc-100-740.pdf
https://catalog.tungsram.com/files/sheet/amix_tbd_am-l-3-f-cf-80-740.pdf
https://catalog.tungsram.com/files/sheet/amix_tbd_am-l-3-f-af-80-740.pdf
https://catalog.tungsram.com/files/sheet/amix_tbd_am-l-3-f-sf-80-740.pdf
https://catalog.tungsram.com/files/sheet/amix_tbd_am-l-3-f-ce-80-740.pdf
https://catalog.tungsram.com/files/sheet/amix_tbd_am-l-3-f-ae-80-740.pdf
https://catalog.tungsram.com/files/sheet/amix_tbd_am-l-3-f-se-80-740.pdf
https://catalog.tungsram.com/files/sheet/amix_tbd_am-l-3-f-cc-80-740.pdf
https://catalog.tungsram.com/files/sheet/amix_tbd_am-l-3-f-ac-80-740.pdf
https://catalog.tungsram.com/files/sheet/amix_tbd_am-l-3-f-sc-80-740.pdf
https://catalog.tungsram.com/files/sheet/amix_tbd_am-l-3-f-cf-65-740.pdf
https://catalog.tungsram.com/files/sheet/amix_tbd_am-l-3-f-af-65-740.pdf
https://catalog.tungsram.com/files/sheet/amix_tbd_am-l-3-f-sf-65-740.pdf
https://catalog.tungsram.com/files/sheet/amix_tbd_am-l-3-f-ce-65-740.pdf
https://catalog.tungsram.com/files/sheet/amix_tbd_am-l-3-f-ae-65-740.pdf
https://catalog.tungsram.com/files/sheet/amix_tbd_am-l-3-f-se-65-740.pdf
https://catalog.tungsram.com/files/sheet/amix_tbd_am-l-3-f-cc-65-740.pdf
https://catalog.tungsram.com/files/sheet/amix_tbd_am-l-3-f-ac-65-740.pdf
https://catalog.tungsram.com/files/sheet/amix_tbd_am-l-3-f-sc-65-740.pdf
https://catalog.tungsram.com/files/sheet/amix_tbd_am-l-3-f-cf-55-740.pdf
https://catalog.tungsram.com/files/sheet/amix_tbd_am-l-3-f-af-55-740.pdf
https://catalog.tungsram.com/files/sheet/amix_tbd_am-l-3-f-sf-55-740.pdf
https://catalog.tungsram.com/files/sheet/amix_tbd_am-l-3-f-ce-55-740.pdf
https://catalog.tungsram.com/files/sheet/amix_tbd_am-l-3-f-ae-55-740.pdf
https://catalog.tungsram.com/files/sheet/amix_tbd_am-l-3-f-se-55-740.pdf
https://catalog.tungsram.com/files/sheet/amix_tbd_am-l-3-f-cc-55-740.pdf
https://catalog.tungsram.com/files/sheet/amix_tbd_am-l-3-f-ac-55-740.pdf
https://catalog.tungsram.com/files/sheet/amix_tbd_am-l-3-f-sc-55-740.pdf
https://catalog.tungsram.com/files/sheet/amix_tbd_am-l-3-f-cf-150-730.pdf
https://catalog.tungsram.com/files/sheet/amix_tbd_am-l-3-f-af-150-730.pdf
https://catalog.tungsram.com/files/sheet/amix_tbd_am-l-3-f-sf-150-730.pdf
https://catalog.tungsram.com/files/sheet/amix_tbd_am-l-3-f-ce-150-730.pdf
https://catalog.tungsram.com/files/sheet/amix_tbd_am-l-3-f-ae-150-730.pdf
https://catalog.tungsram.com/files/sheet/amix_tbd_am-l-3-f-se-150-730.pdf
https://catalog.tungsram.com/files/sheet/amix_tbd_am-l-3-f-cc-150-730.pdf
https://catalog.tungsram.com/files/sheet/amix_tbd_am-l-3-f-ac-150-730.pdf
https://catalog.tungsram.com/files/sheet/amix_tbd_am-l-3-f-sc-150-730.pdf
https://catalog.tungsram.com/files/sheet/amix_tbd_am-l-3-f-cf-120-730.pdf
https://catalog.tungsram.com/files/sheet/amix_tbd_am-l-3-f-af-120-730.pdf
https://catalog.tungsram.com/files/sheet/amix_tbd_am-l-3-f-sf-120-730.pdf
https://catalog.tungsram.com/files/sheet/amix_tbd_am-l-3-f-ce-120-730.pdf
https://catalog.tungsram.com/files/sheet/amix_tbd_am-l-3-f-ae-120-730.pdf
https://catalog.tungsram.com/files/sheet/amix_tbd_am-l-3-f-se-120-730.pdf
https://catalog.tungsram.com/files/sheet/amix_tbd_am-l-3-f-cc-120-730.pdf
https://catalog.tungsram.com/files/sheet/amix_tbd_am-l-3-f-ac-120-730.pdf
https://catalog.tungsram.com/files/sheet/amix_tbd_am-l-3-f-sc-120-730.pdf
https://catalog.tungsram.com/files/sheet/amix_tbd_am-l-3-f-cf-100-730.pdf
https://catalog.tungsram.com/files/sheet/amix_tbd_am-l-3-f-af-100-730.pdf
https://catalog.tungsram.com/files/sheet/amix_tbd_am-l-3-f-sf-100-730.pdf
https://catalog.tungsram.com/files/sheet/amix_tbd_am-l-3-f-ce-100-730.pdf
https://catalog.tungsram.com/files/sheet/amix_tbd_am-l-3-f-ae-100-730.pdf
https://catalog.tungsram.com/files/sheet/amix_tbd_am-l-3-f-se-100-730.pdf
https://catalog.tungsram.com/files/sheet/amix_tbd_am-l-3-f-cc-100-730.pdf
https://catalog.tungsram.com/files/sheet/amix_tbd_am-l-3-f-ac-100-730.pdf
https://catalog.tungsram.com/files/sheet/amix_tbd_am-l-3-f-sc-100-730.pdf
https://catalog.tungsram.com/files/sheet/amix_tbd_am-l-3-f-cf-80-730.pdf
https://catalog.tungsram.com/files/sheet/amix_tbd_am-l-3-f-af-80-730.pdf
https://catalog.tungsram.com/files/sheet/amix_tbd_am-l-3-f-sf-80-730.pdf
https://catalog.tungsram.com/files/sheet/amix_tbd_am-l-3-f-ce-80-730.pdf
https://catalog.tungsram.com/files/sheet/amix_tbd_am-l-3-f-ae-80-730.pdf
https://catalog.tungsram.com/files/sheet/amix_tbd_am-l-3-f-se-80-730.pdf
https://catalog.tungsram.com/files/sheet/amix_tbd_am-l-3-f-cc-80-730.pdf
https://catalog.tungsram.com/files/sheet/amix_tbd_am-l-3-f-ac-80-730.pdf
https://catalog.tungsram.com/files/sheet/amix_tbd_am-l-3-f-sc-80-730.pdf
https://catalog.tungsram.com/files/sheet/amix_tbd_am-l-3-f-cf-65-730.pdf
https://catalog.tungsram.com/files/sheet/amix_tbd_am-l-3-f-af-65-730.pdf
https://catalog.tungsram.com/files/sheet/amix_tbd_am-l-3-f-sf-65-730.pdf
https://catalog.tungsram.com/files/sheet/amix_tbd_am-l-3-f-ce-65-730.pdf
https://catalog.tungsram.com/files/sheet/amix_tbd_am-l-3-f-ae-65-730.pdf
https://catalog.tungsram.com/files/sheet/amix_tbd_am-l-3-f-se-65-730.pdf
https://catalog.tungsram.com/files/sheet/amix_tbd_am-l-3-f-cc-65-730.pdf
https://catalog.tungsram.com/files/sheet/amix_tbd_am-l-3-f-ac-65-730.pdf
https://catalog.tungsram.com/files/sheet/amix_tbd_am-l-3-f-sc-65-730.pdf
https://catalog.tungsram.com/files/sheet/amix_tbd_am-l-3-f-cf-55-730.pdf
https://catalog.tungsram.com/files/sheet/amix_tbd_am-l-3-f-af-55-730.pdf
https://catalog.tungsram.com/files/sheet/amix_tbd_am-l-3-f-sf-55-730.pdf
https://catalog.tungsram.com/files/sheet/amix_tbd_am-l-3-f-ce-55-730.pdf
https://catalog.tungsram.com/files/sheet/amix_tbd_am-l-3-f-ae-55-730.pdf
https://catalog.tungsram.com/files/sheet/amix_tbd_am-l-3-f-se-55-730.pdf
https://catalog.tungsram.com/files/sheet/amix_tbd_am-l-3-f-cc-55-730.pdf
https://catalog.tungsram.com/files/sheet/amix_tbd_am-l-3-f-ac-55-730.pdf
https://catalog.tungsram.com/files/sheet/amix_tbd_am-l-3-f-sc-55-730.pdf
https://catalog.tungsram.com/files/sheet/vertical-farm-lightbars_tbd_tuas-vfr-1200-6-channel-st.pdf
https://catalog.tungsram.com/files/sheet/vertical-farm-lightbars_tbd_tuas-vfp-1200-d-ho.pdf
https://catalog.tungsram.com/files/sheet/vertical-farm-lightbars_tbd_tuas-vfp-1200-d-st.pdf
https://catalog.tungsram.com/files/sheet/vertical-farm-lightbars_tbd_tuas-vfs-1200-f-ho.pdf
https://catalog.tungsram.com/files/sheet/vertical-farm-lightbars_tbd_tuas-vfs-1200-f-st.pdf
https://catalog.tungsram.com/files/sheet/interlight_tbd_tuas-gint-2550-0015008500-c-fx-st.pdf
https://catalog.tungsram.com/files/sheet/interlight_tbd_tuas-gint-1500-0015008500-c-fx-st.pdf
https://catalog.tungsram.com/files/sheet/toplight-linear_tbd_tuas-glin-2h-0010009000-c1-fx-st.pdf
https://catalog.tungsram.com/files/sheet/toplight-linear_93114817_tuas-glin-1h-0010009000-c1-fx-st.pdf
https://catalog.tungsram.com/files/sheet/toplight-linear_93110540_tuas-glin-1m-0035006500-c1-dl-st.pdf
https://catalog.tungsram.com/files/sheet/toplight-linear_93110539_tuas-glin-1m-0035006500-l5-fx-st.pdf
https://catalog.tungsram.com/files/sheet/toplight-research_tbd_tuas-gtr-2v-0012057508-c1-dv-st.pdf
https://catalog.tungsram.com/files/sheet/toplight-research_93113506_tuas-gtr-1v-0012057508-c1-dv-st.pdf
https://catalog.tungsram.com/files/sheet/toplight-standard_93113065_tuas-gts-1h-0010009000-c1-dl-st.pdf
https://catalog.tungsram.com/files/sheet/toplight-standard_93113064_tuas-gts-1m-0010009000-c1-dl-st.pdf
https://catalog.tungsram.com/files/sheet/surface-mount-downlighter-ip54_93116561_led-downlight-sm-35w-d170-840-st-36d-b.pdf
https://catalog.tungsram.com/files/sheet/surface-mount-downlighter-ip54_93116560_led-downlight-sm-35w-d170-830-st-36d-b.pdf
https://catalog.tungsram.com/files/sheet/surface-mount-downlighter-ip54_93116559_led-downlight-sm-25w-d120-840-st-36d-b.pdf
https://catalog.tungsram.com/files/sheet/surface-mount-downlighter-ip54_93116558_led-downlight-sm-25w-d120-830-st-36d-b.pdf
https://catalog.tungsram.com/files/sheet/surface-mount-downlighter-ip54_93116557_led-downlight-sm-15w-d100-840-st-36d-b.pdf
https://catalog.tungsram.com/files/sheet/surface-mount-downlighter-ip54_93116556_led-downlight-sm-15w-d100-830-st-36d-b.pdf
https://catalog.tungsram.com/files/sheet/surface-mount-downlighter-ip54_93116555_led-downlight-sm-35w-d170-840-st-36d-w.pdf
https://catalog.tungsram.com/files/sheet/surface-mount-downlighter-ip54_93116554_led-downlight-sm-35w-d170-830-st-36d-w.pdf
https://catalog.tungsram.com/files/sheet/surface-mount-downlighter-ip54_93116553_led-downlight-sm-25w-d120-840-st-36d-w.pdf
https://catalog.tungsram.com/files/sheet/surface-mount-downlighter-ip54_93116552_led-downlight-sm-25w-d120-830-st-36d-w.pdf
https://catalog.tungsram.com/files/sheet/surface-mount-downlighter-ip54_93116551_led-downlight-sm-15w-d100-840-st-36d-w.pdf
https://catalog.tungsram.com/files/sheet/surface-mount-downlighter-ip54_93116550_led-downlight-sm-15w-d100-830-st-36d-w.pdf
https://catalog.tungsram.com/files/sheet/floodlight-symmetrical-eco_93115862_led-flood-g2-tu-s-100w-850-sy-st-gn-ds.pdf
https://catalog.tungsram.com/files/sheet/floodlight-symmetrical-eco_93115861_led-flood-g2-tu-s-50w-850-sy-st-gn-ds.pdf
https://catalog.tungsram.com/files/sheet/floodlight-symmetrical-eco_93115860_led-flood-g2-tu-s-30w-850-sy-st-gn-ds.pdf
https://catalog.tungsram.com/files/sheet/floodlight-symmetrical-eco_93115859_led-flood-g2-tu-s-10w-850-sy-st-gn-ds.pdf
https://catalog.tungsram.com/files/sheet/floodlight-symmetrical-eco_93115858_led-flood-g2-tu-s-100w-840-sy-st-gn-ds.pdf
https://catalog.tungsram.com/files/sheet/floodlight-symmetrical-eco_93115857_led-flood-g2-tu-s-50w-840-sy-st-gn-ds.pdf
https://catalog.tungsram.com/files/sheet/floodlight-symmetrical-eco_93115856_led-flood-g2-tu-s-30w-840-sy-st-gn-ds.pdf
https://catalog.tungsram.com/files/sheet/floodlight-symmetrical-eco_93115855_led-flood-g2-tu-s-10w-840-sy-st-gn-ds.pdf
https://catalog.tungsram.com/files/sheet/floodlight-symmetrical-eco_93115850_led-flood-g2-tu-s-100w-840-sy-st-gn.pdf
https://catalog.tungsram.com/files/sheet/floodlight-symmetrical-eco_93115849_led-flood-g2-tu-s-50w-840-sy-st-gn.pdf
https://catalog.tungsram.com/files/sheet/floodlight-symmetrical-eco_93115848_led-flood-g2-tu-s-30w-840-sy-st-gn.pdf
https://catalog.tungsram.com/files/sheet/floodlight-symmetrical-eco_93115847_led-flood-g2-tu-s-10w-840-sy-st-gn.pdf
https://catalog.tungsram.com/files/sheet/floodlight-symmetrical-eco_93115854_led-flood-g2-tu-s-100w-830-sy-st-gn.pdf
https://catalog.tungsram.com/files/sheet/floodlight-symmetrical-eco_93115853_led-flood-g2-tu-s-50w-830-sy-st-gn.pdf
https://catalog.tungsram.com/files/sheet/floodlight-symmetrical-eco_93115852_led-flood-g2-tu-s-30w-830-sy-st-gn.pdf
https://catalog.tungsram.com/files/sheet/floodlight-symmetrical-eco_93115851_led-flood-g2-tu-s-10w-830-sy-st-gn.pdf
https://catalog.tungsram.com/files/sheet/tung-panel-value_93117496_tung-panel-e-2x2-s-36w-865-ds.pdf
https://catalog.tungsram.com/files/sheet/tung-panel-value_93117485_tung-panel-e-2x2-s-36w-865.pdf
https://catalog.tungsram.com/files/sheet/tung-panel-value_93117484_tung-panel-e-2x2-s-36w-840.pdf
https://catalog.tungsram.com/files/sheet/tung-panel-value_93117483_tung-panel-e-2x2-s-36w-830.pdf
https://catalog.tungsram.com/files/sheet/tung-panel-standard_tbd_tung-panel-s-2x2-s-30w-840-19-fr.pdf
https://catalog.tungsram.com/files/sheet/tung-panel-standard_tbd_tung-panel-s-2x2-s-30w-830-19-fr.pdf
https://catalog.tungsram.com/files/sheet/tung-panel-standard_93117854_tung-panel-s-2x2-s-30w-840-19-ds.pdf
https://catalog.tungsram.com/files/sheet/tung-panel-standard_93117521_tung-panel-hl-2x2-s-48w-865-19-ds.pdf
https://catalog.tungsram.com/files/sheet/tung-panel-standard_93117520_tung-panel-hl-2x2-s-48w-840-19.pdf
https://catalog.tungsram.com/files/sheet/tung-panel-standard_93117519_tung-panel-hl-2x2-s-48w-830-19.pdf
https://catalog.tungsram.com/files/sheet/tung-panel-standard_93117518_tung-panel-hl-1x4-s-48w-840-19.pdf
https://catalog.tungsram.com/files/sheet/tung-panel-standard_93117517_tung-panel-hl-1x4-s-48w-830-19.pdf
https://catalog.tungsram.com/files/sheet/tung-panel-standard_93117516_tung-panel-s-1x4-s-40w-865-19-ds.pdf
https://catalog.tungsram.com/files/sheet/tung-panel-standard_93117512_tung-panel-s-2x2-s-40w-865-19-ds.pdf
https://catalog.tungsram.com/files/sheet/tung-panel-standard_93117515_tung-panel-s-1x4-s-40w-865-19.pdf
https://catalog.tungsram.com/files/sheet/tung-panel-standard_93117514_tung-panel-s-1x4-s-40w-840-19.pdf
https://catalog.tungsram.com/files/sheet/tung-panel-standard_93117511_tung-panel-s-2x2-s-40w-865-19.pdf
https://catalog.tungsram.com/files/sheet/tung-panel-standard_93117510_tung-panel-s-2x2-s-40w-840-19.pdf
https://catalog.tungsram.com/files/sheet/tung-panel-standard_93117509_tung-panel-s-2x2-s-40w-830-19.pdf
https://catalog.tungsram.com/files/sheet/tung-panel-standard_93117402_tung-panel-sb-1x4-s-40w-840-19-5.pdf
https://catalog.tungsram.com/files/sheet/tung-panel-standard_93117401_tung-panel-sb-1x4-s-40w-830-19-5.pdf
https://catalog.tungsram.com/files/sheet/tung-panel-standard_93117508_tung-panel-s-2x2-s-30w-865-19-5-ds.pdf
https://catalog.tungsram.com/files/sheet/tung-panel-standard_93117503_tung-panel-s-1x4-s-30w-865-19.pdf
https://catalog.tungsram.com/files/sheet/tung-panel-standard_93117507_tung-panel-s-1x4-s-30w-840-19-5.pdf
https://catalog.tungsram.com/files/sheet/tung-panel-standard_93117502_tung-panel-s-1x4-s-30w-840-19.pdf
https://catalog.tungsram.com/files/sheet/tung-panel-standard_93117506_tung-panel-s-1x4-s-30w-830-19-5.pdf
https://catalog.tungsram.com/files/sheet/tung-panel-standard_93117501_tung-panel-s-1x4-s-30w-830-19.pdf
https://catalog.tungsram.com/files/sheet/tung-panel-standard_93117500_tung-panel-s-2x2-s-30w-865-19-ds.pdf
https://catalog.tungsram.com/files/sheet/tung-panel-standard_93117499_tung-panel-s-2x2-s-30w-865-19.pdf
https://catalog.tungsram.com/files/sheet/tung-panel-standard_93117505_tung-panel-s-2x2-s-30w-840-19-5.pdf
https://catalog.tungsram.com/files/sheet/tung-panel-standard_93117498_tung-panel-s-2x2-s-30w-840-19.pdf
https://catalog.tungsram.com/files/sheet/tung-panel-standard_93117504_tung-panel-s-2x2-s-30w-830-19-5.pdf
https://catalog.tungsram.com/files/sheet/tung-panel-standard_93117497_tung-panel-s-2x2-s-30w-830-19.pdf
https://catalog.tungsram.com/files/sheet/pendant-downlight_93116079_led-pendant-tu-3x5w-830-24d-sw-300mm.pdf
https://catalog.tungsram.com/files/sheet/pendant-downlight_93116080_led-pendant-tu-3x5w-830-24d-sb-300mm.pdf
https://catalog.tungsram.com/files/sheet/pendant-downlight_93116077_led-pendant-tu-2x5w-830-24d-sw-300mm.pdf
https://catalog.tungsram.com/files/sheet/pendant-downlight_93116078_led-pendant-tu-2x5w-830-24d-sb-300mm.pdf
https://catalog.tungsram.com/files/sheet/pendant-downlight_93116065_led-pendant-tu-1x5w-830-24d-sw-300mm.pdf
https://catalog.tungsram.com/files/sheet/pendant-downlight_93116076_led-pendant-tu-1x5w-830-24d-sb-300mm.pdf
https://catalog.tungsram.com/files/sheet/pendant-downlight_93115921_led-pendant-tu-1x10w-830-24d-sw-130mm.pdf
https://catalog.tungsram.com/files/sheet/pendant-downlight_93115922_led-pendant-tu-1x10w-830-24d-sb-130mm.pdf
https://catalog.tungsram.com/files/sheet/fireproof-downlight_93108736_fireproof-downlight-g1-tu-ip65-7-5w-f-w.pdf
https://catalog.tungsram.com/files/sheet/fireproof-downlight_93108712_fireproof-downlight-g1-tu-ip65-5w-f-w.pdf
https://catalog.tungsram.com/files/sheet/fireproof-downlight_93108714_fireproof-downlight-g1-tu-ip20-5w-r-w.pdf
https://catalog.tungsram.com/files/sheet/spotlight-g1-5w_93100539_led-spotlight-g1-tu-wsf-ip65-5w-840-t.pdf
https://catalog.tungsram.com/files/sheet/spotlight-g1-5w_93100538_led-spotlight-g1-tu-wsf-ip65-5w-840-s.pdf
https://catalog.tungsram.com/files/sheet/spotlight-g1-5w_93100537_led-spotlight-g1-tu-wsf-ip65-5w-830-t.pdf
https://catalog.tungsram.com/files/sheet/spotlight-g1-5w_93100536_led-spotlight-g1-tu-wsf-ip65-5w-830-s.pdf
https://catalog.tungsram.com/files/sheet/spotlight-g1-5w_93100535_led-spotlight-g1-tu-wsa-ip20-5w-840-t.pdf
https://catalog.tungsram.com/files/sheet/spotlight-g1-5w_93100534_led-spotlight-g1-tu-wsa-ip20-5w-840-s.pdf
https://catalog.tungsram.com/files/sheet/spotlight-g1-5w_93100533_led-spotlight-g1-tu-wsa-ip20-5w-830-t.pdf
https://catalog.tungsram.com/files/sheet/spotlight-g1-5w_93100532_led-spotlight-g1-tu-wsa-ip20-5w-830-s.pdf
https://catalog.tungsram.com/files/sheet/spotlight-g1-5w_93100531_led-spotlight-g1-tu-wrf-ip65-5w-840-t.pdf
https://catalog.tungsram.com/files/sheet/spotlight-g1-5w_93100530_led-spotlight-g1-tu-wrf-ip65-5w-840-s.pdf
https://catalog.tungsram.com/files/sheet/spotlight-g1-5w_93100529_led-spotlight-g1-tu-wrf-ip65-5w-830-t.pdf
https://catalog.tungsram.com/files/sheet/spotlight-g1-5w_93100528_led-spotlight-g1-tu-wrf-ip65-5w-830-s.pdf
https://catalog.tungsram.com/files/sheet/spotlight-g1-5w_93100527_led-spotlight-g1-tu-wra-ip20-5w-840-t.pdf
https://catalog.tungsram.com/files/sheet/spotlight-g1-5w_93100526_led-spotlight-g1-tu-wra-ip20-5w-840-s.pdf
https://catalog.tungsram.com/files/sheet/spotlight-g1-5w_93100365_led-spotlight-g1-tu-wra-ip20-5w-830-t.pdf
https://catalog.tungsram.com/files/sheet/spotlight-g1-5w_93100364_led-spotlight-g1-tu-wra-ip20-5w-830-s.pdf
https://catalog.tungsram.com/files/sheet/edgelit-premium_93104958_led-panel-p1-tu-2x4-s-59w-840-21-2.pdf
https://catalog.tungsram.com/files/sheet/edgelit-premium_93104959_led-panel-p1-tu-2x4-s-59w-840-19-2.pdf
https://catalog.tungsram.com/files/sheet/edgelit-premium_93107537_led-panel-p1-tu-2x2-s-30w-865-21.pdf
https://catalog.tungsram.com/files/sheet/edgelit-premium_93107539_led-panel-p1-tu-2x2-s-30w-862-19.pdf
https://catalog.tungsram.com/files/sheet/edgelit-premium_93104960_led-panel-p1-tu-2x2-s-30w-840-21-ip54.pdf
https://catalog.tungsram.com/files/sheet/edgelit-premium_93101658_led-panel-p1-tu-2x2-s-30w-840-21.pdf
https://catalog.tungsram.com/files/sheet/edgelit-premium_93104961_led-panel-p1-tu-2x2-s-30w-840-19-ip54.pdf
https://catalog.tungsram.com/files/sheet/edgelit-premium_93101660_led-panel-p1-tu-2x2-s-30w-840-19.pdf
https://catalog.tungsram.com/files/sheet/edgelit-premium_93101657_led-panel-p1-tu-2x2-s-30w-830-21.pdf
https://catalog.tungsram.com/files/sheet/edgelit-premium_93101659_led-panel-p1-tu-2x2-s-30w-830-19.pdf
https://catalog.tungsram.com/files/sheet/edgelit-premium_93108092_led-panel-p1-tu-2x2-d-40w-865-21.pdf
https://catalog.tungsram.com/files/sheet/edgelit-premium_93108093_led-panel-p1-tu-2x2-d-40w-862-19.pdf
https://catalog.tungsram.com/files/sheet/edgelit-premium_93101671_led-panel-p1-tu-2x2-d-40w-840-21.pdf
https://catalog.tungsram.com/files/sheet/edgelit-premium_93101672_led-panel-p1-tu-2x2-d-40w-840-19.pdf
https://catalog.tungsram.com/files/sheet/edgelit-premium_93101669_led-panel-p1-tu-2x2-d-40w-830-21.pdf
https://catalog.tungsram.com/files/sheet/edgelit-premium_93101670_led-panel-p1-tu-2x2-d-40w-830-19.pdf
https://catalog.tungsram.com/files/sheet/edgelit-premium_93104956_led-panel-p1-tu-1x4-s-59w-840-21-ho.pdf
https://catalog.tungsram.com/files/sheet/edgelit-premium_93104957_led-panel-p1-tu-1x4-s-59w-840-19-ho.pdf
https://catalog.tungsram.com/files/sheet/edgelit-premium_93107538_led-panel-p1-tu-1x4-s-30w-865-21.pdf
https://catalog.tungsram.com/files/sheet/edgelit-premium_93107540_led-panel-p1-tu-1x4-s-30w-865-19.pdf
https://catalog.tungsram.com/files/sheet/edgelit-premium_93107525_led-panel-p1-tu-1x4-s-30w-840-21.pdf
https://catalog.tungsram.com/files/sheet/edgelit-premium_93107526_led-panel-p1-tu-1x4-s-30w-840-19.pdf
https://catalog.tungsram.com/files/sheet/edgelit-premium_93108083_led-panel-p1-tu-1x4-s-30w-830-21.pdf
https://catalog.tungsram.com/files/sheet/edgelit-premium_93101675_led-panel-p1-tu-1x4-s-30w-830-19.pdf
https://catalog.tungsram.com/files/sheet/edgelit-premium_93108094_led-panel-p1-tu-1x4-d-40w-865-21.pdf
https://catalog.tungsram.com/files/sheet/edgelit-premium_93108095_led-panel-p1-tu-1x4-d-40w-865-19.pdf
https://catalog.tungsram.com/files/sheet/edgelit-premium_93108081_led-panel-p1-tu-1x4-d-40w-840-21.pdf
https://catalog.tungsram.com/files/sheet/edgelit-premium_93108082_led-panel-p1-tu-1x4-d-40w-840-19.pdf
https://catalog.tungsram.com/files/sheet/edgelit-premium_93108080_led-panel-p1-tu-1x4-d-40w-830-21.pdf
https://catalog.tungsram.com/files/sheet/edgelit-premium_93101674_led-panel-p1-tu-1x4-d-40w-830-19.pdf
https://catalog.tungsram.com/files/sheet/eco-g2_93092688_led-panel-s2-tu-1x4-s-36w-865-21-eu-2.pdf
https://catalog.tungsram.com/files/sheet/eco-g2_93092685_led-panel-s2-tu-1x4-s-36w-865-19-eu-2.pdf
https://catalog.tungsram.com/files/sheet/eco-g2_93092687_led-panel-s2-tu-1x4-s-36w-840-21-eu-2.pdf
https://catalog.tungsram.com/files/sheet/eco-g2_93092684_led-panel-s2-tu-1x4-s-36w-840-19-eu-2.pdf
https://catalog.tungsram.com/files/sheet/eco-g2_93092686_led-panel-s2-tu-1x4-s-36w-830-21-eu-2.pdf
https://catalog.tungsram.com/files/sheet/eco-g2_93092683_led-panel-s2-tu-1x4-s-36w-830-19-eu-2.pdf
https://catalog.tungsram.com/files/sheet/eco-g2_93101349_led-panel-s2-tu-2x2-s-36w-865-21-eu-2.pdf
https://catalog.tungsram.com/files/sheet/eco-g2_93108107_led-panel-s2-tu-2x2-s-36w-865-19-fr-2.pdf
https://catalog.tungsram.com/files/sheet/eco-g2_93101352_led-panel-s2-tu-2x2-s-36w-865-19-eu-2.pdf
https://catalog.tungsram.com/files/sheet/eco-g2_93101348_led-panel-s2-tu-2x2-s-36w-840-21-eu-2.pdf
https://catalog.tungsram.com/files/sheet/eco-g2_93108106_led-panel-s2-tu-2x2-s-36w-840-19-fr-2.pdf
https://catalog.tungsram.com/files/sheet/eco-g2_93101351_led-panel-s2-tu-2x2-s-36w-840-19-eu-2.pdf
https://catalog.tungsram.com/files/sheet/eco-g2_93101347_led-panel-s2-tu-2x2-s-36w-830-21-eu-2.pdf
https://catalog.tungsram.com/files/sheet/eco-g2_93108105_led-panel-s2-tu-2x2-s-36w-830-19-fr-2.pdf
https://catalog.tungsram.com/files/sheet/eco-g2_93101350_led-panel-s2-tu-2x2-s-36w-830-19-eu-2.pdf
https://catalog.tungsram.com/files/sheet/downlight-adjustable_93114431_led-scoop-33w-840-s-50d.pdf
https://catalog.tungsram.com/files/sheet/downlight-adjustable_93114430_led-scoop-33w-840-s-40d.pdf
https://catalog.tungsram.com/files/sheet/downlight-adjustable_93114429_led-scoop-33w-840-s-20d.pdf
https://catalog.tungsram.com/files/sheet/downlight-adjustable_93114428_led-scoop-33w-830-s-50d.pdf
https://catalog.tungsram.com/files/sheet/downlight-adjustable_93114427_led-scoop-33w-830-s-40d.pdf
https://catalog.tungsram.com/files/sheet/downlight-adjustable_93114426_led-scoop-33w-830-s-20d.pdf
https://catalog.tungsram.com/files/sheet/downlight-adjustable_93114881_led-scoop-20w-840-s-50d.pdf
https://catalog.tungsram.com/files/sheet/downlight-adjustable_93114880_led-scoop-20w-840-s-40d.pdf
https://catalog.tungsram.com/files/sheet/downlight-adjustable_93114879_led-scoop-20w-840-s-20d.pdf
https://catalog.tungsram.com/files/sheet/downlight-adjustable_93114878_led-scoop-20w-830-s-50d.pdf
https://catalog.tungsram.com/files/sheet/downlight-adjustable_93114877_led-scoop-20w-830-s-40d.pdf
https://catalog.tungsram.com/files/sheet/downlight-adjustable_93114876_led-scoop-20w-830-s-20d.pdf
https://catalog.tungsram.com/files/sheet/downlight-multigimbal_93113195_led-gimbal-3x30w-840-s-36d.pdf
https://catalog.tungsram.com/files/sheet/downlight-multigimbal_93113194_led-gimbal-3x30w-840-s-20d.pdf
https://catalog.tungsram.com/files/sheet/downlight-multigimbal_93113193_led-gimbal-3x30w-840-s-15d.pdf
https://catalog.tungsram.com/files/sheet/downlight-multigimbal_93113192_led-gimbal-3x30w-830-s-36d.pdf
https://catalog.tungsram.com/files/sheet/downlight-multigimbal_93113191_led-gimbal-3x30w-830-s-20d.pdf
https://catalog.tungsram.com/files/sheet/downlight-multigimbal_93113190_led-gimbal-3x30w-830-s-15d.pdf
https://catalog.tungsram.com/files/sheet/downlight-multigimbal_93113189_led-gimbal-2x30w-840-s-36d.pdf
https://catalog.tungsram.com/files/sheet/downlight-multigimbal_93113188_led-gimbal-2x30w-840-s-20d.pdf
https://catalog.tungsram.com/files/sheet/downlight-multigimbal_93113187_led-gimbal-2x30w-840-s-15d.pdf
https://catalog.tungsram.com/files/sheet/downlight-multigimbal_93113186_led-gimbal-2x30w-830-s-36d.pdf
https://catalog.tungsram.com/files/sheet/downlight-multigimbal_93113185_led-gimbal-2x30w-830-s-20d.pdf
https://catalog.tungsram.com/files/sheet/downlight-multigimbal_93113184_led-gimbal-2x30w-830-s-15d.pdf
https://catalog.tungsram.com/files/sheet/downlight-multigimbal_93113183_led-gimbal-1x30w-840-s-36d.pdf
https://catalog.tungsram.com/files/sheet/downlight-multigimbal_93113182_led-gimbal-1x30w-840-s-20d.pdf
https://catalog.tungsram.com/files/sheet/downlight-multigimbal_93113181_led-gimbal-1x30w-840-s-15d.pdf
https://catalog.tungsram.com/files/sheet/downlight-multigimbal_93113180_led-gimbal-1x30w-830-s-36d.pdf
https://catalog.tungsram.com/files/sheet/downlight-multigimbal_93113179_led-gimbal-1x30w-830-s-20d.pdf
https://catalog.tungsram.com/files/sheet/downlight-multigimbal_93113178_led-gimbal-1x30w-830-s-15d.pdf
https://catalog.tungsram.com/files/sheet/spotlight-g1-6w_93107546_led-spotlight-g1-tu-wra-ip20-6w-865-s.pdf
https://catalog.tungsram.com/files/sheet/spotlight-g1-6w_93107545_led-spotlight-g1-tu-wra-ip20-6w-840-s.pdf
https://catalog.tungsram.com/files/sheet/spotlight-g1-6w_93107544_led-spotlight-g1-tu-wra-ip20-6w-830-s.pdf
https://catalog.tungsram.com/files/sheet/slim-downlight-premium_93108091_led-dlr-slim-p1-tu8-ip40-22w-840-sst.pdf
https://catalog.tungsram.com/files/sheet/slim-downlight-premium_93108099_led-dlr-slim-p1-tu8-ip40-22w-840-dst.pdf
https://catalog.tungsram.com/files/sheet/slim-downlight-premium_93108090_led-dlr-slim-p1-tu8-ip40-22w-830-sst.pdf
https://catalog.tungsram.com/files/sheet/slim-downlight-premium_93108098_led-dlr-slim-p1-tu8-ip40-22w-830-dst.pdf
https://catalog.tungsram.com/files/sheet/slim-downlight-premium_93108088_led-dlr-slim-p1-tu8-ip40-18w-840-sst.pdf
https://catalog.tungsram.com/files/sheet/slim-downlight-premium_93108087_led-dlr-slim-p1-tu8-ip40-18w-830-sst.pdf
https://catalog.tungsram.com/files/sheet/slim-downlight-premium_93108086_led-dlr-slim-p1-tu6-ip40-12w-840-sst.pdf
https://catalog.tungsram.com/files/sheet/slim-downlight-premium_93108097_led-dlr-slim-p1-tu6-ip40-12w-840-dst.pdf
https://catalog.tungsram.com/files/sheet/slim-downlight-premium_93108085_led-dlr-slim-p1-tu6-ip40-12w-830-sst.pdf
https://catalog.tungsram.com/files/sheet/slim-downlight-premium_93108096_led-dlr-slim-p1-tu6-ip40-12w-830-dst.pdf
https://catalog.tungsram.com/files/sheet/ip20-diffuser-downlight_93107536_led-dlr-diff-p1-tu8-ip20-22w-840-sst.pdf
https://catalog.tungsram.com/files/sheet/ip20-diffuser-downlight_93108079_led-dlr-diff-p1-tu8-ip20-22w-830-sst.pdf
https://catalog.tungsram.com/files/sheet/ip20-diffuser-downlight_93107535_led-dlr-diff-p1-tu8-ip20-15w-840-sst.pdf
https://catalog.tungsram.com/files/sheet/ip20-diffuser-downlight_93108078_led-dlr-diff-p1-tu8-ip20-15w-830-sst.pdf
https://catalog.tungsram.com/files/sheet/ip20-diffuser-downlight_93107534_led-dlr-diff-p1-tu6-ip20-15w-840-sst.pdf
https://catalog.tungsram.com/files/sheet/ip20-diffuser-downlight_93108077_led-dlr-diff-p1-tu6-ip20-15w-830-sst.pdf
https://catalog.tungsram.com/files/sheet/ip20-diffuser-downlight_93107533_led-dlr-diff-p1-tu6-ip20-11w-840-sst.pdf
https://catalog.tungsram.com/files/sheet/ip20-diffuser-downlight_93108076_led-dlr-diff-p1-tu6-ip20-11w-830-sst.pdf
https://catalog.tungsram.com/files/sheet/led-bulkhead-g1_93100223_led-bulkhead-g1-tu-d33-9w-840-s-nnn.pdf
https://catalog.tungsram.com/files/sheet/led-bulkhead-g1_93100225_led-bulkhead-g1-tu-d33-9w-840-s-nnm.pdf
https://catalog.tungsram.com/files/sheet/led-bulkhead-g1_93100222_led-bulkhead-g1-tu-d33-17w-840-s-nnn.pdf
https://catalog.tungsram.com/files/sheet/led-bulkhead-g1_93100224_led-bulkhead-g1-tu-d33-17w-840-s-nnm.pdf
https://catalog.tungsram.com/files/sheet/led-bulkhead-g1_93107558_led-bulkhead-g1-tu-d30-25w-840-s-nnn.pdf
https://catalog.tungsram.com/files/sheet/led-bulkhead-g1_93107560_led-bulkhead-g1-tu-d30-25w-840-s-nnm.pdf
https://catalog.tungsram.com/files/sheet/led-bulkhead-g1_93107557_led-bulkhead-g1-tu-d30-25w-830-s-nnn.pdf
https://catalog.tungsram.com/files/sheet/led-bulkhead-g1_93107559_led-bulkhead-g1-tu-d30-25w-830-s-nnm.pdf
https://catalog.tungsram.com/files/sheet/led-bulkhead-g1_93107551_led-bulkhead-g1-tu-d25-9w-840-s-nnn.pdf
https://catalog.tungsram.com/files/sheet/led-bulkhead-g1_93107552_led-bulkhead-g1-tu-d25-9w-840-s-nnm.pdf
https://catalog.tungsram.com/files/sheet/led-bulkhead-g1_93107549_led-bulkhead-g1-tu-d25-9w-830-s-nnn.pdf
https://catalog.tungsram.com/files/sheet/led-bulkhead-g1_93107550_led-bulkhead-g1-tu-d25-9w-830-s-nnm.pdf
https://catalog.tungsram.com/files/sheet/led-bulkhead-g1_93107555_led-bulkhead-g1-tu-d25-17w-840-s-nnn.pdf
https://catalog.tungsram.com/files/sheet/led-bulkhead-g1_93107556_led-bulkhead-g1-tu-d25-17w-840-s-nnm.pdf
https://catalog.tungsram.com/files/sheet/led-bulkhead-g1_93107553_led-bulkhead-g1-tu-d25-17w-830-s-nnn.pdf
https://catalog.tungsram.com/files/sheet/led-bulkhead-g1_93107554_led-bulkhead-g1-tu-d25-17w-830-s-nnm.pdf
https://catalog.tungsram.com/files/sheet/ip44-diffuser-downlight_93109222_led-downlight-d1-tu-8-ip44-25w-860-s.pdf
https://catalog.tungsram.com/files/sheet/ip44-diffuser-downlight_93109221_led-downlight-d1-tu-8-ip44-25w-840-s.pdf
https://catalog.tungsram.com/files/sheet/ip44-diffuser-downlight_93109220_led-downlight-d1-tu-8-ip44-25w-830-s.pdf
https://catalog.tungsram.com/files/sheet/ip44-diffuser-downlight_93109218_led-downlight-d1-tu-6-ip44-18w-860-s.pdf
https://catalog.tungsram.com/files/sheet/ip44-diffuser-downlight_93109217_led-downlight-d1-tu-6-ip44-18w-840-s.pdf
https://catalog.tungsram.com/files/sheet/ip44-diffuser-downlight_93109216_led-downlight-d1-tu-6-ip44-18w-830-s.pdf
https://catalog.tungsram.com/files/sheet/tracklight-lux_93115003_led-track-spot-lux-940-36w-s-25d-wt.pdf
https://catalog.tungsram.com/files/sheet/tracklight-lux_93115004_led-track-spot-lux-940-36w-s-25d-bk.pdf
https://catalog.tungsram.com/files/sheet/tracklight-lux_93113176_led-track-spot-lux-940-32w-s-25d-wt.pdf
https://catalog.tungsram.com/files/sheet/tracklight-lux_93113177_led-track-spot-lux-940-32w-s-25d-bk.pdf
https://catalog.tungsram.com/files/sheet/tracklight-lux_93113172_led-track-spot-lux-940-22w-s-25d-wt.pdf
https://catalog.tungsram.com/files/sheet/tracklight-lux_93113173_led-track-spot-lux-940-22w-s-25d-bk.pdf
https://catalog.tungsram.com/files/sheet/tracklight-lux_93113168_led-track-spot-lux-940-11w-s-25d-wt.pdf
https://catalog.tungsram.com/files/sheet/tracklight-lux_93113169_led-track-spot-lux-940-11w-s-25d-bk.pdf
https://catalog.tungsram.com/files/sheet/tracklight-lux_93115001_led-track-spot-lux-930-36w-s-25d-wt.pdf
https://catalog.tungsram.com/files/sheet/tracklight-lux_93115002_led-track-spot-lux-930-36w-s-25d-bk.pdf
https://catalog.tungsram.com/files/sheet/tracklight-lux_93113174_led-track-spot-lux-930-32w-s-25d-wt.pdf
https://catalog.tungsram.com/files/sheet/tracklight-lux_93113175_led-track-spot-lux-930-32w-s-25d-bk.pdf
https://catalog.tungsram.com/files/sheet/tracklight-lux_93113170_led-track-spot-lux-930-22w-s-25d-wt.pdf
https://catalog.tungsram.com/files/sheet/tracklight-lux_93113171_led-track-spot-lux-930-22w-s-25d-bk.pdf
https://catalog.tungsram.com/files/sheet/tracklight-lux_93113166_led-track-spot-lux-930-11w-s-25d-wt.pdf
https://catalog.tungsram.com/files/sheet/tracklight-lux_93113167_led-track-spot-lux-930-11w-s-25d-bk.pdf
https://catalog.tungsram.com/files/sheet/tracklight-adv_93114999_led-track-spot-adv-940-39w-s-25d-wt.pdf
https://catalog.tungsram.com/files/sheet/tracklight-adv_93115000_led-track-spot-adv-940-39w-s-25d-bk.pdf
https://catalog.tungsram.com/files/sheet/tracklight-adv_93113024_led-track-spot-adv-940-30w-s-25d-wt.pdf
https://catalog.tungsram.com/files/sheet/tracklight-adv_93113025_led-track-spot-adv-940-30w-s-25d-bk.pdf
https://catalog.tungsram.com/files/sheet/tracklight-adv_93113020_led-track-spot-adv-940-21w-s-25d-wt.pdf
https://catalog.tungsram.com/files/sheet/tracklight-adv_93113021_led-track-spot-adv-940-21w-s-25d-bk.pdf
https://catalog.tungsram.com/files/sheet/tracklight-adv_93114997_led-track-spot-adv-930-39w-s-25d-wt.pdf
https://catalog.tungsram.com/files/sheet/tracklight-adv_93114998_led-track-spot-adv-930-39w-s-25d-bk.pdf
https://catalog.tungsram.com/files/sheet/tracklight-adv_93113022_led-track-spot-adv-930-30w-s-25d-wt.pdf
https://catalog.tungsram.com/files/sheet/tracklight-adv_93113023_led-track-spot-adv-930-30w-s-25d-bk.pdf
https://catalog.tungsram.com/files/sheet/tracklight-adv_93113018_led-track-spot-adv-930-21w-s-25d-wt.pdf
https://catalog.tungsram.com/files/sheet/tracklight-adv_93113019_led-track-spot-adv-930-21w-s-25d-bk.pdf
https://catalog.tungsram.com/files/sheet/slim-downlight-start_93109213_led-dlr-slim-s1-tu8-ip20-22w-840-sst.pdf
https://catalog.tungsram.com/files/sheet/slim-downlight-start_93109212_led-dlr-slim-s1-tu8-ip20-22w-830-sst.pdf
https://catalog.tungsram.com/files/sheet/slim-downlight-start_93109209_led-dlr-slim-s1-tu8-ip20-18w-840-sst.pdf
https://catalog.tungsram.com/files/sheet/slim-downlight-start_93109208_led-dlr-slim-s1-tu8-ip20-18w-830-sst.pdf
https://catalog.tungsram.com/files/sheet/slim-downlight-start_93109205_led-dlr-slim-s1-tu6-ip20-15w-840-sst.pdf
https://catalog.tungsram.com/files/sheet/slim-downlight-start_93109204_led-dlr-slim-s1-tu6-ip20-15w-830-sst.pdf
https://catalog.tungsram.com/files/sheet/mariner-start_93096971_led-mariner-st-g1-tu-5-56w-865-s-eu.pdf
https://catalog.tungsram.com/files/sheet/mariner-start_93096968_led-mariner-st-g1-tu-5-56w-840-s-eu.pdf
https://catalog.tungsram.com/files/sheet/mariner-start_93096961_led-mariner-st-g1-tu-5-28w-865-s-eu.pdf
https://catalog.tungsram.com/files/sheet/mariner-start_93096959_led-mariner-st-g1-tu-5-28w-840-s-eu.pdf
https://catalog.tungsram.com/files/sheet/mariner-start_93096965_led-mariner-st-g1-tu-4-48w-865-s-eu.pdf
https://catalog.tungsram.com/files/sheet/mariner-start_93096962_led-mariner-st-g1-tu-4-48w-840-s-eu.pdf
https://catalog.tungsram.com/files/sheet/mariner-start_93096957_led-mariner-st-g1-tu-4-24w-865-s-eu.pdf
https://catalog.tungsram.com/files/sheet/mariner-start_93096955_led-mariner-st-g1-tu-4-24w-840-s-eu.pdf
https://catalog.tungsram.com/files/sheet/mariner-start_93096952_led-mariner-st-g1-tu-2-24w-865-s-eu.pdf
https://catalog.tungsram.com/files/sheet/mariner-start_93096950_led-mariner-st-g1-tu-2-24w-840-s-eu.pdf
https://catalog.tungsram.com/files/sheet/mariner-start_93096949_led-mariner-st-g1-tu-2-12w-865-s-eu.pdf
https://catalog.tungsram.com/files/sheet/emergency-downlight_93100230_emergency-downlight-g1-tu-3-hl-o-li-s.pdf
https://catalog.tungsram.com/files/sheet/emergency-downlight_93100231_emergency-downlight-g1-tu-3-hl-c-li-s.pdf
https://catalog.tungsram.com/files/sheet/tudolio_93117474_tud-13w-90-s-100-bl-pe-sp-s85.pdf
https://catalog.tungsram.com/files/sheet/tudolio_93117470_tud-13w-90-s-100-bl-sm-sp-s85.pdf
https://catalog.tungsram.com/files/sheet/tudolio_93117468_tud-37w-90-d-300-wh-re-sp-s85.pdf
https://catalog.tungsram.com/files/sheet/tudolio_93117476_tud-30w-90-d-200-wh-pe-sp-s85.pdf
https://catalog.tungsram.com/files/sheet/tudolio_93117472_tud-30w-90-d-200-wh-sm-sp-s85.pdf
https://catalog.tungsram.com/files/sheet/tudolio_93117466_tud-30w-90-d-200-wh-re-sp-s85.pdf
https://catalog.tungsram.com/files/sheet/tudolio_93117464_tud-13w-90-d-100-wh-re-sp-s85.pdf
https://catalog.tungsram.com/files/sheet/tudolio_93117467_tud-37w-90-s-300-wh-re-sp-s85.pdf
https://catalog.tungsram.com/files/sheet/tudolio_93117475_tud-30w-90-s-200-wh-pe-sp-s85.pdf
https://catalog.tungsram.com/files/sheet/tudolio_93117471_tud-30w-90-s-200-wh-sm-sp-s85.pdf
https://catalog.tungsram.com/files/sheet/tudolio_93117465_tud-30w-90-s-200-wh-re-sp-s85.pdf
https://catalog.tungsram.com/files/sheet/tudolio_93117473_tud-13w-90-s-100-wh-pe-sp-s85.pdf
https://catalog.tungsram.com/files/sheet/tudolio_93117469_tud-13w-90-s-100-wh-sm-sp-s85.pdf
https://catalog.tungsram.com/files/sheet/tudolio_93117463_tud-13w-90-s-100-wh-re-sp-s85.pdf
https://catalog.tungsram.com/files/sheet/tudolio_93117460_tud-13w-80-s-100-bl-pe-sp-s85.pdf
https://catalog.tungsram.com/files/sheet/tudolio_93117456_tud-13w-80-s-100-bl-sm-sp-s85.pdf
https://catalog.tungsram.com/files/sheet/tudolio_93117444_tud-37w-80-d-300-wh-re-sp-s85.pdf
https://catalog.tungsram.com/files/sheet/tudolio_93117462_tud-30w-80-d-200-wh-pe-sp-s85.pdf
https://catalog.tungsram.com/files/sheet/tudolio_93117458_tud-30w-80-d-200-wh-sm-sp-s85.pdf
https://catalog.tungsram.com/files/sheet/tudolio_93117442_tud-30w-80-d-200-wh-re-sp-s85.pdf
https://catalog.tungsram.com/files/sheet/tudolio_93117440_tud-13w-80-d-100-wh-re-sp-s85.pdf
https://catalog.tungsram.com/files/sheet/tudolio_93117443_tud-37w-80-s-300-wh-re-sp-s85.pdf
https://catalog.tungsram.com/files/sheet/tudolio_93117461_tud-30w-80-s-200-wh-pe-sp-s85.pdf
https://catalog.tungsram.com/files/sheet/tudolio_93117457_tud-30w-80-s-200-wh-sm-sp-s85.pdf
https://catalog.tungsram.com/files/sheet/tudolio_93117441_tud-30w-80-s-200-wh-re-sp-s85.pdf
https://catalog.tungsram.com/files/sheet/tudolio_93117459_tud-13w-80-s-100-wh-pe-sp-s85.pdf
https://catalog.tungsram.com/files/sheet/tudolio_93117445_tud-13w-80-s-100-wh-sm-sp-s85.pdf
https://catalog.tungsram.com/files/sheet/tudolio_93117439_tud-13w-80-s-100-wh-re-sp-s85.pdf
https://catalog.tungsram.com/files/sheet/tlbt-tmbt_tbd_tmbt-4-f-aq-175-4.pdf
https://catalog.tungsram.com/files/sheet/tlbt-tmbt_tbd_tmbt-4-f-se-175-4.pdf
https://catalog.tungsram.com/files/sheet/tlbt-tmbt_tbd_tmbt-4-f-sd-175-4.pdf
https://catalog.tungsram.com/files/sheet/tlbt-tmbt_tbd_tmbt-4-f-sc-175-4.pdf
https://catalog.tungsram.com/files/sheet/tlbt-tmbt_tbd_tmbt-4-f-sb-175-4.pdf
https://catalog.tungsram.com/files/sheet/tlbt-tmbt_tbd_tmbt-4-f-sa-175-4.pdf
https://catalog.tungsram.com/files/sheet/tlbt-tmbt_tbd_tmbt-4-f-ae-175-4.pdf
https://catalog.tungsram.com/files/sheet/tlbt-tmbt_tbd_tmbt-4-f-ad-175-4.pdf
https://catalog.tungsram.com/files/sheet/tlbt-tmbt_tbd_tmbt-4-f-ac-175-4.pdf
https://catalog.tungsram.com/files/sheet/tlbt-tmbt_tbd_tmbt-4-f-ab-175-4.pdf
https://catalog.tungsram.com/files/sheet/tlbt-tmbt_tbd_tmbt-4-f-aa-175-4.pdf
https://catalog.tungsram.com/files/sheet/tlbt-tmbt_tbd_tmbt-4-f-aq-153-4.pdf
https://catalog.tungsram.com/files/sheet/tlbt-tmbt_tbd_tmbt-4-f-se-153-4.pdf
https://catalog.tungsram.com/files/sheet/tlbt-tmbt_tbd_tmbt-4-f-sd-153-4.pdf
https://catalog.tungsram.com/files/sheet/tlbt-tmbt_tbd_tmbt-4-f-sc-153-4.pdf
https://catalog.tungsram.com/files/sheet/tlbt-tmbt_tbd_tmbt-4-f-sb-153-4.pdf
https://catalog.tungsram.com/files/sheet/tlbt-tmbt_tbd_tmbt-4-f-sa-153-4.pdf
https://catalog.tungsram.com/files/sheet/tlbt-tmbt_tbd_tmbt-4-f-ae-153-4.pdf
https://catalog.tungsram.com/files/sheet/tlbt-tmbt_tbd_tmbt-4-f-ad-153-4.pdf
https://catalog.tungsram.com/files/sheet/tlbt-tmbt_tbd_tmbt-4-f-ac-153-4.pdf
https://catalog.tungsram.com/files/sheet/tlbt-tmbt_tbd_tmbt-4-f-ab-153-4.pdf
https://catalog.tungsram.com/files/sheet/tlbt-tmbt_tbd_tmbt-4-f-aa-153-4.pdf
https://catalog.tungsram.com/files/sheet/tlbt-tmbt_tbd_tmbt-4-f-aq-131-4.pdf
https://catalog.tungsram.com/files/sheet/tlbt-tmbt_tbd_tmbt-4-f-se-131-4.pdf
https://catalog.tungsram.com/files/sheet/tlbt-tmbt_tbd_tmbt-4-f-sd-131-4.pdf
https://catalog.tungsram.com/files/sheet/tlbt-tmbt_tbd_tmbt-4-f-sc-131-4.pdf
https://catalog.tungsram.com/files/sheet/tlbt-tmbt_tbd_tmbt-4-f-sb-131-4.pdf
https://catalog.tungsram.com/files/sheet/tlbt-tmbt_tbd_tmbt-4-f-sa-131-4.pdf
https://catalog.tungsram.com/files/sheet/tlbt-tmbt_tbd_tmbt-4-f-ae-131-4.pdf
https://catalog.tungsram.com/files/sheet/tlbt-tmbt_tbd_tmbt-4-f-ad-131-4.pdf
https://catalog.tungsram.com/files/sheet/tlbt-tmbt_tbd_tmbt-4-f-ac-131-4.pdf
https://catalog.tungsram.com/files/sheet/tlbt-tmbt_tbd_tmbt-4-f-ab-131-4.pdf
https://catalog.tungsram.com/files/sheet/tlbt-tmbt_tbd_tmbt-4-f-aa-131-4.pdf
https://catalog.tungsram.com/files/sheet/tlbt-tmbt_tbd_tlbt-4-f-y5-91-40.pdf
https://catalog.tungsram.com/files/sheet/tlbt-tmbt_tbd_tlbt-4-f-e-91-40.pdf
https://catalog.tungsram.com/files/sheet/tlbt-tmbt_tbd_tlbt-4-f-d-91-40.pdf
https://catalog.tungsram.com/files/sheet/tlbt-tmbt_tbd_tlbt-4-f-c-91-40.pdf
https://catalog.tungsram.com/files/sheet/tlbt-tmbt_tbd_tlbt-4-f-b-91-40.pdf
https://catalog.tungsram.com/files/sheet/tlbt-tmbt_tbd_tlbt-4-f-a-91-40.pdf
https://catalog.tungsram.com/files/sheet/tlbt-tmbt_tbd_tlbt-4-f-y5-68-40.pdf
https://catalog.tungsram.com/files/sheet/tlbt-tmbt_tbd_tlbt-4-f-e-68-40.pdf
https://catalog.tungsram.com/files/sheet/tlbt-tmbt_tbd_tlbt-4-f-d-68-40.pdf
https://catalog.tungsram.com/files/sheet/tlbt-tmbt_tbd_tlbt-4-f-c-68-40.pdf
https://catalog.tungsram.com/files/sheet/tlbt-tmbt_tbd_tlbt-4-f-b-68-40.pdf
https://catalog.tungsram.com/files/sheet/tlbt-tmbt_tbd_tlbt-4-f-a-68-40.pdf
https://catalog.tungsram.com/files/sheet/tlbt-tmbt_tbd_tlbt-4-f-y5-56-40.pdf
https://catalog.tungsram.com/files/sheet/tlbt-tmbt_tbd_tlbt-4-f-e-56-40.pdf
https://catalog.tungsram.com/files/sheet/tlbt-tmbt_tbd_tlbt-4-f-d-56-40.pdf
https://catalog.tungsram.com/files/sheet/tlbt-tmbt_tbd_tlbt-4-f-c-56-40.pdf
https://catalog.tungsram.com/files/sheet/tlbt-tmbt_tbd_tlbt-4-f-b-56-40.pdf
https://catalog.tungsram.com/files/sheet/tlbt-tmbt_tbd_tlbt-4-f-a-56-40.pdf
https://catalog.tungsram.com/files/sheet/tlbt-tmbt_tbd_tlbt-4-f-y5-44-40.pdf
https://catalog.tungsram.com/files/sheet/tlbt-tmbt_tbd_tlbt-4-f-e-44-40.pdf
https://catalog.tungsram.com/files/sheet/tlbt-tmbt_tbd_tlbt-4-f-d-44-40.pdf
https://catalog.tungsram.com/files/sheet/tlbt-tmbt_tbd_tlbt-4-f-c-44-40.pdf
https://catalog.tungsram.com/files/sheet/tlbt-tmbt_tbd_tlbt-4-f-b-44-40.pdf
https://catalog.tungsram.com/files/sheet/tlbt-tmbt_tbd_tlbt-4-f-a-44-40.pdf
https://catalog.tungsram.com/files/sheet/tlbt-tmbt_tbd_tlbt-4-f-y5-33-40.pdf
https://catalog.tungsram.com/files/sheet/tlbt-tmbt_tbd_tlbt-4-f-e-33-40.pdf
https://catalog.tungsram.com/files/sheet/tlbt-tmbt_tbd_tlbt-4-f-d-33-40.pdf
https://catalog.tungsram.com/files/sheet/tlbt-tmbt_tbd_tlbt-4-f-c-33-40.pdf
https://catalog.tungsram.com/files/sheet/tlbt-tmbt_tbd_tlbt-4-f-b-33-40.pdf
https://catalog.tungsram.com/files/sheet/tlbt-tmbt_tbd_tlbt-4-f-a-33-40.pdf
https://catalog.tungsram.com/files/sheet/nobila_tbd_nobila-1-ah-90-3.pdf
https://catalog.tungsram.com/files/sheet/nobila_tbd_nobila-1-ah-80-3.pdf
https://catalog.tungsram.com/files/sheet/nobila_tbd_nobila-1-ah-70-3.pdf
https://catalog.tungsram.com/files/sheet/nobila_tbd_nobila-1-ah-60-3.pdf
https://catalog.tungsram.com/files/sheet/nobila_tbd_nobila-1-ah-50-3.pdf
https://catalog.tungsram.com/files/sheet/nobila_tbd_nobila-1-ah-40-3.pdf
https://catalog.tungsram.com/files/sheet/nobila_tbd_nobila-1-ah-30-3.pdf
https://catalog.tungsram.com/files/sheet/nobila_tbd_nobila-1-ah-20-3.pdf
https://catalog.tungsram.com/files/sheet/nobila_tbd_nobila-1-ah-90-4.pdf
https://catalog.tungsram.com/files/sheet/nobila_tbd_nobila-1-ah-80-4.pdf
https://catalog.tungsram.com/files/sheet/nobila_tbd_nobila-1-ah-70-4.pdf
https://catalog.tungsram.com/files/sheet/nobila_tbd_nobila-1-ah-60-4.pdf
https://catalog.tungsram.com/files/sheet/nobila_tbd_nobila-1-ah-50-4.pdf
https://catalog.tungsram.com/files/sheet/nobila_tbd_nobila-1-ah-40-4.pdf
https://catalog.tungsram.com/files/sheet/nobila_tbd_nobila-1-ah-30-4.pdf
https://catalog.tungsram.com/files/sheet/nobila_tbd_nobila-1-ah-20-4.pdf
https://catalog.tungsram.com/files/sheet/inlumino-s_tbd_ins1-16000ggg740.pdf
https://catalog.tungsram.com/files/sheet/inlumino-s_tbd_ins1-16000fff740.pdf
https://catalog.tungsram.com/files/sheet/inlumino-s_tbd_ins1-16000eee740.pdf
https://catalog.tungsram.com/files/sheet/inlumino-s_tbd_ins1-16000ddd740.pdf
https://catalog.tungsram.com/files/sheet/inlumino-s_tbd_ins1-16000ccc740.pdf
https://catalog.tungsram.com/files/sheet/inlumino-s_tbd_ins1-16000bbb740.pdf
https://catalog.tungsram.com/files/sheet/inlumino-s_tbd_ins1-16000aaa740.pdf
https://catalog.tungsram.com/files/sheet/inlumino-s_tbd_ins1-14000ggg740.pdf
https://catalog.tungsram.com/files/sheet/inlumino-s_tbd_ins1-14000fff740.pdf
https://catalog.tungsram.com/files/sheet/inlumino-s_tbd_ins1-14000eee740.pdf
https://catalog.tungsram.com/files/sheet/inlumino-s_tbd_ins1-14000ddd740.pdf
https://catalog.tungsram.com/files/sheet/inlumino-s_tbd_ins1-14000ccc740.pdf
https://catalog.tungsram.com/files/sheet/inlumino-s_tbd_ins1-14000bbb740.pdf
https://catalog.tungsram.com/files/sheet/inlumino-s_tbd_ins1-14000aaa740.pdf
https://catalog.tungsram.com/files/sheet/inlumino-s_tbd_ins1-12000ggg740.pdf
https://catalog.tungsram.com/files/sheet/inlumino-s_tbd_ins1-12000fff740.pdf
https://catalog.tungsram.com/files/sheet/inlumino-s_tbd_ins1-12000eee740.pdf
https://catalog.tungsram.com/files/sheet/inlumino-s_tbd_ins1-12000ddd740.pdf
https://catalog.tungsram.com/files/sheet/inlumino-s_tbd_ins1-12000ccc740.pdf
https://catalog.tungsram.com/files/sheet/inlumino-s_tbd_ins1-12000bbb740.pdf
https://catalog.tungsram.com/files/sheet/inlumino-s_tbd_ins1-12000aaa740.pdf
https://catalog.tungsram.com/files/sheet/inlumino-s_tbd_ins1-10000ggg740.pdf
https://catalog.tungsram.com/files/sheet/inlumino-s_tbd_ins1-10000fff740.pdf
https://catalog.tungsram.com/files/sheet/inlumino-s_tbd_ins1-10000eee740.pdf
https://catalog.tungsram.com/files/sheet/inlumino-s_tbd_ins1-10000ddd740.pdf
https://catalog.tungsram.com/files/sheet/inlumino-s_tbd_ins1-10000ccc740.pdf
https://catalog.tungsram.com/files/sheet/inlumino-s_tbd_ins1-10000bbb740.pdf
https://catalog.tungsram.com/files/sheet/inlumino-s_tbd_ins1-10000aaa740.pdf
https://catalog.tungsram.com/files/sheet/inlumino-s_tbd_ins1-8000ggg740.pdf
https://catalog.tungsram.com/files/sheet/inlumino-s_tbd_ins1-8000fff740.pdf
https://catalog.tungsram.com/files/sheet/inlumino-s_tbd_ins1-8000eee740.pdf
https://catalog.tungsram.com/files/sheet/inlumino-s_tbd_ins1-8000ddd740.pdf
https://catalog.tungsram.com/files/sheet/inlumino-s_tbd_ins1-8000ccc740.pdf
https://catalog.tungsram.com/files/sheet/inlumino-s_tbd_ins1-8000bbb740.pdf
https://catalog.tungsram.com/files/sheet/inlumino-s_tbd_ins1-8000aaa740.pdf
https://catalog.tungsram.com/files/sheet/inlumino-s_tbd_ins1-6000ggg740.pdf
https://catalog.tungsram.com/files/sheet/inlumino-s_tbd_ins1-6000fff740.pdf
https://catalog.tungsram.com/files/sheet/inlumino-s_tbd_ins1-6000eee740.pdf
https://catalog.tungsram.com/files/sheet/inlumino-s_tbd_ins1-6000ddd740.pdf
https://catalog.tungsram.com/files/sheet/inlumino-s_tbd_ins1-6000ccc740.pdf
https://catalog.tungsram.com/files/sheet/inlumino-s_tbd_ins1-6000bbb740.pdf
https://catalog.tungsram.com/files/sheet/inlumino-s_tbd_ins1-6000aaa740.pdf
https://catalog.tungsram.com/files/sheet/inlumino-s_tbd_ins1-4000ggg740.pdf
https://catalog.tungsram.com/files/sheet/inlumino-s_tbd_ins1-4000fff740.pdf
https://catalog.tungsram.com/files/sheet/inlumino-s_tbd_ins1-4000eee740.pdf
https://catalog.tungsram.com/files/sheet/inlumino-s_tbd_ins1-4000ddd740.pdf
https://catalog.tungsram.com/files/sheet/inlumino-s_tbd_ins1-4000ccc740.pdf
https://catalog.tungsram.com/files/sheet/inlumino-s_tbd_ins1-4000bbb740.pdf
https://catalog.tungsram.com/files/sheet/inlumino-s_tbd_ins1-4000aaa740.pdf
https://catalog.tungsram.com/files/sheet/mariner-start_93096977_led-mariner-st-g1-tu-5-56w-865-s-trds.pdf
https://catalog.tungsram.com/files/sheet/mariner-start_93096976_led-mariner-st-g1-tu-5-56w-840-s-trds.pdf
https://catalog.tungsram.com/files/sheet/mariner-start_93096975_led-mariner-st-g1-tu-4-48w-865-s-trds.pdf
https://catalog.tungsram.com/files/sheet/mariner-start_93096974_led-mariner-st-g1-tu-4-48w-840-s-trds.pdf
https://catalog.tungsram.com/files/sheet/mariner-start_93096972_led-mariner-st-g1-tu-5-56w-865-s-ds.pdf
https://catalog.tungsram.com/files/sheet/mariner-start_93096969_led-mariner-st-g1-tu-5-56w-840-s-ds.pdf
https://catalog.tungsram.com/files/sheet/mariner-start_93096966_led-mariner-st-g1-tu-4-48w-865-s-ds.pdf
https://catalog.tungsram.com/files/sheet/mariner-start_93096963_led-mariner-st-g1-tu-4-48w-840-s-ds.pdf
https://catalog.tungsram.com/files/sheet/mariner-start_93096960_led-mariner-st-g1-tu-5-28w-865-s-ds.pdf
https://catalog.tungsram.com/files/sheet/mariner-start_93096958_led-mariner-st-g1-tu-5-28w-840-s-ds.pdf
https://catalog.tungsram.com/files/sheet/mariner-start_93096956_led-mariner-st-g1-tu-4-24w-865-s-ds.pdf
https://catalog.tungsram.com/files/sheet/mariner-start_93096954_led-mariner-st-g1-tu-4-24w-840-s-ds.pdf
https://catalog.tungsram.com/files/sheet/mariner-start_93096953_led-mariner-st-g1-tu-2-24w-865-s-ds.pdf
https://catalog.tungsram.com/files/sheet/mariner-start_93096951_led-mariner-st-g1-tu-2-24w-840-s-ds.pdf
https://catalog.tungsram.com/files/sheet/mariner-start_93096948_led-mariner-st-g1-tu-2-12w-865-s-ds.pdf
https://catalog.tungsram.com/files/sheet/mariner-start_93096947_led-mariner-st-g1-tu-2-12w-840-s-eu.pdf
https://catalog.tungsram.com/files/sheet/mariner-start_93096946_led-mariner-st-g1-tu-2-12w-840-s-ds.pdf
https://catalog.tungsram.com/files/sheet/tubular-range_93113229_led-tubular-tu-g-ls48-1500c40-120deg.pdf
https://catalog.tungsram.com/files/sheet/tubular-range_93113228_led-tubular-tu-g-ls36-1200c40-120deg.pdf
https://catalog.tungsram.com/files/sheet/tubular-range_93113227_led-tubular-tu-m-ls48-1500f40-120deg.pdf
https://catalog.tungsram.com/files/sheet/tubular-range_93113226_led-tubular-tu-m-ls36-1200f40-120deg.pdf
https://catalog.tungsram.com/files/sheet/tubular-range_93113225_led-tubular-tu-s-sm48-1500f40-120deg.pdf
https://catalog.tungsram.com/files/sheet/tubular-range_93113224_led-tubular-tu-s-sm36-1200f40-120deg.pdf
https://catalog.tungsram.com/files/sheet/tubular-range_93115396_led-tubular-tu-s-ld45-1500f30-120deg.pdf
https://catalog.tungsram.com/files/sheet/tubular-range_93113223_led-tubular-tu-s-ld45-1500f40-120deg.pdf
https://catalog.tungsram.com/files/sheet/tubular-range_93113222_led-tubular-tu-s-ld45-1500c40-80deg.pdf
https://catalog.tungsram.com/files/sheet/tubular-range_93113220_led-tubular-tu-s-ld36-1200f40-120deg.pdf
https://catalog.tungsram.com/files/sheet/tubular-range_93113219_led-tubular-tu-s-ld36-1200c40-80deg.pdf
https://catalog.tungsram.com/files/sheet/tubular-range_93113217_led-tubular-tu-s-ls48-1500f40-120deg.pdf
https://catalog.tungsram.com/files/sheet/tubular-range_93113216_led-tubular-tu-s-ls48-1500c40-80deg.pdf
https://catalog.tungsram.com/files/sheet/tubular-range_93113214_led-tubular-tu-s-ls36-1200f40-120deg.pdf
https://catalog.tungsram.com/files/sheet/tubular-range_93113213_led-tubular-tu-s-ls36-1200c40-80deg.pdf
https://catalog.tungsram.com/files/sheet/tubular-range_93113211_led-tubular-tu-f-ls48-1500f30-120deg.pdf
https://catalog.tungsram.com/files/sheet/tubular-range_93113210_led-tubular-tu-f-ls36-1200f30-120deg.pdf
https://catalog.tungsram.com/files/sheet/tubular-range_93113209_led-tubular-tu-f-ls48-1500f40-120deg.pdf
https://catalog.tungsram.com/files/sheet/tubular-range_93113208_led-tubular-tu-f-ls36-1200f40-120deg.pdf
https://catalog.tungsram.com/files/sheet/nobila_tbd_nobila-1-cf-90-3.pdf
https://catalog.tungsram.com/files/sheet/nobila_tbd_nobila-1-ce-90-3.pdf
https://catalog.tungsram.com/files/sheet/nobila_tbd_nobila-1-cc-90-3.pdf
https://catalog.tungsram.com/files/sheet/nobila_tbd_nobila-1-sf-90-3.pdf
https://catalog.tungsram.com/files/sheet/nobila_tbd_nobila-1-se-90-3.pdf
https://catalog.tungsram.com/files/sheet/nobila_tbd_nobila-1-sc-90-3.pdf
https://catalog.tungsram.com/files/sheet/nobila_tbd_nobila-1-af-90-3.pdf
https://catalog.tungsram.com/files/sheet/nobila_tbd_nobila-1-ae-90-3.pdf
https://catalog.tungsram.com/files/sheet/nobila_tbd_nobila-1-ac-90-3.pdf
https://catalog.tungsram.com/files/sheet/nobila_tbd_nobila-1-cf-80-3.pdf
https://catalog.tungsram.com/files/sheet/nobila_tbd_nobila-1-ce-80-3.pdf
https://catalog.tungsram.com/files/sheet/nobila_tbd_nobila-1-cc-80-3.pdf
https://catalog.tungsram.com/files/sheet/nobila_tbd_nobila-1-sf-80-3.pdf
https://catalog.tungsram.com/files/sheet/nobila_tbd_nobila-1-se-80-3.pdf
https://catalog.tungsram.com/files/sheet/nobila_tbd_nobila-1-sc-80-3.pdf
https://catalog.tungsram.com/files/sheet/nobila_tbd_nobila-1-af-80-3.pdf
https://catalog.tungsram.com/files/sheet/nobila_tbd_nobila-1-ae-80-3.pdf
https://catalog.tungsram.com/files/sheet/nobila_tbd_nobila-1-ac-80-3.pdf
https://catalog.tungsram.com/files/sheet/nobila_tbd_nobila-1-cf-70-3.pdf
https://catalog.tungsram.com/files/sheet/nobila_tbd_nobila-1-ce-70-3.pdf
https://catalog.tungsram.com/files/sheet/nobila_tbd_nobila-1-cc-70-3.pdf
https://catalog.tungsram.com/files/sheet/nobila_tbd_nobila-1-sf-70-3.pdf
https://catalog.tungsram.com/files/sheet/nobila_tbd_nobila-1-se-70-3.pdf
https://catalog.tungsram.com/files/sheet/nobila_tbd_nobila-1-sc-70-3.pdf
https://catalog.tungsram.com/files/sheet/nobila_tbd_nobila-1-af-70-3.pdf
https://catalog.tungsram.com/files/sheet/nobila_tbd_nobila-1-ae-70-3.pdf
https://catalog.tungsram.com/files/sheet/nobila_tbd_nobila-1-ac-70-3.pdf
https://catalog.tungsram.com/files/sheet/nobila_tbd_nobila-1-cf-60-3.pdf
https://catalog.tungsram.com/files/sheet/nobila_tbd_nobila-1-ce-60-3.pdf
https://catalog.tungsram.com/files/sheet/nobila_tbd_nobila-1-cc-60-3.pdf
https://catalog.tungsram.com/files/sheet/nobila_tbd_nobila-1-sf-60-3.pdf
https://catalog.tungsram.com/files/sheet/nobila_tbd_nobila-1-se-60-3.pdf
https://catalog.tungsram.com/files/sheet/nobila_tbd_nobila-1-sc-60-3.pdf
https://catalog.tungsram.com/files/sheet/nobila_tbd_nobila-1-af-60-3.pdf
https://catalog.tungsram.com/files/sheet/nobila_tbd_nobila-1-ae-60-3.pdf
https://catalog.tungsram.com/files/sheet/nobila_tbd_nobila-1-ac-60-3.pdf
https://catalog.tungsram.com/files/sheet/nobila_tbd_nobila-1-cf-50-3.pdf
https://catalog.tungsram.com/files/sheet/nobila_tbd_nobila-1-ce-50-3.pdf
https://catalog.tungsram.com/files/sheet/nobila_tbd_nobila-1-cc-50-3.pdf
https://catalog.tungsram.com/files/sheet/nobila_tbd_nobila-1-sf-50-3.pdf
https://catalog.tungsram.com/files/sheet/nobila_tbd_nobila-1-se-50-3.pdf
https://catalog.tungsram.com/files/sheet/nobila_tbd_nobila-1-sc-50-3.pdf
https://catalog.tungsram.com/files/sheet/nobila_tbd_nobila-1-af-50-3.pdf
https://catalog.tungsram.com/files/sheet/nobila_tbd_nobila-1-ae-50-3.pdf
https://catalog.tungsram.com/files/sheet/nobila_tbd_nobila-1-ac-50-3.pdf
https://catalog.tungsram.com/files/sheet/nobila_tbd_nobila-1-cf-40-3.pdf
https://catalog.tungsram.com/files/sheet/nobila_tbd_nobila-1-ce-40-3.pdf
https://catalog.tungsram.com/files/sheet/nobila_tbd_nobila-1-cc-40-3.pdf
https://catalog.tungsram.com/files/sheet/nobila_tbd_nobila-1-sf-40-3.pdf
https://catalog.tungsram.com/files/sheet/nobila_tbd_nobila-1-se-40-3.pdf
https://catalog.tungsram.com/files/sheet/nobila_tbd_nobila-1-sc-40-3.pdf
https://catalog.tungsram.com/files/sheet/nobila_tbd_nobila-1-af-40-3.pdf
https://catalog.tungsram.com/files/sheet/nobila_tbd_nobila-1-ae-40-3.pdf
https://catalog.tungsram.com/files/sheet/nobila_tbd_nobila-1-ac-40-3.pdf
https://catalog.tungsram.com/files/sheet/nobila_tbd_nobila-1-cf-30-3.pdf
https://catalog.tungsram.com/files/sheet/nobila_tbd_nobila-1-ce-30-3.pdf
https://catalog.tungsram.com/files/sheet/nobila_tbd_nobila-1-cc-30-3.pdf
https://catalog.tungsram.com/files/sheet/nobila_tbd_nobila-1-sf-30-3.pdf
https://catalog.tungsram.com/files/sheet/nobila_tbd_nobila-1-se-30-3.pdf
https://catalog.tungsram.com/files/sheet/nobila_tbd_nobila-1-sc-30-3.pdf
https://catalog.tungsram.com/files/sheet/nobila_tbd_nobila-1-af-30-3.pdf
https://catalog.tungsram.com/files/sheet/nobila_tbd_nobila-1-ae-30-3.pdf
https://catalog.tungsram.com/files/sheet/nobila_tbd_nobila-1-ac-30-3.pdf
https://catalog.tungsram.com/files/sheet/nobila_tbd_nobila-1-cf-20-3.pdf
https://catalog.tungsram.com/files/sheet/nobila_tbd_nobila-1-ce-20-3.pdf
https://catalog.tungsram.com/files/sheet/nobila_tbd_nobila-1-cc-20-3.pdf
https://catalog.tungsram.com/files/sheet/nobila_tbd_nobila-1-sf-20-3.pdf
https://catalog.tungsram.com/files/sheet/nobila_tbd_nobila-1-se-20-3.pdf
https://catalog.tungsram.com/files/sheet/nobila_tbd_nobila-1-sc-20-3.pdf
https://catalog.tungsram.com/files/sheet/nobila_tbd_nobila-1-af-20-3.pdf
https://catalog.tungsram.com/files/sheet/nobila_tbd_nobila-1-ae-20-3.pdf
https://catalog.tungsram.com/files/sheet/nobila_tbd_nobila-1-ac-20-3.pdf
https://catalog.tungsram.com/files/sheet/nobila_tbd_nobila-1-cf-90-4.pdf
https://catalog.tungsram.com/files/sheet/nobila_tbd_nobila-1-ce-90-4.pdf
https://catalog.tungsram.com/files/sheet/nobila_tbd_nobila-1-cc-90-4.pdf
https://catalog.tungsram.com/files/sheet/nobila_tbd_nobila-1-sf-90-4.pdf
https://catalog.tungsram.com/files/sheet/nobila_tbd_nobila-1-se-90-4.pdf
https://catalog.tungsram.com/files/sheet/nobila_tbd_nobila-1-sc-90-4.pdf
https://catalog.tungsram.com/files/sheet/nobila_tbd_nobila-1-af-90-4.pdf
https://catalog.tungsram.com/files/sheet/nobila_tbd_nobila-1-ae-90-4.pdf
https://catalog.tungsram.com/files/sheet/nobila_tbd_nobila-1-ac-90-4.pdf
https://catalog.tungsram.com/files/sheet/nobila_tbd_nobila-1-cf-80-4.pdf
https://catalog.tungsram.com/files/sheet/nobila_tbd_nobila-1-ce-80-4.pdf
https://catalog.tungsram.com/files/sheet/nobila_tbd_nobila-1-cc-80-4.pdf
https://catalog.tungsram.com/files/sheet/nobila_tbd_nobila-1-sf-80-4.pdf
https://catalog.tungsram.com/files/sheet/nobila_tbd_nobila-1-se-80-4.pdf
https://catalog.tungsram.com/files/sheet/nobila_tbd_nobila-1-sc-80-4.pdf
https://catalog.tungsram.com/files/sheet/nobila_tbd_nobila-1-af-80-4.pdf
https://catalog.tungsram.com/files/sheet/nobila_tbd_nobila-1-ae-80-4.pdf
https://catalog.tungsram.com/files/sheet/nobila_tbd_nobila-1-ac-80-4.pdf
https://catalog.tungsram.com/files/sheet/nobila_tbd_nobila-1-cf-70-4.pdf
https://catalog.tungsram.com/files/sheet/nobila_tbd_nobila-1-ce-70-4.pdf
https://catalog.tungsram.com/files/sheet/nobila_tbd_nobila-1-cc-70-4.pdf
https://catalog.tungsram.com/files/sheet/nobila_tbd_nobila-1-sf-70-4.pdf
https://catalog.tungsram.com/files/sheet/nobila_tbd_nobila-1-se-70-4.pdf
https://catalog.tungsram.com/files/sheet/nobila_tbd_nobila-1-sc-70-4.pdf
https://catalog.tungsram.com/files/sheet/nobila_tbd_nobila-1-af-70-4.pdf
https://catalog.tungsram.com/files/sheet/nobila_tbd_nobila-1-ae-70-4.pdf
https://catalog.tungsram.com/files/sheet/nobila_tbd_nobila-1-ac-70-4.pdf
https://catalog.tungsram.com/files/sheet/nobila_tbd_nobila-1-cf-60-4.pdf
https://catalog.tungsram.com/files/sheet/nobila_tbd_nobila-1-ce-60-4.pdf
https://catalog.tungsram.com/files/sheet/nobila_tbd_nobila-1-cc-60-4.pdf
https://catalog.tungsram.com/files/sheet/nobila_tbd_nobila-1-sf-60-4.pdf
https://catalog.tungsram.com/files/sheet/nobila_tbd_nobila-1-se-60-4.pdf
https://catalog.tungsram.com/files/sheet/nobila_tbd_nobila-1-sc-60-4.pdf
https://catalog.tungsram.com/files/sheet/nobila_tbd_nobila-1-af-60-4.pdf
https://catalog.tungsram.com/files/sheet/nobila_tbd_nobila-1-ae-60-4.pdf
https://catalog.tungsram.com/files/sheet/nobila_tbd_nobila-1-ac-60-4.pdf
https://catalog.tungsram.com/files/sheet/nobila_tbd_nobila-1-cf-50-4.pdf
https://catalog.tungsram.com/files/sheet/nobila_tbd_nobila-1-ce-50-4.pdf
https://catalog.tungsram.com/files/sheet/nobila_tbd_nobila-1-cc-50-4.pdf
https://catalog.tungsram.com/files/sheet/nobila_tbd_nobila-1-sf-50-4.pdf
https://catalog.tungsram.com/files/sheet/nobila_tbd_nobila-1-se-50-4.pdf
https://catalog.tungsram.com/files/sheet/nobila_tbd_nobila-1-sc-50-4.pdf
https://catalog.tungsram.com/files/sheet/nobila_tbd_nobila-1-af-50-4.pdf
https://catalog.tungsram.com/files/sheet/nobila_tbd_nobila-1-ae-50-4.pdf
https://catalog.tungsram.com/files/sheet/nobila_tbd_nobila-1-ac-50-4.pdf
https://catalog.tungsram.com/files/sheet/nobila_tbd_nobila-1-cf-40-4.pdf
https://catalog.tungsram.com/files/sheet/nobila_tbd_nobila-1-ce-40-4.pdf
https://catalog.tungsram.com/files/sheet/nobila_tbd_nobila-1-cc-40-4.pdf
https://catalog.tungsram.com/files/sheet/nobila_tbd_nobila-1-sf-40-4.pdf
https://catalog.tungsram.com/files/sheet/nobila_tbd_nobila-1-se-40-4.pdf
https://catalog.tungsram.com/files/sheet/nobila_tbd_nobila-1-sc-40-4.pdf
https://catalog.tungsram.com/files/sheet/nobila_tbd_nobila-1-af-40-4.pdf
https://catalog.tungsram.com/files/sheet/nobila_tbd_nobila-1-ae-40-4.pdf
https://catalog.tungsram.com/files/sheet/nobila_tbd_nobila-1-ac-40-4.pdf
https://catalog.tungsram.com/files/sheet/nobila_tbd_nobila-1-cf-30-4.pdf
https://catalog.tungsram.com/files/sheet/nobila_tbd_nobila-1-ce-30-4.pdf
https://catalog.tungsram.com/files/sheet/nobila_tbd_nobila-1-cc-30-4.pdf
https://catalog.tungsram.com/files/sheet/nobila_tbd_nobila-1-sf-30-4.pdf
https://catalog.tungsram.com/files/sheet/nobila_tbd_nobila-1-se-30-4.pdf
https://catalog.tungsram.com/files/sheet/nobila_tbd_nobila-1-sc-30-4.pdf
https://catalog.tungsram.com/files/sheet/nobila_tbd_nobila-1-af-30-4.pdf
https://catalog.tungsram.com/files/sheet/nobila_tbd_nobila-1-ae-30-4.pdf
https://catalog.tungsram.com/files/sheet/nobila_tbd_nobila-1-ac-30-4.pdf
https://catalog.tungsram.com/files/sheet/nobila_tbd_nobila-1-cf-20-4.pdf
https://catalog.tungsram.com/files/sheet/nobila_tbd_nobila-1-ce-20-4.pdf
https://catalog.tungsram.com/files/sheet/nobila_tbd_nobila-1-cc-20-4.pdf
https://catalog.tungsram.com/files/sheet/nobila_tbd_nobila-1-sf-20-4.pdf
https://catalog.tungsram.com/files/sheet/nobila_tbd_nobila-1-se-20-4.pdf
https://catalog.tungsram.com/files/sheet/nobila_tbd_nobila-1-sc-20-4.pdf
https://catalog.tungsram.com/files/sheet/nobila_tbd_nobila-1-af-20-4.pdf
https://catalog.tungsram.com/files/sheet/nobila_tbd_nobila-1-ae-20-4.pdf
https://catalog.tungsram.com/files/sheet/nobila_tbd_nobila-1-ac-20-4.pdf
https://catalog.tungsram.com/files/sheet/led-ip65-batten_93114858_led-batten-tu-40w-1200mm-4000k-ip65.pdf
https://catalog.tungsram.com/files/sheet/led-ip65-batten_93114857_led-batten-tu-40w-1200mm-3000k-ip65.pdf
https://catalog.tungsram.com/files/sheet/led-ip65-batten_93114856_led-batten-tu-20w-600mm-4000k-ip65.pdf
https://catalog.tungsram.com/files/sheet/led-ip65-batten_93114855_led-batten-tu-20w-600mm-3000k-ip65.pdf
https://catalog.tungsram.com/files/sheet/backlit-g1_93115061_led-panel-b1-tu-s-2x2-s-35w-865-21.pdf
https://catalog.tungsram.com/files/sheet/backlit-g1_93115060_led-panel-b1-tu-s-2x2-s-35w-840-21.pdf
https://catalog.tungsram.com/files/sheet/round-ip65-g2-honeycomb_93114945_high-bay-tu-gen2-230w-5000k-2d-60deg.pdf
https://catalog.tungsram.com/files/sheet/round-ip65-g2-honeycomb_93114944_high-bay-tu-gen2-230w-5000k-2d-80deg.pdf
https://catalog.tungsram.com/files/sheet/round-ip65-g2-honeycomb_93114943_high-bay-tu-gen2-190w-5000k-2m-60deg.pdf
https://catalog.tungsram.com/files/sheet/round-ip65-g2-honeycomb_93114942_high-bay-tu-gen2-190w-5000k-2m-80deg.pdf
https://catalog.tungsram.com/files/sheet/round-ip65-g2-honeycomb_93114941_high-bay-tu-gen2-190w-5000k-2a-60deg.pdf
https://catalog.tungsram.com/files/sheet/round-ip65-g2-honeycomb_93114940_high-bay-tu-gen2-190w-5000k-2a-80deg.pdf
https://catalog.tungsram.com/files/sheet/round-ip65-g2-honeycomb_93114939_high-bay-tu-gen2-190w-5000k-2s-60deg.pdf
https://catalog.tungsram.com/files/sheet/round-ip65-g2-honeycomb_93114938_high-bay-tu-gen2-190w-5000k-2s-80deg.pdf
https://catalog.tungsram.com/files/sheet/round-ip65-g2-honeycomb_93114937_high-bay-tu-gen2-230w-4000k-2d-60deg.pdf
https://catalog.tungsram.com/files/sheet/round-ip65-g2-honeycomb_93114936_high-bay-tu-gen2-230w-4000k-2d-80deg.pdf
https://catalog.tungsram.com/files/sheet/round-ip65-g2-honeycomb_93114935_high-bay-tu-gen2-190w-4000k-2m-60deg.pdf
https://catalog.tungsram.com/files/sheet/round-ip65-g2-honeycomb_93114934_high-bay-tu-gen2-190w-4000k-2m-80deg.pdf
https://catalog.tungsram.com/files/sheet/round-ip65-g2-honeycomb_93114933_high-bay-tu-gen2-190w-4000k-2a-60deg.pdf
https://catalog.tungsram.com/files/sheet/round-ip65-g2-honeycomb_93114932_high-bay-tu-gen2-190w-4000k-2a-80deg.pdf
https://catalog.tungsram.com/files/sheet/round-ip65-g2-honeycomb_93114931_high-bay-tu-gen2-190w-4000k-2s-60deg.pdf
https://catalog.tungsram.com/files/sheet/round-ip65-g2-honeycomb_93114930_high-bay-tu-gen2-190w-4000k-2s-80deg.pdf
https://catalog.tungsram.com/files/sheet/round-ip65-g2-honeycomb_93114929_high-bay-tu-gen2-150w-5000k-2d-60deg.pdf
https://catalog.tungsram.com/files/sheet/round-ip65-g2-honeycomb_93114928_high-bay-tu-gen2-150w-5000k-2d-80deg.pdf
https://catalog.tungsram.com/files/sheet/round-ip65-g2-honeycomb_93114927_high-bay-tu-gen2-140w-5000k-2m-60deg.pdf
https://catalog.tungsram.com/files/sheet/round-ip65-g2-honeycomb_93114926_high-bay-tu-gen2-140w-5000k-2m-80deg.pdf
https://catalog.tungsram.com/files/sheet/round-ip65-g2-honeycomb_93114925_high-bay-tu-gen2-140w-5000k-2a-60deg.pdf
https://catalog.tungsram.com/files/sheet/round-ip65-g2-honeycomb_93114924_high-bay-tu-gen2-140w-5000k-2a-80deg.pdf
https://catalog.tungsram.com/files/sheet/round-ip65-g2-honeycomb_93114923_high-bay-tu-gen2-140w-5000k-2s-60deg.pdf
https://catalog.tungsram.com/files/sheet/round-ip65-g2-honeycomb_93114922_high-bay-tu-gen2-140w-5000k-2s-80deg.pdf
https://catalog.tungsram.com/files/sheet/round-ip65-g2-honeycomb_93114921_high-bay-tu-gen2-150w-4000k-2d-60deg.pdf
https://catalog.tungsram.com/files/sheet/round-ip65-g2-honeycomb_93114920_high-bay-tu-gen2-150w-4000k-2d-80deg.pdf
https://catalog.tungsram.com/files/sheet/round-ip65-g2-honeycomb_93114919_high-bay-tu-gen2-140w-4000k-2m-60deg.pdf
https://catalog.tungsram.com/files/sheet/round-ip65-g2-honeycomb_93114918_high-bay-tu-gen2-140w-4000k-2m-80deg.pdf
https://catalog.tungsram.com/files/sheet/round-ip65-g2-honeycomb_93114917_high-bay-tu-gen2-140w-4000k-2a-60deg.pdf
https://catalog.tungsram.com/files/sheet/round-ip65-g2-honeycomb_93114916_high-bay-tu-gen2-140w-4000k-2a-80deg.pdf
https://catalog.tungsram.com/files/sheet/round-ip65-g2-honeycomb_93114915_high-bay-tu-gen2-140w-4000k-2s-60deg.pdf
https://catalog.tungsram.com/files/sheet/round-ip65-g2-honeycomb_93114914_high-bay-tu-gen2-140w-4000k-2s-80deg.pdf
https://catalog.tungsram.com/files/sheet/round-ip65-g2-honeycomb_93114913_high-bay-tu-gen2-90w-5000k-2d-70deg.pdf
https://catalog.tungsram.com/files/sheet/round-ip65-g2-honeycomb_93114912_high-bay-tu-gen2-100w-5000k-2m-70deg.pdf
https://catalog.tungsram.com/files/sheet/round-ip65-g2-honeycomb_93114911_high-bay-tu-gen2-100w-5000k-2a-70deg.pdf
https://catalog.tungsram.com/files/sheet/round-ip65-g2-honeycomb_93114910_high-bay-tu-gen2-100w-5000k-2s-70deg.pdf
https://catalog.tungsram.com/files/sheet/round-ip65-g2-honeycomb_93114909_high-bay-tu-gen2-90w-4000k-2d-70deg.pdf
https://catalog.tungsram.com/files/sheet/round-ip65-g2-honeycomb_93114908_high-bay-tu-gen2-100w-4000k-2m-70deg.pdf
https://catalog.tungsram.com/files/sheet/round-ip65-g2-honeycomb_93114907_high-bay-tu-gen2-100w-4000k-2a-70deg.pdf
https://catalog.tungsram.com/files/sheet/round-ip65-g2-honeycomb_93114906_high-bay-tu-gen2-100w-4000k-2s-70deg.pdf
https://catalog.tungsram.com/files/sheet/ceiling-light-ip20_93115059_led-ceiling-g1-tu-pc-24w-840-sn-ip20.pdf
https://catalog.tungsram.com/files/sheet/ceiling-light-ip20_93115058_led-ceiling-g1-tu-pc-24w-830-sn-ip20.pdf
https://catalog.tungsram.com/files/sheet/ceiling-light-ip20_93115057_led-ceiling-g1-tu-pc-18w-840-sn-ip20.pdf
https://catalog.tungsram.com/files/sheet/ceiling-light-ip20_93115056_led-ceiling-g1-tu-pc-18w-830-sn-ip20.pdf
https://catalog.tungsram.com/files/sheet/ceiling-light-ip20_93115055_led-ceiling-g1-tu-pc-12w-840-sn-ip20.pdf
https://catalog.tungsram.com/files/sheet/ceiling-light-ip20_93115054_led-ceiling-g1-tu-pc-12w-830-sn-ip20.pdf
https://catalog.tungsram.com/files/sheet/ceiling-light-ip20_93115053_led-ceiling-g1-tu-sc-24w-840-sn-ip20.pdf
https://catalog.tungsram.com/files/sheet/ceiling-light-ip20_93115052_led-ceiling-g1-tu-sc-24w-830-sn-ip20.pdf
https://catalog.tungsram.com/files/sheet/ceiling-light-ip20_93115051_led-ceiling-g1-tu-sc-18w-840-sn-ip20.pdf
https://catalog.tungsram.com/files/sheet/ceiling-light-ip20_93115050_led-ceiling-g1-tu-sc-18w-830-sn-ip20.pdf
https://catalog.tungsram.com/files/sheet/ceiling-light-ip20_93115049_led-ceiling-g1-tu-sc-12w-840-sn-ip20.pdf
https://catalog.tungsram.com/files/sheet/ceiling-light-ip20_93115048_led-ceiling-g1-tu-sc-12w-830-sn-ip20.pdf
https://catalog.tungsram.com/files/sheet/downlight-start-gen2_93110641_led-downlight-start-tu-g2-4-12w-865-ds.pdf
https://catalog.tungsram.com/files/sheet/downlight-start-gen2_93110640_led-downlight-start-tu-g2-4-12w-840-ds.pdf
https://catalog.tungsram.com/files/sheet/downlight-start-gen2_93110639_led-downlight-start-tu-g2-4-8w-865-ds.pdf
https://catalog.tungsram.com/files/sheet/downlight-start-gen2_93110638_led-downlight-start-tu-g2-4-8w-840-ds.pdf
https://catalog.tungsram.com/files/sheet/downlight-start-gen2_93110637_led-downlight-start-tu-g2-3-6w-865-ds.pdf
https://catalog.tungsram.com/files/sheet/downlight-start-gen2_93110636_led-downlight-start-tu-g2-3-6w-840-ds.pdf
https://catalog.tungsram.com/files/sheet/downlight-start-gen2_93110635_led-downlight-start-tu-g2-3-4w-865-ds.pdf
https://catalog.tungsram.com/files/sheet/downlight-start-gen2_93110634_led-downlight-start-tu-g2-3-4w-840-ds.pdf
https://catalog.tungsram.com/files/sheet/downlight-start-gen2_93110633_led-downlight-start-tu-g2-4-12w-865.pdf
https://catalog.tungsram.com/files/sheet/downlight-start-gen2_93110632_led-downlight-start-tu-g2-4-12w-840.pdf
https://catalog.tungsram.com/files/sheet/downlight-start-gen2_93110631_led-downlight-start-tu-g2-4-8w-865.pdf
https://catalog.tungsram.com/files/sheet/downlight-start-gen2_93110630_led-downlight-start-tu-g2-4-8w-840.pdf
https://catalog.tungsram.com/files/sheet/downlight-start-gen2_93110629_led-downlight-start-tu-g2-3-6w-865.pdf
https://catalog.tungsram.com/files/sheet/downlight-start-gen2_93110628_led-downlight-start-tu-g2-3-6w-840.pdf
https://catalog.tungsram.com/files/sheet/downlight-start-gen2_93110627_led-downlight-start-tu-g2-3-4w-865.pdf
https://catalog.tungsram.com/files/sheet/downlight-start-gen2_93110642_led-downlight-start-tu-g2-3-4w-840.pdf
https://catalog.tungsram.com/files/sheet/downlight-start-gen1_93114854_led-downlight-start-tu-8-18w-862-ds.pdf
https://catalog.tungsram.com/files/sheet/downlight-start-gen1_93114853_led-downlight-start-tu-8-18w-840-ds.pdf
https://catalog.tungsram.com/files/sheet/downlight-start-gen1_93114852_led-downlight-start-tu-8-18w-830-ds.pdf
https://catalog.tungsram.com/files/sheet/downlight-start-gen1_93114851_led-downlight-start-tu-6-12w-862-ds.pdf
https://catalog.tungsram.com/files/sheet/downlight-start-gen1_93114850_led-downlight-start-tu-6-12w-840-ds.pdf
https://catalog.tungsram.com/files/sheet/downlight-start-gen1_93114849_led-downlight-start-tu-6-12w-830-ds.pdf
https://catalog.tungsram.com/files/sheet/downlight-start-gen1_93093117_led-downlight-start-tu-3-7w-865-ds.pdf
https://catalog.tungsram.com/files/sheet/downlight-start-gen1_93093116_led-downlight-start-tu-3-7w-840-ds.pdf
https://catalog.tungsram.com/files/sheet/downlight-start-gen1_93092915_led-downlight-start-tu-3-7w-830-ds.pdf
https://catalog.tungsram.com/files/sheet/downlight-start-gen1_93092914_led-downlight-start-tu-3-5w-865-ds.pdf
https://catalog.tungsram.com/files/sheet/downlight-start-gen1_93092913_led-downlight-start-tu-3-5w-840-ds.pdf
https://catalog.tungsram.com/files/sheet/downlight-start-gen1_93092912_led-downlight-start-tu-3-5w-830-ds.pdf
https://catalog.tungsram.com/files/sheet/navona_tbd_na-3-f-afc-70-40-s.pdf
https://catalog.tungsram.com/files/sheet/navona_tbd_na-3-f-anc-70-40-s.pdf
https://catalog.tungsram.com/files/sheet/navona_tbd_na-3-f-awd-70-40-s.pdf
https://catalog.tungsram.com/files/sheet/navona_tbd_na-3-f-awc-70-40-s.pdf
https://catalog.tungsram.com/files/sheet/navona_tbd_na-3-f-afc-70-40-1.pdf
https://catalog.tungsram.com/files/sheet/navona_tbd_na-3-f-anc-70-40-1.pdf
https://catalog.tungsram.com/files/sheet/navona_tbd_na-3-f-awd-70-40-1.pdf
https://catalog.tungsram.com/files/sheet/navona_tbd_na-3-f-awc-70-40-1.pdf
https://catalog.tungsram.com/files/sheet/navona_tbd_na-3-f-sfc-70-40-2.pdf
https://catalog.tungsram.com/files/sheet/navona_tbd_na-3-f-swd-70-40-2.pdf
https://catalog.tungsram.com/files/sheet/navona_tbd_na-3-f-swc-70-40-2.pdf
https://catalog.tungsram.com/files/sheet/navona_tbd_na-3-f-afc-60-40-s.pdf
https://catalog.tungsram.com/files/sheet/navona_tbd_na-3-f-anc-60-40-s.pdf
https://catalog.tungsram.com/files/sheet/navona_tbd_na-3-f-awd-60-40-s.pdf
https://catalog.tungsram.com/files/sheet/navona_tbd_na-3-f-awc-60-40-s.pdf
https://catalog.tungsram.com/files/sheet/navona_tbd_na-3-f-afc-60-40-1.pdf
https://catalog.tungsram.com/files/sheet/navona_tbd_na-3-f-anc-60-40-1.pdf
https://catalog.tungsram.com/files/sheet/navona_tbd_na-3-f-awd-60-40-1.pdf
https://catalog.tungsram.com/files/sheet/navona_tbd_na-3-f-awc-60-40-1.pdf
https://catalog.tungsram.com/files/sheet/navona_tbd_na-3-f-sfc-60-40-2.pdf
https://catalog.tungsram.com/files/sheet/navona_tbd_na-3-f-swd-60-40-2.pdf
https://catalog.tungsram.com/files/sheet/navona_tbd_na-3-f-swc-60-40-2.pdf
https://catalog.tungsram.com/files/sheet/navona_tbd_na-3-f-afc-50-40-s.pdf
https://catalog.tungsram.com/files/sheet/navona_tbd_na-3-f-anc-50-40-s.pdf
https://catalog.tungsram.com/files/sheet/navona_tbd_na-3-f-awd-50-40-s.pdf
https://catalog.tungsram.com/files/sheet/navona_tbd_na-3-f-awc-50-40-s.pdf
https://catalog.tungsram.com/files/sheet/navona_tbd_na-3-f-afc-50-40-1.pdf
https://catalog.tungsram.com/files/sheet/navona_tbd_na-3-f-anc-50-40-1.pdf
https://catalog.tungsram.com/files/sheet/navona_tbd_na-3-f-awd-50-40-1.pdf
https://catalog.tungsram.com/files/sheet/navona_tbd_na-3-f-awc-50-40-1.pdf
https://catalog.tungsram.com/files/sheet/navona_tbd_na-3-f-sfc-50-40-2.pdf
https://catalog.tungsram.com/files/sheet/navona_tbd_na-3-f-swd-50-40-2.pdf
https://catalog.tungsram.com/files/sheet/navona_tbd_na-3-f-swc-50-40-2.pdf
https://catalog.tungsram.com/files/sheet/navona_tbd_na-3-f-afc-40-40-s.pdf
https://catalog.tungsram.com/files/sheet/navona_tbd_na-3-f-anc-40-40-s.pdf
https://catalog.tungsram.com/files/sheet/navona_tbd_na-3-f-awd-40-40-s.pdf
https://catalog.tungsram.com/files/sheet/navona_tbd_na-3-f-awc-40-40-s.pdf
https://catalog.tungsram.com/files/sheet/navona_tbd_na-3-f-afc-40-40-1.pdf
https://catalog.tungsram.com/files/sheet/navona_tbd_na-3-f-anc-40-40-1.pdf
https://catalog.tungsram.com/files/sheet/navona_tbd_na-3-f-awd-40-40-1.pdf
https://catalog.tungsram.com/files/sheet/navona_tbd_na-3-f-awc-40-40-1.pdf
https://catalog.tungsram.com/files/sheet/navona_tbd_na-3-f-sfc-40-40-2.pdf
https://catalog.tungsram.com/files/sheet/navona_tbd_na-3-f-swd-40-40-2.pdf
https://catalog.tungsram.com/files/sheet/navona_tbd_na-3-f-swc-40-40-2.pdf
https://catalog.tungsram.com/files/sheet/navona_tbd_na-3-f-afc-30-40-s.pdf
https://catalog.tungsram.com/files/sheet/navona_tbd_na-3-f-anc-30-40-s.pdf
https://catalog.tungsram.com/files/sheet/navona_tbd_na-3-f-awd-30-40-s.pdf
https://catalog.tungsram.com/files/sheet/navona_tbd_na-3-f-awc-30-40-s.pdf
https://catalog.tungsram.com/files/sheet/navona_tbd_na-3-f-afc-30-40-1.pdf
https://catalog.tungsram.com/files/sheet/navona_tbd_na-3-f-anc-30-40-1.pdf
https://catalog.tungsram.com/files/sheet/navona_tbd_na-3-f-awd-30-40-1.pdf
https://catalog.tungsram.com/files/sheet/navona_tbd_na-3-f-awc-30-40-1.pdf
https://catalog.tungsram.com/files/sheet/navona_tbd_na-3-f-sfc-30-40-2.pdf
https://catalog.tungsram.com/files/sheet/navona_tbd_na-3-f-swd-30-40-2.pdf
https://catalog.tungsram.com/files/sheet/navona_tbd_na-3-f-swc-30-40-2.pdf
https://catalog.tungsram.com/files/sheet/navona_tbd_na-3-f-afc-29-40-s.pdf
https://catalog.tungsram.com/files/sheet/navona_tbd_na-3-f-anc-29-40-s.pdf
https://catalog.tungsram.com/files/sheet/navona_tbd_na-3-f-awd-29-40-s.pdf
https://catalog.tungsram.com/files/sheet/navona_tbd_na-3-f-awc-29-40-s.pdf
https://catalog.tungsram.com/files/sheet/navona_tbd_na-3-f-afc-29-40-1.pdf
https://catalog.tungsram.com/files/sheet/navona_tbd_na-3-f-anc-29-40-1.pdf
https://catalog.tungsram.com/files/sheet/navona_tbd_na-3-f-awd-29-40-1.pdf
https://catalog.tungsram.com/files/sheet/navona_tbd_na-3-f-awc-29-40-1.pdf
https://catalog.tungsram.com/files/sheet/navona_tbd_na-3-f-afc-20-40-s.pdf
https://catalog.tungsram.com/files/sheet/navona_tbd_na-3-f-anc-20-40-s.pdf
https://catalog.tungsram.com/files/sheet/navona_tbd_na-3-f-awd-20-40-s.pdf
https://catalog.tungsram.com/files/sheet/navona_tbd_na-3-f-awc-20-40-s.pdf
https://catalog.tungsram.com/files/sheet/navona_tbd_na-3-f-afc-20-40-1.pdf
https://catalog.tungsram.com/files/sheet/navona_tbd_na-3-f-anc-20-40-1.pdf
https://catalog.tungsram.com/files/sheet/navona_tbd_na-3-f-awd-20-40-1.pdf
https://catalog.tungsram.com/files/sheet/navona_tbd_na-3-f-awc-20-40-1.pdf
https://catalog.tungsram.com/files/sheet/navona_tbd_na-3-f-afc-70-30-s.pdf
https://catalog.tungsram.com/files/sheet/navona_tbd_na-3-f-anc-70-30-s.pdf
https://catalog.tungsram.com/files/sheet/navona_tbd_na-3-f-awd-70-30-s.pdf
https://catalog.tungsram.com/files/sheet/navona_tbd_na-3-f-awc-70-30-s.pdf
https://catalog.tungsram.com/files/sheet/navona_tbd_na-3-f-afc-70-30-1.pdf
https://catalog.tungsram.com/files/sheet/navona_tbd_na-3-f-anc-70-30-1.pdf
https://catalog.tungsram.com/files/sheet/navona_tbd_na-3-f-awd-70-30-1.pdf
https://catalog.tungsram.com/files/sheet/navona_tbd_na-3-f-awc-70-30-1.pdf
https://catalog.tungsram.com/files/sheet/navona_tbd_na-3-f-sfc-70-30-2.pdf
https://catalog.tungsram.com/files/sheet/navona_tbd_na-3-f-swd-70-30-2.pdf
https://catalog.tungsram.com/files/sheet/navona_tbd_na-3-f-swc-70-30-2.pdf
https://catalog.tungsram.com/files/sheet/navona_tbd_na-3-f-afc-60-30-s.pdf
https://catalog.tungsram.com/files/sheet/navona_tbd_na-3-f-anc-60-30-s.pdf
https://catalog.tungsram.com/files/sheet/navona_tbd_na-3-f-awd-60-30-s.pdf
https://catalog.tungsram.com/files/sheet/navona_tbd_na-3-f-awc-60-30-s.pdf
https://catalog.tungsram.com/files/sheet/navona_tbd_na-3-f-afc-60-30-1.pdf
https://catalog.tungsram.com/files/sheet/navona_tbd_na-3-f-anc-60-30-1.pdf
https://catalog.tungsram.com/files/sheet/navona_tbd_na-3-f-awd-60-30-1.pdf
https://catalog.tungsram.com/files/sheet/navona_tbd_na-3-f-awc-60-30-1.pdf
https://catalog.tungsram.com/files/sheet/navona_tbd_na-3-f-sfc-60-30-2.pdf
https://catalog.tungsram.com/files/sheet/navona_tbd_na-3-f-swd-60-30-2.pdf
https://catalog.tungsram.com/files/sheet/navona_tbd_na-3-f-swc-60-30-2.pdf
https://catalog.tungsram.com/files/sheet/navona_tbd_na-3-f-afc-50-30-s.pdf
https://catalog.tungsram.com/files/sheet/navona_tbd_na-3-f-anc-50-30-s.pdf
https://catalog.tungsram.com/files/sheet/navona_tbd_na-3-f-awd-50-30-s.pdf
https://catalog.tungsram.com/files/sheet/navona_tbd_na-3-f-awc-50-30-s.pdf
https://catalog.tungsram.com/files/sheet/navona_tbd_na-3-f-afc-50-30-1.pdf
https://catalog.tungsram.com/files/sheet/navona_tbd_na-3-f-anc-50-30-1.pdf
https://catalog.tungsram.com/files/sheet/navona_tbd_na-3-f-awd-50-30-1.pdf
https://catalog.tungsram.com/files/sheet/navona_tbd_na-3-f-awc-50-30-1.pdf
https://catalog.tungsram.com/files/sheet/navona_tbd_na-3-f-sfc-50-30-2.pdf
https://catalog.tungsram.com/files/sheet/navona_tbd_na-3-f-swd-50-30-2.pdf
https://catalog.tungsram.com/files/sheet/navona_tbd_na-3-f-swc-50-30-2.pdf
https://catalog.tungsram.com/files/sheet/navona_tbd_na-3-f-afc-40-30-s.pdf
https://catalog.tungsram.com/files/sheet/navona_tbd_na-3-f-anc-40-30-s.pdf
https://catalog.tungsram.com/files/sheet/navona_tbd_na-3-f-awd-40-30-s.pdf
https://catalog.tungsram.com/files/sheet/navona_tbd_na-3-f-awc-40-30-s.pdf
https://catalog.tungsram.com/files/sheet/navona_tbd_na-3-f-afc-40-30-1.pdf
https://catalog.tungsram.com/files/sheet/navona_tbd_na-3-f-anc-40-30-1.pdf
https://catalog.tungsram.com/files/sheet/navona_tbd_na-3-f-awd-40-30-1.pdf
https://catalog.tungsram.com/files/sheet/navona_tbd_na-3-f-awc-40-30-1.pdf
https://catalog.tungsram.com/files/sheet/navona_tbd_na-3-f-sfc-40-30-2.pdf
https://catalog.tungsram.com/files/sheet/navona_tbd_na-3-f-swd-40-30-2.pdf
https://catalog.tungsram.com/files/sheet/navona_tbd_na-3-f-swc-40-30-2.pdf
https://catalog.tungsram.com/files/sheet/navona_tbd_na-3-f-afc-30-30-s.pdf
https://catalog.tungsram.com/files/sheet/navona_tbd_na-3-f-anc-30-30-s.pdf
https://catalog.tungsram.com/files/sheet/navona_tbd_na-3-f-awd-30-30-s.pdf
https://catalog.tungsram.com/files/sheet/navona_tbd_na-3-f-awc-30-30-s.pdf
https://catalog.tungsram.com/files/sheet/navona_tbd_na-3-f-afc-30-30-1.pdf
https://catalog.tungsram.com/files/sheet/navona_tbd_na-3-f-anc-30-30-1.pdf
https://catalog.tungsram.com/files/sheet/navona_tbd_na-3-f-awd-30-30-1.pdf
https://catalog.tungsram.com/files/sheet/navona_tbd_na-3-f-awc-30-30-1.pdf
https://catalog.tungsram.com/files/sheet/navona_tbd_na-3-f-sfc-30-30-2.pdf
https://catalog.tungsram.com/files/sheet/navona_tbd_na-3-f-swd-30-30-2.pdf
https://catalog.tungsram.com/files/sheet/navona_tbd_na-3-f-swc-30-30-2.pdf
https://catalog.tungsram.com/files/sheet/navona_tbd_na-3-f-afc-29-30-s.pdf
https://catalog.tungsram.com/files/sheet/navona_tbd_na-3-f-anc-29-30-s.pdf
https://catalog.tungsram.com/files/sheet/navona_tbd_na-3-f-awd-29-30-s.pdf
https://catalog.tungsram.com/files/sheet/navona_tbd_na-3-f-awc-29-30-s.pdf
https://catalog.tungsram.com/files/sheet/navona_tbd_na-3-f-afc-29-30-1.pdf
https://catalog.tungsram.com/files/sheet/navona_tbd_na-3-f-anc-29-30-1.pdf
https://catalog.tungsram.com/files/sheet/navona_tbd_na-3-f-awd-29-30-1.pdf
https://catalog.tungsram.com/files/sheet/navona_tbd_na-3-f-awc-29-30-1.pdf
https://catalog.tungsram.com/files/sheet/navona_tbd_na-3-f-afc-20-30-s.pdf
https://catalog.tungsram.com/files/sheet/navona_tbd_na-3-f-anc-20-30-s.pdf
https://catalog.tungsram.com/files/sheet/navona_tbd_na-3-f-awd-20-30-s.pdf
https://catalog.tungsram.com/files/sheet/navona_tbd_na-3-f-awc-20-30-s.pdf
https://catalog.tungsram.com/files/sheet/navona_tbd_na-3-f-afc-20-30-1.pdf
https://catalog.tungsram.com/files/sheet/navona_tbd_na-3-f-anc-20-30-1.pdf
https://catalog.tungsram.com/files/sheet/navona_tbd_na-3-f-awd-20-30-1.pdf
https://catalog.tungsram.com/files/sheet/navona_tbd_na-3-f-awc-20-30-1.pdf
https://catalog.tungsram.com/files/sheet/navona_tbd_na-3-f-afc-70-27-s.pdf
https://catalog.tungsram.com/files/sheet/navona_tbd_na-3-f-anc-70-27-s.pdf
https://catalog.tungsram.com/files/sheet/navona_tbd_na-3-f-awd-70-27-s.pdf
https://catalog.tungsram.com/files/sheet/navona_tbd_na-3-f-awc-70-27-s.pdf
https://catalog.tungsram.com/files/sheet/navona_tbd_na-3-f-afc-70-27-1.pdf
https://catalog.tungsram.com/files/sheet/navona_tbd_na-3-f-anc-70-27-1.pdf
https://catalog.tungsram.com/files/sheet/navona_tbd_na-3-f-awd-70-27-1.pdf
https://catalog.tungsram.com/files/sheet/navona_tbd_na-3-f-awc-70-27-1.pdf
https://catalog.tungsram.com/files/sheet/navona_tbd_na-3-f-sfc-70-27-2.pdf
https://catalog.tungsram.com/files/sheet/navona_tbd_na-3-f-swd-70-27-2.pdf
https://catalog.tungsram.com/files/sheet/navona_tbd_na-3-f-swc-70-27-2.pdf
https://catalog.tungsram.com/files/sheet/navona_tbd_na-3-f-afc-60-27-s.pdf
https://catalog.tungsram.com/files/sheet/navona_tbd_na-3-f-anc-60-27-s.pdf
https://catalog.tungsram.com/files/sheet/navona_tbd_na-3-f-awd-60-27-s.pdf
https://catalog.tungsram.com/files/sheet/navona_tbd_na-3-f-awc-60-27-s.pdf
https://catalog.tungsram.com/files/sheet/navona_tbd_na-3-f-afc-60-27-1.pdf
https://catalog.tungsram.com/files/sheet/navona_tbd_na-3-f-anc-60-27-1.pdf
https://catalog.tungsram.com/files/sheet/navona_tbd_na-3-f-awd-60-27-1.pdf
https://catalog.tungsram.com/files/sheet/navona_tbd_na-3-f-awc-60-27-1.pdf
https://catalog.tungsram.com/files/sheet/navona_tbd_na-3-f-sfc-60-27-2.pdf
https://catalog.tungsram.com/files/sheet/navona_tbd_na-3-f-swd-60-27-2.pdf
https://catalog.tungsram.com/files/sheet/navona_tbd_na-3-f-swc-60-27-2.pdf
https://catalog.tungsram.com/files/sheet/navona_tbd_na-3-f-afc-50-27-s.pdf
https://catalog.tungsram.com/files/sheet/navona_tbd_na-3-f-anc-50-27-s.pdf
https://catalog.tungsram.com/files/sheet/navona_tbd_na-3-f-awd-50-27-s.pdf
https://catalog.tungsram.com/files/sheet/navona_tbd_na-3-f-awc-50-27-s.pdf
https://catalog.tungsram.com/files/sheet/navona_tbd_na-3-f-afc-50-27-1.pdf
https://catalog.tungsram.com/files/sheet/navona_tbd_na-3-f-anc-50-27-1.pdf
https://catalog.tungsram.com/files/sheet/navona_tbd_na-3-f-awd-50-27-1.pdf
https://catalog.tungsram.com/files/sheet/navona_tbd_na-3-f-awc-50-27-1.pdf
https://catalog.tungsram.com/files/sheet/navona_tbd_na-3-f-sfc-50-27-2.pdf
https://catalog.tungsram.com/files/sheet/navona_tbd_na-3-f-swd-50-27-2.pdf
https://catalog.tungsram.com/files/sheet/navona_tbd_na-3-f-swc-50-27-2.pdf
https://catalog.tungsram.com/files/sheet/navona_tbd_na-3-f-afc-40-27-s.pdf
https://catalog.tungsram.com/files/sheet/navona_tbd_na-3-f-anc-40-27-s.pdf
https://catalog.tungsram.com/files/sheet/navona_tbd_na-3-f-awd-40-27-s.pdf
https://catalog.tungsram.com/files/sheet/navona_tbd_na-3-f-awc-40-27-s.pdf
https://catalog.tungsram.com/files/sheet/navona_tbd_na-3-f-afc-40-27-1.pdf
https://catalog.tungsram.com/files/sheet/navona_tbd_na-3-f-anc-40-27-1.pdf
https://catalog.tungsram.com/files/sheet/navona_tbd_na-3-f-awd-40-27-1.pdf
https://catalog.tungsram.com/files/sheet/navona_tbd_na-3-f-awc-40-27-1.pdf
https://catalog.tungsram.com/files/sheet/navona_tbd_na-3-f-sfc-40-27-2.pdf
https://catalog.tungsram.com/files/sheet/navona_tbd_na-3-f-swd-40-27-2.pdf
https://catalog.tungsram.com/files/sheet/navona_tbd_na-3-f-swc-40-27-2.pdf
https://catalog.tungsram.com/files/sheet/navona_tbd_na-3-f-afc-30-27-s.pdf
https://catalog.tungsram.com/files/sheet/navona_tbd_na-3-f-anc-30-27-s.pdf
https://catalog.tungsram.com/files/sheet/navona_tbd_na-3-f-awd-30-27-s.pdf
https://catalog.tungsram.com/files/sheet/navona_tbd_na-3-f-awc-30-27-s.pdf
https://catalog.tungsram.com/files/sheet/navona_tbd_na-3-f-afc-30-27-1.pdf
https://catalog.tungsram.com/files/sheet/navona_tbd_na-3-f-anc-30-27-1.pdf
https://catalog.tungsram.com/files/sheet/navona_tbd_na-3-f-awd-30-27-1.pdf
https://catalog.tungsram.com/files/sheet/navona_tbd_na-3-f-awc-30-27-1.pdf
https://catalog.tungsram.com/files/sheet/navona_tbd_na-3-f-sfc-30-27-2.pdf
https://catalog.tungsram.com/files/sheet/navona_tbd_na-3-f-swd-30-27-2.pdf
https://catalog.tungsram.com/files/sheet/navona_tbd_na-3-f-swc-30-27-2.pdf
https://catalog.tungsram.com/files/sheet/navona_tbd_na-3-f-afc-29-27-s.pdf
https://catalog.tungsram.com/files/sheet/navona_tbd_na-3-f-anc-29-27-s.pdf
https://catalog.tungsram.com/files/sheet/navona_tbd_na-3-f-awd-29-27-s.pdf
https://catalog.tungsram.com/files/sheet/navona_tbd_na-3-f-awc-29-27-s.pdf
https://catalog.tungsram.com/files/sheet/navona_tbd_na-3-f-afc-29-27-1.pdf
https://catalog.tungsram.com/files/sheet/navona_tbd_na-3-f-anc-29-27-1.pdf
https://catalog.tungsram.com/files/sheet/navona_tbd_na-3-f-awd-29-27-1.pdf
https://catalog.tungsram.com/files/sheet/navona_tbd_na-3-f-awc-29-27-1.pdf
https://catalog.tungsram.com/files/sheet/navona_tbd_na-3-f-afc-20-27-s.pdf
https://catalog.tungsram.com/files/sheet/navona_tbd_na-3-f-anc-20-27-s.pdf
https://catalog.tungsram.com/files/sheet/navona_tbd_na-3-f-awd-20-27-s.pdf
https://catalog.tungsram.com/files/sheet/navona_tbd_na-3-f-awc-20-27-s.pdf
https://catalog.tungsram.com/files/sheet/navona_tbd_na-3-f-afc-20-27-1.pdf
https://catalog.tungsram.com/files/sheet/navona_tbd_na-3-f-anc-20-27-1.pdf
https://catalog.tungsram.com/files/sheet/navona_tbd_na-3-f-awd-20-27-1.pdf
https://catalog.tungsram.com/files/sheet/navona_tbd_na-3-f-awc-20-27-1.pdf
https://catalog.tungsram.com/files/sheet/mariner-empty-body_93103645_led-mariner-body-tu-t8-twin-1500mm-ds.pdf
https://catalog.tungsram.com/files/sheet/mariner-empty-body_93107520_led-mariner-body-tu-t8-twin-1500mm.pdf
https://catalog.tungsram.com/files/sheet/mariner-empty-body_93103644_led-mariner-body-tu-t8-single-1500mm-ds.pdf
https://catalog.tungsram.com/files/sheet/mariner-empty-body_93107519_led-mariner-body-tu-t8-single-1500mm.pdf
https://catalog.tungsram.com/files/sheet/mariner-empty-body_93103643_led-mariner-body-tu-t8-twin-1200mm-ds.pdf
https://catalog.tungsram.com/files/sheet/mariner-empty-body_93107518_led-mariner-body-tu-t8-twin-1200mm.pdf
https://catalog.tungsram.com/files/sheet/mariner-empty-body_93103642_led-mariner-body-tu-t8-single-1200mm-ds.pdf
https://catalog.tungsram.com/files/sheet/mariner-empty-body_93107517_led-mariner-body-tu-t8-single-1200mm.pdf
https://catalog.tungsram.com/files/sheet/slim-downlight-start_93109215_led-dlr-slim-s1-tu8-ip20-22w-860-sst-ds.pdf
https://catalog.tungsram.com/files/sheet/slim-downlight-start_93109214_led-dlr-slim-s1-tu8-ip20-22w-840-sst-ds.pdf
https://catalog.tungsram.com/files/sheet/slim-downlight-start_93109211_led-dlr-slim-s1-tu8-ip20-18w-860-sst-ds.pdf
https://catalog.tungsram.com/files/sheet/slim-downlight-start_93109210_led-dlr-slim-s1-tu8-ip20-18w-840-sst-ds.pdf
https://catalog.tungsram.com/files/sheet/slim-downlight-start_93109207_led-dlr-slim-s1-tu6-ip20-15w-860-sst-ds.pdf
https://catalog.tungsram.com/files/sheet/slim-downlight-start_93109206_led-dlr-slim-s1-tu6-ip20-15w-840-sst-ds.pdf
https://catalog.tungsram.com/files/sheet/slim-downlight-premium_93103696_led-dlr-slim-p1-tu8-ip40-22w-865-dst-ds.pdf
https://catalog.tungsram.com/files/sheet/slim-downlight-premium_93103695_led-dlr-slim-p1-tu8-ip40-22w-840-dst-ds.pdf
https://catalog.tungsram.com/files/sheet/slim-downlight-premium_93103694_led-dlr-slim-p1-tu6-ip40-12w-865-dst-ds.pdf
https://catalog.tungsram.com/files/sheet/slim-downlight-premium_93103693_led-dlr-slim-p1-tu6-ip40-12w-840-dst-ds.pdf
https://catalog.tungsram.com/files/sheet/slim-downlight-premium_93103688_led-dlr-slim-p1-tu8-ip40-22w-865-sst-ds.pdf
https://catalog.tungsram.com/files/sheet/slim-downlight-premium_93103687_led-dlr-slim-p1-tu8-ip40-22w-840-sst-ds.pdf
https://catalog.tungsram.com/files/sheet/slim-downlight-premium_93103683_led-dlr-slim-p1-tu8-ip40-18w-865-sst-ds.pdf
https://catalog.tungsram.com/files/sheet/slim-downlight-premium_93103682_led-dlr-slim-p1-tu8-ip40-18w-840-sst-ds.pdf
https://catalog.tungsram.com/files/sheet/slim-downlight-premium_93103681_led-dlr-slim-p1-tu6-ip40-12w-865-sst-ds.pdf
https://catalog.tungsram.com/files/sheet/slim-downlight-premium_93103680_led-dlr-slim-p1-tu6-ip40-12w-840-sst-ds.pdf
https://catalog.tungsram.com/files/sheet/spotlight-g1-6w_93103686_led-spotlight-g1-tu-wra-ip20-6w-865-s-ds.pdf
https://catalog.tungsram.com/files/sheet/spotlight-g1-6w_93103685_led-spotlight-g1-tu-wra-ip20-6w-840-s-ds.pdf
https://catalog.tungsram.com/files/sheet/spotlight-g1-6w_93103684_led-spotlight-g1-tu-wra-ip20-6w-830-s-ds.pdf
https://catalog.tungsram.com/files/sheet/spotlight-g1-5w_93103761_led-spotlight-g1-tu-wsf-ip65-5w-840-t-ds.pdf
https://catalog.tungsram.com/files/sheet/spotlight-g1-5w_93103760_led-spotlight-g1-tu-wsf-ip65-5w-840-s-ds.pdf
https://catalog.tungsram.com/files/sheet/spotlight-g1-5w_93103759_led-spotlight-g1-tu-wsa-ip20-5w-840-t-ds.pdf
https://catalog.tungsram.com/files/sheet/spotlight-g1-5w_93103758_led-spotlight-g1-tu-wsa-ip20-5w-840-s-ds.pdf
https://catalog.tungsram.com/files/sheet/spotlight-g1-5w_93103757_led-spotlight-g1-tu-wrf-ip65-5w-840-t-ds.pdf
https://catalog.tungsram.com/files/sheet/spotlight-g1-5w_93103756_led-spotlight-g1-tu-wrf-ip65-5w-840-s-ds.pdf
https://catalog.tungsram.com/files/sheet/spotlight-g1-5w_93103755_led-spotlight-g1-tu-wra-ip20-5w-840-t-ds.pdf
https://catalog.tungsram.com/files/sheet/spotlight-g1-5w_93103754_led-spotlight-g1-tu-wra-ip20-5w-840-s-ds.pdf
https://catalog.tungsram.com/files/sheet/ip44-diffuser-downlight_93112598_led-downlight-d1-tu-8-ip44-25w-840-s-ds.pdf
https://catalog.tungsram.com/files/sheet/ip44-diffuser-downlight_93112597_led-downlight-d1-tu-6-ip44-18w-840-s-ds.pdf
https://catalog.tungsram.com/files/sheet/ip44-diffuser-downlight_93109223_led-downlight-d1-tu-8-ip44-25w-860-s-ds.pdf
https://catalog.tungsram.com/files/sheet/ip44-diffuser-downlight_93109219_led-downlight-d1-tu-6-ip44-18w-860-s-ds.pdf
https://catalog.tungsram.com/files/sheet/ip20-diffuser-downlight_93103670_led-dlr-diff-p1-tu8-ip20-22w-865-sst-ds.pdf
https://catalog.tungsram.com/files/sheet/ip20-diffuser-downlight_93103669_led-dlr-diff-p1-tu8-ip20-22w-840-sst-ds.pdf
https://catalog.tungsram.com/files/sheet/ip20-diffuser-downlight_93103668_led-dlr-diff-p1-tu8-ip20-15w-865-sst-ds.pdf
https://catalog.tungsram.com/files/sheet/ip20-diffuser-downlight_93103667_led-dlr-diff-p1-tu8-ip20-15w-840-sst-ds.pdf
https://catalog.tungsram.com/files/sheet/ip20-diffuser-downlight_93103666_led-dlr-diff-p1-tu6-ip20-15w-865-sst-ds.pdf
https://catalog.tungsram.com/files/sheet/ip20-diffuser-downlight_93103665_led-dlr-diff-p1-tu6-ip20-15w-840-sst-ds.pdf
https://catalog.tungsram.com/files/sheet/ip20-diffuser-downlight_93103664_led-dlr-diff-p1-tu6-ip20-11w-865-sst-ds.pdf
https://catalog.tungsram.com/files/sheet/ip20-diffuser-downlight_93103663_led-dlr-diff-p1-tu6-ip20-11w-840-sst-ds.pdf
https://catalog.tungsram.com/files/sheet/led-bulkhead-g1_93108103_led-bulkhead-g1-tu-d30-24w-840-s-emm.pdf
https://catalog.tungsram.com/files/sheet/led-bulkhead-g1_93108102_led-bulkhead-g1-tu-d30-24w-830-s-emm.pdf
https://catalog.tungsram.com/files/sheet/led-bulkhead-g1_93108101_led-bulkhead-g1-tu-d30-24w-840-s-emn.pdf
https://catalog.tungsram.com/files/sheet/led-bulkhead-g1_93108100_led-bulkhead-g1-tu-d30-24w-830-s-emn.pdf
https://catalog.tungsram.com/files/sheet/led-bulkhead-g1_93103708_led-bulkhead-g1-tu-d30-25w-840-s-nnm-ds.pdf
https://catalog.tungsram.com/files/sheet/led-bulkhead-g1_93103707_led-bulkhead-g1-tu-d30-25w-830-s-nnm-ds.pdf
https://catalog.tungsram.com/files/sheet/led-bulkhead-g1_93103706_led-bulkhead-g1-tu-d30-25w-840-s-nnn-ds.pdf
https://catalog.tungsram.com/files/sheet/led-bulkhead-g1_93103705_led-bulkhead-g1-tu-d30-25w-830-s-nnn-ds.pdf
https://catalog.tungsram.com/files/sheet/led-bulkhead-g1_93103704_led-bulkhead-g1-tu-d25-17w-840-s-nnm-ds.pdf
https://catalog.tungsram.com/files/sheet/led-bulkhead-g1_93103703_led-bulkhead-g1-tu-d25-17w-840-s-nnn-ds.pdf
https://catalog.tungsram.com/files/sheet/led-bulkhead-g1_93103702_led-bulkhead-g1-tu-d25-17w-830-s-nnm-ds.pdf
https://catalog.tungsram.com/files/sheet/led-bulkhead-g1_93103701_led-bulkhead-g1-tu-d25-17w-830-s-nnn-ds.pdf
https://catalog.tungsram.com/files/sheet/led-bulkhead-g1_93103700_led-bulkhead-g1-tu-d25-9w-840-s-nnm-ds.pdf
https://catalog.tungsram.com/files/sheet/led-bulkhead-g1_93103699_led-bulkhead-g1-tu-d25-9w-840-s-nnn-ds.pdf
https://catalog.tungsram.com/files/sheet/led-bulkhead-g1_93103698_led-bulkhead-g1-tu-d25-9w-830-s-nnm-ds.pdf
https://catalog.tungsram.com/files/sheet/led-bulkhead-g1_93103697_led-bulkhead-g1-tu-d25-9w-830-s-nnn-ds.pdf
https://catalog.tungsram.com/files/sheet/led-bulkhead-g1_93102256_led-bulkhead-g1-tu-d33-12w-840-s-emm.pdf
https://catalog.tungsram.com/files/sheet/led-bulkhead-g1_93102255_led-bulkhead-g1-tu-d33-20w-840-s-emm.pdf
https://catalog.tungsram.com/files/sheet/led-bulkhead-g1_93102254_led-bulkhead-g1-tu-d33-11w-840-s-emn.pdf
https://catalog.tungsram.com/files/sheet/led-bulkhead-g1_93102253_led-bulkhead-g1-tu-d33-19w-840-s-emn.pdf
https://catalog.tungsram.com/files/sheet/mariner-uk_93110384_led-mariner-uk-g1-tu-5-67w-840-s.pdf
https://catalog.tungsram.com/files/sheet/mariner-uk_93110383_led-mariner-uk-g1-tu-5-33w-840-s.pdf
https://catalog.tungsram.com/files/sheet/mariner-uk_93110382_led-mariner-uk-g1-tu-4-43w-840-s.pdf
https://catalog.tungsram.com/files/sheet/mariner-uk_93110381_led-mariner-uk-g1-tu-4-24w-840-s.pdf
https://catalog.tungsram.com/files/sheet/edgelit-premium_93103692_led-panel-p1-tu-1x4-d-40w-865-19-ds.pdf
https://catalog.tungsram.com/files/sheet/edgelit-premium_93103691_led-panel-p1-tu-1x4-d-40w-865-21-ds.pdf
https://catalog.tungsram.com/files/sheet/edgelit-premium_93103690_led-panel-p1-tu-2x2-d-40w-862-19-ds.pdf
https://catalog.tungsram.com/files/sheet/edgelit-premium_93103689_led-panel-p1-tu-2x2-d-40w-865-21-ds.pdf
https://catalog.tungsram.com/files/sheet/edgelit-premium_93103674_led-panel-p1-tu-1x4-d-40w-840-19-ds.pdf
https://catalog.tungsram.com/files/sheet/edgelit-premium_93103673_led-panel-p1-tu-1x4-d-40w-840-21-ds.pdf
https://catalog.tungsram.com/files/sheet/edgelit-premium_93103671_led-panel-p1-tu-2x2-d-40w-840-21-ds.pdf
https://catalog.tungsram.com/files/sheet/edgelit-premium_93103678_led-panel-p1-tu-1x4-s-30w-865-19-ds.pdf
https://catalog.tungsram.com/files/sheet/edgelit-premium_93103677_led-panel-p1-tu-2x2-s-30w-865-19-ds.pdf
https://catalog.tungsram.com/files/sheet/edgelit-premium_93103676_led-panel-p1-tu-1x4-s-30w-865-21-ds.pdf
https://catalog.tungsram.com/files/sheet/edgelit-premium_93103675_led-panel-p1-tu-2x2-s-30w-865-21-ds.pdf
https://catalog.tungsram.com/files/sheet/edgelit-premium_93103672_led-panel-p1-tu-2x2-d-40w-840-19-ds.pdf
https://catalog.tungsram.com/files/sheet/edgelit-premium_93103653_led-panel-p1-tu-1x4-s-30w-840-19-ds.pdf
https://catalog.tungsram.com/files/sheet/edgelit-premium_93103652_led-panel-p1-tu-1x4-s-30w-840-21-ds.pdf
https://catalog.tungsram.com/files/sheet/edgelit-premium_93103651_led-panel-p1-tu-2x2-s-30w-840-19-ds.pdf
https://catalog.tungsram.com/files/sheet/edgelit-premium_93103650_led-panel-p1-tu-2x2-s-30w-840-21-ds.pdf
https://catalog.tungsram.com/files/sheet/eco-g2_93103746_led-panel-s2-tu-1x4-s-36w-865-21-ds-2.pdf
https://catalog.tungsram.com/files/sheet/eco-g2_93103744_led-panel-s2-tu-1x4-s-36w-840-21-ds-2.pdf
https://catalog.tungsram.com/files/sheet/eco-g2_93094720_led-panel-s2-tu-2x2-s-36w-865-19-ds-2.pdf
https://catalog.tungsram.com/files/sheet/eco-g2_93094719_led-panel-s2-tu-2x2-s-36w-840-19-ds-2.pdf
https://catalog.tungsram.com/files/sheet/eco-g2_93094718_led-panel-s2-tu-2x2-s-36w-830-19-ds-2.pdf
https://catalog.tungsram.com/files/sheet/eco-g2_93094717_led-panel-s2-tu-1x4-s-36w-830-21-ds-2.pdf
https://catalog.tungsram.com/files/sheet/eco-g2_93092146_led-panel-s2-tu-2x2-s-36w-865-21-ds-2.pdf
https://catalog.tungsram.com/files/sheet/eco-g2_93092075_led-panel-s2-tu-2x2-s-36w-840-21-ds-2.pdf
https://catalog.tungsram.com/files/sheet/high-bay-linear-gen1_93113231_led-linear-highbay-g1-tu-110w-840-ds.pdf
https://catalog.tungsram.com/files/sheet/high-bay-linear-gen1_93110756_led-linear-highbay-g1-tu-110w-840.pdf
https://catalog.tungsram.com/files/sheet/high-bay-linear-gen1_93113230_led-linear-highbay-g1-tu-75w-840-ds.pdf
https://catalog.tungsram.com/files/sheet/high-bay-linear-gen1_93110385_led-linear-highbay-g1-tu-75w-840.pdf
https://catalog.tungsram.com/files/sheet/emergency-downlight_93100233_emergency-downlight-g1-tu-3-hl-c-li-d.pdf
https://catalog.tungsram.com/files/sheet/emergency-downlight_93100232_emergency-downlight-g1-tu-3-hl-o-li-d.pdf
https://catalog.tungsram.com/files/sheet/emergency-downlight_93100229_emergency-downlight-g1-tu-3-hl-c-li-n.pdf
https://catalog.tungsram.com/files/sheet/emergency-downlight_93100228_emergency-downlight-g1-tu-3-hl-o-li-n.pdf
https://catalog.tungsram.com/files/sheet/emergency-downlight_93100227_emergency-downlight-g1-tu-3-nl-c-li-n.pdf
https://catalog.tungsram.com/files/sheet/emergency-downlight_93100226_emergency-downlight-g1-tu-3-nl-o-li-n.pdf
https://catalog.tungsram.com/files/sheet/emergency-converter-kit_93100239_emergency-kit-g1-tu-3-li-d.pdf
https://catalog.tungsram.com/files/sheet/emergency-converter-kit_93100238_emergency-kit-g1-tu-3-li-s.pdf
https://catalog.tungsram.com/files/sheet/emergency-converter-kit_93100237_emergency-kit-g1-tu-3-li-n.pdf
https://catalog.tungsram.com/files/sheet/spinella-double-module_tbd_sp-h-3-f-n-227-50.pdf
https://catalog.tungsram.com/files/sheet/spinella-double-module_tbd_sp-h-3-f-f-227-50.pdf
https://catalog.tungsram.com/files/sheet/spinella-double-module_tbd_sp-h-3-f-u-227-50.pdf
https://catalog.tungsram.com/files/sheet/spinella-double-module_tbd_sp-h-3-f-e-227-50.pdf
https://catalog.tungsram.com/files/sheet/spinella-double-module_tbd_sp-h-3-f-t-227-50.pdf
https://catalog.tungsram.com/files/sheet/spinella-double-module_tbd_sp-h-3-f-c-227-50.pdf
https://catalog.tungsram.com/files/sheet/spinella-double-module_tbd_sp-h-3-f-b-227-50.pdf
https://catalog.tungsram.com/files/sheet/spinella-double-module_tbd_sp-h-3-f-n-227-40.pdf
https://catalog.tungsram.com/files/sheet/spinella-double-module_tbd_sp-h-3-f-f-227-40.pdf
https://catalog.tungsram.com/files/sheet/spinella-double-module_tbd_sp-h-3-f-u-227-40.pdf
https://catalog.tungsram.com/files/sheet/spinella-double-module_tbd_sp-h-3-f-e-227-40.pdf
https://catalog.tungsram.com/files/sheet/spinella-double-module_tbd_sp-h-3-f-t-227-40.pdf
https://catalog.tungsram.com/files/sheet/spinella-double-module_tbd_sp-h-3-f-c-227-40.pdf
https://catalog.tungsram.com/files/sheet/spinella-double-module_tbd_sp-h-3-f-b-227-40.pdf
https://catalog.tungsram.com/files/sheet/spinella-double-module_tbd_sp-h-3-f-n-227-30.pdf
https://catalog.tungsram.com/files/sheet/spinella-double-module_tbd_sp-h-3-f-f-227-30.pdf
https://catalog.tungsram.com/files/sheet/spinella-double-module_tbd_sp-h-3-f-u-227-30.pdf
https://catalog.tungsram.com/files/sheet/spinella-double-module_tbd_sp-h-3-f-e-227-30.pdf
https://catalog.tungsram.com/files/sheet/spinella-double-module_tbd_sp-h-3-f-t-227-30.pdf
https://catalog.tungsram.com/files/sheet/spinella-double-module_tbd_sp-h-3-f-c-227-30.pdf
https://catalog.tungsram.com/files/sheet/spinella-double-module_tbd_sp-h-3-f-b-227-30.pdf
https://catalog.tungsram.com/files/sheet/spinella-double-module_tbd_sp-h-3-f-n-211-50.pdf
https://catalog.tungsram.com/files/sheet/spinella-double-module_tbd_sp-h-3-f-f-211-50.pdf
https://catalog.tungsram.com/files/sheet/spinella-double-module_tbd_sp-h-3-f-u-211-50.pdf
https://catalog.tungsram.com/files/sheet/spinella-double-module_tbd_sp-h-3-f-e-211-50.pdf
https://catalog.tungsram.com/files/sheet/spinella-double-module_tbd_sp-h-3-f-t-211-50.pdf
https://catalog.tungsram.com/files/sheet/spinella-double-module_tbd_sp-h-3-f-c-211-50.pdf
https://catalog.tungsram.com/files/sheet/spinella-double-module_tbd_sp-h-3-f-b-211-50.pdf
https://catalog.tungsram.com/files/sheet/spinella-double-module_tbd_sp-h-3-f-n-211-40.pdf
https://catalog.tungsram.com/files/sheet/spinella-double-module_tbd_sp-h-3-f-f-211-40.pdf
https://catalog.tungsram.com/files/sheet/spinella-double-module_tbd_sp-h-3-f-u-211-40.pdf
https://catalog.tungsram.com/files/sheet/spinella-double-module_tbd_sp-h-3-f-e-211-40.pdf
https://catalog.tungsram.com/files/sheet/spinella-double-module_tbd_sp-h-3-f-t-211-40.pdf
https://catalog.tungsram.com/files/sheet/spinella-double-module_tbd_sp-h-3-f-c-211-40.pdf
https://catalog.tungsram.com/files/sheet/spinella-double-module_tbd_sp-h-3-f-b-211-40.pdf
https://catalog.tungsram.com/files/sheet/spinella-double-module_tbd_sp-h-3-f-n-211-30.pdf
https://catalog.tungsram.com/files/sheet/spinella-double-module_tbd_sp-h-3-f-f-211-30.pdf
https://catalog.tungsram.com/files/sheet/spinella-double-module_tbd_sp-h-3-f-u-211-30.pdf
https://catalog.tungsram.com/files/sheet/spinella-double-module_tbd_sp-h-3-f-e-211-30.pdf
https://catalog.tungsram.com/files/sheet/spinella-double-module_tbd_sp-h-3-f-t-211-30.pdf
https://catalog.tungsram.com/files/sheet/spinella-double-module_tbd_sp-h-3-f-c-211-30.pdf
https://catalog.tungsram.com/files/sheet/spinella-double-module_tbd_sp-h-3-f-b-211-30.pdf
https://catalog.tungsram.com/files/sheet/spinella-double-module_tbd_sp-h-3-f-n-190-50.pdf
https://catalog.tungsram.com/files/sheet/spinella-double-module_tbd_sp-h-3-f-f-190-50.pdf
https://catalog.tungsram.com/files/sheet/spinella-double-module_tbd_sp-h-3-f-u-190-50.pdf
https://catalog.tungsram.com/files/sheet/spinella-double-module_tbd_sp-h-3-f-e-190-50.pdf
https://catalog.tungsram.com/files/sheet/spinella-double-module_tbd_sp-h-3-f-t-190-50.pdf
https://catalog.tungsram.com/files/sheet/spinella-double-module_tbd_sp-h-3-f-c-190-50.pdf
https://catalog.tungsram.com/files/sheet/spinella-double-module_tbd_sp-h-3-f-b-190-50.pdf
https://catalog.tungsram.com/files/sheet/spinella-double-module_tbd_sp-h-3-f-n-190-40.pdf
https://catalog.tungsram.com/files/sheet/spinella-double-module_tbd_sp-h-3-f-f-190-40.pdf
https://catalog.tungsram.com/files/sheet/spinella-double-module_tbd_sp-h-3-f-u-190-40.pdf
https://catalog.tungsram.com/files/sheet/spinella-double-module_tbd_sp-h-3-f-e-190-40.pdf
https://catalog.tungsram.com/files/sheet/spinella-double-module_tbd_sp-h-3-f-t-190-40.pdf
https://catalog.tungsram.com/files/sheet/spinella-double-module_tbd_sp-h-3-f-c-190-40.pdf
https://catalog.tungsram.com/files/sheet/spinella-double-module_tbd_sp-h-3-f-b-190-40.pdf
https://catalog.tungsram.com/files/sheet/spinella-double-module_tbd_sp-h-3-f-n-190-30.pdf
https://catalog.tungsram.com/files/sheet/spinella-double-module_tbd_sp-h-3-f-f-190-30.pdf
https://catalog.tungsram.com/files/sheet/spinella-double-module_tbd_sp-h-3-f-u-190-30.pdf
https://catalog.tungsram.com/files/sheet/spinella-double-module_tbd_sp-h-3-f-e-190-30.pdf
https://catalog.tungsram.com/files/sheet/spinella-double-module_tbd_sp-h-3-f-t-190-30.pdf
https://catalog.tungsram.com/files/sheet/spinella-double-module_tbd_sp-h-3-f-c-190-30.pdf
https://catalog.tungsram.com/files/sheet/spinella-double-module_tbd_sp-h-3-f-b-190-30.pdf
https://catalog.tungsram.com/files/sheet/spinella-double-module_tbd_sp-h-3-f-n-170-50.pdf
https://catalog.tungsram.com/files/sheet/spinella-double-module_tbd_sp-h-3-f-f-170-50.pdf
https://catalog.tungsram.com/files/sheet/spinella-double-module_tbd_sp-h-3-f-u-170-50.pdf
https://catalog.tungsram.com/files/sheet/spinella-double-module_tbd_sp-h-3-f-e-170-50.pdf
https://catalog.tungsram.com/files/sheet/spinella-double-module_tbd_sp-h-3-f-t-170-50.pdf
https://catalog.tungsram.com/files/sheet/spinella-double-module_tbd_sp-h-3-f-c-170-50.pdf
https://catalog.tungsram.com/files/sheet/spinella-double-module_tbd_sp-h-3-f-b-170-50.pdf
https://catalog.tungsram.com/files/sheet/spinella-double-module_tbd_sp-h-3-f-n-170-40.pdf
https://catalog.tungsram.com/files/sheet/spinella-double-module_tbd_sp-h-3-f-f-170-40.pdf
https://catalog.tungsram.com/files/sheet/spinella-double-module_tbd_sp-h-3-f-u-170-40.pdf
https://catalog.tungsram.com/files/sheet/spinella-double-module_tbd_sp-h-3-f-e-170-40.pdf
https://catalog.tungsram.com/files/sheet/spinella-double-module_tbd_sp-h-3-f-t-170-40.pdf
https://catalog.tungsram.com/files/sheet/spinella-double-module_tbd_sp-h-3-f-c-170-40.pdf
https://catalog.tungsram.com/files/sheet/spinella-double-module_tbd_sp-h-3-f-b-170-40.pdf
https://catalog.tungsram.com/files/sheet/spinella-double-module_tbd_sp-h-3-f-n-170-30.pdf
https://catalog.tungsram.com/files/sheet/spinella-double-module_tbd_sp-h-3-f-f-170-30.pdf
https://catalog.tungsram.com/files/sheet/spinella-double-module_tbd_sp-h-3-f-u-170-30.pdf
https://catalog.tungsram.com/files/sheet/spinella-double-module_tbd_sp-h-3-f-e-170-30.pdf
https://catalog.tungsram.com/files/sheet/spinella-double-module_tbd_sp-h-3-f-t-170-30.pdf
https://catalog.tungsram.com/files/sheet/spinella-double-module_tbd_sp-h-3-f-c-170-30.pdf
https://catalog.tungsram.com/files/sheet/spinella-double-module_tbd_sp-h-3-f-b-170-30.pdf
https://catalog.tungsram.com/files/sheet/spinella-double-module_tbd_sp-h-3-f-n-150-50.pdf
https://catalog.tungsram.com/files/sheet/spinella-double-module_tbd_sp-h-3-f-f-150-50.pdf
https://catalog.tungsram.com/files/sheet/spinella-double-module_tbd_sp-h-3-f-u-150-50.pdf
https://catalog.tungsram.com/files/sheet/spinella-double-module_tbd_sp-h-3-f-e-150-50.pdf
https://catalog.tungsram.com/files/sheet/spinella-double-module_tbd_sp-h-3-f-t-150-50.pdf
https://catalog.tungsram.com/files/sheet/spinella-double-module_tbd_sp-h-3-f-c-150-50.pdf
https://catalog.tungsram.com/files/sheet/spinella-double-module_tbd_sp-h-3-f-b-150-50.pdf
https://catalog.tungsram.com/files/sheet/spinella-double-module_tbd_sp-h-3-f-n-150-40.pdf
https://catalog.tungsram.com/files/sheet/spinella-double-module_tbd_sp-h-3-f-f-150-40.pdf
https://catalog.tungsram.com/files/sheet/spinella-double-module_tbd_sp-h-3-f-u-150-40.pdf
https://catalog.tungsram.com/files/sheet/spinella-double-module_tbd_sp-h-3-f-e-150-40.pdf
https://catalog.tungsram.com/files/sheet/spinella-double-module_tbd_sp-h-3-f-t-150-40.pdf
https://catalog.tungsram.com/files/sheet/spinella-double-module_tbd_sp-h-3-f-c-150-40.pdf
https://catalog.tungsram.com/files/sheet/spinella-double-module_tbd_sp-h-3-f-b-150-40.pdf
https://catalog.tungsram.com/files/sheet/spinella-double-module_tbd_sp-h-3-f-n-150-30.pdf
https://catalog.tungsram.com/files/sheet/spinella-double-module_tbd_sp-h-3-f-f-150-30.pdf
https://catalog.tungsram.com/files/sheet/spinella-double-module_tbd_sp-h-3-f-u-150-30.pdf
https://catalog.tungsram.com/files/sheet/spinella-double-module_tbd_sp-h-3-f-e-150-30.pdf
https://catalog.tungsram.com/files/sheet/spinella-double-module_tbd_sp-h-3-f-t-150-30.pdf
https://catalog.tungsram.com/files/sheet/spinella-double-module_tbd_sp-h-3-f-c-150-30.pdf
https://catalog.tungsram.com/files/sheet/spinella-double-module_tbd_sp-h-3-f-b-150-30.pdf
https://catalog.tungsram.com/files/sheet/spinella-double-module_tbd_sp-h-3-f-n-126-50.pdf
https://catalog.tungsram.com/files/sheet/spinella-double-module_tbd_sp-h-3-f-f-126-50.pdf
https://catalog.tungsram.com/files/sheet/spinella-double-module_tbd_sp-h-3-f-u-126-50.pdf
https://catalog.tungsram.com/files/sheet/spinella-double-module_tbd_sp-h-3-f-e-126-50.pdf
https://catalog.tungsram.com/files/sheet/spinella-double-module_tbd_sp-h-3-f-t-126-50.pdf
https://catalog.tungsram.com/files/sheet/spinella-double-module_tbd_sp-h-3-f-c-126-50.pdf
https://catalog.tungsram.com/files/sheet/spinella-double-module_tbd_sp-h-3-f-b-126-50.pdf
https://catalog.tungsram.com/files/sheet/spinella-double-module_tbd_sp-h-3-f-n-126-40.pdf
https://catalog.tungsram.com/files/sheet/spinella-double-module_tbd_sp-h-3-f-f-126-40.pdf
https://catalog.tungsram.com/files/sheet/spinella-double-module_tbd_sp-h-3-f-u-126-40.pdf
https://catalog.tungsram.com/files/sheet/spinella-double-module_tbd_sp-h-3-f-e-126-40.pdf
https://catalog.tungsram.com/files/sheet/spinella-double-module_tbd_sp-h-3-f-t-126-40.pdf
https://catalog.tungsram.com/files/sheet/spinella-double-module_tbd_sp-h-3-f-c-126-40.pdf
https://catalog.tungsram.com/files/sheet/spinella-double-module_tbd_sp-h-3-f-b-126-40.pdf
https://catalog.tungsram.com/files/sheet/spinella-double-module_tbd_sp-h-3-f-n-126-30.pdf
https://catalog.tungsram.com/files/sheet/spinella-double-module_tbd_sp-h-3-f-f-126-30.pdf
https://catalog.tungsram.com/files/sheet/spinella-double-module_tbd_sp-h-3-f-u-126-30.pdf
https://catalog.tungsram.com/files/sheet/spinella-double-module_tbd_sp-h-3-f-e-126-30.pdf
https://catalog.tungsram.com/files/sheet/spinella-double-module_tbd_sp-h-3-f-t-126-30.pdf
https://catalog.tungsram.com/files/sheet/spinella-double-module_tbd_sp-h-3-f-c-126-30.pdf
https://catalog.tungsram.com/files/sheet/spinella-double-module_tbd_sp-h-3-f-b-126-30.pdf
https://catalog.tungsram.com/files/sheet/ahix_tbd_ahix-1-f-sns-300-5.pdf
https://catalog.tungsram.com/files/sheet/ahix_tbd_ahix-1-f-swf-300-5.pdf
https://catalog.tungsram.com/files/sheet/ahix_tbd_ahix-1-f-sf-300-5.pdf
https://catalog.tungsram.com/files/sheet/ahix_tbd_ahix-1-f-sw-300-5.pdf
https://catalog.tungsram.com/files/sheet/ahix_tbd_ahix-1-f-afn-300-5.pdf
https://catalog.tungsram.com/files/sheet/ahix_tbd_ahix-1-f-aef-300-5.pdf
https://catalog.tungsram.com/files/sheet/ahix_tbd_ahix-1-f-an-300-5.pdf
https://catalog.tungsram.com/files/sheet/ahix_tbd_ahix-1-f-af-300-5.pdf
https://catalog.tungsram.com/files/sheet/ahix_tbd_ahix-1-f-aw-300-5.pdf
https://catalog.tungsram.com/files/sheet/ahix_tbd_ahix-1-f-sns-285-5.pdf
https://catalog.tungsram.com/files/sheet/ahix_tbd_ahix-1-f-swf-285-5.pdf
https://catalog.tungsram.com/files/sheet/ahix_tbd_ahix-1-f-sf-285-5.pdf
https://catalog.tungsram.com/files/sheet/ahix_tbd_ahix-1-f-sw-285-5.pdf
https://catalog.tungsram.com/files/sheet/ahix_tbd_ahix-1-f-afn-285-5.pdf
https://catalog.tungsram.com/files/sheet/ahix_tbd_ahix-1-f-aef-285-5.pdf
https://catalog.tungsram.com/files/sheet/ahix_tbd_ahix-1-f-an-285-5.pdf
https://catalog.tungsram.com/files/sheet/ahix_tbd_ahix-1-f-af-285-5.pdf
https://catalog.tungsram.com/files/sheet/ahix_tbd_ahix-1-f-aw-285-5.pdf
https://catalog.tungsram.com/files/sheet/ahix_tbd_ahix-1-f-sns-250-5.pdf
https://catalog.tungsram.com/files/sheet/ahix_tbd_ahix-1-f-swf-250-5.pdf
https://catalog.tungsram.com/files/sheet/ahix_tbd_ahix-1-f-sf-250-5.pdf
https://catalog.tungsram.com/files/sheet/ahix_tbd_ahix-1-f-sw-250-5.pdf
https://catalog.tungsram.com/files/sheet/ahix_tbd_ahix-1-f-afn-250-5.pdf
https://catalog.tungsram.com/files/sheet/ahix_tbd_ahix-1-f-aef-250-5.pdf
https://catalog.tungsram.com/files/sheet/ahix_tbd_ahix-1-f-an-250-5.pdf
https://catalog.tungsram.com/files/sheet/ahix_tbd_ahix-1-f-af-250-5.pdf
https://catalog.tungsram.com/files/sheet/ahix_tbd_ahix-1-f-aw-250-5.pdf
https://catalog.tungsram.com/files/sheet/ahix_tbd_ahix-1-f-sns-200-5.pdf
https://catalog.tungsram.com/files/sheet/ahix_tbd_ahix-1-f-swf-200-5.pdf
https://catalog.tungsram.com/files/sheet/ahix_tbd_ahix-1-f-sf-200-5.pdf
https://catalog.tungsram.com/files/sheet/ahix_tbd_ahix-1-f-sw-200-5.pdf
https://catalog.tungsram.com/files/sheet/ahix_tbd_ahix-1-f-afn-200-5.pdf
https://catalog.tungsram.com/files/sheet/ahix_tbd_ahix-1-f-aef-200-5.pdf
https://catalog.tungsram.com/files/sheet/ahix_tbd_ahix-1-f-an-200-5.pdf
https://catalog.tungsram.com/files/sheet/ahix_tbd_ahix-1-f-af-200-5.pdf
https://catalog.tungsram.com/files/sheet/ahix_tbd_ahix-1-f-aw-200-5.pdf
https://catalog.tungsram.com/files/sheet/ahix_tbd_ahix-1-f-sns-300-4.pdf
https://catalog.tungsram.com/files/sheet/ahix_tbd_ahix-1-f-swf-300-4.pdf
https://catalog.tungsram.com/files/sheet/ahix_tbd_ahix-1-f-sf-300-4.pdf
https://catalog.tungsram.com/files/sheet/ahix_tbd_ahix-1-f-sw-300-4.pdf
https://catalog.tungsram.com/files/sheet/ahix_tbd_ahix-1-f-afn-300-4.pdf
https://catalog.tungsram.com/files/sheet/ahix_tbd_ahix-1-f-aef-300-4.pdf
https://catalog.tungsram.com/files/sheet/ahix_tbd_ahix-1-f-an-300-4.pdf
https://catalog.tungsram.com/files/sheet/ahix_tbd_ahix-1-f-af-300-4.pdf
https://catalog.tungsram.com/files/sheet/ahix_tbd_ahix-1-f-aw-300-4.pdf
https://catalog.tungsram.com/files/sheet/ahix_tbd_ahix-1-f-sns-285-4.pdf
https://catalog.tungsram.com/files/sheet/ahix_tbd_ahix-1-f-swf-285-4.pdf
https://catalog.tungsram.com/files/sheet/ahix_tbd_ahix-1-f-sf-285-4.pdf
https://catalog.tungsram.com/files/sheet/ahix_tbd_ahix-1-f-sw-285-4.pdf
https://catalog.tungsram.com/files/sheet/ahix_tbd_ahix-1-f-afn-285-4.pdf
https://catalog.tungsram.com/files/sheet/ahix_tbd_ahix-1-f-aef-285-4.pdf
https://catalog.tungsram.com/files/sheet/ahix_tbd_ahix-1-f-an-285-4.pdf
https://catalog.tungsram.com/files/sheet/ahix_tbd_ahix-1-f-af-285-4.pdf
https://catalog.tungsram.com/files/sheet/ahix_tbd_ahix-1-f-aw-285-4.pdf
https://catalog.tungsram.com/files/sheet/ahix_tbd_ahix-1-f-sns-250-4.pdf
https://catalog.tungsram.com/files/sheet/ahix_tbd_ahix-1-f-swf-250-4.pdf
https://catalog.tungsram.com/files/sheet/ahix_tbd_ahix-1-f-sf-250-4.pdf
https://catalog.tungsram.com/files/sheet/ahix_tbd_ahix-1-f-sw-250-4.pdf
https://catalog.tungsram.com/files/sheet/ahix_tbd_ahix-1-f-afn-250-4.pdf
https://catalog.tungsram.com/files/sheet/ahix_tbd_ahix-1-f-aef-250-4.pdf
https://catalog.tungsram.com/files/sheet/ahix_tbd_ahix-1-f-an-250-4.pdf
https://catalog.tungsram.com/files/sheet/ahix_tbd_ahix-1-f-af-250-4.pdf
https://catalog.tungsram.com/files/sheet/ahix_tbd_ahix-1-f-aw-250-4.pdf
https://catalog.tungsram.com/files/sheet/ahix_tbd_ahix-1-f-sns-200-4.pdf
https://catalog.tungsram.com/files/sheet/ahix_tbd_ahix-1-f-swf-200-4.pdf
https://catalog.tungsram.com/files/sheet/ahix_tbd_ahix-1-f-sf-200-4.pdf
https://catalog.tungsram.com/files/sheet/ahix_tbd_ahix-1-f-sw-200-4.pdf
https://catalog.tungsram.com/files/sheet/ahix_tbd_ahix-1-f-afn-200-4.pdf
https://catalog.tungsram.com/files/sheet/ahix_tbd_ahix-1-f-aef-200-4.pdf
https://catalog.tungsram.com/files/sheet/ahix_tbd_ahix-1-f-an-200-4.pdf
https://catalog.tungsram.com/files/sheet/ahix_tbd_ahix-1-f-af-200-4.pdf
https://catalog.tungsram.com/files/sheet/ahix_tbd_ahix-1-f-aw-200-4.pdf
https://catalog.tungsram.com/files/sheet/slbt_tbd_slbt-3-f-g2-70-30.pdf
https://catalog.tungsram.com/files/sheet/slbt_tbd_slbt-3-f-y5-70-30.pdf
https://catalog.tungsram.com/files/sheet/slbt_tbd_slbt-3-f-z5-70-30.pdf
https://catalog.tungsram.com/files/sheet/slbt_tbd_slbt-3-f-x5-70-30.pdf
https://catalog.tungsram.com/files/sheet/slbt_tbd_slbt-3-f-b2-70-30.pdf
https://catalog.tungsram.com/files/sheet/slbt_tbd_slbt-3-f-p5-70-30.pdf
https://catalog.tungsram.com/files/sheet/slbt_tbd_slbt-3-f-g2-70-40.pdf
https://catalog.tungsram.com/files/sheet/slbt_tbd_slbt-3-f-y5-70-40.pdf
https://catalog.tungsram.com/files/sheet/slbt_tbd_slbt-3-f-z5-70-40.pdf
https://catalog.tungsram.com/files/sheet/slbt_tbd_slbt-3-f-x5-70-40.pdf
https://catalog.tungsram.com/files/sheet/slbt_tbd_slbt-3-f-b2-70-40.pdf
https://catalog.tungsram.com/files/sheet/slbt_tbd_slbt-3-f-p5-70-40.pdf
https://catalog.tungsram.com/files/sheet/slbt_tbd_slbt-3-f-g2-55-40.pdf
https://catalog.tungsram.com/files/sheet/slbt_tbd_slbt-3-f-y5-55-40.pdf
https://catalog.tungsram.com/files/sheet/slbt_tbd_slbt-3-f-z5-55-40.pdf
https://catalog.tungsram.com/files/sheet/slbt_tbd_slbt-3-f-x5-55-40.pdf
https://catalog.tungsram.com/files/sheet/slbt_tbd_slbt-3-f-b2-55-40.pdf
https://catalog.tungsram.com/files/sheet/slbt_tbd_slbt-3-f-p5-55-40.pdf
https://catalog.tungsram.com/files/sheet/slbt_tbd_slbt-3-f-g2-47-40.pdf
https://catalog.tungsram.com/files/sheet/slbt_tbd_slbt-3-f-y5-47-40.pdf
https://catalog.tungsram.com/files/sheet/slbt_tbd_slbt-3-f-z5-47-40.pdf
https://catalog.tungsram.com/files/sheet/slbt_tbd_slbt-3-f-x5-47-40.pdf
https://catalog.tungsram.com/files/sheet/slbt_tbd_slbt-3-f-b2-47-40.pdf
https://catalog.tungsram.com/files/sheet/slbt_tbd_slbt-3-f-p5-47-40.pdf
https://catalog.tungsram.com/files/sheet/slbt_tbd_slbt-3-f-g2-41-40.pdf
https://catalog.tungsram.com/files/sheet/slbt_tbd_slbt-3-f-y5-41-40.pdf
https://catalog.tungsram.com/files/sheet/slbt_tbd_slbt-3-f-z5-41-40.pdf
https://catalog.tungsram.com/files/sheet/slbt_tbd_slbt-3-f-x5-41-40.pdf
https://catalog.tungsram.com/files/sheet/slbt_tbd_slbt-3-f-b2-41-40.pdf
https://catalog.tungsram.com/files/sheet/slbt_tbd_slbt-3-f-p5-41-40.pdf
https://catalog.tungsram.com/files/sheet/slbt_tbd_slbt-3-f-g2-35-40.pdf
https://catalog.tungsram.com/files/sheet/slbt_tbd_slbt-3-f-y5-35-40.pdf
https://catalog.tungsram.com/files/sheet/slbt_tbd_slbt-3-f-z5-35-40.pdf
https://catalog.tungsram.com/files/sheet/slbt_tbd_slbt-3-f-x5-35-40.pdf
https://catalog.tungsram.com/files/sheet/slbt_tbd_slbt-3-f-b2-35-40.pdf
https://catalog.tungsram.com/files/sheet/slbt_tbd_slbt-3-f-p5-35-40.pdf
https://catalog.tungsram.com/files/sheet/slbt_tbd_slbt-3-f-g2-28-40.pdf
https://catalog.tungsram.com/files/sheet/slbt_tbd_slbt-3-f-y5-28-40.pdf
https://catalog.tungsram.com/files/sheet/slbt_tbd_slbt-3-f-z5-28-40.pdf
https://catalog.tungsram.com/files/sheet/slbt_tbd_slbt-3-f-x5-28-40.pdf
https://catalog.tungsram.com/files/sheet/slbt_tbd_slbt-3-f-b2-28-40.pdf
https://catalog.tungsram.com/files/sheet/slbt_tbd_slbt-3-f-p5-28-40.pdf
https://catalog.tungsram.com/files/sheet/slbt_tbd_slbt-3-f-g2-19-40.pdf
https://catalog.tungsram.com/files/sheet/slbt_tbd_slbt-3-f-y5-19-40.pdf
https://catalog.tungsram.com/files/sheet/slbt_tbd_slbt-3-f-z5-19-40.pdf
https://catalog.tungsram.com/files/sheet/slbt_tbd_slbt-3-f-x5-19-40.pdf
https://catalog.tungsram.com/files/sheet/slbt_tbd_slbt-3-f-b2-19-40.pdf
https://catalog.tungsram.com/files/sheet/slbt_tbd_slbt-3-f-p5-19-40.pdf
https://catalog.tungsram.com/files/sheet/slbt_tbd_slbt-3-f-g2-14-40.pdf
https://catalog.tungsram.com/files/sheet/slbt_tbd_slbt-3-f-y5-14-40.pdf
https://catalog.tungsram.com/files/sheet/slbt_tbd_slbt-3-f-z5-14-40.pdf
https://catalog.tungsram.com/files/sheet/slbt_tbd_slbt-3-f-x5-14-40.pdf
https://catalog.tungsram.com/files/sheet/slbt_tbd_slbt-3-f-b2-14-40.pdf
https://catalog.tungsram.com/files/sheet/slbt_tbd_slbt-3-f-p5-14-40.pdf
https://catalog.tungsram.com/files/sheet/slbt_tbd_slbt-3-f-g2-55-30.pdf
https://catalog.tungsram.com/files/sheet/slbt_tbd_slbt-3-f-y5-55-30.pdf
https://catalog.tungsram.com/files/sheet/slbt_tbd_slbt-3-f-z5-55-30.pdf
https://catalog.tungsram.com/files/sheet/slbt_tbd_slbt-3-f-x5-55-30.pdf
https://catalog.tungsram.com/files/sheet/slbt_tbd_slbt-3-f-b2-55-30.pdf
https://catalog.tungsram.com/files/sheet/slbt_tbd_slbt-3-f-p5-55-30.pdf
https://catalog.tungsram.com/files/sheet/slbt_tbd_slbt-3-f-g2-47-30.pdf
https://catalog.tungsram.com/files/sheet/slbt_tbd_slbt-3-f-y5-47-30.pdf
https://catalog.tungsram.com/files/sheet/slbt_tbd_slbt-3-f-z5-47-30.pdf
https://catalog.tungsram.com/files/sheet/slbt_tbd_slbt-3-f-x5-47-30.pdf
https://catalog.tungsram.com/files/sheet/slbt_tbd_slbt-3-f-b2-47-30.pdf
https://catalog.tungsram.com/files/sheet/slbt_tbd_slbt-3-f-p5-47-30.pdf
https://catalog.tungsram.com/files/sheet/slbt_tbd_slbt-3-f-g2-41-30.pdf
https://catalog.tungsram.com/files/sheet/slbt_tbd_slbt-3-f-y5-41-30.pdf
https://catalog.tungsram.com/files/sheet/slbt_tbd_slbt-3-f-z5-41-30.pdf
https://catalog.tungsram.com/files/sheet/slbt_tbd_slbt-3-f-x5-41-30.pdf
https://catalog.tungsram.com/files/sheet/slbt_tbd_slbt-3-f-b2-41-30.pdf
https://catalog.tungsram.com/files/sheet/slbt_tbd_slbt-3-f-p5-41-30.pdf
https://catalog.tungsram.com/files/sheet/slbt_tbd_slbt-3-f-g2-35-30.pdf
https://catalog.tungsram.com/files/sheet/slbt_tbd_slbt-3-f-y5-35-30.pdf
https://catalog.tungsram.com/files/sheet/slbt_tbd_slbt-3-f-z5-35-30.pdf
https://catalog.tungsram.com/files/sheet/slbt_tbd_slbt-3-f-x5-35-30.pdf
https://catalog.tungsram.com/files/sheet/slbt_tbd_slbt-3-f-b2-35-30.pdf
https://catalog.tungsram.com/files/sheet/slbt_tbd_slbt-3-f-p5-35-30.pdf
https://catalog.tungsram.com/files/sheet/slbt_tbd_slbt-3-f-g2-28-30.pdf
https://catalog.tungsram.com/files/sheet/slbt_tbd_slbt-3-f-y5-28-30.pdf
https://catalog.tungsram.com/files/sheet/slbt_tbd_slbt-3-f-z5-28-30.pdf
https://catalog.tungsram.com/files/sheet/slbt_tbd_slbt-3-f-x5-28-30.pdf
https://catalog.tungsram.com/files/sheet/slbt_tbd_slbt-3-f-b2-28-30.pdf
https://catalog.tungsram.com/files/sheet/slbt_tbd_slbt-3-f-p5-28-30.pdf
https://catalog.tungsram.com/files/sheet/slbt_tbd_slbt-3-f-g2-19-30.pdf
https://catalog.tungsram.com/files/sheet/slbt_tbd_slbt-3-f-y5-19-30.pdf
https://catalog.tungsram.com/files/sheet/slbt_tbd_slbt-3-f-z5-19-30.pdf
https://catalog.tungsram.com/files/sheet/slbt_tbd_slbt-3-f-x5-19-30.pdf
https://catalog.tungsram.com/files/sheet/slbt_tbd_slbt-3-f-b2-19-30.pdf
https://catalog.tungsram.com/files/sheet/slbt_tbd_slbt-3-f-p5-19-30.pdf
https://catalog.tungsram.com/files/sheet/slbt_tbd_slbt-3-f-g2-14-30.pdf
https://catalog.tungsram.com/files/sheet/slbt_tbd_slbt-3-f-y5-14-30.pdf
https://catalog.tungsram.com/files/sheet/slbt_tbd_slbt-3-f-z5-14-30.pdf
https://catalog.tungsram.com/files/sheet/slbt_tbd_slbt-3-f-x5-14-30.pdf
https://catalog.tungsram.com/files/sheet/slbt_tbd_slbt-3-f-b2-14-30.pdf
https://catalog.tungsram.com/files/sheet/slbt_tbd_slbt-3-f-p5-14-30.pdf
https://catalog.tungsram.com/files/sheet/slbt_tbd_slbt-3-f-e2-55-30.pdf
https://catalog.tungsram.com/files/sheet/slbt_tbd_slbt-3-f-f5-55-30.pdf
https://catalog.tungsram.com/files/sheet/slbt_tbd_slbt-3-f-c5-55-30.pdf
https://catalog.tungsram.com/files/sheet/slbt_tbd_slbt-3-f-d-55-30.pdf
https://catalog.tungsram.com/files/sheet/slbt_tbd_slbt-3-f-n-55-30.pdf
https://catalog.tungsram.com/files/sheet/slbt_tbd_slbt-3-f-f-55-30.pdf
https://catalog.tungsram.com/files/sheet/slbt_tbd_slbt-3-f-t-55-30.pdf
https://catalog.tungsram.com/files/sheet/slbt_tbd_slbt-3-f-c-55-30.pdf
https://catalog.tungsram.com/files/sheet/slbt_tbd_slbt-3-f-p-55-30.pdf
https://catalog.tungsram.com/files/sheet/slbt_tbd_slbt-3-f-s-55-30.pdf
https://catalog.tungsram.com/files/sheet/slbt_tbd_slbt-3-f-r-55-30.pdf
https://catalog.tungsram.com/files/sheet/slbt_tbd_slbt-3-f-e2-47-30.pdf
https://catalog.tungsram.com/files/sheet/slbt_tbd_slbt-3-f-f5-47-30.pdf
https://catalog.tungsram.com/files/sheet/slbt_tbd_slbt-3-f-c5-47-30.pdf
https://catalog.tungsram.com/files/sheet/slbt_tbd_slbt-3-f-d-47-30.pdf
https://catalog.tungsram.com/files/sheet/slbt_tbd_slbt-3-f-n-47-30.pdf
https://catalog.tungsram.com/files/sheet/slbt_tbd_slbt-3-f-f-47-30.pdf
https://catalog.tungsram.com/files/sheet/slbt_tbd_slbt-3-f-t-47-30.pdf
https://catalog.tungsram.com/files/sheet/slbt_tbd_slbt-3-f-c-47-30.pdf
https://catalog.tungsram.com/files/sheet/slbt_tbd_slbt-3-f-p-47-30.pdf
https://catalog.tungsram.com/files/sheet/slbt_tbd_slbt-3-f-s-47-30.pdf
https://catalog.tungsram.com/files/sheet/slbt_tbd_slbt-3-f-r-47-30.pdf
https://catalog.tungsram.com/files/sheet/slbt_tbd_slbt-3-f-e2-41-30.pdf
https://catalog.tungsram.com/files/sheet/slbt_tbd_slbt-3-f-f5-41-30.pdf
https://catalog.tungsram.com/files/sheet/slbt_tbd_slbt-3-f-c5-41-30.pdf
https://catalog.tungsram.com/files/sheet/slbt_tbd_slbt-3-f-d-41-30.pdf
https://catalog.tungsram.com/files/sheet/slbt_tbd_slbt-3-f-n-41-30.pdf
https://catalog.tungsram.com/files/sheet/slbt_tbd_slbt-3-f-f-41-30.pdf
https://catalog.tungsram.com/files/sheet/slbt_tbd_slbt-3-f-t-41-30.pdf
https://catalog.tungsram.com/files/sheet/slbt_tbd_slbt-3-f-c-41-30.pdf
https://catalog.tungsram.com/files/sheet/slbt_tbd_slbt-3-f-p-41-30.pdf
https://catalog.tungsram.com/files/sheet/slbt_tbd_slbt-3-f-s-41-30.pdf
https://catalog.tungsram.com/files/sheet/slbt_tbd_slbt-3-f-r-41-30.pdf
https://catalog.tungsram.com/files/sheet/slbt_tbd_slbt-3-f-e2-35-30.pdf
https://catalog.tungsram.com/files/sheet/slbt_tbd_slbt-3-f-f5-35-30.pdf
https://catalog.tungsram.com/files/sheet/slbt_tbd_slbt-3-f-c5-35-30.pdf
https://catalog.tungsram.com/files/sheet/slbt_tbd_slbt-3-f-d-35-30.pdf
https://catalog.tungsram.com/files/sheet/slbt_tbd_slbt-3-f-n-35-30.pdf
https://catalog.tungsram.com/files/sheet/slbt_tbd_slbt-3-f-f-35-30.pdf
https://catalog.tungsram.com/files/sheet/slbt_tbd_slbt-3-f-t-35-30.pdf
https://catalog.tungsram.com/files/sheet/slbt_tbd_slbt-3-f-c-35-30.pdf
https://catalog.tungsram.com/files/sheet/slbt_tbd_slbt-3-f-p-35-30.pdf
https://catalog.tungsram.com/files/sheet/slbt_tbd_slbt-3-f-s-35-30.pdf
https://catalog.tungsram.com/files/sheet/slbt_tbd_slbt-3-f-r-35-30.pdf
https://catalog.tungsram.com/files/sheet/slbt_tbd_slbt-3-f-e2-28-30.pdf
https://catalog.tungsram.com/files/sheet/slbt_tbd_slbt-3-f-f5-28-30.pdf
https://catalog.tungsram.com/files/sheet/slbt_tbd_slbt-3-f-c5-28-30.pdf
https://catalog.tungsram.com/files/sheet/slbt_tbd_slbt-3-f-d-28-30.pdf
https://catalog.tungsram.com/files/sheet/slbt_tbd_slbt-3-f-n-28-30.pdf
https://catalog.tungsram.com/files/sheet/slbt_tbd_slbt-3-f-f-28-30.pdf
https://catalog.tungsram.com/files/sheet/slbt_tbd_slbt-3-f-t-28-30.pdf
https://catalog.tungsram.com/files/sheet/slbt_tbd_slbt-3-f-c-28-30.pdf
https://catalog.tungsram.com/files/sheet/slbt_tbd_slbt-3-f-p-28-30.pdf
https://catalog.tungsram.com/files/sheet/slbt_tbd_slbt-3-f-s-28-30.pdf
https://catalog.tungsram.com/files/sheet/slbt_tbd_slbt-3-f-r-28-30.pdf
https://catalog.tungsram.com/files/sheet/slbt_tbd_slbt-3-f-e2-19-30.pdf
https://catalog.tungsram.com/files/sheet/slbt_tbd_slbt-3-f-f5-19-30.pdf
https://catalog.tungsram.com/files/sheet/slbt_tbd_slbt-3-f-c5-19-30.pdf
https://catalog.tungsram.com/files/sheet/slbt_tbd_slbt-3-f-d-19-30.pdf
https://catalog.tungsram.com/files/sheet/slbt_tbd_slbt-3-f-n-19-30.pdf
https://catalog.tungsram.com/files/sheet/slbt_tbd_slbt-3-f-f-19-30.pdf
https://catalog.tungsram.com/files/sheet/slbt_tbd_slbt-3-f-t-19-30.pdf
https://catalog.tungsram.com/files/sheet/slbt_tbd_slbt-3-f-c-19-30.pdf
https://catalog.tungsram.com/files/sheet/slbt_tbd_slbt-3-f-p-19-30.pdf
https://catalog.tungsram.com/files/sheet/slbt_tbd_slbt-3-f-s-19-30.pdf
https://catalog.tungsram.com/files/sheet/slbt_tbd_slbt-3-f-r-19-30.pdf
https://catalog.tungsram.com/files/sheet/slbt_tbd_slbt-3-f-e2-14-30.pdf
https://catalog.tungsram.com/files/sheet/slbt_tbd_slbt-3-f-f5-14-30.pdf
https://catalog.tungsram.com/files/sheet/slbt_tbd_slbt-3-f-c5-14-30.pdf
https://catalog.tungsram.com/files/sheet/slbt_tbd_slbt-3-f-d-14-30.pdf
https://catalog.tungsram.com/files/sheet/slbt_tbd_slbt-3-f-n-14-30.pdf
https://catalog.tungsram.com/files/sheet/slbt_tbd_slbt-3-f-f-14-30.pdf
https://catalog.tungsram.com/files/sheet/slbt_tbd_slbt-3-f-t-14-30.pdf
https://catalog.tungsram.com/files/sheet/slbt_tbd_slbt-3-f-c-14-30.pdf
https://catalog.tungsram.com/files/sheet/slbt_tbd_slbt-3-f-p-14-30.pdf
https://catalog.tungsram.com/files/sheet/slbt_tbd_slbt-3-f-s-14-30.pdf
https://catalog.tungsram.com/files/sheet/slbt_tbd_slbt-3-f-r-14-30.pdf
https://catalog.tungsram.com/files/sheet/slbt_tbd_slbt-3-f-e2-70-30.pdf
https://catalog.tungsram.com/files/sheet/slbt_tbd_slbt-3-f-f5-70-30.pdf
https://catalog.tungsram.com/files/sheet/slbt_tbd_slbt-3-f-c5-70-30.pdf
https://catalog.tungsram.com/files/sheet/slbt_tbd_slbt-3-f-d-70-30.pdf
https://catalog.tungsram.com/files/sheet/slbt_tbd_slbt-3-f-n-70-30.pdf
https://catalog.tungsram.com/files/sheet/slbt_tbd_slbt-3-f-f-70-30.pdf
https://catalog.tungsram.com/files/sheet/slbt_tbd_slbt-3-f-t-70-30.pdf
https://catalog.tungsram.com/files/sheet/slbt_tbd_slbt-3-f-c-70-30.pdf
https://catalog.tungsram.com/files/sheet/slbt_tbd_slbt-3-f-p-70-30.pdf
https://catalog.tungsram.com/files/sheet/slbt_tbd_slbt-3-f-s-70-30.pdf
https://catalog.tungsram.com/files/sheet/slbt_tbd_slbt-3-f-r-70-30.pdf
https://catalog.tungsram.com/files/sheet/slbt_tbd_slbt-3-f-e-55-30.pdf
https://catalog.tungsram.com/files/sheet/slbt_tbd_slbt-3-f-e-47-30.pdf
https://catalog.tungsram.com/files/sheet/slbt_tbd_slbt-3-f-e-41-30.pdf
https://catalog.tungsram.com/files/sheet/slbt_tbd_slbt-3-f-e-35-30.pdf
https://catalog.tungsram.com/files/sheet/slbt_tbd_slbt-3-f-e-28-30.pdf
https://catalog.tungsram.com/files/sheet/slbt_tbd_slbt-3-f-e-19-30.pdf
https://catalog.tungsram.com/files/sheet/slbt_tbd_slbt-3-f-e-14-30.pdf
https://catalog.tungsram.com/files/sheet/slbt_tbd_slbt-3-f-b-55-30.pdf
https://catalog.tungsram.com/files/sheet/slbt_tbd_slbt-3-f-b-47-30.pdf
https://catalog.tungsram.com/files/sheet/slbt_tbd_slbt-3-f-b-41-30.pdf
https://catalog.tungsram.com/files/sheet/slbt_tbd_slbt-3-f-b-35-30.pdf
https://catalog.tungsram.com/files/sheet/slbt_tbd_slbt-3-f-b-28-30.pdf
https://catalog.tungsram.com/files/sheet/slbt_tbd_slbt-3-f-b-19-30.pdf
https://catalog.tungsram.com/files/sheet/slbt_tbd_slbt-3-f-b-14-30.pdf
https://catalog.tungsram.com/files/sheet/slbt_tbd_slbt-3-f-e-70-30.pdf
https://catalog.tungsram.com/files/sheet/slbt_tbd_slbt-3-f-b-70-30.pdf
https://catalog.tungsram.com/files/sheet/slbt_tbd_slbt-3-f-d-70-40.pdf
https://catalog.tungsram.com/files/sheet/slbt_tbd_slbt-3-f-n-70-40.pdf
https://catalog.tungsram.com/files/sheet/slbt_tbd_slbt-3-f-f-70-40.pdf
https://catalog.tungsram.com/files/sheet/slbt_tbd_slbt-3-f-t-70-40.pdf
https://catalog.tungsram.com/files/sheet/slbt_tbd_slbt-3-f-c-70-40.pdf
https://catalog.tungsram.com/files/sheet/slbt_tbd_slbt-3-f-p-70-40.pdf
https://catalog.tungsram.com/files/sheet/slbt_tbd_slbt-3-f-s-70-40.pdf
https://catalog.tungsram.com/files/sheet/slbt_tbd_slbt-3-f-r-70-40.pdf
https://catalog.tungsram.com/files/sheet/slbt_tbd_slbt-3-f-b-70-40.pdf
https://catalog.tungsram.com/files/sheet/slbt_tbd_slbt-3-f-d-55-40.pdf
https://catalog.tungsram.com/files/sheet/slbt_tbd_slbt-3-f-n-55-40.pdf
https://catalog.tungsram.com/files/sheet/slbt_tbd_slbt-3-f-f-55-40.pdf
https://catalog.tungsram.com/files/sheet/slbt_tbd_slbt-3-f-t-55-40.pdf
https://catalog.tungsram.com/files/sheet/slbt_tbd_slbt-3-f-c-55-40.pdf
https://catalog.tungsram.com/files/sheet/slbt_tbd_slbt-3-f-p-55-40.pdf
https://catalog.tungsram.com/files/sheet/slbt_tbd_slbt-3-f-s-55-40.pdf
https://catalog.tungsram.com/files/sheet/slbt_tbd_slbt-3-f-r-55-40.pdf
https://catalog.tungsram.com/files/sheet/slbt_tbd_slbt-3-f-b-55-40.pdf
https://catalog.tungsram.com/files/sheet/slbt_tbd_slbt-3-f-d-47-40.pdf
https://catalog.tungsram.com/files/sheet/slbt_tbd_slbt-3-f-n-47-40.pdf
https://catalog.tungsram.com/files/sheet/slbt_tbd_slbt-3-f-f-47-40.pdf
https://catalog.tungsram.com/files/sheet/slbt_tbd_slbt-3-f-t-47-40.pdf
https://catalog.tungsram.com/files/sheet/slbt_tbd_slbt-3-f-c-47-40.pdf
https://catalog.tungsram.com/files/sheet/slbt_tbd_slbt-3-f-p-47-40.pdf
https://catalog.tungsram.com/files/sheet/slbt_tbd_slbt-3-f-s-47-40.pdf
https://catalog.tungsram.com/files/sheet/slbt_tbd_slbt-3-f-r-47-40.pdf
https://catalog.tungsram.com/files/sheet/slbt_tbd_slbt-3-f-b-47-40.pdf
https://catalog.tungsram.com/files/sheet/slbt_tbd_slbt-3-f-d-41-40.pdf
https://catalog.tungsram.com/files/sheet/slbt_tbd_slbt-3-f-n-41-40.pdf
https://catalog.tungsram.com/files/sheet/slbt_tbd_slbt-3-f-f-41-40.pdf
https://catalog.tungsram.com/files/sheet/slbt_tbd_slbt-3-f-t-41-40.pdf
https://catalog.tungsram.com/files/sheet/slbt_tbd_slbt-3-f-c-41-40.pdf
https://catalog.tungsram.com/files/sheet/slbt_tbd_slbt-3-f-p-41-40.pdf
https://catalog.tungsram.com/files/sheet/slbt_tbd_slbt-3-f-s-41-40.pdf
https://catalog.tungsram.com/files/sheet/slbt_tbd_slbt-3-f-r-41-40.pdf
https://catalog.tungsram.com/files/sheet/slbt_tbd_slbt-3-f-b-41-40.pdf
https://catalog.tungsram.com/files/sheet/slbt_tbd_slbt-3-f-d-35-40.pdf
https://catalog.tungsram.com/files/sheet/slbt_tbd_slbt-3-f-n-35-40.pdf
https://catalog.tungsram.com/files/sheet/slbt_tbd_slbt-3-f-f-35-40.pdf
https://catalog.tungsram.com/files/sheet/slbt_tbd_slbt-3-f-t-35-40.pdf
https://catalog.tungsram.com/files/sheet/slbt_tbd_slbt-3-f-c-35-40.pdf
https://catalog.tungsram.com/files/sheet/slbt_tbd_slbt-3-f-p-35-40.pdf
https://catalog.tungsram.com/files/sheet/slbt_tbd_slbt-3-f-s-35-40.pdf
https://catalog.tungsram.com/files/sheet/slbt_tbd_slbt-3-f-r-35-40.pdf
https://catalog.tungsram.com/files/sheet/slbt_tbd_slbt-3-f-b-35-40.pdf
https://catalog.tungsram.com/files/sheet/slbt_tbd_slbt-3-f-d-28-40.pdf
https://catalog.tungsram.com/files/sheet/slbt_tbd_slbt-3-f-n-28-40.pdf
https://catalog.tungsram.com/files/sheet/slbt_tbd_slbt-3-f-f-28-40.pdf
https://catalog.tungsram.com/files/sheet/slbt_tbd_slbt-3-f-t-28-40.pdf
https://catalog.tungsram.com/files/sheet/slbt_tbd_slbt-3-f-c-28-40.pdf
https://catalog.tungsram.com/files/sheet/slbt_tbd_slbt-3-f-p-28-40.pdf
https://catalog.tungsram.com/files/sheet/slbt_tbd_slbt-3-f-s-28-40.pdf
https://catalog.tungsram.com/files/sheet/slbt_tbd_slbt-3-f-r-28-40.pdf
https://catalog.tungsram.com/files/sheet/slbt_tbd_slbt-3-f-b-28-40.pdf
https://catalog.tungsram.com/files/sheet/slbt_tbd_slbt-3-f-d-19-40.pdf
https://catalog.tungsram.com/files/sheet/slbt_tbd_slbt-3-f-n-19-40.pdf
https://catalog.tungsram.com/files/sheet/slbt_tbd_slbt-3-f-f-19-40.pdf
https://catalog.tungsram.com/files/sheet/slbt_tbd_slbt-3-f-t-19-40.pdf
https://catalog.tungsram.com/files/sheet/slbt_tbd_slbt-3-f-c-19-40.pdf
https://catalog.tungsram.com/files/sheet/slbt_tbd_slbt-3-f-p-19-40.pdf
https://catalog.tungsram.com/files/sheet/slbt_tbd_slbt-3-f-s-19-40.pdf
https://catalog.tungsram.com/files/sheet/slbt_tbd_slbt-3-f-r-19-40.pdf
https://catalog.tungsram.com/files/sheet/slbt_tbd_slbt-3-f-b-19-40.pdf
https://catalog.tungsram.com/files/sheet/slbt_tbd_slbt-3-f-e5-55-30.pdf
https://catalog.tungsram.com/files/sheet/slbt_tbd_slbt-3-f-e5-47-30.pdf
https://catalog.tungsram.com/files/sheet/slbt_tbd_slbt-3-f-e5-41-30.pdf
https://catalog.tungsram.com/files/sheet/slbt_tbd_slbt-3-f-e5-35-30.pdf
https://catalog.tungsram.com/files/sheet/slbt_tbd_slbt-3-f-e5-28-30.pdf
https://catalog.tungsram.com/files/sheet/slbt_tbd_slbt-3-f-e5-19-30.pdf
https://catalog.tungsram.com/files/sheet/slbt_tbd_slbt-3-f-e5-14-30.pdf
https://catalog.tungsram.com/files/sheet/slbt_tbd_slbt-3-f-e5-70-30.pdf
https://catalog.tungsram.com/files/sheet/slbt_tbd_slbt-3-f-b5-70-30.pdf
https://catalog.tungsram.com/files/sheet/slbt_tbd_slbt-3-f-b5-55-30.pdf
https://catalog.tungsram.com/files/sheet/slbt_tbd_slbt-3-f-b5-47-30.pdf
https://catalog.tungsram.com/files/sheet/slbt_tbd_slbt-3-f-b5-41-30.pdf
https://catalog.tungsram.com/files/sheet/slbt_tbd_slbt-3-f-b5-35-30.pdf
https://catalog.tungsram.com/files/sheet/slbt_tbd_slbt-3-f-b5-28-30.pdf
https://catalog.tungsram.com/files/sheet/slbt_tbd_slbt-3-f-b5-19-30.pdf
https://catalog.tungsram.com/files/sheet/slbt_tbd_slbt-3-f-b5-14-30.pdf
https://catalog.tungsram.com/files/sheet/slbt_tbd_slbt-3-f-d-14-40.pdf
https://catalog.tungsram.com/files/sheet/slbt_tbd_slbt-3-f-n-14-40.pdf
https://catalog.tungsram.com/files/sheet/slbt_tbd_slbt-3-f-f-14-40.pdf
https://catalog.tungsram.com/files/sheet/slbt_tbd_slbt-3-f-t-14-40.pdf
https://catalog.tungsram.com/files/sheet/slbt_tbd_slbt-3-f-c-14-40.pdf
https://catalog.tungsram.com/files/sheet/slbt_tbd_slbt-3-f-p-14-40.pdf
https://catalog.tungsram.com/files/sheet/slbt_tbd_slbt-3-f-s-14-40.pdf
https://catalog.tungsram.com/files/sheet/slbt_tbd_slbt-3-f-r-14-40.pdf
https://catalog.tungsram.com/files/sheet/slbt_tbd_slbt-3-f-b-14-40.pdf
https://catalog.tungsram.com/files/sheet/slbt_tbd_slbt-3-f-e-70-40.pdf
https://catalog.tungsram.com/files/sheet/slbt_tbd_slbt-3-f-e-55-40.pdf
https://catalog.tungsram.com/files/sheet/slbt_tbd_slbt-3-f-e-47-40.pdf
https://catalog.tungsram.com/files/sheet/slbt_tbd_slbt-3-f-e-41-40.pdf
https://catalog.tungsram.com/files/sheet/slbt_tbd_slbt-3-f-e-35-40.pdf
https://catalog.tungsram.com/files/sheet/slbt_tbd_slbt-3-f-e-28-40.pdf
https://catalog.tungsram.com/files/sheet/slbt_tbd_slbt-3-f-e-19-40.pdf
https://catalog.tungsram.com/files/sheet/slbt_tbd_slbt-3-f-e-14-40.pdf
https://catalog.tungsram.com/files/sheet/slbt_tbd_slbt-3-f-e2-70-40.pdf
https://catalog.tungsram.com/files/sheet/slbt_tbd_slbt-3-f-f5-70-40.pdf
https://catalog.tungsram.com/files/sheet/slbt_tbd_slbt-3-f-e5-70-40.pdf
https://catalog.tungsram.com/files/sheet/slbt_tbd_slbt-3-f-c5-70-40.pdf
https://catalog.tungsram.com/files/sheet/slbt_tbd_slbt-3-f-b5-70-40.pdf
https://catalog.tungsram.com/files/sheet/slbt_tbd_slbt-3-f-e2-55-40.pdf
https://catalog.tungsram.com/files/sheet/slbt_tbd_slbt-3-f-f5-55-40.pdf
https://catalog.tungsram.com/files/sheet/slbt_tbd_slbt-3-f-e5-55-40.pdf
https://catalog.tungsram.com/files/sheet/slbt_tbd_slbt-3-f-c5-55-40.pdf
https://catalog.tungsram.com/files/sheet/slbt_tbd_slbt-3-f-b5-55-40.pdf
https://catalog.tungsram.com/files/sheet/slbt_tbd_slbt-3-f-e2-47-40.pdf
https://catalog.tungsram.com/files/sheet/slbt_tbd_slbt-3-f-f5-47-40.pdf
https://catalog.tungsram.com/files/sheet/slbt_tbd_slbt-3-f-e5-47-40.pdf
https://catalog.tungsram.com/files/sheet/slbt_tbd_slbt-3-f-c5-47-40.pdf
https://catalog.tungsram.com/files/sheet/slbt_tbd_slbt-3-f-b5-47-40.pdf
https://catalog.tungsram.com/files/sheet/slbt_tbd_slbt-3-f-e2-41-40.pdf
https://catalog.tungsram.com/files/sheet/slbt_tbd_slbt-3-f-f5-41-40.pdf
https://catalog.tungsram.com/files/sheet/slbt_tbd_slbt-3-f-e5-41-40.pdf
https://catalog.tungsram.com/files/sheet/slbt_tbd_slbt-3-f-c5-41-40.pdf
https://catalog.tungsram.com/files/sheet/slbt_tbd_slbt-3-f-b5-41-40.pdf
https://catalog.tungsram.com/files/sheet/slbt_tbd_slbt-3-f-e2-35-40.pdf
https://catalog.tungsram.com/files/sheet/slbt_tbd_slbt-3-f-f5-35-40.pdf
https://catalog.tungsram.com/files/sheet/slbt_tbd_slbt-3-f-e5-35-40.pdf
https://catalog.tungsram.com/files/sheet/slbt_tbd_slbt-3-f-c5-35-40.pdf
https://catalog.tungsram.com/files/sheet/slbt_tbd_slbt-3-f-b5-35-40.pdf
https://catalog.tungsram.com/files/sheet/slbt_tbd_slbt-3-f-e2-28-40.pdf
https://catalog.tungsram.com/files/sheet/slbt_tbd_slbt-3-f-f5-28-40.pdf
https://catalog.tungsram.com/files/sheet/slbt_tbd_slbt-3-f-e5-28-40.pdf
https://catalog.tungsram.com/files/sheet/slbt_tbd_slbt-3-f-c5-28-40.pdf
https://catalog.tungsram.com/files/sheet/slbt_tbd_slbt-3-f-b5-28-40.pdf
https://catalog.tungsram.com/files/sheet/slbt_tbd_slbt-3-f-e2-19-40.pdf
https://catalog.tungsram.com/files/sheet/slbt_tbd_slbt-3-f-f5-19-40.pdf
https://catalog.tungsram.com/files/sheet/slbt_tbd_slbt-3-f-e5-19-40.pdf
https://catalog.tungsram.com/files/sheet/slbt_tbd_slbt-3-f-c5-19-40.pdf
https://catalog.tungsram.com/files/sheet/slbt_tbd_slbt-3-f-b5-19-40.pdf
https://catalog.tungsram.com/files/sheet/slbt_tbd_slbt-3-f-e2-14-40.pdf
https://catalog.tungsram.com/files/sheet/slbt_tbd_slbt-3-f-f5-14-40.pdf
https://catalog.tungsram.com/files/sheet/slbt_tbd_slbt-3-f-e5-14-40.pdf
https://catalog.tungsram.com/files/sheet/slbt_tbd_slbt-3-f-c5-14-40.pdf
https://catalog.tungsram.com/files/sheet/slbt_tbd_slbt-3-f-b5-14-40.pdf
https://catalog.tungsram.com/files/sheet/piko_tbd_piko-1-c-18-5.pdf
https://catalog.tungsram.com/files/sheet/piko_tbd_piko-1-c-28-5.pdf
https://catalog.tungsram.com/files/sheet/piko_tbd_piko-1-c-21-5.pdf
https://catalog.tungsram.com/files/sheet/piko_tbd_piko-1-c-12-5.pdf
https://catalog.tungsram.com/files/sheet/piko_tbd_piko-1-f-18-5.pdf
https://catalog.tungsram.com/files/sheet/piko_tbd_piko-1-f-28-5.pdf
https://catalog.tungsram.com/files/sheet/piko_tbd_piko-1-f-21-5.pdf
https://catalog.tungsram.com/files/sheet/piko_tbd_piko-1-f-12-5.pdf
https://catalog.tungsram.com/files/sheet/piko_tbd_piko-1-e-18-5.pdf
https://catalog.tungsram.com/files/sheet/piko_tbd_piko-1-e-28-5.pdf
https://catalog.tungsram.com/files/sheet/piko_tbd_piko-1-e-21-5.pdf
https://catalog.tungsram.com/files/sheet/piko_tbd_piko-1-e-12-5.pdf
https://catalog.tungsram.com/files/sheet/piko_tbd_piko-1-c-18-3.pdf
https://catalog.tungsram.com/files/sheet/piko_tbd_piko-1-c-28-3.pdf
https://catalog.tungsram.com/files/sheet/piko_tbd_piko-1-c-21-3.pdf
https://catalog.tungsram.com/files/sheet/piko_tbd_piko-1-c-12-3.pdf
https://catalog.tungsram.com/files/sheet/piko_tbd_piko-1-f-18-3.pdf
https://catalog.tungsram.com/files/sheet/piko_tbd_piko-1-f-28-3.pdf
https://catalog.tungsram.com/files/sheet/piko_tbd_piko-1-f-21-3.pdf
https://catalog.tungsram.com/files/sheet/piko_tbd_piko-1-f-12-3.pdf
https://catalog.tungsram.com/files/sheet/piko_tbd_piko-1-e-18-3.pdf
https://catalog.tungsram.com/files/sheet/piko_tbd_piko-1-e-28-3.pdf
https://catalog.tungsram.com/files/sheet/piko_tbd_piko-1-e-21-3.pdf
https://catalog.tungsram.com/files/sheet/piko_tbd_piko-1-e-12-3.pdf
https://catalog.tungsram.com/files/sheet/piko_tbd_piko-1-c-18-4.pdf
https://catalog.tungsram.com/files/sheet/piko_tbd_piko-1-c-28-4.pdf
https://catalog.tungsram.com/files/sheet/piko_tbd_piko-1-c-21-4.pdf
https://catalog.tungsram.com/files/sheet/piko_tbd_piko-1-c-12-4.pdf
https://catalog.tungsram.com/files/sheet/piko_tbd_piko-1-f-18-4.pdf
https://catalog.tungsram.com/files/sheet/piko_tbd_piko-1-f-28-4.pdf
https://catalog.tungsram.com/files/sheet/piko_tbd_piko-1-f-21-4.pdf
https://catalog.tungsram.com/files/sheet/piko_tbd_piko-1-f-12-4.pdf
https://catalog.tungsram.com/files/sheet/piko_tbd_piko-1-e-18-4.pdf
https://catalog.tungsram.com/files/sheet/piko_tbd_piko-1-e-28-4.pdf
https://catalog.tungsram.com/files/sheet/piko_tbd_piko-1-e-21-4.pdf
https://catalog.tungsram.com/files/sheet/piko_tbd_piko-1-e-12-4.pdf
https://catalog.tungsram.com/files/sheet/spinella-single-module_tbd_sp-l-3-f-u-125-50.pdf
https://catalog.tungsram.com/files/sheet/spinella-single-module_tbd_sp-l-3-f-t-125-50.pdf
https://catalog.tungsram.com/files/sheet/spinella-single-module_tbd_sp-l-3-f-s-125-50.pdf
https://catalog.tungsram.com/files/sheet/spinella-single-module_tbd_sp-l-3-f-r-125-50.pdf
https://catalog.tungsram.com/files/sheet/spinella-single-module_tbd_sp-l-3-f-p-125-50.pdf
https://catalog.tungsram.com/files/sheet/spinella-single-module_tbd_sp-l-3-f-n-125-50.pdf
https://catalog.tungsram.com/files/sheet/spinella-single-module_tbd_sp-l-3-f-f-125-50.pdf
https://catalog.tungsram.com/files/sheet/spinella-single-module_tbd_sp-l-3-f-e-125-50.pdf
https://catalog.tungsram.com/files/sheet/spinella-single-module_tbd_sp-l-3-f-c-125-50.pdf
https://catalog.tungsram.com/files/sheet/spinella-single-module_tbd_sp-l-3-f-b-125-50.pdf
https://catalog.tungsram.com/files/sheet/spinella-single-module_tbd_sp-l-3-f-u-110-50.pdf
https://catalog.tungsram.com/files/sheet/spinella-single-module_tbd_sp-l-3-f-t-110-50.pdf
https://catalog.tungsram.com/files/sheet/spinella-single-module_tbd_sp-l-3-f-s-110-50.pdf
https://catalog.tungsram.com/files/sheet/spinella-single-module_tbd_sp-l-3-f-r-110-50.pdf
https://catalog.tungsram.com/files/sheet/spinella-single-module_tbd_sp-l-3-f-p-110-50.pdf
https://catalog.tungsram.com/files/sheet/spinella-single-module_tbd_sp-l-3-f-n-110-50.pdf
https://catalog.tungsram.com/files/sheet/spinella-single-module_tbd_sp-l-3-f-f-110-50.pdf
https://catalog.tungsram.com/files/sheet/spinella-single-module_tbd_sp-l-3-f-e-110-50.pdf
https://catalog.tungsram.com/files/sheet/spinella-single-module_tbd_sp-l-3-f-c-110-50.pdf
https://catalog.tungsram.com/files/sheet/spinella-single-module_tbd_sp-l-3-f-b-110-50.pdf
https://catalog.tungsram.com/files/sheet/spinella-single-module_tbd_sp-l-3-f-u-100-50.pdf
https://catalog.tungsram.com/files/sheet/spinella-single-module_tbd_sp-l-3-f-t-100-50.pdf
https://catalog.tungsram.com/files/sheet/spinella-single-module_tbd_sp-l-3-f-s-100-50.pdf
https://catalog.tungsram.com/files/sheet/spinella-single-module_tbd_sp-l-3-f-r-100-50.pdf
https://catalog.tungsram.com/files/sheet/spinella-single-module_tbd_sp-l-3-f-p-100-50.pdf
https://catalog.tungsram.com/files/sheet/spinella-single-module_tbd_sp-l-3-f-n-100-50.pdf
https://catalog.tungsram.com/files/sheet/spinella-single-module_tbd_sp-l-3-f-f-100-50.pdf
https://catalog.tungsram.com/files/sheet/spinella-single-module_tbd_sp-l-3-f-e-100-50.pdf
https://catalog.tungsram.com/files/sheet/spinella-single-module_tbd_sp-l-3-f-c-100-50.pdf
https://catalog.tungsram.com/files/sheet/spinella-single-module_tbd_sp-l-3-f-b-100-50.pdf
https://catalog.tungsram.com/files/sheet/spinella-single-module_tbd_sp-l-3-f-u-85-50.pdf
https://catalog.tungsram.com/files/sheet/spinella-single-module_tbd_sp-l-3-f-t-85-50.pdf
https://catalog.tungsram.com/files/sheet/spinella-single-module_tbd_sp-l-3-f-s-85-50.pdf
https://catalog.tungsram.com/files/sheet/spinella-single-module_tbd_sp-l-3-f-r-85-50.pdf
https://catalog.tungsram.com/files/sheet/spinella-single-module_tbd_sp-l-3-f-p-85-50.pdf
https://catalog.tungsram.com/files/sheet/spinella-single-module_tbd_sp-l-3-f-n-85-50.pdf
https://catalog.tungsram.com/files/sheet/spinella-single-module_tbd_sp-l-3-f-f-85-50.pdf
https://catalog.tungsram.com/files/sheet/spinella-single-module_tbd_sp-l-3-f-e-85-50.pdf
https://catalog.tungsram.com/files/sheet/spinella-single-module_tbd_sp-l-3-f-c-85-50.pdf
https://catalog.tungsram.com/files/sheet/spinella-single-module_tbd_sp-l-3-f-b-85-50.pdf
https://catalog.tungsram.com/files/sheet/spinella-single-module_tbd_sp-l-3-f-u-65-50.pdf
https://catalog.tungsram.com/files/sheet/spinella-single-module_tbd_sp-l-3-f-t-65-50.pdf
https://catalog.tungsram.com/files/sheet/spinella-single-module_tbd_sp-l-3-f-s-65-50.pdf
https://catalog.tungsram.com/files/sheet/spinella-single-module_tbd_sp-l-3-f-r-65-50.pdf
https://catalog.tungsram.com/files/sheet/spinella-single-module_tbd_sp-l-3-f-p-65-50.pdf
https://catalog.tungsram.com/files/sheet/spinella-single-module_tbd_sp-l-3-f-n-65-50.pdf
https://catalog.tungsram.com/files/sheet/spinella-single-module_tbd_sp-l-3-f-f-65-50.pdf
https://catalog.tungsram.com/files/sheet/spinella-single-module_tbd_sp-l-3-f-e-65-50.pdf
https://catalog.tungsram.com/files/sheet/spinella-single-module_tbd_sp-l-3-f-c-65-50.pdf
https://catalog.tungsram.com/files/sheet/spinella-single-module_tbd_sp-l-3-f-b-65-50.pdf
https://catalog.tungsram.com/files/sheet/spinella-single-module_tbd_sp-l-3-f-u-50-50.pdf
https://catalog.tungsram.com/files/sheet/spinella-single-module_tbd_sp-l-3-f-t-50-50.pdf
https://catalog.tungsram.com/files/sheet/spinella-single-module_tbd_sp-l-3-f-s-50-50.pdf
https://catalog.tungsram.com/files/sheet/spinella-single-module_tbd_sp-l-3-f-r-50-50.pdf
https://catalog.tungsram.com/files/sheet/spinella-single-module_tbd_sp-l-3-f-p-50-50.pdf
https://catalog.tungsram.com/files/sheet/spinella-single-module_tbd_sp-l-3-f-n-50-50.pdf
https://catalog.tungsram.com/files/sheet/spinella-single-module_tbd_sp-l-3-f-f-50-50.pdf
https://catalog.tungsram.com/files/sheet/spinella-single-module_tbd_sp-l-3-f-e-50-50.pdf
https://catalog.tungsram.com/files/sheet/spinella-single-module_tbd_sp-l-3-f-c-50-50.pdf
https://catalog.tungsram.com/files/sheet/spinella-single-module_tbd_sp-l-3-f-b-50-50.pdf
https://catalog.tungsram.com/files/sheet/spinella-single-module_tbd_sp-l-3-f-u-125-40.pdf
https://catalog.tungsram.com/files/sheet/spinella-single-module_tbd_sp-l-3-f-t-125-40.pdf
https://catalog.tungsram.com/files/sheet/spinella-single-module_tbd_sp-l-3-f-s-125-40.pdf
https://catalog.tungsram.com/files/sheet/spinella-single-module_tbd_sp-l-3-f-r-125-40.pdf
https://catalog.tungsram.com/files/sheet/spinella-single-module_tbd_sp-l-3-f-p-125-40.pdf
https://catalog.tungsram.com/files/sheet/spinella-single-module_tbd_sp-l-3-f-n-125-40.pdf
https://catalog.tungsram.com/files/sheet/spinella-single-module_tbd_sp-l-3-f-f-125-40.pdf
https://catalog.tungsram.com/files/sheet/spinella-single-module_tbd_sp-l-3-f-e-125-40.pdf
https://catalog.tungsram.com/files/sheet/spinella-single-module_tbd_sp-l-3-f-c-125-40.pdf
https://catalog.tungsram.com/files/sheet/spinella-single-module_tbd_sp-l-3-f-b-125-40.pdf
https://catalog.tungsram.com/files/sheet/spinella-single-module_tbd_sp-l-3-f-u-110-40.pdf
https://catalog.tungsram.com/files/sheet/spinella-single-module_tbd_sp-l-3-f-t-110-40.pdf
https://catalog.tungsram.com/files/sheet/spinella-single-module_tbd_sp-l-3-f-s-110-40.pdf
https://catalog.tungsram.com/files/sheet/spinella-single-module_tbd_sp-l-3-f-r-110-40.pdf
https://catalog.tungsram.com/files/sheet/spinella-single-module_tbd_sp-l-3-f-p-110-40.pdf
https://catalog.tungsram.com/files/sheet/spinella-single-module_tbd_sp-l-3-f-n-110-40.pdf
https://catalog.tungsram.com/files/sheet/spinella-single-module_tbd_sp-l-3-f-f-110-40.pdf
https://catalog.tungsram.com/files/sheet/spinella-single-module_tbd_sp-l-3-f-e-110-40.pdf
https://catalog.tungsram.com/files/sheet/spinella-single-module_tbd_sp-l-3-f-c-110-40.pdf
https://catalog.tungsram.com/files/sheet/spinella-single-module_tbd_sp-l-3-f-b-110-40.pdf
https://catalog.tungsram.com/files/sheet/spinella-single-module_tbd_sp-l-3-f-u-100-40.pdf
https://catalog.tungsram.com/files/sheet/spinella-single-module_tbd_sp-l-3-f-t-100-40.pdf
https://catalog.tungsram.com/files/sheet/spinella-single-module_tbd_sp-l-3-f-s-100-40.pdf
https://catalog.tungsram.com/files/sheet/spinella-single-module_tbd_sp-l-3-f-r-100-40.pdf
https://catalog.tungsram.com/files/sheet/spinella-single-module_tbd_sp-l-3-f-p-100-40.pdf
https://catalog.tungsram.com/files/sheet/spinella-single-module_tbd_sp-l-3-f-n-100-40.pdf
https://catalog.tungsram.com/files/sheet/spinella-single-module_tbd_sp-l-3-f-f-100-40.pdf
https://catalog.tungsram.com/files/sheet/spinella-single-module_tbd_sp-l-3-f-e-100-40.pdf
https://catalog.tungsram.com/files/sheet/spinella-single-module_tbd_sp-l-3-f-c-100-40.pdf
https://catalog.tungsram.com/files/sheet/spinella-single-module_tbd_sp-l-3-f-b-100-40.pdf
https://catalog.tungsram.com/files/sheet/spinella-single-module_tbd_sp-l-3-f-u-85-40.pdf
https://catalog.tungsram.com/files/sheet/spinella-single-module_tbd_sp-l-3-f-t-85-40.pdf
https://catalog.tungsram.com/files/sheet/spinella-single-module_tbd_sp-l-3-f-s-85-40.pdf
https://catalog.tungsram.com/files/sheet/spinella-single-module_tbd_sp-l-3-f-r-85-40.pdf
https://catalog.tungsram.com/files/sheet/spinella-single-module_tbd_sp-l-3-f-p-85-40.pdf
https://catalog.tungsram.com/files/sheet/spinella-single-module_tbd_sp-l-3-f-n-85-40.pdf
https://catalog.tungsram.com/files/sheet/spinella-single-module_tbd_sp-l-3-f-f-85-40.pdf
https://catalog.tungsram.com/files/sheet/spinella-single-module_tbd_sp-l-3-f-e-85-40.pdf
https://catalog.tungsram.com/files/sheet/spinella-single-module_tbd_sp-l-3-f-c-85-40.pdf
https://catalog.tungsram.com/files/sheet/spinella-single-module_tbd_sp-l-3-f-b-85-40.pdf
https://catalog.tungsram.com/files/sheet/spinella-single-module_tbd_sp-l-3-f-u-65-40.pdf
https://catalog.tungsram.com/files/sheet/spinella-single-module_tbd_sp-l-3-f-t-65-40.pdf
https://catalog.tungsram.com/files/sheet/spinella-single-module_tbd_sp-l-3-f-s-65-40.pdf
https://catalog.tungsram.com/files/sheet/spinella-single-module_tbd_sp-l-3-f-r-65-40.pdf
https://catalog.tungsram.com/files/sheet/spinella-single-module_tbd_sp-l-3-f-p-65-40.pdf
https://catalog.tungsram.com/files/sheet/spinella-single-module_tbd_sp-l-3-f-n-65-40.pdf
https://catalog.tungsram.com/files/sheet/spinella-single-module_tbd_sp-l-3-f-f-65-40.pdf
https://catalog.tungsram.com/files/sheet/spinella-single-module_tbd_sp-l-3-f-e-65-40.pdf
https://catalog.tungsram.com/files/sheet/spinella-single-module_tbd_sp-l-3-f-c-65-40.pdf
https://catalog.tungsram.com/files/sheet/spinella-single-module_tbd_sp-l-3-f-b-65-40.pdf
https://catalog.tungsram.com/files/sheet/spinella-single-module_tbd_sp-l-3-f-u-50-40.pdf
https://catalog.tungsram.com/files/sheet/spinella-single-module_tbd_sp-l-3-f-t-50-40.pdf
https://catalog.tungsram.com/files/sheet/spinella-single-module_tbd_sp-l-3-f-s-50-40.pdf
https://catalog.tungsram.com/files/sheet/spinella-single-module_tbd_sp-l-3-f-r-50-40.pdf
https://catalog.tungsram.com/files/sheet/spinella-single-module_tbd_sp-l-3-f-p-50-40.pdf
https://catalog.tungsram.com/files/sheet/spinella-single-module_tbd_sp-l-3-f-n-50-40.pdf
https://catalog.tungsram.com/files/sheet/spinella-single-module_tbd_sp-l-3-f-f-50-40.pdf
https://catalog.tungsram.com/files/sheet/spinella-single-module_tbd_sp-l-3-f-e-50-40.pdf
https://catalog.tungsram.com/files/sheet/spinella-single-module_tbd_sp-l-3-f-c-50-40.pdf
https://catalog.tungsram.com/files/sheet/spinella-single-module_tbd_sp-l-3-f-b-50-40.pdf
https://catalog.tungsram.com/files/sheet/spinella-single-module_tbd_sp-l-3-f-u-125-30.pdf
https://catalog.tungsram.com/files/sheet/spinella-single-module_tbd_sp-l-3-f-t-125-30.pdf
https://catalog.tungsram.com/files/sheet/spinella-single-module_tbd_sp-l-3-f-s-125-30.pdf
https://catalog.tungsram.com/files/sheet/spinella-single-module_tbd_sp-l-3-f-r-125-30.pdf
https://catalog.tungsram.com/files/sheet/spinella-single-module_tbd_sp-l-3-f-p-125-30.pdf
https://catalog.tungsram.com/files/sheet/spinella-single-module_tbd_sp-l-3-f-n-125-30.pdf
https://catalog.tungsram.com/files/sheet/spinella-single-module_tbd_sp-l-3-f-f-125-30.pdf
https://catalog.tungsram.com/files/sheet/spinella-single-module_tbd_sp-l-3-f-e-125-30.pdf
https://catalog.tungsram.com/files/sheet/spinella-single-module_tbd_sp-l-3-f-c-125-30.pdf
https://catalog.tungsram.com/files/sheet/spinella-single-module_tbd_sp-l-3-f-b-125-30.pdf
https://catalog.tungsram.com/files/sheet/spinella-single-module_tbd_sp-l-3-f-u-110-30.pdf
https://catalog.tungsram.com/files/sheet/spinella-single-module_tbd_sp-l-3-f-t-110-30.pdf
https://catalog.tungsram.com/files/sheet/spinella-single-module_tbd_sp-l-3-f-s-110-30.pdf
https://catalog.tungsram.com/files/sheet/spinella-single-module_tbd_sp-l-3-f-r-110-30.pdf
https://catalog.tungsram.com/files/sheet/spinella-single-module_tbd_sp-l-3-f-p-110-30.pdf
https://catalog.tungsram.com/files/sheet/spinella-single-module_tbd_sp-l-3-f-n-110-30.pdf
https://catalog.tungsram.com/files/sheet/spinella-single-module_tbd_sp-l-3-f-f-110-30.pdf
https://catalog.tungsram.com/files/sheet/spinella-single-module_tbd_sp-l-3-f-e-110-30.pdf
https://catalog.tungsram.com/files/sheet/spinella-single-module_tbd_sp-l-3-f-c-110-30.pdf
https://catalog.tungsram.com/files/sheet/spinella-single-module_tbd_sp-l-3-f-b-110-30.pdf
https://catalog.tungsram.com/files/sheet/spinella-single-module_tbd_sp-l-3-f-u-100-30.pdf
https://catalog.tungsram.com/files/sheet/spinella-single-module_tbd_sp-l-3-f-t-100-30.pdf
https://catalog.tungsram.com/files/sheet/spinella-single-module_tbd_sp-l-3-f-s-100-30.pdf
https://catalog.tungsram.com/files/sheet/spinella-single-module_tbd_sp-l-3-f-r-100-30.pdf
https://catalog.tungsram.com/files/sheet/spinella-single-module_tbd_sp-l-3-f-p-100-30.pdf
https://catalog.tungsram.com/files/sheet/spinella-single-module_tbd_sp-l-3-f-n-100-30.pdf
https://catalog.tungsram.com/files/sheet/spinella-single-module_tbd_sp-l-3-f-f-100-30.pdf
https://catalog.tungsram.com/files/sheet/spinella-single-module_tbd_sp-l-3-f-e-100-30.pdf
https://catalog.tungsram.com/files/sheet/spinella-single-module_tbd_sp-l-3-f-c-100-30.pdf
https://catalog.tungsram.com/files/sheet/spinella-single-module_tbd_sp-l-3-f-b-100-30.pdf
https://catalog.tungsram.com/files/sheet/spinella-single-module_tbd_sp-l-3-f-u-85-30.pdf
https://catalog.tungsram.com/files/sheet/spinella-single-module_tbd_sp-l-3-f-t-85-30.pdf
https://catalog.tungsram.com/files/sheet/spinella-single-module_tbd_sp-l-3-f-s-85-30.pdf
https://catalog.tungsram.com/files/sheet/spinella-single-module_tbd_sp-l-3-f-r-85-30.pdf
https://catalog.tungsram.com/files/sheet/spinella-single-module_tbd_sp-l-3-f-p-85-30.pdf
https://catalog.tungsram.com/files/sheet/spinella-single-module_tbd_sp-l-3-f-n-85-30.pdf
https://catalog.tungsram.com/files/sheet/spinella-single-module_tbd_sp-l-3-f-f-85-30.pdf
https://catalog.tungsram.com/files/sheet/spinella-single-module_tbd_sp-l-3-f-e-85-30.pdf
https://catalog.tungsram.com/files/sheet/spinella-single-module_tbd_sp-l-3-f-c-85-30.pdf
https://catalog.tungsram.com/files/sheet/spinella-single-module_tbd_sp-l-3-f-b-85-30.pdf
https://catalog.tungsram.com/files/sheet/spinella-single-module_tbd_sp-l-3-f-u-65-30.pdf
https://catalog.tungsram.com/files/sheet/spinella-single-module_tbd_sp-l-3-f-t-65-30.pdf
https://catalog.tungsram.com/files/sheet/spinella-single-module_tbd_sp-l-3-f-s-65-30.pdf
https://catalog.tungsram.com/files/sheet/spinella-single-module_tbd_sp-l-3-f-r-65-30.pdf
https://catalog.tungsram.com/files/sheet/spinella-single-module_tbd_sp-l-3-f-p-65-30.pdf
https://catalog.tungsram.com/files/sheet/spinella-single-module_tbd_sp-l-3-f-n-65-30.pdf
https://catalog.tungsram.com/files/sheet/spinella-single-module_tbd_sp-l-3-f-f-65-30.pdf
https://catalog.tungsram.com/files/sheet/spinella-single-module_tbd_sp-l-3-f-e-65-30.pdf
https://catalog.tungsram.com/files/sheet/spinella-single-module_tbd_sp-l-3-f-c-65-30.pdf
https://catalog.tungsram.com/files/sheet/spinella-single-module_tbd_sp-l-3-f-b-65-30.pdf
https://catalog.tungsram.com/files/sheet/spinella-single-module_tbd_sp-l-3-f-u-50-30.pdf
https://catalog.tungsram.com/files/sheet/spinella-single-module_tbd_sp-l-3-f-t-50-30.pdf
https://catalog.tungsram.com/files/sheet/spinella-single-module_tbd_sp-l-3-f-s-50-30.pdf
https://catalog.tungsram.com/files/sheet/spinella-single-module_tbd_sp-l-3-f-r-50-30.pdf
https://catalog.tungsram.com/files/sheet/spinella-single-module_tbd_sp-l-3-f-p-50-30.pdf
https://catalog.tungsram.com/files/sheet/spinella-single-module_tbd_sp-l-3-f-n-50-30.pdf
https://catalog.tungsram.com/files/sheet/spinella-single-module_tbd_sp-l-3-f-f-50-30.pdf
https://catalog.tungsram.com/files/sheet/spinella-single-module_tbd_sp-l-3-f-e-50-30.pdf
https://catalog.tungsram.com/files/sheet/spinella-single-module_tbd_sp-l-3-f-c-50-30.pdf
https://catalog.tungsram.com/files/sheet/spinella-single-module_tbd_sp-l-3-f-b-50-30.pdf
https://catalog.tungsram.com/files/sheet/smbt_tbd_smbt-3-f-y5-160-30.pdf
https://catalog.tungsram.com/files/sheet/smbt_tbd_smbt-3-f-p5-160-30.pdf
https://catalog.tungsram.com/files/sheet/smbt_tbd_smbt-3-f-f5-160-30.pdf
https://catalog.tungsram.com/files/sheet/smbt_tbd_smbt-3-f-e5-160-30.pdf
https://catalog.tungsram.com/files/sheet/smbt_tbd_smbt-3-f-c5-160-30.pdf
https://catalog.tungsram.com/files/sheet/smbt_tbd_smbt-3-f-b5-160-30.pdf
https://catalog.tungsram.com/files/sheet/smbt_tbd_smbt-3-f-e2-160-30.pdf
https://catalog.tungsram.com/files/sheet/smbt_tbd_smbt-3-f-b2-160-30.pdf
https://catalog.tungsram.com/files/sheet/smbt_tbd_smbt-3-f-u-160-30.pdf
https://catalog.tungsram.com/files/sheet/smbt_tbd_smbt-3-f-n-160-30.pdf
https://catalog.tungsram.com/files/sheet/smbt_tbd_smbt-3-f-t-160-30.pdf
https://catalog.tungsram.com/files/sheet/smbt_tbd_smbt-3-f-s-160-30.pdf
https://catalog.tungsram.com/files/sheet/smbt_tbd_smbt-3-f-r-160-30.pdf
https://catalog.tungsram.com/files/sheet/smbt_tbd_smbt-3-f-p-160-30.pdf
https://catalog.tungsram.com/files/sheet/smbt_tbd_smbt-3-f-f-160-30.pdf
https://catalog.tungsram.com/files/sheet/smbt_tbd_smbt-3-f-e-160-30.pdf
https://catalog.tungsram.com/files/sheet/smbt_tbd_smbt-3-f-d-160-30.pdf
https://catalog.tungsram.com/files/sheet/smbt_tbd_smbt-3-f-c-160-30.pdf
https://catalog.tungsram.com/files/sheet/smbt_tbd_smbt-3-f-b-160-30.pdf
https://catalog.tungsram.com/files/sheet/smbt_tbd_smbt-3-f-y5-140-30.pdf
https://catalog.tungsram.com/files/sheet/smbt_tbd_smbt-3-f-p5-140-30.pdf
https://catalog.tungsram.com/files/sheet/smbt_tbd_smbt-3-f-f5-140-30.pdf
https://catalog.tungsram.com/files/sheet/smbt_tbd_smbt-3-f-e5-140-30.pdf
https://catalog.tungsram.com/files/sheet/smbt_tbd_smbt-3-f-c5-140-30.pdf
https://catalog.tungsram.com/files/sheet/smbt_tbd_smbt-3-f-b5-140-30.pdf
https://catalog.tungsram.com/files/sheet/smbt_tbd_smbt-3-f-e2-140-30.pdf
https://catalog.tungsram.com/files/sheet/smbt_tbd_smbt-3-f-b2-140-30.pdf
https://catalog.tungsram.com/files/sheet/smbt_tbd_smbt-3-f-u-140-30.pdf
https://catalog.tungsram.com/files/sheet/smbt_tbd_smbt-3-f-n-140-30.pdf
https://catalog.tungsram.com/files/sheet/smbt_tbd_smbt-3-f-t-140-30.pdf
https://catalog.tungsram.com/files/sheet/smbt_tbd_smbt-3-f-s-140-30.pdf
https://catalog.tungsram.com/files/sheet/smbt_tbd_smbt-3-f-r-140-30.pdf
https://catalog.tungsram.com/files/sheet/smbt_tbd_smbt-3-f-p-140-30.pdf
https://catalog.tungsram.com/files/sheet/smbt_tbd_smbt-3-f-f-140-30.pdf
https://catalog.tungsram.com/files/sheet/smbt_tbd_smbt-3-f-e-140-30.pdf
https://catalog.tungsram.com/files/sheet/smbt_tbd_smbt-3-f-d-140-30.pdf
https://catalog.tungsram.com/files/sheet/smbt_tbd_smbt-3-f-c-140-30.pdf
https://catalog.tungsram.com/files/sheet/smbt_tbd_smbt-3-f-b-140-30.pdf
https://catalog.tungsram.com/files/sheet/smbt_tbd_smbt-3-f-y5-120-30.pdf
https://catalog.tungsram.com/files/sheet/smbt_tbd_smbt-3-f-p5-120-30.pdf
https://catalog.tungsram.com/files/sheet/smbt_tbd_smbt-3-f-f5-120-30.pdf
https://catalog.tungsram.com/files/sheet/smbt_tbd_smbt-3-f-e5-120-30.pdf
https://catalog.tungsram.com/files/sheet/smbt_tbd_smbt-3-f-c5-120-30.pdf
https://catalog.tungsram.com/files/sheet/smbt_tbd_smbt-3-f-b5-120-30.pdf
https://catalog.tungsram.com/files/sheet/smbt_tbd_smbt-3-f-e2-120-30.pdf
https://catalog.tungsram.com/files/sheet/smbt_tbd_smbt-3-f-b2-120-30.pdf
https://catalog.tungsram.com/files/sheet/smbt_tbd_smbt-3-f-u-120-30.pdf
https://catalog.tungsram.com/files/sheet/smbt_tbd_smbt-3-f-n-120-30.pdf
https://catalog.tungsram.com/files/sheet/smbt_tbd_smbt-3-f-t-120-30.pdf
https://catalog.tungsram.com/files/sheet/smbt_tbd_smbt-3-f-s-120-30.pdf
https://catalog.tungsram.com/files/sheet/smbt_tbd_smbt-3-f-r-120-30.pdf
https://catalog.tungsram.com/files/sheet/smbt_tbd_smbt-3-f-p-120-30.pdf
https://catalog.tungsram.com/files/sheet/smbt_tbd_smbt-3-f-f-120-30.pdf
https://catalog.tungsram.com/files/sheet/smbt_tbd_smbt-3-f-e-120-30.pdf
https://catalog.tungsram.com/files/sheet/smbt_tbd_smbt-3-f-d-120-30.pdf
https://catalog.tungsram.com/files/sheet/smbt_tbd_smbt-3-f-c-120-30.pdf
https://catalog.tungsram.com/files/sheet/smbt_tbd_smbt-3-f-b-120-30.pdf
https://catalog.tungsram.com/files/sheet/smbt_tbd_smbt-3-f-y5-105-30.pdf
https://catalog.tungsram.com/files/sheet/smbt_tbd_smbt-3-f-p5-105-30.pdf
https://catalog.tungsram.com/files/sheet/smbt_tbd_smbt-3-f-f5-105-30.pdf
https://catalog.tungsram.com/files/sheet/smbt_tbd_smbt-3-f-e5-105-30.pdf
https://catalog.tungsram.com/files/sheet/smbt_tbd_smbt-3-f-c5-105-30.pdf
https://catalog.tungsram.com/files/sheet/smbt_tbd_smbt-3-f-b5-105-30.pdf
https://catalog.tungsram.com/files/sheet/smbt_tbd_smbt-3-f-e2-105-30.pdf
https://catalog.tungsram.com/files/sheet/smbt_tbd_smbt-3-f-b2-105-30.pdf
https://catalog.tungsram.com/files/sheet/smbt_tbd_smbt-3-f-u-105-30.pdf
https://catalog.tungsram.com/files/sheet/smbt_tbd_smbt-3-f-n-105-30.pdf
https://catalog.tungsram.com/files/sheet/smbt_tbd_smbt-3-f-t-105-30.pdf
https://catalog.tungsram.com/files/sheet/smbt_tbd_smbt-3-f-s-105-30.pdf
https://catalog.tungsram.com/files/sheet/smbt_tbd_smbt-3-f-r-105-30.pdf
https://catalog.tungsram.com/files/sheet/smbt_tbd_smbt-3-f-p-105-30.pdf
https://catalog.tungsram.com/files/sheet/smbt_tbd_smbt-3-f-f-105-30.pdf
https://catalog.tungsram.com/files/sheet/smbt_tbd_smbt-3-f-e-105-30.pdf
https://catalog.tungsram.com/files/sheet/smbt_tbd_smbt-3-f-d-105-30.pdf
https://catalog.tungsram.com/files/sheet/smbt_tbd_smbt-3-f-c-105-30.pdf
https://catalog.tungsram.com/files/sheet/smbt_tbd_smbt-3-f-b-105-30.pdf
https://catalog.tungsram.com/files/sheet/smbt_tbd_smbt-3-f-y5-95-30.pdf
https://catalog.tungsram.com/files/sheet/smbt_tbd_smbt-3-f-p5-95-30.pdf
https://catalog.tungsram.com/files/sheet/smbt_tbd_smbt-3-f-f5-95-30.pdf
https://catalog.tungsram.com/files/sheet/smbt_tbd_smbt-3-f-e5-95-30.pdf
https://catalog.tungsram.com/files/sheet/smbt_tbd_smbt-3-f-c5-95-30.pdf
https://catalog.tungsram.com/files/sheet/smbt_tbd_smbt-3-f-b5-95-30.pdf
https://catalog.tungsram.com/files/sheet/smbt_tbd_smbt-3-f-e2-95-30.pdf
https://catalog.tungsram.com/files/sheet/smbt_tbd_smbt-3-f-b2-95-30.pdf
https://catalog.tungsram.com/files/sheet/smbt_tbd_smbt-3-f-u-95-30.pdf
https://catalog.tungsram.com/files/sheet/smbt_tbd_smbt-3-f-n-95-30.pdf
https://catalog.tungsram.com/files/sheet/smbt_tbd_smbt-3-f-t-95-30.pdf
https://catalog.tungsram.com/files/sheet/smbt_tbd_smbt-3-f-s-95-30.pdf
https://catalog.tungsram.com/files/sheet/smbt_tbd_smbt-3-f-r-95-30.pdf
https://catalog.tungsram.com/files/sheet/smbt_tbd_smbt-3-f-p-95-30.pdf
https://catalog.tungsram.com/files/sheet/smbt_tbd_smbt-3-f-f-95-30.pdf
https://catalog.tungsram.com/files/sheet/smbt_tbd_smbt-3-f-e-95-30.pdf
https://catalog.tungsram.com/files/sheet/smbt_tbd_smbt-3-f-d-95-30.pdf
https://catalog.tungsram.com/files/sheet/smbt_tbd_smbt-3-f-c-95-30.pdf
https://catalog.tungsram.com/files/sheet/smbt_tbd_smbt-3-f-b-95-30.pdf
https://catalog.tungsram.com/files/sheet/smbt_tbd_smbt-3-f-y5-80-30.pdf
https://catalog.tungsram.com/files/sheet/smbt_tbd_smbt-3-f-p5-80-30.pdf
https://catalog.tungsram.com/files/sheet/smbt_tbd_smbt-3-f-f5-80-30.pdf
https://catalog.tungsram.com/files/sheet/smbt_tbd_smbt-3-f-e5-80-30.pdf
https://catalog.tungsram.com/files/sheet/smbt_tbd_smbt-3-f-c5-80-30.pdf
https://catalog.tungsram.com/files/sheet/smbt_tbd_smbt-3-f-b5-80-30.pdf
https://catalog.tungsram.com/files/sheet/smbt_tbd_smbt-3-f-e2-80-30.pdf
https://catalog.tungsram.com/files/sheet/smbt_tbd_smbt-3-f-b2-80-30.pdf
https://catalog.tungsram.com/files/sheet/smbt_tbd_smbt-3-f-u-80-30.pdf
https://catalog.tungsram.com/files/sheet/smbt_tbd_smbt-3-f-n-80-30.pdf
https://catalog.tungsram.com/files/sheet/smbt_tbd_smbt-3-f-t-80-30.pdf
https://catalog.tungsram.com/files/sheet/smbt_tbd_smbt-3-f-s-80-30.pdf
https://catalog.tungsram.com/files/sheet/smbt_tbd_smbt-3-f-r-80-30.pdf
https://catalog.tungsram.com/files/sheet/smbt_tbd_smbt-3-f-p-80-30.pdf
https://catalog.tungsram.com/files/sheet/smbt_tbd_smbt-3-f-f-80-30.pdf
https://catalog.tungsram.com/files/sheet/smbt_tbd_smbt-3-f-e-80-30.pdf
https://catalog.tungsram.com/files/sheet/smbt_tbd_smbt-3-f-d-80-30.pdf
https://catalog.tungsram.com/files/sheet/smbt_tbd_smbt-3-f-c-80-30.pdf
https://catalog.tungsram.com/files/sheet/smbt_tbd_smbt-3-f-b-80-30.pdf
https://catalog.tungsram.com/files/sheet/smbt_tbd_smbt-3-f-y5-65-30.pdf
https://catalog.tungsram.com/files/sheet/smbt_tbd_smbt-3-f-p5-65-30.pdf
https://catalog.tungsram.com/files/sheet/smbt_tbd_smbt-3-f-f5-65-30.pdf
https://catalog.tungsram.com/files/sheet/smbt_tbd_smbt-3-f-e5-65-30.pdf
https://catalog.tungsram.com/files/sheet/smbt_tbd_smbt-3-f-c5-65-30.pdf
https://catalog.tungsram.com/files/sheet/smbt_tbd_smbt-3-f-b5-65-30.pdf
https://catalog.tungsram.com/files/sheet/smbt_tbd_smbt-3-f-e2-65-30.pdf
https://catalog.tungsram.com/files/sheet/smbt_tbd_smbt-3-f-b2-65-30.pdf
https://catalog.tungsram.com/files/sheet/smbt_tbd_smbt-3-f-u-65-30.pdf
https://catalog.tungsram.com/files/sheet/smbt_tbd_smbt-3-f-n-65-30.pdf
https://catalog.tungsram.com/files/sheet/smbt_tbd_smbt-3-f-t-65-30.pdf
https://catalog.tungsram.com/files/sheet/smbt_tbd_smbt-3-f-s-65-30.pdf
https://catalog.tungsram.com/files/sheet/smbt_tbd_smbt-3-f-r-65-30.pdf
https://catalog.tungsram.com/files/sheet/smbt_tbd_smbt-3-f-p-65-30.pdf
https://catalog.tungsram.com/files/sheet/smbt_tbd_smbt-3-f-f-65-30.pdf
https://catalog.tungsram.com/files/sheet/smbt_tbd_smbt-3-f-e-65-30.pdf
https://catalog.tungsram.com/files/sheet/smbt_tbd_smbt-3-f-d-65-30.pdf
https://catalog.tungsram.com/files/sheet/smbt_tbd_smbt-3-f-c-65-30.pdf
https://catalog.tungsram.com/files/sheet/smbt_tbd_smbt-3-f-b-65-30.pdf
https://catalog.tungsram.com/files/sheet/smbt_tbd_smbt-3-f-y5-50-30.pdf
https://catalog.tungsram.com/files/sheet/smbt_tbd_smbt-3-f-p5-50-30.pdf
https://catalog.tungsram.com/files/sheet/smbt_tbd_smbt-3-f-f5-50-30.pdf
https://catalog.tungsram.com/files/sheet/smbt_tbd_smbt-3-f-e5-50-30.pdf
https://catalog.tungsram.com/files/sheet/smbt_tbd_smbt-3-f-c5-50-30.pdf
https://catalog.tungsram.com/files/sheet/smbt_tbd_smbt-3-f-b5-50-30.pdf
https://catalog.tungsram.com/files/sheet/smbt_tbd_smbt-3-f-e2-50-30.pdf
https://catalog.tungsram.com/files/sheet/smbt_tbd_smbt-3-f-b2-50-30.pdf
https://catalog.tungsram.com/files/sheet/smbt_tbd_smbt-3-f-u-50-30.pdf
https://catalog.tungsram.com/files/sheet/smbt_tbd_smbt-3-f-n-50-30.pdf
https://catalog.tungsram.com/files/sheet/smbt_tbd_smbt-3-f-t-50-30.pdf
https://catalog.tungsram.com/files/sheet/smbt_tbd_smbt-3-f-s-50-30.pdf
https://catalog.tungsram.com/files/sheet/smbt_tbd_smbt-3-f-r-50-30.pdf
https://catalog.tungsram.com/files/sheet/smbt_tbd_smbt-3-f-p-50-30.pdf
https://catalog.tungsram.com/files/sheet/smbt_tbd_smbt-3-f-f-50-30.pdf
https://catalog.tungsram.com/files/sheet/smbt_tbd_smbt-3-f-e-50-30.pdf
https://catalog.tungsram.com/files/sheet/smbt_tbd_smbt-3-f-d-50-30.pdf
https://catalog.tungsram.com/files/sheet/smbt_tbd_smbt-3-f-c-50-30.pdf
https://catalog.tungsram.com/files/sheet/smbt_tbd_smbt-3-f-b-50-30.pdf
https://catalog.tungsram.com/files/sheet/smbt_tbd_smbt-3-f-y5-160-40.pdf
https://catalog.tungsram.com/files/sheet/smbt_tbd_smbt-3-f-p5-160-40.pdf
https://catalog.tungsram.com/files/sheet/smbt_tbd_smbt-3-f-f5-160-40.pdf
https://catalog.tungsram.com/files/sheet/smbt_tbd_smbt-3-f-e5-160-40.pdf
https://catalog.tungsram.com/files/sheet/smbt_tbd_smbt-3-f-c5-160-40.pdf
https://catalog.tungsram.com/files/sheet/smbt_tbd_smbt-3-f-b5-160-40.pdf
https://catalog.tungsram.com/files/sheet/smbt_tbd_smbt-3-f-e2-160-40.pdf
https://catalog.tungsram.com/files/sheet/smbt_tbd_smbt-3-f-b2-160-40.pdf
https://catalog.tungsram.com/files/sheet/smbt_tbd_smbt-3-f-u-160-40.pdf
https://catalog.tungsram.com/files/sheet/smbt_tbd_smbt-3-f-n-160-40.pdf
https://catalog.tungsram.com/files/sheet/smbt_tbd_smbt-3-f-t-160-40.pdf
https://catalog.tungsram.com/files/sheet/smbt_tbd_smbt-3-f-s-160-40.pdf
https://catalog.tungsram.com/files/sheet/smbt_tbd_smbt-3-f-r-160-40.pdf
https://catalog.tungsram.com/files/sheet/smbt_tbd_smbt-3-f-p-160-40.pdf
https://catalog.tungsram.com/files/sheet/smbt_tbd_smbt-3-f-f-160-40.pdf
https://catalog.tungsram.com/files/sheet/smbt_tbd_smbt-3-f-e-160-40.pdf
https://catalog.tungsram.com/files/sheet/smbt_tbd_smbt-3-f-d-160-40.pdf
https://catalog.tungsram.com/files/sheet/smbt_tbd_smbt-3-f-c-160-40.pdf
https://catalog.tungsram.com/files/sheet/smbt_tbd_smbt-3-f-b-160-40.pdf
https://catalog.tungsram.com/files/sheet/smbt_tbd_smbt-3-f-y5-140-40.pdf
https://catalog.tungsram.com/files/sheet/smbt_tbd_smbt-3-f-p5-140-40.pdf
https://catalog.tungsram.com/files/sheet/smbt_tbd_smbt-3-f-f5-140-40.pdf
https://catalog.tungsram.com/files/sheet/smbt_tbd_smbt-3-f-e5-140-40.pdf
https://catalog.tungsram.com/files/sheet/smbt_tbd_smbt-3-f-c5-140-40.pdf
https://catalog.tungsram.com/files/sheet/smbt_tbd_smbt-3-f-b5-140-40.pdf
https://catalog.tungsram.com/files/sheet/smbt_tbd_smbt-3-f-e2-140-40.pdf
https://catalog.tungsram.com/files/sheet/smbt_tbd_smbt-3-f-b2-140-40.pdf
https://catalog.tungsram.com/files/sheet/smbt_tbd_smbt-3-f-u-140-40.pdf
https://catalog.tungsram.com/files/sheet/smbt_tbd_smbt-3-f-n-140-40.pdf
https://catalog.tungsram.com/files/sheet/smbt_tbd_smbt-3-f-t-140-40.pdf
https://catalog.tungsram.com/files/sheet/smbt_tbd_smbt-3-f-s-140-40.pdf
https://catalog.tungsram.com/files/sheet/smbt_tbd_smbt-3-f-r-140-40.pdf
https://catalog.tungsram.com/files/sheet/smbt_tbd_smbt-3-f-p-140-40.pdf
https://catalog.tungsram.com/files/sheet/smbt_tbd_smbt-3-f-f-140-40.pdf
https://catalog.tungsram.com/files/sheet/smbt_tbd_smbt-3-f-e-140-40.pdf
https://catalog.tungsram.com/files/sheet/smbt_tbd_smbt-3-f-d-140-40.pdf
https://catalog.tungsram.com/files/sheet/smbt_tbd_smbt-3-f-c-140-40.pdf
https://catalog.tungsram.com/files/sheet/smbt_tbd_smbt-3-f-b-140-40.pdf
https://catalog.tungsram.com/files/sheet/smbt_tbd_smbt-3-f-y5-120-40.pdf
https://catalog.tungsram.com/files/sheet/smbt_tbd_smbt-3-f-p5-120-40.pdf
https://catalog.tungsram.com/files/sheet/smbt_tbd_smbt-3-f-f5-120-40.pdf
https://catalog.tungsram.com/files/sheet/smbt_tbd_smbt-3-f-e5-120-40.pdf
https://catalog.tungsram.com/files/sheet/smbt_tbd_smbt-3-f-c5-120-40.pdf
https://catalog.tungsram.com/files/sheet/smbt_tbd_smbt-3-f-b5-120-40.pdf
https://catalog.tungsram.com/files/sheet/smbt_tbd_smbt-3-f-e2-120-40.pdf
https://catalog.tungsram.com/files/sheet/smbt_tbd_smbt-3-f-b2-120-40.pdf
https://catalog.tungsram.com/files/sheet/smbt_tbd_smbt-3-f-u-120-40.pdf
https://catalog.tungsram.com/files/sheet/smbt_tbd_smbt-3-f-n-120-40.pdf
https://catalog.tungsram.com/files/sheet/smbt_tbd_smbt-3-f-t-120-40.pdf
https://catalog.tungsram.com/files/sheet/smbt_tbd_smbt-3-f-s-120-40.pdf
https://catalog.tungsram.com/files/sheet/smbt_tbd_smbt-3-f-r-120-40.pdf
https://catalog.tungsram.com/files/sheet/smbt_tbd_smbt-3-f-p-120-40.pdf
https://catalog.tungsram.com/files/sheet/smbt_tbd_smbt-3-f-f-120-40.pdf
https://catalog.tungsram.com/files/sheet/smbt_tbd_smbt-3-f-e-120-40.pdf
https://catalog.tungsram.com/files/sheet/smbt_tbd_smbt-3-f-d-120-40.pdf
https://catalog.tungsram.com/files/sheet/smbt_tbd_smbt-3-f-c-120-40.pdf
https://catalog.tungsram.com/files/sheet/smbt_tbd_smbt-3-f-b-120-40.pdf
https://catalog.tungsram.com/files/sheet/smbt_tbd_smbt-3-f-y5-105-40.pdf
https://catalog.tungsram.com/files/sheet/smbt_tbd_smbt-3-f-p5-105-40.pdf
https://catalog.tungsram.com/files/sheet/smbt_tbd_smbt-3-f-f5-105-40.pdf
https://catalog.tungsram.com/files/sheet/smbt_tbd_smbt-3-f-e5-105-40.pdf
https://catalog.tungsram.com/files/sheet/smbt_tbd_smbt-3-f-c5-105-40.pdf
https://catalog.tungsram.com/files/sheet/smbt_tbd_smbt-3-f-b5-105-40.pdf
https://catalog.tungsram.com/files/sheet/smbt_tbd_smbt-3-f-e2-105-40.pdf
https://catalog.tungsram.com/files/sheet/smbt_tbd_smbt-3-f-b2-105-40.pdf
https://catalog.tungsram.com/files/sheet/smbt_tbd_smbt-3-f-u-105-40.pdf
https://catalog.tungsram.com/files/sheet/smbt_tbd_smbt-3-f-n-105-40.pdf
https://catalog.tungsram.com/files/sheet/smbt_tbd_smbt-3-f-t-105-40.pdf
https://catalog.tungsram.com/files/sheet/smbt_tbd_smbt-3-f-s-105-40.pdf
https://catalog.tungsram.com/files/sheet/smbt_tbd_smbt-3-f-r-105-40.pdf
https://catalog.tungsram.com/files/sheet/smbt_tbd_smbt-3-f-p-105-40.pdf
https://catalog.tungsram.com/files/sheet/smbt_tbd_smbt-3-f-f-105-40.pdf
https://catalog.tungsram.com/files/sheet/smbt_tbd_smbt-3-f-e-105-40.pdf
https://catalog.tungsram.com/files/sheet/smbt_tbd_smbt-3-f-d-105-40.pdf
https://catalog.tungsram.com/files/sheet/smbt_tbd_smbt-3-f-c-105-40.pdf
https://catalog.tungsram.com/files/sheet/smbt_tbd_smbt-3-f-b-105-40.pdf
https://catalog.tungsram.com/files/sheet/smbt_tbd_smbt-3-f-y5-95-40.pdf
https://catalog.tungsram.com/files/sheet/smbt_tbd_smbt-3-f-p5-95-40.pdf
https://catalog.tungsram.com/files/sheet/smbt_tbd_smbt-3-f-f5-95-40.pdf
https://catalog.tungsram.com/files/sheet/smbt_tbd_smbt-3-f-e5-95-40.pdf
https://catalog.tungsram.com/files/sheet/smbt_tbd_smbt-3-f-c5-95-40.pdf
https://catalog.tungsram.com/files/sheet/smbt_tbd_smbt-3-f-b5-95-40.pdf
https://catalog.tungsram.com/files/sheet/smbt_tbd_smbt-3-f-e2-95-40.pdf
https://catalog.tungsram.com/files/sheet/smbt_tbd_smbt-3-f-b2-95-40.pdf
https://catalog.tungsram.com/files/sheet/smbt_tbd_smbt-3-f-u-95-40.pdf
https://catalog.tungsram.com/files/sheet/smbt_tbd_smbt-3-f-n-95-40.pdf
https://catalog.tungsram.com/files/sheet/smbt_tbd_smbt-3-f-t-95-40.pdf
https://catalog.tungsram.com/files/sheet/smbt_tbd_smbt-3-f-s-95-40.pdf
https://catalog.tungsram.com/files/sheet/smbt_tbd_smbt-3-f-r-95-40.pdf
https://catalog.tungsram.com/files/sheet/smbt_tbd_smbt-3-f-p-95-40.pdf
https://catalog.tungsram.com/files/sheet/smbt_tbd_smbt-3-f-f-95-40.pdf
https://catalog.tungsram.com/files/sheet/smbt_tbd_smbt-3-f-e-95-40.pdf
https://catalog.tungsram.com/files/sheet/smbt_tbd_smbt-3-f-d-95-40.pdf
https://catalog.tungsram.com/files/sheet/smbt_tbd_smbt-3-f-c-95-40.pdf
https://catalog.tungsram.com/files/sheet/smbt_tbd_smbt-3-f-b-95-40.pdf
https://catalog.tungsram.com/files/sheet/smbt_tbd_smbt-3-f-y5-80-40.pdf
https://catalog.tungsram.com/files/sheet/smbt_tbd_smbt-3-f-p5-80-40.pdf
https://catalog.tungsram.com/files/sheet/smbt_tbd_smbt-3-f-f5-80-40.pdf
https://catalog.tungsram.com/files/sheet/smbt_tbd_smbt-3-f-e5-80-40.pdf
https://catalog.tungsram.com/files/sheet/smbt_tbd_smbt-3-f-c5-80-40.pdf
https://catalog.tungsram.com/files/sheet/smbt_tbd_smbt-3-f-b5-80-40.pdf
https://catalog.tungsram.com/files/sheet/smbt_tbd_smbt-3-f-e2-80-40.pdf
https://catalog.tungsram.com/files/sheet/smbt_tbd_smbt-3-f-b2-80-40.pdf
https://catalog.tungsram.com/files/sheet/smbt_tbd_smbt-3-f-u-80-40.pdf
https://catalog.tungsram.com/files/sheet/smbt_tbd_smbt-3-f-n-80-40.pdf
https://catalog.tungsram.com/files/sheet/smbt_tbd_smbt-3-f-t-80-40.pdf
https://catalog.tungsram.com/files/sheet/smbt_tbd_smbt-3-f-s-80-40.pdf
https://catalog.tungsram.com/files/sheet/smbt_tbd_smbt-3-f-r-80-40.pdf
https://catalog.tungsram.com/files/sheet/smbt_tbd_smbt-3-f-p-80-40.pdf
https://catalog.tungsram.com/files/sheet/smbt_tbd_smbt-3-f-f-80-40.pdf
https://catalog.tungsram.com/files/sheet/smbt_tbd_smbt-3-f-e-80-40.pdf
https://catalog.tungsram.com/files/sheet/smbt_tbd_smbt-3-f-d-80-40.pdf
https://catalog.tungsram.com/files/sheet/smbt_tbd_smbt-3-f-c-80-40.pdf
https://catalog.tungsram.com/files/sheet/smbt_tbd_smbt-3-f-b-80-40.pdf
https://catalog.tungsram.com/files/sheet/smbt_tbd_smbt-3-f-y5-65-40.pdf
https://catalog.tungsram.com/files/sheet/smbt_tbd_smbt-3-f-p5-65-40.pdf
https://catalog.tungsram.com/files/sheet/smbt_tbd_smbt-3-f-f5-65-40.pdf
https://catalog.tungsram.com/files/sheet/smbt_tbd_smbt-3-f-e5-65-40.pdf
https://catalog.tungsram.com/files/sheet/smbt_tbd_smbt-3-f-c5-65-40.pdf
https://catalog.tungsram.com/files/sheet/smbt_tbd_smbt-3-f-b5-65-40.pdf
https://catalog.tungsram.com/files/sheet/smbt_tbd_smbt-3-f-e2-65-40.pdf
https://catalog.tungsram.com/files/sheet/smbt_tbd_smbt-3-f-b2-65-40.pdf
https://catalog.tungsram.com/files/sheet/smbt_tbd_smbt-3-f-u-65-40.pdf
https://catalog.tungsram.com/files/sheet/smbt_tbd_smbt-3-f-n-65-40.pdf
https://catalog.tungsram.com/files/sheet/smbt_tbd_smbt-3-f-t-65-40.pdf
https://catalog.tungsram.com/files/sheet/smbt_tbd_smbt-3-f-s-65-40.pdf
https://catalog.tungsram.com/files/sheet/smbt_tbd_smbt-3-f-r-65-40.pdf
https://catalog.tungsram.com/files/sheet/smbt_tbd_smbt-3-f-p-65-40.pdf
https://catalog.tungsram.com/files/sheet/smbt_tbd_smbt-3-f-f-65-40.pdf
https://catalog.tungsram.com/files/sheet/smbt_tbd_smbt-3-f-e-65-40.pdf
https://catalog.tungsram.com/files/sheet/smbt_tbd_smbt-3-f-d-65-40.pdf
https://catalog.tungsram.com/files/sheet/smbt_tbd_smbt-3-f-c-65-40.pdf
https://catalog.tungsram.com/files/sheet/smbt_tbd_smbt-3-f-b-65-40.pdf
https://catalog.tungsram.com/files/sheet/smbt_tbd_smbt-3-f-y5-50-40.pdf
https://catalog.tungsram.com/files/sheet/smbt_tbd_smbt-3-f-p5-50-40.pdf
https://catalog.tungsram.com/files/sheet/smbt_tbd_smbt-3-f-f5-50-40.pdf
https://catalog.tungsram.com/files/sheet/smbt_tbd_smbt-3-f-e5-50-40.pdf
https://catalog.tungsram.com/files/sheet/smbt_tbd_smbt-3-f-c5-50-40.pdf
https://catalog.tungsram.com/files/sheet/smbt_tbd_smbt-3-f-b5-50-40.pdf
https://catalog.tungsram.com/files/sheet/smbt_tbd_smbt-3-f-e2-50-40.pdf
https://catalog.tungsram.com/files/sheet/smbt_tbd_smbt-3-f-b2-50-40.pdf
https://catalog.tungsram.com/files/sheet/smbt_tbd_smbt-3-f-u-50-40.pdf
https://catalog.tungsram.com/files/sheet/smbt_tbd_smbt-3-f-n-50-40.pdf
https://catalog.tungsram.com/files/sheet/smbt_tbd_smbt-3-f-t-50-40.pdf
https://catalog.tungsram.com/files/sheet/smbt_tbd_smbt-3-f-s-50-40.pdf
https://catalog.tungsram.com/files/sheet/smbt_tbd_smbt-3-f-r-50-40.pdf
https://catalog.tungsram.com/files/sheet/smbt_tbd_smbt-3-f-p-50-40.pdf
https://catalog.tungsram.com/files/sheet/smbt_tbd_smbt-3-f-f-50-40.pdf
https://catalog.tungsram.com/files/sheet/smbt_tbd_smbt-3-f-e-50-40.pdf
https://catalog.tungsram.com/files/sheet/smbt_tbd_smbt-3-f-d-50-40.pdf
https://catalog.tungsram.com/files/sheet/smbt_tbd_smbt-3-f-c-50-40.pdf
https://catalog.tungsram.com/files/sheet/smbt_tbd_smbt-3-f-b-50-40.pdf
https://catalog.tungsram.com/files/sheet/led-soft-strip_93088930_lss10-24-57-60-ip65-tu.pdf
https://catalog.tungsram.com/files/sheet/led-soft-strip_93088927_lss10-24-27-60-ip65-tu.pdf
https://catalog.tungsram.com/files/sheet/led-soft-strip_93088754_lss10-24-27-60-tu.pdf
https://catalog.tungsram.com/files/sheet/led-soft-strip_93088926_lss10-24-57-60-tu.pdf
https://catalog.tungsram.com/files/sheet/led-soft-strip_93088755_lss10-24-40-60-tu.pdf
https://catalog.tungsram.com/files/sheet/led-soft-strip_93088929_lss04-24-57-60-ip65-tu.pdf
https://catalog.tungsram.com/files/sheet/led-soft-strip_93088928_lss04-24-27-60-ip65-tu.pdf
https://catalog.tungsram.com/files/sheet/led-soft-strip_93088753_lss04-24-57-60-tu.pdf
https://catalog.tungsram.com/files/sheet/led-soft-strip_93088752_lss04-24-40-60-tu.pdf
https://catalog.tungsram.com/files/sheet/led-soft-strip_93088751_lss04-24-27-60-tu.pdf
https://catalog.tungsram.com/files/sheet/smbt_tbd_smbt-1-f-u-105-40.pdf
https://catalog.tungsram.com/files/sheet/smbt_tbd_smbt-1-f-t-105-40.pdf
https://catalog.tungsram.com/files/sheet/smbt_tbd_smbt-1-f-s-105-40.pdf
https://catalog.tungsram.com/files/sheet/smbt_tbd_smbt-1-f-r-105-40.pdf
https://catalog.tungsram.com/files/sheet/smbt_tbd_smbt-1-f-p-105-40.pdf
https://catalog.tungsram.com/files/sheet/smbt_tbd_smbt-1-f-n-105-40.pdf
https://catalog.tungsram.com/files/sheet/smbt_tbd_smbt-1-f-f-105-40.pdf
https://catalog.tungsram.com/files/sheet/smbt_tbd_smbt-1-f-e-105-40.pdf
https://catalog.tungsram.com/files/sheet/smbt_tbd_smbt-1-f-d-105-40.pdf
https://catalog.tungsram.com/files/sheet/smbt_tbd_smbt-1-f-c-105-40.pdf
https://catalog.tungsram.com/files/sheet/smbt_tbd_smbt-1-f-b-105-40.pdf
https://catalog.tungsram.com/files/sheet/smbt_tbd_smbt-1-f-u-90-40.pdf
https://catalog.tungsram.com/files/sheet/smbt_tbd_smbt-1-f-t-90-40.pdf
https://catalog.tungsram.com/files/sheet/smbt_tbd_smbt-1-f-s-90-40.pdf
https://catalog.tungsram.com/files/sheet/smbt_tbd_smbt-1-f-r-90-40.pdf
https://catalog.tungsram.com/files/sheet/smbt_tbd_smbt-1-f-p-90-40.pdf
https://catalog.tungsram.com/files/sheet/smbt_tbd_smbt-1-f-n-90-40.pdf
https://catalog.tungsram.com/files/sheet/smbt_tbd_smbt-1-f-f-90-40.pdf
https://catalog.tungsram.com/files/sheet/smbt_tbd_smbt-1-f-e-90-40.pdf
https://catalog.tungsram.com/files/sheet/smbt_tbd_smbt-1-f-d-90-40.pdf
https://catalog.tungsram.com/files/sheet/smbt_tbd_smbt-1-f-c-90-40.pdf
https://catalog.tungsram.com/files/sheet/smbt_tbd_smbt-1-f-b-90-40.pdf
https://catalog.tungsram.com/files/sheet/smbt_tbd_smbt-1-f-u-74-40.pdf
https://catalog.tungsram.com/files/sheet/smbt_tbd_smbt-1-f-t-74-40.pdf
https://catalog.tungsram.com/files/sheet/smbt_tbd_smbt-1-f-s-74-40.pdf
https://catalog.tungsram.com/files/sheet/smbt_tbd_smbt-1-f-r-74-40.pdf
https://catalog.tungsram.com/files/sheet/smbt_tbd_smbt-1-f-p-74-40.pdf
https://catalog.tungsram.com/files/sheet/smbt_tbd_smbt-1-f-n-74-40.pdf
https://catalog.tungsram.com/files/sheet/smbt_tbd_smbt-1-f-f-74-40.pdf
https://catalog.tungsram.com/files/sheet/smbt_tbd_smbt-1-f-e-74-40.pdf
https://catalog.tungsram.com/files/sheet/smbt_tbd_smbt-1-f-d-74-40.pdf
https://catalog.tungsram.com/files/sheet/smbt_tbd_smbt-1-f-c-74-40.pdf
https://catalog.tungsram.com/files/sheet/smbt_tbd_smbt-1-f-b-74-40.pdf
https://catalog.tungsram.com/files/sheet/smbt_tbd_smbt-1-f-u-60-40.pdf
https://catalog.tungsram.com/files/sheet/smbt_tbd_smbt-1-f-t-60-40.pdf
https://catalog.tungsram.com/files/sheet/smbt_tbd_smbt-1-f-s-60-40.pdf
https://catalog.tungsram.com/files/sheet/smbt_tbd_smbt-1-f-r-60-40.pdf
https://catalog.tungsram.com/files/sheet/smbt_tbd_smbt-1-f-p-60-40.pdf
https://catalog.tungsram.com/files/sheet/smbt_tbd_smbt-1-f-n-60-40.pdf
https://catalog.tungsram.com/files/sheet/smbt_tbd_smbt-1-f-f-60-40.pdf
https://catalog.tungsram.com/files/sheet/smbt_tbd_smbt-1-f-e-60-40.pdf
https://catalog.tungsram.com/files/sheet/smbt_tbd_smbt-1-f-d-60-40.pdf
https://catalog.tungsram.com/files/sheet/smbt_tbd_smbt-1-f-c-60-40.pdf
https://catalog.tungsram.com/files/sheet/smbt_tbd_smbt-1-f-b-60-40.pdf
https://catalog.tungsram.com/files/sheet/smbt_tbd_smbt-1-f-u-105-30.pdf
https://catalog.tungsram.com/files/sheet/smbt_tbd_smbt-1-f-t-105-30.pdf
https://catalog.tungsram.com/files/sheet/smbt_tbd_smbt-1-f-s-105-30.pdf
https://catalog.tungsram.com/files/sheet/smbt_tbd_smbt-1-f-r-105-30.pdf
https://catalog.tungsram.com/files/sheet/smbt_tbd_smbt-1-f-p-105-30.pdf
https://catalog.tungsram.com/files/sheet/smbt_tbd_smbt-1-f-n-105-30.pdf
https://catalog.tungsram.com/files/sheet/smbt_tbd_smbt-1-f-f-105-30.pdf
https://catalog.tungsram.com/files/sheet/smbt_tbd_smbt-1-f-e-105-30.pdf
https://catalog.tungsram.com/files/sheet/smbt_tbd_smbt-1-f-d-105-30.pdf
https://catalog.tungsram.com/files/sheet/smbt_tbd_smbt-1-f-c-105-30.pdf
https://catalog.tungsram.com/files/sheet/smbt_tbd_smbt-1-f-b-105-30.pdf
https://catalog.tungsram.com/files/sheet/smbt_tbd_smbt-1-f-u-90-30.pdf
https://catalog.tungsram.com/files/sheet/smbt_tbd_smbt-1-f-t-90-30.pdf
https://catalog.tungsram.com/files/sheet/smbt_tbd_smbt-1-f-s-90-30.pdf
https://catalog.tungsram.com/files/sheet/smbt_tbd_smbt-1-f-r-90-30.pdf
https://catalog.tungsram.com/files/sheet/smbt_tbd_smbt-1-f-p-90-30.pdf
https://catalog.tungsram.com/files/sheet/smbt_tbd_smbt-1-f-n-90-30.pdf
https://catalog.tungsram.com/files/sheet/smbt_tbd_smbt-1-f-f-90-30.pdf
https://catalog.tungsram.com/files/sheet/smbt_tbd_smbt-1-f-e-90-30.pdf
https://catalog.tungsram.com/files/sheet/smbt_tbd_smbt-1-f-d-90-30.pdf
https://catalog.tungsram.com/files/sheet/smbt_tbd_smbt-1-f-c-90-30.pdf
https://catalog.tungsram.com/files/sheet/smbt_tbd_smbt-1-f-b-90-30.pdf
https://catalog.tungsram.com/files/sheet/smbt_tbd_smbt-1-f-u-74-30.pdf
https://catalog.tungsram.com/files/sheet/smbt_tbd_smbt-1-f-t-74-30.pdf
https://catalog.tungsram.com/files/sheet/smbt_tbd_smbt-1-f-s-74-30.pdf
https://catalog.tungsram.com/files/sheet/smbt_tbd_smbt-1-f-r-74-30.pdf
https://catalog.tungsram.com/files/sheet/smbt_tbd_smbt-1-f-p-74-30.pdf
https://catalog.tungsram.com/files/sheet/smbt_tbd_smbt-1-f-n-74-30.pdf
https://catalog.tungsram.com/files/sheet/smbt_tbd_smbt-1-f-f-74-30.pdf
https://catalog.tungsram.com/files/sheet/smbt_tbd_smbt-1-f-e-74-30.pdf
https://catalog.tungsram.com/files/sheet/smbt_tbd_smbt-1-f-d-74-30.pdf
https://catalog.tungsram.com/files/sheet/smbt_tbd_smbt-1-f-c-74-30.pdf
https://catalog.tungsram.com/files/sheet/smbt_tbd_smbt-1-f-b-74-30.pdf
https://catalog.tungsram.com/files/sheet/smbt_tbd_smbt-1-f-u-60-30.pdf
https://catalog.tungsram.com/files/sheet/smbt_tbd_smbt-1-f-t-60-30.pdf
https://catalog.tungsram.com/files/sheet/smbt_tbd_smbt-1-f-s-60-30.pdf
https://catalog.tungsram.com/files/sheet/smbt_tbd_smbt-1-f-r-60-30.pdf
https://catalog.tungsram.com/files/sheet/smbt_tbd_smbt-1-f-p-60-30.pdf
https://catalog.tungsram.com/files/sheet/smbt_tbd_smbt-1-f-n-60-30.pdf
https://catalog.tungsram.com/files/sheet/smbt_tbd_smbt-1-f-f-60-30.pdf
https://catalog.tungsram.com/files/sheet/smbt_tbd_smbt-1-f-e-60-30.pdf
https://catalog.tungsram.com/files/sheet/smbt_tbd_smbt-1-f-d-60-30.pdf
https://catalog.tungsram.com/files/sheet/smbt_tbd_smbt-1-f-c-60-30.pdf
https://catalog.tungsram.com/files/sheet/smbt_tbd_smbt-1-f-b-60-30.pdf
https://catalog.tungsram.com/files/sheet/smbt_tbd_smbt-1-f-u-48-40.pdf
https://catalog.tungsram.com/files/sheet/smbt_tbd_smbt-1-f-t-48-40.pdf
https://catalog.tungsram.com/files/sheet/smbt_tbd_smbt-1-f-s-48-40.pdf
https://catalog.tungsram.com/files/sheet/smbt_tbd_smbt-1-f-r-48-40.pdf
https://catalog.tungsram.com/files/sheet/smbt_tbd_smbt-1-f-p-48-40.pdf
https://catalog.tungsram.com/files/sheet/smbt_tbd_smbt-1-f-n-48-40.pdf
https://catalog.tungsram.com/files/sheet/smbt_tbd_smbt-1-f-f-48-40.pdf
https://catalog.tungsram.com/files/sheet/smbt_tbd_smbt-1-f-e-48-40.pdf
https://catalog.tungsram.com/files/sheet/smbt_tbd_smbt-1-f-d-48-40.pdf
https://catalog.tungsram.com/files/sheet/smbt_tbd_smbt-1-f-c-48-40.pdf
https://catalog.tungsram.com/files/sheet/smbt_tbd_smbt-1-f-b-48-40.pdf
https://catalog.tungsram.com/files/sheet/smbt_tbd_smbt-1-f-u-38-40.pdf
https://catalog.tungsram.com/files/sheet/smbt_tbd_smbt-1-f-t-38-40.pdf
https://catalog.tungsram.com/files/sheet/smbt_tbd_smbt-1-f-s-38-40.pdf
https://catalog.tungsram.com/files/sheet/smbt_tbd_smbt-1-f-r-38-40.pdf
https://catalog.tungsram.com/files/sheet/smbt_tbd_smbt-1-f-p-38-40.pdf
https://catalog.tungsram.com/files/sheet/smbt_tbd_smbt-1-f-n-38-40.pdf
https://catalog.tungsram.com/files/sheet/smbt_tbd_smbt-1-f-f-38-40.pdf
https://catalog.tungsram.com/files/sheet/smbt_tbd_smbt-1-f-e-38-40.pdf
https://catalog.tungsram.com/files/sheet/smbt_tbd_smbt-1-f-d-38-40.pdf
https://catalog.tungsram.com/files/sheet/smbt_tbd_smbt-1-f-c-38-40.pdf
https://catalog.tungsram.com/files/sheet/smbt_tbd_smbt-1-f-b-38-40.pdf
https://catalog.tungsram.com/files/sheet/smbt_tbd_smbt-1-f-u-34-40.pdf
https://catalog.tungsram.com/files/sheet/smbt_tbd_smbt-1-f-t-34-40.pdf
https://catalog.tungsram.com/files/sheet/smbt_tbd_smbt-1-f-s-34-40.pdf
https://catalog.tungsram.com/files/sheet/smbt_tbd_smbt-1-f-r-34-40.pdf
https://catalog.tungsram.com/files/sheet/smbt_tbd_smbt-1-f-p-34-40.pdf
https://catalog.tungsram.com/files/sheet/smbt_tbd_smbt-1-f-n-34-40.pdf
https://catalog.tungsram.com/files/sheet/smbt_tbd_smbt-1-f-f-34-40.pdf
https://catalog.tungsram.com/files/sheet/smbt_tbd_smbt-1-f-e-34-40.pdf
https://catalog.tungsram.com/files/sheet/smbt_tbd_smbt-1-f-d-34-40.pdf
https://catalog.tungsram.com/files/sheet/smbt_tbd_smbt-1-f-c-34-40.pdf
https://catalog.tungsram.com/files/sheet/smbt_tbd_smbt-1-f-b-34-40.pdf
https://catalog.tungsram.com/files/sheet/smbt_tbd_smbt-1-f-u-29-40.pdf
https://catalog.tungsram.com/files/sheet/smbt_tbd_smbt-1-f-t-29-40.pdf
https://catalog.tungsram.com/files/sheet/smbt_tbd_smbt-1-f-s-29-40.pdf
https://catalog.tungsram.com/files/sheet/smbt_tbd_smbt-1-f-r-29-40.pdf
https://catalog.tungsram.com/files/sheet/smbt_tbd_smbt-1-f-p-29-40.pdf
https://catalog.tungsram.com/files/sheet/smbt_tbd_smbt-1-f-n-29-40.pdf
https://catalog.tungsram.com/files/sheet/smbt_tbd_smbt-1-f-f-29-40.pdf
https://catalog.tungsram.com/files/sheet/smbt_tbd_smbt-1-f-e-29-40.pdf
https://catalog.tungsram.com/files/sheet/smbt_tbd_smbt-1-f-d-29-40.pdf
https://catalog.tungsram.com/files/sheet/smbt_tbd_smbt-1-f-c-29-40.pdf
https://catalog.tungsram.com/files/sheet/smbt_tbd_smbt-1-f-b-29-40.pdf
https://catalog.tungsram.com/files/sheet/smbt_tbd_smbt-1-f-u-25-40.pdf
https://catalog.tungsram.com/files/sheet/smbt_tbd_smbt-1-f-t-25-40.pdf
https://catalog.tungsram.com/files/sheet/smbt_tbd_smbt-1-f-s-25-40.pdf
https://catalog.tungsram.com/files/sheet/smbt_tbd_smbt-1-f-r-25-40.pdf
https://catalog.tungsram.com/files/sheet/smbt_tbd_smbt-1-f-p-25-40.pdf
https://catalog.tungsram.com/files/sheet/smbt_tbd_smbt-1-f-n-25-40.pdf
https://catalog.tungsram.com/files/sheet/smbt_tbd_smbt-1-f-f-25-40.pdf
https://catalog.tungsram.com/files/sheet/smbt_tbd_smbt-1-f-e-25-40.pdf
https://catalog.tungsram.com/files/sheet/smbt_tbd_smbt-1-f-d-25-40.pdf
https://catalog.tungsram.com/files/sheet/smbt_tbd_smbt-1-f-c-25-40.pdf
https://catalog.tungsram.com/files/sheet/smbt_tbd_smbt-1-f-b-25-40.pdf
https://catalog.tungsram.com/files/sheet/smbt_tbd_smbt-1-f-u-19-40.pdf
https://catalog.tungsram.com/files/sheet/smbt_tbd_smbt-1-f-t-19-40.pdf
https://catalog.tungsram.com/files/sheet/smbt_tbd_smbt-1-f-s-19-40.pdf
https://catalog.tungsram.com/files/sheet/smbt_tbd_smbt-1-f-r-19-40.pdf
https://catalog.tungsram.com/files/sheet/smbt_tbd_smbt-1-f-p-19-40.pdf
https://catalog.tungsram.com/files/sheet/smbt_tbd_smbt-1-f-n-19-40.pdf
https://catalog.tungsram.com/files/sheet/smbt_tbd_smbt-1-f-f-19-40.pdf
https://catalog.tungsram.com/files/sheet/smbt_tbd_smbt-1-f-e-19-40.pdf
https://catalog.tungsram.com/files/sheet/smbt_tbd_smbt-1-f-d-19-40.pdf
https://catalog.tungsram.com/files/sheet/smbt_tbd_smbt-1-f-c-19-40.pdf
https://catalog.tungsram.com/files/sheet/smbt_tbd_smbt-1-f-b-19-40.pdf
https://catalog.tungsram.com/files/sheet/smbt_tbd_smbt-1-f-u-16-40.pdf
https://catalog.tungsram.com/files/sheet/smbt_tbd_smbt-1-f-t-16-40.pdf
https://catalog.tungsram.com/files/sheet/smbt_tbd_smbt-1-f-s-16-40.pdf
https://catalog.tungsram.com/files/sheet/smbt_tbd_smbt-1-f-r-16-40.pdf
https://catalog.tungsram.com/files/sheet/smbt_tbd_smbt-1-f-p-16-40.pdf
https://catalog.tungsram.com/files/sheet/smbt_tbd_smbt-1-f-n-16-40.pdf
https://catalog.tungsram.com/files/sheet/smbt_tbd_smbt-1-f-f-16-40.pdf
https://catalog.tungsram.com/files/sheet/smbt_tbd_smbt-1-f-e-16-40.pdf
https://catalog.tungsram.com/files/sheet/smbt_tbd_smbt-1-f-d-16-40.pdf
https://catalog.tungsram.com/files/sheet/smbt_tbd_smbt-1-f-c-16-40.pdf
https://catalog.tungsram.com/files/sheet/smbt_tbd_smbt-1-f-b-16-40.pdf
https://catalog.tungsram.com/files/sheet/smbt_tbd_smbt-1-f-u-48-30.pdf
https://catalog.tungsram.com/files/sheet/smbt_tbd_smbt-1-f-t-48-30.pdf
https://catalog.tungsram.com/files/sheet/smbt_tbd_smbt-1-f-s-48-30.pdf
https://catalog.tungsram.com/files/sheet/smbt_tbd_smbt-1-f-r-48-30.pdf
https://catalog.tungsram.com/files/sheet/smbt_tbd_smbt-1-f-p-48-30.pdf
https://catalog.tungsram.com/files/sheet/smbt_tbd_smbt-1-f-n-48-30.pdf
https://catalog.tungsram.com/files/sheet/smbt_tbd_smbt-1-f-f-48-30.pdf
https://catalog.tungsram.com/files/sheet/smbt_tbd_smbt-1-f-e-48-30.pdf
https://catalog.tungsram.com/files/sheet/smbt_tbd_smbt-1-f-d-48-30.pdf
https://catalog.tungsram.com/files/sheet/smbt_tbd_smbt-1-f-c-48-30.pdf
https://catalog.tungsram.com/files/sheet/smbt_tbd_smbt-1-f-b-48-30.pdf
https://catalog.tungsram.com/files/sheet/smbt_tbd_smbt-1-f-u-38-30.pdf
https://catalog.tungsram.com/files/sheet/smbt_tbd_smbt-1-f-t-38-30.pdf
https://catalog.tungsram.com/files/sheet/smbt_tbd_smbt-1-f-s-38-30.pdf
https://catalog.tungsram.com/files/sheet/smbt_tbd_smbt-1-f-r-38-30.pdf
https://catalog.tungsram.com/files/sheet/smbt_tbd_smbt-1-f-p-38-30.pdf
https://catalog.tungsram.com/files/sheet/smbt_tbd_smbt-1-f-n-38-30.pdf
https://catalog.tungsram.com/files/sheet/smbt_tbd_smbt-1-f-f-38-30.pdf
https://catalog.tungsram.com/files/sheet/smbt_tbd_smbt-1-f-e-38-30.pdf
https://catalog.tungsram.com/files/sheet/smbt_tbd_smbt-1-f-d-38-30.pdf
https://catalog.tungsram.com/files/sheet/smbt_tbd_smbt-1-f-c-38-30.pdf
https://catalog.tungsram.com/files/sheet/smbt_tbd_smbt-1-f-b-38-30.pdf
https://catalog.tungsram.com/files/sheet/smbt_tbd_smbt-1-f-u-34-30.pdf
https://catalog.tungsram.com/files/sheet/smbt_tbd_smbt-1-f-t-34-30.pdf
https://catalog.tungsram.com/files/sheet/smbt_tbd_smbt-1-f-s-34-30.pdf
https://catalog.tungsram.com/files/sheet/smbt_tbd_smbt-1-f-r-34-30.pdf
https://catalog.tungsram.com/files/sheet/smbt_tbd_smbt-1-f-p-34-30.pdf
https://catalog.tungsram.com/files/sheet/smbt_tbd_smbt-1-f-n-34-30.pdf
https://catalog.tungsram.com/files/sheet/smbt_tbd_smbt-1-f-f-34-30.pdf
https://catalog.tungsram.com/files/sheet/smbt_tbd_smbt-1-f-e-34-30.pdf
https://catalog.tungsram.com/files/sheet/smbt_tbd_smbt-1-f-d-34-30.pdf
https://catalog.tungsram.com/files/sheet/smbt_tbd_smbt-1-f-c-34-30.pdf
https://catalog.tungsram.com/files/sheet/smbt_tbd_smbt-1-f-b-34-30.pdf
https://catalog.tungsram.com/files/sheet/smbt_tbd_smbt-1-f-u-29-30.pdf
https://catalog.tungsram.com/files/sheet/smbt_tbd_smbt-1-f-t-29-30.pdf
https://catalog.tungsram.com/files/sheet/smbt_tbd_smbt-1-f-s-29-30.pdf
https://catalog.tungsram.com/files/sheet/smbt_tbd_smbt-1-f-r-29-30.pdf
https://catalog.tungsram.com/files/sheet/smbt_tbd_smbt-1-f-p-29-30.pdf
https://catalog.tungsram.com/files/sheet/smbt_tbd_smbt-1-f-n-29-30.pdf
https://catalog.tungsram.com/files/sheet/smbt_tbd_smbt-1-f-f-29-30.pdf
https://catalog.tungsram.com/files/sheet/smbt_tbd_smbt-1-f-e-29-30.pdf
https://catalog.tungsram.com/files/sheet/smbt_tbd_smbt-1-f-d-29-30.pdf
https://catalog.tungsram.com/files/sheet/smbt_tbd_smbt-1-f-c-29-30.pdf
https://catalog.tungsram.com/files/sheet/smbt_tbd_smbt-1-f-b-29-30.pdf
https://catalog.tungsram.com/files/sheet/smbt_tbd_smbt-1-f-u-25-30.pdf
https://catalog.tungsram.com/files/sheet/smbt_tbd_smbt-1-f-t-25-30.pdf
https://catalog.tungsram.com/files/sheet/smbt_tbd_smbt-1-f-s-25-30.pdf
https://catalog.tungsram.com/files/sheet/smbt_tbd_smbt-1-f-r-25-30.pdf
https://catalog.tungsram.com/files/sheet/smbt_tbd_smbt-1-f-p-25-30.pdf
https://catalog.tungsram.com/files/sheet/smbt_tbd_smbt-1-f-n-25-30.pdf
https://catalog.tungsram.com/files/sheet/smbt_tbd_smbt-1-f-f-25-30.pdf
https://catalog.tungsram.com/files/sheet/smbt_tbd_smbt-1-f-e-25-30.pdf
https://catalog.tungsram.com/files/sheet/smbt_tbd_smbt-1-f-d-25-30.pdf
https://catalog.tungsram.com/files/sheet/smbt_tbd_smbt-1-f-c-25-30.pdf
https://catalog.tungsram.com/files/sheet/smbt_tbd_smbt-1-f-b-25-30.pdf
https://catalog.tungsram.com/files/sheet/smbt_tbd_smbt-1-f-u-19-30.pdf
https://catalog.tungsram.com/files/sheet/smbt_tbd_smbt-1-f-t-19-30.pdf
https://catalog.tungsram.com/files/sheet/smbt_tbd_smbt-1-f-s-19-30.pdf
https://catalog.tungsram.com/files/sheet/smbt_tbd_smbt-1-f-r-19-30.pdf
https://catalog.tungsram.com/files/sheet/smbt_tbd_smbt-1-f-p-19-30.pdf
https://catalog.tungsram.com/files/sheet/smbt_tbd_smbt-1-f-n-19-30.pdf
https://catalog.tungsram.com/files/sheet/smbt_tbd_smbt-1-f-f-19-30.pdf
https://catalog.tungsram.com/files/sheet/smbt_tbd_smbt-1-f-e-19-30.pdf
https://catalog.tungsram.com/files/sheet/smbt_tbd_smbt-1-f-d-19-30.pdf
https://catalog.tungsram.com/files/sheet/smbt_tbd_smbt-1-f-c-19-30.pdf
https://catalog.tungsram.com/files/sheet/smbt_tbd_smbt-1-f-b-19-30.pdf
https://catalog.tungsram.com/files/sheet/smbt_tbd_smbt-1-f-u-16-30.pdf
https://catalog.tungsram.com/files/sheet/smbt_tbd_smbt-1-f-t-16-30.pdf
https://catalog.tungsram.com/files/sheet/smbt_tbd_smbt-1-f-s-16-30.pdf
https://catalog.tungsram.com/files/sheet/smbt_tbd_smbt-1-f-r-16-30.pdf
https://catalog.tungsram.com/files/sheet/smbt_tbd_smbt-1-f-p-16-30.pdf
https://catalog.tungsram.com/files/sheet/smbt_tbd_smbt-1-f-n-16-30.pdf
https://catalog.tungsram.com/files/sheet/smbt_tbd_smbt-1-f-f-16-30.pdf
https://catalog.tungsram.com/files/sheet/smbt_tbd_smbt-1-f-e-16-30.pdf
https://catalog.tungsram.com/files/sheet/smbt_tbd_smbt-1-f-d-16-30.pdf
https://catalog.tungsram.com/files/sheet/smbt_tbd_smbt-1-f-c-16-30.pdf
https://catalog.tungsram.com/files/sheet/smbt_tbd_smbt-1-f-b-16-30.pdf
https://catalog.tungsram.com/files/sheet/spinella-double-module_tbd_sp-h-2-f-u-90-50.pdf
https://catalog.tungsram.com/files/sheet/spinella-double-module_tbd_sp-h-2-f-u-230-50.pdf
https://catalog.tungsram.com/files/sheet/spinella-double-module_tbd_sp-h-2-f-u-190-50.pdf
https://catalog.tungsram.com/files/sheet/spinella-double-module_tbd_sp-h-2-f-u-156-50.pdf
https://catalog.tungsram.com/files/sheet/spinella-double-module_tbd_sp-h-2-f-u-128-50.pdf
https://catalog.tungsram.com/files/sheet/spinella-double-module_tbd_sp-h-2-f-u-108-50.pdf
https://catalog.tungsram.com/files/sheet/spinella-double-module_tbd_sp-h-2-f-t-90-50.pdf
https://catalog.tungsram.com/files/sheet/spinella-double-module_tbd_sp-h-2-f-t-230-50.pdf
https://catalog.tungsram.com/files/sheet/spinella-double-module_tbd_sp-h-2-f-t-190-50.pdf
https://catalog.tungsram.com/files/sheet/spinella-double-module_tbd_sp-h-2-f-t-156-50.pdf
https://catalog.tungsram.com/files/sheet/spinella-double-module_tbd_sp-h-2-f-t-128-50.pdf
https://catalog.tungsram.com/files/sheet/spinella-double-module_tbd_sp-h-2-f-t-108-50.pdf
https://catalog.tungsram.com/files/sheet/spinella-double-module_tbd_sp-h-2-f-p-90-50.pdf
https://catalog.tungsram.com/files/sheet/spinella-double-module_tbd_sp-h-2-f-p-230-50.pdf
https://catalog.tungsram.com/files/sheet/spinella-double-module_tbd_sp-h-2-f-p-190-50.pdf
https://catalog.tungsram.com/files/sheet/spinella-double-module_tbd_sp-h-2-f-p-156-50.pdf
https://catalog.tungsram.com/files/sheet/spinella-double-module_tbd_sp-h-2-f-p-128-50.pdf
https://catalog.tungsram.com/files/sheet/spinella-double-module_tbd_sp-h-2-f-p-108-50.pdf
https://catalog.tungsram.com/files/sheet/spinella-double-module_tbd_sp-h-2-f-n-90-50.pdf
https://catalog.tungsram.com/files/sheet/spinella-double-module_tbd_sp-h-2-f-n-230-50.pdf
https://catalog.tungsram.com/files/sheet/spinella-double-module_tbd_sp-h-2-f-n-190-50.pdf
https://catalog.tungsram.com/files/sheet/spinella-double-module_tbd_sp-h-2-f-n-156-50.pdf
https://catalog.tungsram.com/files/sheet/spinella-double-module_tbd_sp-h-2-f-n-128-50.pdf
https://catalog.tungsram.com/files/sheet/spinella-double-module_tbd_sp-h-2-f-n-108-50.pdf
https://catalog.tungsram.com/files/sheet/spinella-double-module_tbd_sp-h-2-f-f-90-50.pdf
https://catalog.tungsram.com/files/sheet/spinella-double-module_tbd_sp-h-2-f-f-230-50.pdf
https://catalog.tungsram.com/files/sheet/spinella-double-module_tbd_sp-h-2-f-f-190-50.pdf
https://catalog.tungsram.com/files/sheet/spinella-double-module_tbd_sp-h-2-f-f-156-50.pdf
https://catalog.tungsram.com/files/sheet/spinella-double-module_tbd_sp-h-2-f-f-128-50.pdf
https://catalog.tungsram.com/files/sheet/spinella-double-module_tbd_sp-h-2-f-f-108-50.pdf
https://catalog.tungsram.com/files/sheet/spinella-double-module_tbd_sp-h-2-f-e-90-50.pdf
https://catalog.tungsram.com/files/sheet/spinella-double-module_tbd_sp-h-2-f-e-230-50.pdf
https://catalog.tungsram.com/files/sheet/spinella-double-module_tbd_sp-h-2-f-e-190-50.pdf
https://catalog.tungsram.com/files/sheet/spinella-double-module_tbd_sp-h-2-f-e-156-50.pdf
https://catalog.tungsram.com/files/sheet/spinella-double-module_tbd_sp-h-2-f-e-128-50.pdf
https://catalog.tungsram.com/files/sheet/spinella-double-module_tbd_sp-h-2-f-e-108-50.pdf
https://catalog.tungsram.com/files/sheet/spinella-double-module_tbd_sp-h-2-f-c-90-50.pdf
https://catalog.tungsram.com/files/sheet/spinella-double-module_tbd_sp-h-2-f-c-230-50.pdf
https://catalog.tungsram.com/files/sheet/spinella-double-module_tbd_sp-h-2-f-c-190-50.pdf
https://catalog.tungsram.com/files/sheet/spinella-double-module_tbd_sp-h-2-f-c-156-50.pdf
https://catalog.tungsram.com/files/sheet/spinella-double-module_tbd_sp-h-2-f-c-128-50.pdf
https://catalog.tungsram.com/files/sheet/spinella-double-module_tbd_sp-h-2-f-c-108-50.pdf
https://catalog.tungsram.com/files/sheet/spinella-double-module_tbd_sp-h-2-f-b-90-50.pdf
https://catalog.tungsram.com/files/sheet/spinella-double-module_tbd_sp-h-2-f-b-230-50.pdf
https://catalog.tungsram.com/files/sheet/spinella-double-module_tbd_sp-h-2-f-b-190-50.pdf
https://catalog.tungsram.com/files/sheet/spinella-double-module_tbd_sp-h-2-f-b-156-50.pdf
https://catalog.tungsram.com/files/sheet/spinella-double-module_tbd_sp-h-2-f-b-128-50.pdf
https://catalog.tungsram.com/files/sheet/spinella-double-module_tbd_sp-h-2-f-b-108-50.pdf
https://catalog.tungsram.com/files/sheet/okapi-led-decorative-arm_tbd_ok-l-2-f-p-55-50-n60.pdf
https://catalog.tungsram.com/files/sheet/okapi-led-decorative-arm_tbd_ok-l-2-f-f-55-50-n60.pdf
https://catalog.tungsram.com/files/sheet/okapi-led-decorative-arm_tbd_ok-l-2-f-t-55-50-n60.pdf
https://catalog.tungsram.com/files/sheet/okapi-led-decorative-arm_tbd_ok-l-2-f-n-55-50-n60.pdf
https://catalog.tungsram.com/files/sheet/okapi-led-decorative-arm_tbd_ok-l-2-f-e-55-50-n60.pdf
https://catalog.tungsram.com/files/sheet/okapi-led-decorative-arm_tbd_ok-l-2-f-c-55-50-n60.pdf
https://catalog.tungsram.com/files/sheet/okapi-led-decorative-arm_tbd_ok-l-2-f-b-55-50-n60.pdf
https://catalog.tungsram.com/files/sheet/okapi-led-decorative-arm_tbd_ok-l-2-f-p-43-50-n60.pdf
https://catalog.tungsram.com/files/sheet/okapi-led-decorative-arm_tbd_ok-l-2-f-f-43-50-n60.pdf
https://catalog.tungsram.com/files/sheet/okapi-led-decorative-arm_tbd_ok-l-2-f-t-43-50-n60.pdf
https://catalog.tungsram.com/files/sheet/okapi-led-decorative-arm_tbd_ok-l-2-f-n-43-50-n60.pdf
https://catalog.tungsram.com/files/sheet/okapi-led-decorative-arm_tbd_ok-l-2-f-e-43-50-n60.pdf
https://catalog.tungsram.com/files/sheet/okapi-led-decorative-arm_tbd_ok-l-2-f-c-43-50-n60.pdf
https://catalog.tungsram.com/files/sheet/okapi-led-decorative-arm_tbd_ok-l-2-f-b-43-50-n60.pdf
https://catalog.tungsram.com/files/sheet/okapi-led-decorative-arm_tbd_ok-l-2-f-p-30-50-n60.pdf
https://catalog.tungsram.com/files/sheet/okapi-led-decorative-arm_tbd_ok-l-2-f-f-30-50-n60.pdf
https://catalog.tungsram.com/files/sheet/okapi-led-decorative-arm_tbd_ok-l-2-f-t-30-50-n60.pdf
https://catalog.tungsram.com/files/sheet/okapi-led-decorative-arm_tbd_ok-l-2-f-n-30-50-n60.pdf
https://catalog.tungsram.com/files/sheet/okapi-led-decorative-arm_tbd_ok-l-2-f-e-30-50-n60.pdf
https://catalog.tungsram.com/files/sheet/okapi-led-decorative-arm_tbd_ok-l-2-f-c-30-50-n60.pdf
https://catalog.tungsram.com/files/sheet/okapi-led-decorative-arm_tbd_ok-l-2-f-b-30-50-n60.pdf
https://catalog.tungsram.com/files/sheet/okapi-led-decorative-arm_tbd_ok-l-2-f-p-20-50-n60.pdf
https://catalog.tungsram.com/files/sheet/okapi-led-decorative-arm_tbd_ok-l-2-f-f-20-50-n60.pdf
https://catalog.tungsram.com/files/sheet/okapi-led-decorative-arm_tbd_ok-l-2-f-t-20-50-n60.pdf
https://catalog.tungsram.com/files/sheet/okapi-led-decorative-arm_tbd_ok-l-2-f-n-20-50-n60.pdf
https://catalog.tungsram.com/files/sheet/okapi-led-decorative-arm_tbd_ok-l-2-f-e-20-50-n60.pdf
https://catalog.tungsram.com/files/sheet/okapi-led-decorative-arm_tbd_ok-l-2-f-c-20-50-n60.pdf
https://catalog.tungsram.com/files/sheet/okapi-led-decorative-arm_tbd_ok-l-2-f-b-20-50-n60.pdf
https://catalog.tungsram.com/files/sheet/okapi-led-decorative-arm_tbd_ok-l-2-f-p-15-50-n60.pdf
https://catalog.tungsram.com/files/sheet/okapi-led-decorative-arm_tbd_ok-l-2-f-f-15-50-n60.pdf
https://catalog.tungsram.com/files/sheet/okapi-led-decorative-arm_tbd_ok-l-2-f-t-15-50-n60.pdf
https://catalog.tungsram.com/files/sheet/okapi-led-decorative-arm_tbd_ok-l-2-f-n-15-50-n60.pdf
https://catalog.tungsram.com/files/sheet/okapi-led-decorative-arm_tbd_ok-l-2-f-e-15-50-n60.pdf
https://catalog.tungsram.com/files/sheet/okapi-led-decorative-arm_tbd_ok-l-2-f-c-15-50-n60.pdf
https://catalog.tungsram.com/files/sheet/okapi-led-decorative-arm_tbd_ok-l-2-f-b-15-50-n60.pdf
https://catalog.tungsram.com/files/sheet/okapi-led-decorative-arm_tbd_ok-l-2-f-p-55-40-n60.pdf
https://catalog.tungsram.com/files/sheet/okapi-led-decorative-arm_tbd_ok-l-2-f-f-55-40-n60.pdf
https://catalog.tungsram.com/files/sheet/okapi-led-decorative-arm_tbd_ok-l-2-f-t-55-40-n60.pdf
https://catalog.tungsram.com/files/sheet/okapi-led-decorative-arm_tbd_ok-l-2-f-n-55-40-n60.pdf
https://catalog.tungsram.com/files/sheet/okapi-led-decorative-arm_tbd_ok-l-2-f-e-55-40-n60.pdf
https://catalog.tungsram.com/files/sheet/okapi-led-decorative-arm_tbd_ok-l-2-f-c-55-40-n60.pdf
https://catalog.tungsram.com/files/sheet/okapi-led-decorative-arm_tbd_ok-l-2-f-b-55-40-n60.pdf
https://catalog.tungsram.com/files/sheet/okapi-led-decorative-arm_tbd_ok-l-2-f-p-43-40-n60.pdf
https://catalog.tungsram.com/files/sheet/okapi-led-decorative-arm_tbd_ok-l-2-f-f-43-40-n60.pdf
https://catalog.tungsram.com/files/sheet/okapi-led-decorative-arm_tbd_ok-l-2-f-t-43-40-n60.pdf
https://catalog.tungsram.com/files/sheet/okapi-led-decorative-arm_tbd_ok-l-2-f-n-43-40-n60.pdf
https://catalog.tungsram.com/files/sheet/okapi-led-decorative-arm_tbd_ok-l-2-f-e-43-40-n60.pdf
https://catalog.tungsram.com/files/sheet/okapi-led-decorative-arm_tbd_ok-l-2-f-c-43-40-n60.pdf
https://catalog.tungsram.com/files/sheet/okapi-led-decorative-arm_tbd_ok-l-2-f-b-43-40-n60.pdf
https://catalog.tungsram.com/files/sheet/okapi-led-decorative-arm_tbd_ok-l-2-f-p-30-40-n60.pdf
https://catalog.tungsram.com/files/sheet/okapi-led-decorative-arm_tbd_ok-l-2-f-f-30-40-n60.pdf
https://catalog.tungsram.com/files/sheet/okapi-led-decorative-arm_tbd_ok-l-2-f-t-30-40-n60.pdf
https://catalog.tungsram.com/files/sheet/okapi-led-decorative-arm_tbd_ok-l-2-f-n-30-40-n60.pdf
https://catalog.tungsram.com/files/sheet/okapi-led-decorative-arm_tbd_ok-l-2-f-e-30-40-n60.pdf
https://catalog.tungsram.com/files/sheet/okapi-led-decorative-arm_tbd_ok-l-2-f-c-30-40-n60.pdf
https://catalog.tungsram.com/files/sheet/okapi-led-decorative-arm_tbd_ok-l-2-f-b-30-40-n60.pdf
https://catalog.tungsram.com/files/sheet/okapi-led-decorative-arm_tbd_ok-l-2-f-p-20-40-n60.pdf
https://catalog.tungsram.com/files/sheet/okapi-led-decorative-arm_tbd_ok-l-2-f-f-20-40-n60.pdf
https://catalog.tungsram.com/files/sheet/okapi-led-decorative-arm_tbd_ok-l-2-f-t-20-40-n60.pdf
https://catalog.tungsram.com/files/sheet/okapi-led-decorative-arm_tbd_ok-l-2-f-n-20-40-n60.pdf
https://catalog.tungsram.com/files/sheet/okapi-led-decorative-arm_tbd_ok-l-2-f-e-20-40-n60.pdf
https://catalog.tungsram.com/files/sheet/okapi-led-decorative-arm_tbd_ok-l-2-f-c-20-40-n60.pdf
https://catalog.tungsram.com/files/sheet/okapi-led-decorative-arm_tbd_ok-l-2-f-b-20-40-n60.pdf
https://catalog.tungsram.com/files/sheet/okapi-led-decorative-arm_tbd_ok-l-2-f-p-15-40-n60.pdf
https://catalog.tungsram.com/files/sheet/okapi-led-decorative-arm_tbd_ok-l-2-f-f-15-40-n60.pdf
https://catalog.tungsram.com/files/sheet/okapi-led-decorative-arm_tbd_ok-l-2-f-t-15-40-n60.pdf
https://catalog.tungsram.com/files/sheet/okapi-led-decorative-arm_tbd_ok-l-2-f-n-15-40-n60.pdf
https://catalog.tungsram.com/files/sheet/okapi-led-decorative-arm_tbd_ok-l-2-f-e-15-40-n60.pdf
https://catalog.tungsram.com/files/sheet/okapi-led-decorative-arm_tbd_ok-l-2-f-c-15-40-n60.pdf
https://catalog.tungsram.com/files/sheet/okapi-led-decorative-arm_tbd_ok-l-2-f-b-15-40-n60.pdf
https://catalog.tungsram.com/files/sheet/okapi-led-decorative-arm_tbd_ok-l-2-f-p-55-30-n60.pdf
https://catalog.tungsram.com/files/sheet/okapi-led-decorative-arm_tbd_ok-l-2-f-f-55-30-n60.pdf
https://catalog.tungsram.com/files/sheet/okapi-led-decorative-arm_tbd_ok-l-2-f-t-55-30-n60.pdf
https://catalog.tungsram.com/files/sheet/okapi-led-decorative-arm_tbd_ok-l-2-f-n-55-30-n60.pdf
https://catalog.tungsram.com/files/sheet/okapi-led-decorative-arm_tbd_ok-l-2-f-e-55-30-n60.pdf
https://catalog.tungsram.com/files/sheet/okapi-led-decorative-arm_tbd_ok-l-2-f-c-55-30-n60.pdf
https://catalog.tungsram.com/files/sheet/okapi-led-decorative-arm_tbd_ok-l-2-f-b-55-30-n60.pdf
https://catalog.tungsram.com/files/sheet/okapi-led-decorative-arm_tbd_ok-l-2-f-p-43-30-n60.pdf
https://catalog.tungsram.com/files/sheet/okapi-led-decorative-arm_tbd_ok-l-2-f-f-43-30-n60.pdf
https://catalog.tungsram.com/files/sheet/okapi-led-decorative-arm_tbd_ok-l-2-f-t-43-30-n60.pdf
https://catalog.tungsram.com/files/sheet/okapi-led-decorative-arm_tbd_ok-l-2-f-n-43-30-n60.pdf
https://catalog.tungsram.com/files/sheet/okapi-led-decorative-arm_tbd_ok-l-2-f-e-43-30-n60.pdf
https://catalog.tungsram.com/files/sheet/okapi-led-decorative-arm_tbd_ok-l-2-f-c-43-30-n60.pdf
https://catalog.tungsram.com/files/sheet/okapi-led-decorative-arm_tbd_ok-l-2-f-b-43-30-n60.pdf
https://catalog.tungsram.com/files/sheet/okapi-led-decorative-arm_tbd_ok-l-2-f-p-30-30-n60.pdf
https://catalog.tungsram.com/files/sheet/okapi-led-decorative-arm_tbd_ok-l-2-f-f-30-30-n60.pdf
https://catalog.tungsram.com/files/sheet/okapi-led-decorative-arm_tbd_ok-l-2-f-t-30-30-n60.pdf
https://catalog.tungsram.com/files/sheet/okapi-led-decorative-arm_tbd_ok-l-2-f-n-30-30-n60.pdf
https://catalog.tungsram.com/files/sheet/okapi-led-decorative-arm_tbd_ok-l-2-f-e-30-30-n60.pdf
https://catalog.tungsram.com/files/sheet/okapi-led-decorative-arm_tbd_ok-l-2-f-c-30-30-n60.pdf
https://catalog.tungsram.com/files/sheet/okapi-led-decorative-arm_tbd_ok-l-2-f-b-30-30-n60.pdf
https://catalog.tungsram.com/files/sheet/okapi-led-decorative-arm_tbd_ok-l-2-f-p-20-30-n60.pdf
https://catalog.tungsram.com/files/sheet/okapi-led-decorative-arm_tbd_ok-l-2-f-f-20-30-n60.pdf
https://catalog.tungsram.com/files/sheet/okapi-led-decorative-arm_tbd_ok-l-2-f-t-20-30-n60.pdf
https://catalog.tungsram.com/files/sheet/okapi-led-decorative-arm_tbd_ok-l-2-f-n-20-30-n60.pdf
https://catalog.tungsram.com/files/sheet/okapi-led-decorative-arm_tbd_ok-l-2-f-e-20-30-n60.pdf
https://catalog.tungsram.com/files/sheet/okapi-led-decorative-arm_tbd_ok-l-2-f-c-20-30-n60.pdf
https://catalog.tungsram.com/files/sheet/okapi-led-decorative-arm_tbd_ok-l-2-f-b-20-30-n60.pdf
https://catalog.tungsram.com/files/sheet/okapi-led-decorative-arm_tbd_ok-l-2-f-p-15-30-n60.pdf
https://catalog.tungsram.com/files/sheet/okapi-led-decorative-arm_tbd_ok-l-2-f-f-15-30-n60.pdf
https://catalog.tungsram.com/files/sheet/okapi-led-decorative-arm_tbd_ok-l-2-f-t-15-30-n60.pdf
https://catalog.tungsram.com/files/sheet/okapi-led-decorative-arm_tbd_ok-l-2-f-n-15-30-n60.pdf
https://catalog.tungsram.com/files/sheet/okapi-led-decorative-arm_tbd_ok-l-2-f-e-15-30-n60.pdf
https://catalog.tungsram.com/files/sheet/okapi-led-decorative-arm_tbd_ok-l-2-f-c-15-30-n60.pdf
https://catalog.tungsram.com/files/sheet/okapi-led-decorative-arm_tbd_ok-l-2-f-b-15-30-n60.pdf
https://catalog.tungsram.com/files/sheet/okapi-led-standard-post-top-and-side-mounting_tbd_ok-l-2-f-p-55-50-p60-or-p76-or-s60.pdf
https://catalog.tungsram.com/files/sheet/okapi-led-standard-post-top-and-side-mounting_tbd_ok-l-2-f-f-55-50-p60-or-p76-or-s60.pdf
https://catalog.tungsram.com/files/sheet/okapi-led-standard-post-top-and-side-mounting_tbd_ok-l-2-f-t-55-50-p60-or-p76-or-s60.pdf
https://catalog.tungsram.com/files/sheet/okapi-led-standard-post-top-and-side-mounting_tbd_ok-l-2-f-n-55-50-p60-or-p76-or-s60.pdf
https://catalog.tungsram.com/files/sheet/okapi-led-standard-post-top-and-side-mounting_tbd_ok-l-2-f-e-55-50-p60-or-p76-or-s60.pdf
https://catalog.tungsram.com/files/sheet/okapi-led-standard-post-top-and-side-mounting_tbd_ok-l-2-f-c-55-50-p60-or-p76-or-s60.pdf
https://catalog.tungsram.com/files/sheet/okapi-led-standard-post-top-and-side-mounting_tbd_ok-l-2-f-b-55-50-p60-or-p76-or-s60.pdf
https://catalog.tungsram.com/files/sheet/okapi-led-standard-post-top-and-side-mounting_tbd_ok-l-2-f-p-43-50-p60-or-p76-or-s60.pdf
https://catalog.tungsram.com/files/sheet/okapi-led-standard-post-top-and-side-mounting_tbd_ok-l-2-f-f-43-50-p60-or-p76-or-s60.pdf
https://catalog.tungsram.com/files/sheet/okapi-led-standard-post-top-and-side-mounting_tbd_ok-l-2-f-t-43-50-p60-or-p76-or-s60.pdf
https://catalog.tungsram.com/files/sheet/okapi-led-standard-post-top-and-side-mounting_tbd_ok-l-2-f-n-43-50-p60-or-p76-or-s60.pdf
https://catalog.tungsram.com/files/sheet/okapi-led-standard-post-top-and-side-mounting_tbd_ok-l-2-f-e-43-50-p60-or-p76-or-s60.pdf
https://catalog.tungsram.com/files/sheet/okapi-led-standard-post-top-and-side-mounting_tbd_ok-l-2-f-c-43-50-p60-or-p76-or-s60.pdf
https://catalog.tungsram.com/files/sheet/okapi-led-standard-post-top-and-side-mounting_tbd_ok-l-2-f-b-43-50-p60-or-p76-or-s60.pdf
https://catalog.tungsram.com/files/sheet/okapi-led-standard-post-top-and-side-mounting_tbd_ok-l-2-f-p-30-50-p60-or-p76-or-s60.pdf
https://catalog.tungsram.com/files/sheet/okapi-led-standard-post-top-and-side-mounting_tbd_ok-l-2-f-f-30-50-p60-or-p76-or-s60.pdf
https://catalog.tungsram.com/files/sheet/okapi-led-standard-post-top-and-side-mounting_tbd_ok-l-2-f-t-30-50-p60-or-p76-or-s60.pdf
https://catalog.tungsram.com/files/sheet/okapi-led-standard-post-top-and-side-mounting_tbd_ok-l-2-f-n-30-50-p60-or-p76-or-s60.pdf
https://catalog.tungsram.com/files/sheet/okapi-led-standard-post-top-and-side-mounting_tbd_ok-l-2-f-e-30-50-p60-or-p76-or-s60.pdf
https://catalog.tungsram.com/files/sheet/okapi-led-standard-post-top-and-side-mounting_tbd_ok-l-2-f-c-30-50-p60-or-p76-or-s60.pdf
https://catalog.tungsram.com/files/sheet/okapi-led-standard-post-top-and-side-mounting_tbd_ok-l-2-f-b-30-50-p60-or-p76-or-s60.pdf
https://catalog.tungsram.com/files/sheet/okapi-led-standard-post-top-and-side-mounting_tbd_ok-l-2-f-p-20-50-p60-or-p76-or-s60.pdf
https://catalog.tungsram.com/files/sheet/okapi-led-standard-post-top-and-side-mounting_tbd_ok-l-2-f-f-20-50-p60-or-p76-or-s60.pdf
https://catalog.tungsram.com/files/sheet/okapi-led-standard-post-top-and-side-mounting_tbd_ok-l-2-f-t-20-50-p60-or-p76-or-s60.pdf
https://catalog.tungsram.com/files/sheet/okapi-led-standard-post-top-and-side-mounting_tbd_ok-l-2-f-n-20-50-p60-or-p76-or-s60.pdf
https://catalog.tungsram.com/files/sheet/okapi-led-standard-post-top-and-side-mounting_tbd_ok-l-2-f-e-20-50-p60-or-p76-or-s60.pdf
https://catalog.tungsram.com/files/sheet/okapi-led-standard-post-top-and-side-mounting_tbd_ok-l-2-f-c-20-50-p60-or-p76-or-s60.pdf
https://catalog.tungsram.com/files/sheet/okapi-led-standard-post-top-and-side-mounting_tbd_ok-l-2-f-b-20-50-p60-or-p76-or-s60.pdf
https://catalog.tungsram.com/files/sheet/okapi-led-standard-post-top-and-side-mounting_tbd_ok-l-2-f-p-15-50-p60-or-p76-or-s60.pdf
https://catalog.tungsram.com/files/sheet/okapi-led-standard-post-top-and-side-mounting_tbd_ok-l-2-f-f-15-50-p60-or-p76-or-s60.pdf
https://catalog.tungsram.com/files/sheet/okapi-led-standard-post-top-and-side-mounting_tbd_ok-l-2-f-t-15-50-p60-or-p76-or-s60.pdf
https://catalog.tungsram.com/files/sheet/okapi-led-standard-post-top-and-side-mounting_tbd_ok-l-2-f-n-15-50-p60-or-p76-or-s60.pdf
https://catalog.tungsram.com/files/sheet/okapi-led-standard-post-top-and-side-mounting_tbd_ok-l-2-f-e-15-50-p60-or-p76-or-s60.pdf
https://catalog.tungsram.com/files/sheet/okapi-led-standard-post-top-and-side-mounting_tbd_ok-l-2-f-c-15-50-p60-or-p76-or-s60.pdf
https://catalog.tungsram.com/files/sheet/okapi-led-standard-post-top-and-side-mounting_tbd_ok-l-2-f-b-15-50-p60-or-p76-or-s60.pdf
https://catalog.tungsram.com/files/sheet/okapi-led-standard-post-top-and-side-mounting_tbd_ok-l-2-f-p-55-40-p60-or-p76-or-s60.pdf
https://catalog.tungsram.com/files/sheet/okapi-led-standard-post-top-and-side-mounting_tbd_ok-l-2-f-f-55-40-p60-or-p76-or-s60.pdf
https://catalog.tungsram.com/files/sheet/okapi-led-standard-post-top-and-side-mounting_tbd_ok-l-2-f-t-55-40-p60-or-p76-or-s60.pdf
https://catalog.tungsram.com/files/sheet/okapi-led-standard-post-top-and-side-mounting_tbd_ok-l-2-f-n-55-40-p60-or-p76-or-s60.pdf
https://catalog.tungsram.com/files/sheet/okapi-led-standard-post-top-and-side-mounting_tbd_ok-l-2-f-e-55-40-p60-or-p76-or-s60.pdf
https://catalog.tungsram.com/files/sheet/okapi-led-standard-post-top-and-side-mounting_tbd_ok-l-2-f-c-55-40-p60-or-p76-or-s60.pdf
https://catalog.tungsram.com/files/sheet/okapi-led-standard-post-top-and-side-mounting_tbd_ok-l-2-f-b-55-40-p60-or-p76-or-s60.pdf
https://catalog.tungsram.com/files/sheet/okapi-led-standard-post-top-and-side-mounting_tbd_ok-l-2-f-p-43-40-p60-or-p76-or-s60.pdf
https://catalog.tungsram.com/files/sheet/okapi-led-standard-post-top-and-side-mounting_tbd_ok-l-2-f-f-43-40-p60-or-p76-or-s60.pdf
https://catalog.tungsram.com/files/sheet/okapi-led-standard-post-top-and-side-mounting_tbd_ok-l-2-f-t-43-40-p60-or-p76-or-s60.pdf
https://catalog.tungsram.com/files/sheet/okapi-led-standard-post-top-and-side-mounting_tbd_ok-l-2-f-n-43-40-p60-or-p76-or-s60.pdf
https://catalog.tungsram.com/files/sheet/okapi-led-standard-post-top-and-side-mounting_tbd_ok-l-2-f-e-43-40-p60-or-p76-or-s60.pdf
https://catalog.tungsram.com/files/sheet/okapi-led-standard-post-top-and-side-mounting_tbd_ok-l-2-f-c-43-40-p60-or-p76-or-s60.pdf
https://catalog.tungsram.com/files/sheet/okapi-led-standard-post-top-and-side-mounting_tbd_ok-l-2-f-b-43-40-p60-or-p76-or-s60.pdf
https://catalog.tungsram.com/files/sheet/okapi-led-standard-post-top-and-side-mounting_tbd_ok-l-2-f-p-30-40-p60-or-p76-or-s60.pdf
https://catalog.tungsram.com/files/sheet/okapi-led-standard-post-top-and-side-mounting_tbd_ok-l-2-f-f-30-40-p60-or-p76-or-s60.pdf
https://catalog.tungsram.com/files/sheet/okapi-led-standard-post-top-and-side-mounting_tbd_ok-l-2-f-t-30-40-p60-or-p76-or-s60.pdf
https://catalog.tungsram.com/files/sheet/okapi-led-standard-post-top-and-side-mounting_tbd_ok-l-2-f-n-30-40-p60-or-p76-or-s60.pdf
https://catalog.tungsram.com/files/sheet/okapi-led-standard-post-top-and-side-mounting_tbd_ok-l-2-f-e-30-40-p60-or-p76-or-s60.pdf
https://catalog.tungsram.com/files/sheet/okapi-led-standard-post-top-and-side-mounting_tbd_ok-l-2-f-c-30-40-p60-or-p76-or-s60.pdf
https://catalog.tungsram.com/files/sheet/okapi-led-standard-post-top-and-side-mounting_tbd_ok-l-2-f-b-30-40-p60-or-p76-or-s60.pdf
https://catalog.tungsram.com/files/sheet/okapi-led-standard-post-top-and-side-mounting_tbd_ok-l-2-f-p-20-40-p60-or-p76-or-s60.pdf
https://catalog.tungsram.com/files/sheet/okapi-led-standard-post-top-and-side-mounting_tbd_ok-l-2-f-f-20-40-p60-or-p76-or-s60.pdf
https://catalog.tungsram.com/files/sheet/okapi-led-standard-post-top-and-side-mounting_tbd_ok-l-2-f-t-20-40-p60-or-p76-or-s60.pdf
https://catalog.tungsram.com/files/sheet/okapi-led-standard-post-top-and-side-mounting_tbd_ok-l-2-f-n-20-40-p60-or-p76-or-s60.pdf
https://catalog.tungsram.com/files/sheet/okapi-led-standard-post-top-and-side-mounting_tbd_ok-l-2-f-e-20-40-p60-or-p76-or-s60.pdf
https://catalog.tungsram.com/files/sheet/okapi-led-standard-post-top-and-side-mounting_tbd_ok-l-2-f-c-20-40-p60-or-p76-or-s60.pdf
https://catalog.tungsram.com/files/sheet/okapi-led-standard-post-top-and-side-mounting_tbd_ok-l-2-f-b-20-40-p60-or-p76-or-s60.pdf
https://catalog.tungsram.com/files/sheet/okapi-led-standard-post-top-and-side-mounting_tbd_ok-l-2-f-p-15-40-p60-or-p76-or-s60.pdf
https://catalog.tungsram.com/files/sheet/okapi-led-standard-post-top-and-side-mounting_tbd_ok-l-2-f-f-15-40-p60-or-p76-or-s60.pdf
https://catalog.tungsram.com/files/sheet/okapi-led-standard-post-top-and-side-mounting_tbd_ok-l-2-f-t-15-40-p60-or-p76-or-s60.pdf
https://catalog.tungsram.com/files/sheet/okapi-led-standard-post-top-and-side-mounting_tbd_ok-l-2-f-n-15-40-p60-or-p76-or-s60.pdf
https://catalog.tungsram.com/files/sheet/okapi-led-standard-post-top-and-side-mounting_tbd_ok-l-2-f-e-15-40-p60-or-p76-or-s60.pdf
https://catalog.tungsram.com/files/sheet/okapi-led-standard-post-top-and-side-mounting_tbd_ok-l-2-f-c-15-40-p60-or-p76-or-s60.pdf
https://catalog.tungsram.com/files/sheet/okapi-led-standard-post-top-and-side-mounting_tbd_ok-l-2-f-b-15-40-p60-or-p76-or-s60.pdf
https://catalog.tungsram.com/files/sheet/okapi-led-standard-post-top-and-side-mounting_tbd_ok-l-2-f-p-55-30-p60-or-p76-or-s60.pdf
https://catalog.tungsram.com/files/sheet/okapi-led-standard-post-top-and-side-mounting_tbd_ok-l-2-f-f-55-30-p60-or-p76-or-s60.pdf
https://catalog.tungsram.com/files/sheet/okapi-led-standard-post-top-and-side-mounting_tbd_ok-l-2-f-t-55-30-p60-or-p76-or-s60.pdf
https://catalog.tungsram.com/files/sheet/okapi-led-standard-post-top-and-side-mounting_tbd_ok-l-2-f-n-55-30-p60-or-p76-or-s60.pdf
https://catalog.tungsram.com/files/sheet/okapi-led-standard-post-top-and-side-mounting_tbd_ok-l-2-f-e-55-30-p60-or-p76-or-s60.pdf
https://catalog.tungsram.com/files/sheet/okapi-led-standard-post-top-and-side-mounting_tbd_ok-l-2-f-c-55-30-p60-or-p76-or-s60.pdf
https://catalog.tungsram.com/files/sheet/okapi-led-standard-post-top-and-side-mounting_tbd_ok-l-2-f-b-55-30-p60-or-p76-or-s60.pdf
https://catalog.tungsram.com/files/sheet/okapi-led-standard-post-top-and-side-mounting_tbd_ok-l-2-f-p-43-30-p60-or-p76-or-s60.pdf
https://catalog.tungsram.com/files/sheet/okapi-led-standard-post-top-and-side-mounting_tbd_ok-l-2-f-f-43-30-p60-or-p76-or-s60.pdf
https://catalog.tungsram.com/files/sheet/okapi-led-standard-post-top-and-side-mounting_tbd_ok-l-2-f-t-43-30-p60-or-p76-or-s60.pdf
https://catalog.tungsram.com/files/sheet/okapi-led-standard-post-top-and-side-mounting_tbd_ok-l-2-f-n-43-30-p60-or-p76-or-s60.pdf
https://catalog.tungsram.com/files/sheet/okapi-led-standard-post-top-and-side-mounting_tbd_ok-l-2-f-e-43-30-p60-or-p76-or-s60.pdf
https://catalog.tungsram.com/files/sheet/okapi-led-standard-post-top-and-side-mounting_tbd_ok-l-2-f-c-43-30-p60-or-p76-or-s60.pdf
https://catalog.tungsram.com/files/sheet/okapi-led-standard-post-top-and-side-mounting_tbd_ok-l-2-f-b-43-30-p60-or-p76-or-s60.pdf
https://catalog.tungsram.com/files/sheet/okapi-led-standard-post-top-and-side-mounting_tbd_ok-l-2-f-p-30-30-p60-or-p76-or-s60.pdf
https://catalog.tungsram.com/files/sheet/okapi-led-standard-post-top-and-side-mounting_tbd_ok-l-2-f-f-30-30-p60-or-p76-or-s60.pdf
https://catalog.tungsram.com/files/sheet/okapi-led-standard-post-top-and-side-mounting_tbd_ok-l-2-f-t-30-30-p60-or-p76-or-s60.pdf
https://catalog.tungsram.com/files/sheet/okapi-led-standard-post-top-and-side-mounting_tbd_ok-l-2-f-n-30-30-p60-or-p76-or-s60.pdf
https://catalog.tungsram.com/files/sheet/okapi-led-standard-post-top-and-side-mounting_tbd_ok-l-2-f-e-30-30-p60-or-p76-or-s60.pdf
https://catalog.tungsram.com/files/sheet/okapi-led-standard-post-top-and-side-mounting_tbd_ok-l-2-f-c-30-30-p60-or-p76-or-s60.pdf
https://catalog.tungsram.com/files/sheet/okapi-led-standard-post-top-and-side-mounting_tbd_ok-l-2-f-b-30-30-p60-or-p76-or-s60.pdf
https://catalog.tungsram.com/files/sheet/okapi-led-standard-post-top-and-side-mounting_tbd_ok-l-2-f-p-20-30-p60-or-p76-or-s60.pdf
https://catalog.tungsram.com/files/sheet/okapi-led-standard-post-top-and-side-mounting_tbd_ok-l-2-f-f-20-30-p60-or-p76-or-s60.pdf
https://catalog.tungsram.com/files/sheet/okapi-led-standard-post-top-and-side-mounting_tbd_ok-l-2-f-t-20-30-p60-or-p76-or-s60.pdf
https://catalog.tungsram.com/files/sheet/okapi-led-standard-post-top-and-side-mounting_tbd_ok-l-2-f-n-20-30-p60-or-p76-or-s60.pdf
https://catalog.tungsram.com/files/sheet/okapi-led-standard-post-top-and-side-mounting_tbd_ok-l-2-f-e-20-30-p60-or-p76-or-s60.pdf
https://catalog.tungsram.com/files/sheet/okapi-led-standard-post-top-and-side-mounting_tbd_ok-l-2-f-c-20-30-p60-or-p76-or-s60.pdf
https://catalog.tungsram.com/files/sheet/okapi-led-standard-post-top-and-side-mounting_tbd_ok-l-2-f-b-20-30-p60-or-p76-or-s60.pdf
https://catalog.tungsram.com/files/sheet/okapi-led-standard-post-top-and-side-mounting_tbd_ok-l-2-f-p-15-30-p60-or-p76-or-s60.pdf
https://catalog.tungsram.com/files/sheet/okapi-led-standard-post-top-and-side-mounting_tbd_ok-l-2-f-f-15-30-p60-or-p76-or-s60.pdf
https://catalog.tungsram.com/files/sheet/okapi-led-standard-post-top-and-side-mounting_tbd_ok-l-2-f-t-15-30-p60-or-p76-or-s60.pdf
https://catalog.tungsram.com/files/sheet/okapi-led-standard-post-top-and-side-mounting_tbd_ok-l-2-f-n-15-30-p60-or-p76-or-s60.pdf
https://catalog.tungsram.com/files/sheet/okapi-led-standard-post-top-and-side-mounting_tbd_ok-l-2-f-e-15-30-p60-or-p76-or-s60.pdf
https://catalog.tungsram.com/files/sheet/okapi-led-standard-post-top-and-side-mounting_tbd_ok-l-2-f-c-15-30-p60-or-p76-or-s60.pdf
https://catalog.tungsram.com/files/sheet/okapi-led-standard-post-top-and-side-mounting_tbd_ok-l-2-f-b-15-30-p60-or-p76-or-s60.pdf
https://catalog.tungsram.com/files/sheet/spinella-double-module_tbd_sp-h-2-f-u-90-40.pdf
https://catalog.tungsram.com/files/sheet/spinella-double-module_tbd_sp-h-2-f-u-90-30.pdf
https://catalog.tungsram.com/files/sheet/spinella-double-module_tbd_sp-h-2-f-u-230-40.pdf
https://catalog.tungsram.com/files/sheet/spinella-double-module_tbd_sp-h-2-f-u-230-30.pdf
https://catalog.tungsram.com/files/sheet/spinella-double-module_tbd_sp-h-2-f-u-190-40.pdf
https://catalog.tungsram.com/files/sheet/spinella-double-module_tbd_sp-h-2-f-u-190-30.pdf
https://catalog.tungsram.com/files/sheet/spinella-double-module_tbd_sp-h-2-f-u-156-40.pdf
https://catalog.tungsram.com/files/sheet/spinella-double-module_tbd_sp-h-2-f-u-156-30.pdf
https://catalog.tungsram.com/files/sheet/spinella-double-module_tbd_sp-h-2-f-u-128-40.pdf
https://catalog.tungsram.com/files/sheet/spinella-double-module_tbd_sp-h-2-f-u-128-30.pdf
https://catalog.tungsram.com/files/sheet/spinella-double-module_tbd_sp-h-2-f-u-108-40.pdf
https://catalog.tungsram.com/files/sheet/spinella-double-module_tbd_sp-h-2-f-u-108-30.pdf
https://catalog.tungsram.com/files/sheet/spinella-double-module_tbd_sp-h-2-f-t-90-40.pdf
https://catalog.tungsram.com/files/sheet/spinella-double-module_tbd_sp-h-2-f-t-90-30.pdf
https://catalog.tungsram.com/files/sheet/spinella-double-module_tbd_sp-h-2-f-t-230-40.pdf
https://catalog.tungsram.com/files/sheet/spinella-double-module_tbd_sp-h-2-f-t-230-30.pdf
https://catalog.tungsram.com/files/sheet/spinella-double-module_tbd_sp-h-2-f-t-190-40.pdf
https://catalog.tungsram.com/files/sheet/spinella-double-module_tbd_sp-h-2-f-t-190-30.pdf
https://catalog.tungsram.com/files/sheet/spinella-double-module_tbd_sp-h-2-f-t-156-40.pdf
https://catalog.tungsram.com/files/sheet/spinella-double-module_tbd_sp-h-2-f-t-156-30.pdf
https://catalog.tungsram.com/files/sheet/spinella-double-module_tbd_sp-h-2-f-t-128-40.pdf
https://catalog.tungsram.com/files/sheet/spinella-double-module_tbd_sp-h-2-f-t-128-30.pdf
https://catalog.tungsram.com/files/sheet/spinella-double-module_tbd_sp-h-2-f-t-108-40.pdf
https://catalog.tungsram.com/files/sheet/spinella-double-module_tbd_sp-h-2-f-t-108-30.pdf
https://catalog.tungsram.com/files/sheet/spinella-double-module_tbd_sp-h-2-f-p-90-40.pdf
https://catalog.tungsram.com/files/sheet/spinella-double-module_tbd_sp-h-2-f-p-90-30.pdf
https://catalog.tungsram.com/files/sheet/spinella-double-module_tbd_sp-h-2-f-p-230-40.pdf
https://catalog.tungsram.com/files/sheet/spinella-double-module_tbd_sp-h-2-f-p-230-30.pdf
https://catalog.tungsram.com/files/sheet/spinella-double-module_tbd_sp-h-2-f-p-190-40.pdf
https://catalog.tungsram.com/files/sheet/spinella-double-module_tbd_sp-h-2-f-p-190-30.pdf
https://catalog.tungsram.com/files/sheet/spinella-double-module_tbd_sp-h-2-f-p-156-40.pdf
https://catalog.tungsram.com/files/sheet/spinella-double-module_tbd_sp-h-2-f-p-156-30.pdf
https://catalog.tungsram.com/files/sheet/spinella-double-module_tbd_sp-h-2-f-p-128-40.pdf
https://catalog.tungsram.com/files/sheet/spinella-double-module_tbd_sp-h-2-f-p-128-30.pdf
https://catalog.tungsram.com/files/sheet/spinella-double-module_tbd_sp-h-2-f-p-108-40.pdf
https://catalog.tungsram.com/files/sheet/spinella-double-module_tbd_sp-h-2-f-p-108-30.pdf
https://catalog.tungsram.com/files/sheet/spinella-double-module_tbd_sp-h-2-f-n-90-40.pdf
https://catalog.tungsram.com/files/sheet/spinella-double-module_tbd_sp-h-2-f-n-90-30.pdf
https://catalog.tungsram.com/files/sheet/spinella-double-module_tbd_sp-h-2-f-n-230-40.pdf
https://catalog.tungsram.com/files/sheet/spinella-double-module_tbd_sp-h-2-f-n-230-30.pdf
https://catalog.tungsram.com/files/sheet/spinella-double-module_tbd_sp-h-2-f-n-190-40.pdf
https://catalog.tungsram.com/files/sheet/spinella-double-module_tbd_sp-h-2-f-n-190-30.pdf
https://catalog.tungsram.com/files/sheet/spinella-double-module_tbd_sp-h-2-f-n-156-40.pdf
https://catalog.tungsram.com/files/sheet/spinella-double-module_tbd_sp-h-2-f-n-156-30.pdf
https://catalog.tungsram.com/files/sheet/spinella-double-module_tbd_sp-h-2-f-n-128-40.pdf
https://catalog.tungsram.com/files/sheet/spinella-double-module_tbd_sp-h-2-f-n-128-30.pdf
https://catalog.tungsram.com/files/sheet/spinella-double-module_tbd_sp-h-2-f-n-108-40.pdf
https://catalog.tungsram.com/files/sheet/spinella-double-module_tbd_sp-h-2-f-n-108-30.pdf
https://catalog.tungsram.com/files/sheet/spinella-double-module_tbd_sp-h-2-f-f-90-40.pdf
https://catalog.tungsram.com/files/sheet/spinella-double-module_tbd_sp-h-2-f-f-90-30.pdf
https://catalog.tungsram.com/files/sheet/spinella-double-module_tbd_sp-h-2-f-f-230-40.pdf
https://catalog.tungsram.com/files/sheet/spinella-double-module_tbd_sp-h-2-f-f-230-30.pdf
https://catalog.tungsram.com/files/sheet/spinella-double-module_tbd_sp-h-2-f-f-190-40.pdf
https://catalog.tungsram.com/files/sheet/spinella-double-module_tbd_sp-h-2-f-f-190-30.pdf
https://catalog.tungsram.com/files/sheet/spinella-double-module_tbd_sp-h-2-f-f-156-40.pdf
https://catalog.tungsram.com/files/sheet/spinella-double-module_tbd_sp-h-2-f-f-156-30.pdf
https://catalog.tungsram.com/files/sheet/spinella-double-module_tbd_sp-h-2-f-f-128-40.pdf
https://catalog.tungsram.com/files/sheet/spinella-double-module_tbd_sp-h-2-f-f-128-30.pdf
https://catalog.tungsram.com/files/sheet/spinella-double-module_tbd_sp-h-2-f-f-108-40.pdf
https://catalog.tungsram.com/files/sheet/spinella-double-module_tbd_sp-h-2-f-f-108-30.pdf
https://catalog.tungsram.com/files/sheet/spinella-double-module_tbd_sp-h-2-f-e-90-40.pdf
https://catalog.tungsram.com/files/sheet/spinella-double-module_tbd_sp-h-2-f-e-90-30.pdf
https://catalog.tungsram.com/files/sheet/spinella-double-module_tbd_sp-h-2-f-e-230-40.pdf
https://catalog.tungsram.com/files/sheet/spinella-double-module_tbd_sp-h-2-f-e-230-30.pdf
https://catalog.tungsram.com/files/sheet/spinella-double-module_tbd_sp-h-2-f-e-190-40.pdf
https://catalog.tungsram.com/files/sheet/spinella-double-module_tbd_sp-h-2-f-e-190-30.pdf
https://catalog.tungsram.com/files/sheet/spinella-double-module_tbd_sp-h-2-f-e-156-40.pdf
https://catalog.tungsram.com/files/sheet/spinella-double-module_tbd_sp-h-2-f-e-156-30.pdf
https://catalog.tungsram.com/files/sheet/spinella-double-module_tbd_sp-h-2-f-e-128-40.pdf
https://catalog.tungsram.com/files/sheet/spinella-double-module_tbd_sp-h-2-f-e-128-30.pdf
https://catalog.tungsram.com/files/sheet/spinella-double-module_tbd_sp-h-2-f-e-108-40.pdf
https://catalog.tungsram.com/files/sheet/spinella-double-module_tbd_sp-h-2-f-e-108-30.pdf
https://catalog.tungsram.com/files/sheet/spinella-double-module_tbd_sp-h-2-f-c-90-40.pdf
https://catalog.tungsram.com/files/sheet/spinella-double-module_tbd_sp-h-2-f-c-90-30.pdf
https://catalog.tungsram.com/files/sheet/spinella-double-module_tbd_sp-h-2-f-c-230-40.pdf
https://catalog.tungsram.com/files/sheet/spinella-double-module_tbd_sp-h-2-f-c-230-30.pdf
https://catalog.tungsram.com/files/sheet/spinella-double-module_tbd_sp-h-2-f-c-190-40.pdf
https://catalog.tungsram.com/files/sheet/spinella-double-module_tbd_sp-h-2-f-c-190-30.pdf
https://catalog.tungsram.com/files/sheet/spinella-double-module_tbd_sp-h-2-f-c-156-40.pdf
https://catalog.tungsram.com/files/sheet/spinella-double-module_tbd_sp-h-2-f-c-156-30.pdf
https://catalog.tungsram.com/files/sheet/spinella-double-module_tbd_sp-h-2-f-c-128-40.pdf
https://catalog.tungsram.com/files/sheet/spinella-double-module_tbd_sp-h-2-f-c-128-30.pdf
https://catalog.tungsram.com/files/sheet/spinella-double-module_tbd_sp-h-2-f-c-108-40.pdf
https://catalog.tungsram.com/files/sheet/spinella-double-module_tbd_sp-h-2-f-c-108-30.pdf
https://catalog.tungsram.com/files/sheet/spinella-double-module_tbd_sp-h-2-f-b-90-40.pdf
https://catalog.tungsram.com/files/sheet/spinella-double-module_tbd_sp-h-2-f-b-90-30.pdf
https://catalog.tungsram.com/files/sheet/spinella-double-module_tbd_sp-h-2-f-b-230-40.pdf
https://catalog.tungsram.com/files/sheet/spinella-double-module_tbd_sp-h-2-f-b-230-30.pdf
https://catalog.tungsram.com/files/sheet/spinella-double-module_tbd_sp-h-2-f-b-190-40.pdf
https://catalog.tungsram.com/files/sheet/spinella-double-module_tbd_sp-h-2-f-b-190-30.pdf
https://catalog.tungsram.com/files/sheet/spinella-double-module_tbd_sp-h-2-f-b-156-40.pdf
https://catalog.tungsram.com/files/sheet/spinella-double-module_tbd_sp-h-2-f-b-156-30.pdf
https://catalog.tungsram.com/files/sheet/spinella-double-module_tbd_sp-h-2-f-b-128-40.pdf
https://catalog.tungsram.com/files/sheet/spinella-double-module_tbd_sp-h-2-f-b-128-30.pdf
https://catalog.tungsram.com/files/sheet/spinella-double-module_tbd_sp-h-2-f-b-108-40.pdf
https://catalog.tungsram.com/files/sheet/spinella-double-module_tbd_sp-h-2-f-b-108-30.pdf
https://catalog.tungsram.com/files/sheet/spinella-single-module_tbd_sp-l-2-f-f-19-50.pdf
https://catalog.tungsram.com/files/sheet/spinella-single-module_tbd_sp-l-2-f-s-19-50.pdf
https://catalog.tungsram.com/files/sheet/spinella-single-module_tbd_sp-l-2-f-r-19-50.pdf
https://catalog.tungsram.com/files/sheet/spinella-single-module_tbd_sp-l-2-f-t-19-50.pdf
https://catalog.tungsram.com/files/sheet/spinella-single-module_tbd_sp-l-2-f-u-19-50.pdf
https://catalog.tungsram.com/files/sheet/spinella-single-module_tbd_sp-l-2-f-p-19-50.pdf
https://catalog.tungsram.com/files/sheet/spinella-single-module_tbd_sp-l-2-f-n-19-50.pdf
https://catalog.tungsram.com/files/sheet/spinella-single-module_tbd_sp-l-2-f-e-19-50.pdf
https://catalog.tungsram.com/files/sheet/spinella-single-module_tbd_sp-l-2-f-c-19-50.pdf
https://catalog.tungsram.com/files/sheet/spinella-single-module_tbd_sp-l-2-f-b-19-50.pdf
https://catalog.tungsram.com/files/sheet/spinella-single-module_tbd_sp-l-2-f-f-15-50.pdf
https://catalog.tungsram.com/files/sheet/spinella-single-module_tbd_sp-l-2-f-s-15-50.pdf
https://catalog.tungsram.com/files/sheet/spinella-single-module_tbd_sp-l-2-f-r-15-50.pdf
https://catalog.tungsram.com/files/sheet/spinella-single-module_tbd_sp-l-2-f-t-15-50.pdf
https://catalog.tungsram.com/files/sheet/spinella-single-module_tbd_sp-l-2-f-u-15-50.pdf
https://catalog.tungsram.com/files/sheet/spinella-single-module_tbd_sp-l-2-f-p-15-50.pdf
https://catalog.tungsram.com/files/sheet/spinella-single-module_tbd_sp-l-2-f-n-15-50.pdf
https://catalog.tungsram.com/files/sheet/spinella-single-module_tbd_sp-l-2-f-e-15-50.pdf
https://catalog.tungsram.com/files/sheet/spinella-single-module_tbd_sp-l-2-f-c-15-50.pdf
https://catalog.tungsram.com/files/sheet/spinella-single-module_tbd_sp-l-2-f-b-15-50.pdf
https://catalog.tungsram.com/files/sheet/spinella-single-module_tbd_sp-l-2-f-f-19-40.pdf
https://catalog.tungsram.com/files/sheet/spinella-single-module_tbd_sp-l-2-f-s-19-40.pdf
https://catalog.tungsram.com/files/sheet/spinella-single-module_tbd_sp-l-2-f-r-19-40.pdf
https://catalog.tungsram.com/files/sheet/spinella-single-module_tbd_sp-l-2-f-t-19-40.pdf
https://catalog.tungsram.com/files/sheet/spinella-single-module_tbd_sp-l-2-f-u-19-40.pdf
https://catalog.tungsram.com/files/sheet/spinella-single-module_tbd_sp-l-2-f-p-19-40.pdf
https://catalog.tungsram.com/files/sheet/spinella-single-module_tbd_sp-l-2-f-n-19-40.pdf
https://catalog.tungsram.com/files/sheet/spinella-single-module_tbd_sp-l-2-f-e-19-40.pdf
https://catalog.tungsram.com/files/sheet/spinella-single-module_tbd_sp-l-2-f-c-19-40.pdf
https://catalog.tungsram.com/files/sheet/spinella-single-module_tbd_sp-l-2-f-b-19-40.pdf
https://catalog.tungsram.com/files/sheet/spinella-single-module_tbd_sp-l-2-f-f-15-40.pdf
https://catalog.tungsram.com/files/sheet/spinella-single-module_tbd_sp-l-2-f-s-15-40.pdf
https://catalog.tungsram.com/files/sheet/spinella-single-module_tbd_sp-l-2-f-r-15-40.pdf
https://catalog.tungsram.com/files/sheet/spinella-single-module_tbd_sp-l-2-f-t-15-40.pdf
https://catalog.tungsram.com/files/sheet/spinella-single-module_tbd_sp-l-2-f-u-15-40.pdf
https://catalog.tungsram.com/files/sheet/spinella-single-module_tbd_sp-l-2-f-p-15-40.pdf
https://catalog.tungsram.com/files/sheet/spinella-single-module_tbd_sp-l-2-f-n-15-40.pdf
https://catalog.tungsram.com/files/sheet/spinella-single-module_tbd_sp-l-2-f-e-15-40.pdf
https://catalog.tungsram.com/files/sheet/spinella-single-module_tbd_sp-l-2-f-c-15-40.pdf
https://catalog.tungsram.com/files/sheet/spinella-single-module_tbd_sp-l-2-f-b-15-40.pdf
https://catalog.tungsram.com/files/sheet/spinella-single-module_tbd_sp-l-2-f-f-19-30.pdf
https://catalog.tungsram.com/files/sheet/spinella-single-module_tbd_sp-l-2-f-s-19-30.pdf
https://catalog.tungsram.com/files/sheet/spinella-single-module_tbd_sp-l-2-f-r-19-30.pdf
https://catalog.tungsram.com/files/sheet/spinella-single-module_tbd_sp-l-2-f-t-19-30.pdf
https://catalog.tungsram.com/files/sheet/spinella-single-module_tbd_sp-l-2-f-u-19-30.pdf
https://catalog.tungsram.com/files/sheet/spinella-single-module_tbd_sp-l-2-f-p-19-30.pdf
https://catalog.tungsram.com/files/sheet/spinella-single-module_tbd_sp-l-2-f-n-19-30.pdf
https://catalog.tungsram.com/files/sheet/spinella-single-module_tbd_sp-l-2-f-e-19-30.pdf
https://catalog.tungsram.com/files/sheet/spinella-single-module_tbd_sp-l-2-f-c-19-30.pdf
https://catalog.tungsram.com/files/sheet/spinella-single-module_tbd_sp-l-2-f-b-19-30.pdf
https://catalog.tungsram.com/files/sheet/spinella-single-module_tbd_sp-l-2-f-f-15-30.pdf
https://catalog.tungsram.com/files/sheet/spinella-single-module_tbd_sp-l-2-f-s-15-30.pdf
https://catalog.tungsram.com/files/sheet/spinella-single-module_tbd_sp-l-2-f-r-15-30.pdf
https://catalog.tungsram.com/files/sheet/spinella-single-module_tbd_sp-l-2-f-t-15-30.pdf
https://catalog.tungsram.com/files/sheet/spinella-single-module_tbd_sp-l-2-f-u-15-30.pdf
https://catalog.tungsram.com/files/sheet/spinella-single-module_tbd_sp-l-2-f-p-15-30.pdf
https://catalog.tungsram.com/files/sheet/spinella-single-module_tbd_sp-l-2-f-n-15-30.pdf
https://catalog.tungsram.com/files/sheet/spinella-single-module_tbd_sp-l-2-f-e-15-30.pdf
https://catalog.tungsram.com/files/sheet/spinella-single-module_tbd_sp-l-2-f-c-15-30.pdf
https://catalog.tungsram.com/files/sheet/spinella-single-module_tbd_sp-l-2-f-b-15-30.pdf
https://catalog.tungsram.com/files/sheet/spinella-single-module_tbd_sp-l-2-f-f-124-50.pdf
https://catalog.tungsram.com/files/sheet/spinella-single-module_tbd_sp-l-2-f-s-124-50.pdf
https://catalog.tungsram.com/files/sheet/spinella-single-module_tbd_sp-l-2-f-r-124-50.pdf
https://catalog.tungsram.com/files/sheet/spinella-single-module_tbd_sp-l-2-f-t-124-50.pdf
https://catalog.tungsram.com/files/sheet/spinella-single-module_tbd_sp-l-2-f-u-124-50.pdf
https://catalog.tungsram.com/files/sheet/spinella-single-module_tbd_sp-l-2-f-p-124-50.pdf
https://catalog.tungsram.com/files/sheet/spinella-single-module_tbd_sp-l-2-f-n-124-50.pdf
https://catalog.tungsram.com/files/sheet/spinella-single-module_tbd_sp-l-2-f-e-124-50.pdf
https://catalog.tungsram.com/files/sheet/spinella-single-module_tbd_sp-l-2-f-c-124-50.pdf
https://catalog.tungsram.com/files/sheet/spinella-single-module_tbd_sp-l-2-f-b-124-50.pdf
https://catalog.tungsram.com/files/sheet/spinella-single-module_tbd_sp-l-2-f-f-118-50.pdf
https://catalog.tungsram.com/files/sheet/spinella-single-module_tbd_sp-l-2-f-s-118-50.pdf
https://catalog.tungsram.com/files/sheet/spinella-single-module_tbd_sp-l-2-f-r-118-50.pdf
https://catalog.tungsram.com/files/sheet/spinella-single-module_tbd_sp-l-2-f-t-118-50.pdf
https://catalog.tungsram.com/files/sheet/spinella-single-module_tbd_sp-l-2-f-u-118-50.pdf
https://catalog.tungsram.com/files/sheet/spinella-single-module_tbd_sp-l-2-f-p-118-50.pdf
https://catalog.tungsram.com/files/sheet/spinella-single-module_tbd_sp-l-2-f-n-118-50.pdf
https://catalog.tungsram.com/files/sheet/spinella-single-module_tbd_sp-l-2-f-e-118-50.pdf
https://catalog.tungsram.com/files/sheet/spinella-single-module_tbd_sp-l-2-f-c-118-50.pdf
https://catalog.tungsram.com/files/sheet/spinella-single-module_tbd_sp-l-2-f-b-118-50.pdf
https://catalog.tungsram.com/files/sheet/spinella-single-module_tbd_sp-l-2-f-f-104-50.pdf
https://catalog.tungsram.com/files/sheet/spinella-single-module_tbd_sp-l-2-f-s-104-50.pdf
https://catalog.tungsram.com/files/sheet/spinella-single-module_tbd_sp-l-2-f-r-104-50.pdf
https://catalog.tungsram.com/files/sheet/spinella-single-module_tbd_sp-l-2-f-t-104-50.pdf
https://catalog.tungsram.com/files/sheet/spinella-single-module_tbd_sp-l-2-f-u-104-50.pdf
https://catalog.tungsram.com/files/sheet/spinella-single-module_tbd_sp-l-2-f-p-104-50.pdf
https://catalog.tungsram.com/files/sheet/spinella-single-module_tbd_sp-l-2-f-n-104-50.pdf
https://catalog.tungsram.com/files/sheet/spinella-single-module_tbd_sp-l-2-f-e-104-50.pdf
https://catalog.tungsram.com/files/sheet/spinella-single-module_tbd_sp-l-2-f-c-104-50.pdf
https://catalog.tungsram.com/files/sheet/spinella-single-module_tbd_sp-l-2-f-b-104-50.pdf
https://catalog.tungsram.com/files/sheet/spinella-single-module_tbd_sp-l-2-f-f-90-50.pdf
https://catalog.tungsram.com/files/sheet/spinella-single-module_tbd_sp-l-2-f-s-90-50.pdf
https://catalog.tungsram.com/files/sheet/spinella-single-module_tbd_sp-l-2-f-r-90-50.pdf
https://catalog.tungsram.com/files/sheet/spinella-single-module_tbd_sp-l-2-f-t-90-50.pdf
https://catalog.tungsram.com/files/sheet/spinella-single-module_tbd_sp-l-2-f-u-90-50.pdf
https://catalog.tungsram.com/files/sheet/spinella-single-module_tbd_sp-l-2-f-p-90-50.pdf
https://catalog.tungsram.com/files/sheet/spinella-single-module_tbd_sp-l-2-f-n-90-50.pdf
https://catalog.tungsram.com/files/sheet/spinella-single-module_tbd_sp-l-2-f-e-90-50.pdf
https://catalog.tungsram.com/files/sheet/spinella-single-module_tbd_sp-l-2-f-c-90-50.pdf
https://catalog.tungsram.com/files/sheet/spinella-single-module_tbd_sp-l-2-f-b-90-50.pdf
https://catalog.tungsram.com/files/sheet/spinella-single-module_tbd_sp-l-2-f-f-124-40.pdf
https://catalog.tungsram.com/files/sheet/spinella-single-module_tbd_sp-l-2-f-s-124-40.pdf
https://catalog.tungsram.com/files/sheet/spinella-single-module_tbd_sp-l-2-f-r-124-40.pdf
https://catalog.tungsram.com/files/sheet/spinella-single-module_tbd_sp-l-2-f-t-124-40.pdf
https://catalog.tungsram.com/files/sheet/spinella-single-module_tbd_sp-l-2-f-u-124-40.pdf
https://catalog.tungsram.com/files/sheet/spinella-single-module_tbd_sp-l-2-f-p-124-40.pdf
https://catalog.tungsram.com/files/sheet/spinella-single-module_tbd_sp-l-2-f-n-124-40.pdf
https://catalog.tungsram.com/files/sheet/spinella-single-module_tbd_sp-l-2-f-e-124-40.pdf
https://catalog.tungsram.com/files/sheet/spinella-single-module_tbd_sp-l-2-f-c-124-40.pdf
https://catalog.tungsram.com/files/sheet/spinella-single-module_tbd_sp-l-2-f-b-124-40.pdf
https://catalog.tungsram.com/files/sheet/spinella-single-module_tbd_sp-l-2-f-f-118-40.pdf
https://catalog.tungsram.com/files/sheet/spinella-single-module_tbd_sp-l-2-f-s-118-40.pdf
https://catalog.tungsram.com/files/sheet/spinella-single-module_tbd_sp-l-2-f-r-118-40.pdf
https://catalog.tungsram.com/files/sheet/spinella-single-module_tbd_sp-l-2-f-t-118-40.pdf
https://catalog.tungsram.com/files/sheet/spinella-single-module_tbd_sp-l-2-f-u-118-40.pdf
https://catalog.tungsram.com/files/sheet/spinella-single-module_tbd_sp-l-2-f-p-118-40.pdf
https://catalog.tungsram.com/files/sheet/spinella-single-module_tbd_sp-l-2-f-n-118-40.pdf
https://catalog.tungsram.com/files/sheet/spinella-single-module_tbd_sp-l-2-f-e-118-40.pdf
https://catalog.tungsram.com/files/sheet/spinella-single-module_tbd_sp-l-2-f-c-118-40.pdf
https://catalog.tungsram.com/files/sheet/spinella-single-module_tbd_sp-l-2-f-b-118-40.pdf
https://catalog.tungsram.com/files/sheet/spinella-single-module_tbd_sp-l-2-f-f-104-40.pdf
https://catalog.tungsram.com/files/sheet/spinella-single-module_tbd_sp-l-2-f-s-104-40.pdf
https://catalog.tungsram.com/files/sheet/spinella-single-module_tbd_sp-l-2-f-r-104-40.pdf
https://catalog.tungsram.com/files/sheet/spinella-single-module_tbd_sp-l-2-f-t-104-40.pdf
https://catalog.tungsram.com/files/sheet/spinella-single-module_tbd_sp-l-2-f-u-104-40.pdf
https://catalog.tungsram.com/files/sheet/spinella-single-module_tbd_sp-l-2-f-p-104-40.pdf
https://catalog.tungsram.com/files/sheet/spinella-single-module_tbd_sp-l-2-f-n-104-40.pdf
https://catalog.tungsram.com/files/sheet/spinella-single-module_tbd_sp-l-2-f-e-104-40.pdf
https://catalog.tungsram.com/files/sheet/spinella-single-module_tbd_sp-l-2-f-c-104-40.pdf
https://catalog.tungsram.com/files/sheet/spinella-single-module_tbd_sp-l-2-f-b-104-40.pdf
https://catalog.tungsram.com/files/sheet/spinella-single-module_tbd_sp-l-2-f-f-90-40.pdf
https://catalog.tungsram.com/files/sheet/spinella-single-module_tbd_sp-l-2-f-s-90-40.pdf
https://catalog.tungsram.com/files/sheet/spinella-single-module_tbd_sp-l-2-f-r-90-40.pdf
https://catalog.tungsram.com/files/sheet/spinella-single-module_tbd_sp-l-2-f-t-90-40.pdf
https://catalog.tungsram.com/files/sheet/spinella-single-module_tbd_sp-l-2-f-u-90-40.pdf
https://catalog.tungsram.com/files/sheet/spinella-single-module_tbd_sp-l-2-f-p-90-40.pdf
https://catalog.tungsram.com/files/sheet/spinella-single-module_tbd_sp-l-2-f-n-90-40.pdf
https://catalog.tungsram.com/files/sheet/spinella-single-module_tbd_sp-l-2-f-e-90-40.pdf
https://catalog.tungsram.com/files/sheet/spinella-single-module_tbd_sp-l-2-f-c-90-40.pdf
https://catalog.tungsram.com/files/sheet/spinella-single-module_tbd_sp-l-2-f-b-90-40.pdf
https://catalog.tungsram.com/files/sheet/spinella-single-module_tbd_sp-l-2-f-f-124-30.pdf
https://catalog.tungsram.com/files/sheet/spinella-single-module_tbd_sp-l-2-f-s-124-30.pdf
https://catalog.tungsram.com/files/sheet/spinella-single-module_tbd_sp-l-2-f-r-124-30.pdf
https://catalog.tungsram.com/files/sheet/spinella-single-module_tbd_sp-l-2-f-t-124-30.pdf
https://catalog.tungsram.com/files/sheet/spinella-single-module_tbd_sp-l-2-f-u-124-30.pdf
https://catalog.tungsram.com/files/sheet/spinella-single-module_tbd_sp-l-2-f-p-124-30.pdf
https://catalog.tungsram.com/files/sheet/spinella-single-module_tbd_sp-l-2-f-n-124-30.pdf
https://catalog.tungsram.com/files/sheet/spinella-single-module_tbd_sp-l-2-f-e-124-30.pdf
https://catalog.tungsram.com/files/sheet/spinella-single-module_tbd_sp-l-2-f-c-124-30.pdf
https://catalog.tungsram.com/files/sheet/spinella-single-module_tbd_sp-l-2-f-b-124-30.pdf
https://catalog.tungsram.com/files/sheet/spinella-single-module_tbd_sp-l-2-f-f-118-30.pdf
https://catalog.tungsram.com/files/sheet/spinella-single-module_tbd_sp-l-2-f-s-118-30.pdf
https://catalog.tungsram.com/files/sheet/spinella-single-module_tbd_sp-l-2-f-r-118-30.pdf
https://catalog.tungsram.com/files/sheet/spinella-single-module_tbd_sp-l-2-f-t-118-30.pdf
https://catalog.tungsram.com/files/sheet/spinella-single-module_tbd_sp-l-2-f-u-118-30.pdf
https://catalog.tungsram.com/files/sheet/spinella-single-module_tbd_sp-l-2-f-p-118-30.pdf
https://catalog.tungsram.com/files/sheet/spinella-single-module_tbd_sp-l-2-f-n-118-30.pdf
https://catalog.tungsram.com/files/sheet/spinella-single-module_tbd_sp-l-2-f-e-118-30.pdf
https://catalog.tungsram.com/files/sheet/spinella-single-module_tbd_sp-l-2-f-c-118-30.pdf
https://catalog.tungsram.com/files/sheet/spinella-single-module_tbd_sp-l-2-f-b-118-30.pdf
https://catalog.tungsram.com/files/sheet/spinella-single-module_tbd_sp-l-2-f-f-104-30.pdf
https://catalog.tungsram.com/files/sheet/spinella-single-module_tbd_sp-l-2-f-s-104-30.pdf
https://catalog.tungsram.com/files/sheet/spinella-single-module_tbd_sp-l-2-f-r-104-30.pdf
https://catalog.tungsram.com/files/sheet/spinella-single-module_tbd_sp-l-2-f-t-104-30.pdf
https://catalog.tungsram.com/files/sheet/spinella-single-module_tbd_sp-l-2-f-u-104-30.pdf
https://catalog.tungsram.com/files/sheet/spinella-single-module_tbd_sp-l-2-f-p-104-30.pdf
https://catalog.tungsram.com/files/sheet/spinella-single-module_tbd_sp-l-2-f-n-104-30.pdf
https://catalog.tungsram.com/files/sheet/spinella-single-module_tbd_sp-l-2-f-e-104-30.pdf
https://catalog.tungsram.com/files/sheet/spinella-single-module_tbd_sp-l-2-f-c-104-30.pdf
https://catalog.tungsram.com/files/sheet/spinella-single-module_tbd_sp-l-2-f-b-104-30.pdf
https://catalog.tungsram.com/files/sheet/spinella-single-module_tbd_sp-l-2-f-f-90-30.pdf
https://catalog.tungsram.com/files/sheet/spinella-single-module_tbd_sp-l-2-f-s-90-30.pdf
https://catalog.tungsram.com/files/sheet/spinella-single-module_tbd_sp-l-2-f-r-90-30.pdf
https://catalog.tungsram.com/files/sheet/spinella-single-module_tbd_sp-l-2-f-t-90-30.pdf
https://catalog.tungsram.com/files/sheet/spinella-single-module_tbd_sp-l-2-f-u-90-30.pdf
https://catalog.tungsram.com/files/sheet/spinella-single-module_tbd_sp-l-2-f-p-90-30.pdf
https://catalog.tungsram.com/files/sheet/spinella-single-module_tbd_sp-l-2-f-n-90-30.pdf
https://catalog.tungsram.com/files/sheet/spinella-single-module_tbd_sp-l-2-f-e-90-30.pdf
https://catalog.tungsram.com/files/sheet/spinella-single-module_tbd_sp-l-2-f-c-90-30.pdf
https://catalog.tungsram.com/files/sheet/spinella-single-module_tbd_sp-l-2-f-b-90-30.pdf
https://catalog.tungsram.com/files/sheet/spinella-single-module_tbd_sp-l-2-f-f-67-50.pdf
https://catalog.tungsram.com/files/sheet/spinella-single-module_tbd_sp-l-2-f-s-67-50.pdf
https://catalog.tungsram.com/files/sheet/spinella-single-module_tbd_sp-l-2-f-r-67-50.pdf
https://catalog.tungsram.com/files/sheet/spinella-single-module_tbd_sp-l-2-f-t-67-50.pdf
https://catalog.tungsram.com/files/sheet/spinella-single-module_tbd_sp-l-2-f-u-67-50.pdf
https://catalog.tungsram.com/files/sheet/spinella-single-module_tbd_sp-l-2-f-p-67-50.pdf
https://catalog.tungsram.com/files/sheet/spinella-single-module_tbd_sp-l-2-f-n-67-50.pdf
https://catalog.tungsram.com/files/sheet/spinella-single-module_tbd_sp-l-2-f-e-67-50.pdf
https://catalog.tungsram.com/files/sheet/spinella-single-module_tbd_sp-l-2-f-c-67-50.pdf
https://catalog.tungsram.com/files/sheet/spinella-single-module_tbd_sp-l-2-f-b-67-50.pdf
https://catalog.tungsram.com/files/sheet/spinella-single-module_tbd_sp-l-2-f-f-67-40.pdf
https://catalog.tungsram.com/files/sheet/spinella-single-module_tbd_sp-l-2-f-s-67-40.pdf
https://catalog.tungsram.com/files/sheet/spinella-single-module_tbd_sp-l-2-f-r-67-40.pdf
https://catalog.tungsram.com/files/sheet/spinella-single-module_tbd_sp-l-2-f-t-67-40.pdf
https://catalog.tungsram.com/files/sheet/spinella-single-module_tbd_sp-l-2-f-u-67-40.pdf
https://catalog.tungsram.com/files/sheet/spinella-single-module_tbd_sp-l-2-f-p-67-40.pdf
https://catalog.tungsram.com/files/sheet/spinella-single-module_tbd_sp-l-2-f-n-67-40.pdf
https://catalog.tungsram.com/files/sheet/spinella-single-module_tbd_sp-l-2-f-e-67-40.pdf
https://catalog.tungsram.com/files/sheet/spinella-single-module_tbd_sp-l-2-f-c-67-40.pdf
https://catalog.tungsram.com/files/sheet/spinella-single-module_tbd_sp-l-2-f-b-67-40.pdf
https://catalog.tungsram.com/files/sheet/spinella-single-module_tbd_sp-l-2-f-f-67-30.pdf
https://catalog.tungsram.com/files/sheet/spinella-single-module_tbd_sp-l-2-f-s-67-30.pdf
https://catalog.tungsram.com/files/sheet/spinella-single-module_tbd_sp-l-2-f-r-67-30.pdf
https://catalog.tungsram.com/files/sheet/spinella-single-module_tbd_sp-l-2-f-t-67-30.pdf
https://catalog.tungsram.com/files/sheet/spinella-single-module_tbd_sp-l-2-f-u-67-30.pdf
https://catalog.tungsram.com/files/sheet/spinella-single-module_tbd_sp-l-2-f-p-67-30.pdf
https://catalog.tungsram.com/files/sheet/spinella-single-module_tbd_sp-l-2-f-n-67-30.pdf
https://catalog.tungsram.com/files/sheet/spinella-single-module_tbd_sp-l-2-f-e-67-30.pdf
https://catalog.tungsram.com/files/sheet/spinella-single-module_tbd_sp-l-2-f-c-67-30.pdf
https://catalog.tungsram.com/files/sheet/spinella-single-module_tbd_sp-l-2-f-b-67-30.pdf
https://catalog.tungsram.com/files/sheet/spinella-single-module_tbd_sp-l-2-f-f-52-50.pdf
https://catalog.tungsram.com/files/sheet/spinella-single-module_tbd_sp-l-2-f-s-52-50.pdf
https://catalog.tungsram.com/files/sheet/spinella-single-module_tbd_sp-l-2-f-r-52-50.pdf
https://catalog.tungsram.com/files/sheet/spinella-single-module_tbd_sp-l-2-f-t-52-50.pdf
https://catalog.tungsram.com/files/sheet/spinella-single-module_tbd_sp-l-2-f-u-52-50.pdf
https://catalog.tungsram.com/files/sheet/spinella-single-module_tbd_sp-l-2-f-p-52-50.pdf
https://catalog.tungsram.com/files/sheet/spinella-single-module_tbd_sp-l-2-f-n-52-50.pdf
https://catalog.tungsram.com/files/sheet/spinella-single-module_tbd_sp-l-2-f-e-52-50.pdf
https://catalog.tungsram.com/files/sheet/spinella-single-module_tbd_sp-l-2-f-c-52-50.pdf
https://catalog.tungsram.com/files/sheet/spinella-single-module_tbd_sp-l-2-f-b-52-50.pdf
https://catalog.tungsram.com/files/sheet/spinella-single-module_tbd_sp-l-2-f-f-44-50.pdf
https://catalog.tungsram.com/files/sheet/spinella-single-module_tbd_sp-l-2-f-s-44-50.pdf
https://catalog.tungsram.com/files/sheet/spinella-single-module_tbd_sp-l-2-f-r-44-50.pdf
https://catalog.tungsram.com/files/sheet/spinella-single-module_tbd_sp-l-2-f-t-44-50.pdf
https://catalog.tungsram.com/files/sheet/spinella-single-module_tbd_sp-l-2-f-u-44-50.pdf
https://catalog.tungsram.com/files/sheet/spinella-single-module_tbd_sp-l-2-f-p-44-50.pdf
https://catalog.tungsram.com/files/sheet/spinella-single-module_tbd_sp-l-2-f-n-44-50.pdf
https://catalog.tungsram.com/files/sheet/spinella-single-module_tbd_sp-l-2-f-e-44-50.pdf
https://catalog.tungsram.com/files/sheet/spinella-single-module_tbd_sp-l-2-f-c-44-50.pdf
https://catalog.tungsram.com/files/sheet/spinella-single-module_tbd_sp-l-2-f-b-44-50.pdf
https://catalog.tungsram.com/files/sheet/spinella-single-module_tbd_sp-l-2-f-f-28-50.pdf
https://catalog.tungsram.com/files/sheet/spinella-single-module_tbd_sp-l-2-f-s-28-50.pdf
https://catalog.tungsram.com/files/sheet/spinella-single-module_tbd_sp-l-2-f-r-28-50.pdf
https://catalog.tungsram.com/files/sheet/spinella-single-module_tbd_sp-l-2-f-t-28-50.pdf
https://catalog.tungsram.com/files/sheet/spinella-single-module_tbd_sp-l-2-f-u-28-50.pdf
https://catalog.tungsram.com/files/sheet/spinella-single-module_tbd_sp-l-2-f-p-28-50.pdf
https://catalog.tungsram.com/files/sheet/spinella-single-module_tbd_sp-l-2-f-n-28-50.pdf
https://catalog.tungsram.com/files/sheet/spinella-single-module_tbd_sp-l-2-f-e-28-50.pdf
https://catalog.tungsram.com/files/sheet/spinella-single-module_tbd_sp-l-2-f-c-28-50.pdf
https://catalog.tungsram.com/files/sheet/spinella-single-module_tbd_sp-l-2-f-b-28-50.pdf
https://catalog.tungsram.com/files/sheet/spinella-single-module_tbd_sp-l-2-f-f-52-40.pdf
https://catalog.tungsram.com/files/sheet/spinella-single-module_tbd_sp-l-2-f-s-52-40.pdf
https://catalog.tungsram.com/files/sheet/spinella-single-module_tbd_sp-l-2-f-r-52-40.pdf
https://catalog.tungsram.com/files/sheet/spinella-single-module_tbd_sp-l-2-f-t-52-40.pdf
https://catalog.tungsram.com/files/sheet/spinella-single-module_tbd_sp-l-2-f-u-52-40.pdf
https://catalog.tungsram.com/files/sheet/spinella-single-module_tbd_sp-l-2-f-p-52-40.pdf
https://catalog.tungsram.com/files/sheet/spinella-single-module_tbd_sp-l-2-f-n-52-40.pdf
https://catalog.tungsram.com/files/sheet/spinella-single-module_tbd_sp-l-2-f-e-52-40.pdf
https://catalog.tungsram.com/files/sheet/spinella-single-module_tbd_sp-l-2-f-c-52-40.pdf
https://catalog.tungsram.com/files/sheet/spinella-single-module_tbd_sp-l-2-f-b-52-40.pdf
https://catalog.tungsram.com/files/sheet/spinella-single-module_tbd_sp-l-2-f-f-44-40.pdf
https://catalog.tungsram.com/files/sheet/spinella-single-module_tbd_sp-l-2-f-s-44-40.pdf
https://catalog.tungsram.com/files/sheet/spinella-single-module_tbd_sp-l-2-f-r-44-40.pdf
https://catalog.tungsram.com/files/sheet/spinella-single-module_tbd_sp-l-2-f-t-44-40.pdf
https://catalog.tungsram.com/files/sheet/spinella-single-module_tbd_sp-l-2-f-u-44-40.pdf
https://catalog.tungsram.com/files/sheet/spinella-single-module_tbd_sp-l-2-f-p-44-40.pdf
https://catalog.tungsram.com/files/sheet/spinella-single-module_tbd_sp-l-2-f-n-44-40.pdf
https://catalog.tungsram.com/files/sheet/spinella-single-module_tbd_sp-l-2-f-e-44-40.pdf
https://catalog.tungsram.com/files/sheet/spinella-single-module_tbd_sp-l-2-f-c-44-40.pdf
https://catalog.tungsram.com/files/sheet/spinella-single-module_tbd_sp-l-2-f-b-44-40.pdf
https://catalog.tungsram.com/files/sheet/spinella-single-module_tbd_sp-l-2-f-f-28-40.pdf
https://catalog.tungsram.com/files/sheet/spinella-single-module_tbd_sp-l-2-f-s-28-40.pdf
https://catalog.tungsram.com/files/sheet/spinella-single-module_tbd_sp-l-2-f-r-28-40.pdf
https://catalog.tungsram.com/files/sheet/spinella-single-module_tbd_sp-l-2-f-t-28-40.pdf
https://catalog.tungsram.com/files/sheet/spinella-single-module_tbd_sp-l-2-f-u-28-40.pdf
https://catalog.tungsram.com/files/sheet/spinella-single-module_tbd_sp-l-2-f-p-28-40.pdf
https://catalog.tungsram.com/files/sheet/spinella-single-module_tbd_sp-l-2-f-n-28-40.pdf
https://catalog.tungsram.com/files/sheet/spinella-single-module_tbd_sp-l-2-f-e-28-40.pdf
https://catalog.tungsram.com/files/sheet/spinella-single-module_tbd_sp-l-2-f-c-28-40.pdf
https://catalog.tungsram.com/files/sheet/spinella-single-module_tbd_sp-l-2-f-b-28-40.pdf
https://catalog.tungsram.com/files/sheet/spinella-single-module_tbd_sp-l-2-f-f-52-30.pdf
https://catalog.tungsram.com/files/sheet/spinella-single-module_tbd_sp-l-2-f-s-52-30.pdf
https://catalog.tungsram.com/files/sheet/spinella-single-module_tbd_sp-l-2-f-r-52-30.pdf
https://catalog.tungsram.com/files/sheet/spinella-single-module_tbd_sp-l-2-f-t-52-30.pdf
https://catalog.tungsram.com/files/sheet/spinella-single-module_tbd_sp-l-2-f-u-52-30.pdf
https://catalog.tungsram.com/files/sheet/spinella-single-module_tbd_sp-l-2-f-p-52-30.pdf
https://catalog.tungsram.com/files/sheet/spinella-single-module_tbd_sp-l-2-f-n-52-30.pdf
https://catalog.tungsram.com/files/sheet/spinella-single-module_tbd_sp-l-2-f-e-52-30.pdf
https://catalog.tungsram.com/files/sheet/spinella-single-module_tbd_sp-l-2-f-c-52-30.pdf
https://catalog.tungsram.com/files/sheet/spinella-single-module_tbd_sp-l-2-f-b-52-30.pdf
https://catalog.tungsram.com/files/sheet/spinella-single-module_tbd_sp-l-2-f-f-44-30.pdf
https://catalog.tungsram.com/files/sheet/spinella-single-module_tbd_sp-l-2-f-s-44-30.pdf
https://catalog.tungsram.com/files/sheet/spinella-single-module_tbd_sp-l-2-f-r-44-30.pdf
https://catalog.tungsram.com/files/sheet/spinella-single-module_tbd_sp-l-2-f-t-44-30.pdf
https://catalog.tungsram.com/files/sheet/spinella-single-module_tbd_sp-l-2-f-u-44-30.pdf
https://catalog.tungsram.com/files/sheet/spinella-single-module_tbd_sp-l-2-f-p-44-30.pdf
https://catalog.tungsram.com/files/sheet/spinella-single-module_tbd_sp-l-2-f-n-44-30.pdf
https://catalog.tungsram.com/files/sheet/spinella-single-module_tbd_sp-l-2-f-e-44-30.pdf
https://catalog.tungsram.com/files/sheet/spinella-single-module_tbd_sp-l-2-f-c-44-30.pdf
https://catalog.tungsram.com/files/sheet/spinella-single-module_tbd_sp-l-2-f-b-44-30.pdf
https://catalog.tungsram.com/files/sheet/spinella-single-module_tbd_sp-l-2-f-f-28-30.pdf
https://catalog.tungsram.com/files/sheet/spinella-single-module_tbd_sp-l-2-f-s-28-30.pdf
https://catalog.tungsram.com/files/sheet/spinella-single-module_tbd_sp-l-2-f-r-28-30.pdf
https://catalog.tungsram.com/files/sheet/spinella-single-module_tbd_sp-l-2-f-t-28-30.pdf
https://catalog.tungsram.com/files/sheet/spinella-single-module_tbd_sp-l-2-f-u-28-30.pdf
https://catalog.tungsram.com/files/sheet/spinella-single-module_tbd_sp-l-2-f-p-28-30.pdf
https://catalog.tungsram.com/files/sheet/spinella-single-module_tbd_sp-l-2-f-n-28-30.pdf
https://catalog.tungsram.com/files/sheet/spinella-single-module_tbd_sp-l-2-f-e-28-30.pdf
https://catalog.tungsram.com/files/sheet/spinella-single-module_tbd_sp-l-2-f-c-28-30.pdf
https://catalog.tungsram.com/files/sheet/spinella-single-module_tbd_sp-l-2-f-b-28-30.pdf
https://catalog.tungsram.com/files/sheet/tlbt-tmbt_tbd_tmbt-3-f-e1-151-4.pdf
https://catalog.tungsram.com/files/sheet/tlbt-tmbt_tbd_tmbt-3-f-d1-151-4.pdf
https://catalog.tungsram.com/files/sheet/tlbt-tmbt_tbd_tmbt-3-f-cx-151-4.pdf
https://catalog.tungsram.com/files/sheet/tlbt-tmbt_tbd_tmbt-3-f-b1-151-4.pdf
https://catalog.tungsram.com/files/sheet/tlbt-tmbt_tbd_tmbt-3-f-ax-151-4.pdf
https://catalog.tungsram.com/files/sheet/tlbt-tmbt_tbd_tmbt-3-f-e1-130-4.pdf
https://catalog.tungsram.com/files/sheet/tlbt-tmbt_tbd_tmbt-3-f-d1-130-4.pdf
https://catalog.tungsram.com/files/sheet/tlbt-tmbt_tbd_tmbt-3-f-cx-130-4.pdf
https://catalog.tungsram.com/files/sheet/tlbt-tmbt_tbd_tmbt-3-f-b1-130-4.pdf
https://catalog.tungsram.com/files/sheet/tlbt-tmbt_tbd_tmbt-3-f-ax-130-4.pdf
https://catalog.tungsram.com/files/sheet/slbt_tbd_slbt-2-f-d-21-40.pdf
https://catalog.tungsram.com/files/sheet/slbt_tbd_slbt-2-f-n-21-40.pdf
https://catalog.tungsram.com/files/sheet/slbt_tbd_slbt-2-f-f-21-40.pdf
https://catalog.tungsram.com/files/sheet/slbt_tbd_slbt-2-f-t-21-40.pdf
https://catalog.tungsram.com/files/sheet/slbt_tbd_slbt-2-f-c-21-40.pdf
https://catalog.tungsram.com/files/sheet/slbt_tbd_slbt-2-f-p-21-40.pdf
https://catalog.tungsram.com/files/sheet/slbt_tbd_slbt-2-f-s-21-40.pdf
https://catalog.tungsram.com/files/sheet/slbt_tbd_slbt-2-f-r-21-40.pdf
https://catalog.tungsram.com/files/sheet/slbt_tbd_slbt-2-f-b-21-40.pdf
https://catalog.tungsram.com/files/sheet/slbt_tbd_slbt-2-f-d-72-40.pdf
https://catalog.tungsram.com/files/sheet/slbt_tbd_slbt-2-f-n-72-40.pdf
https://catalog.tungsram.com/files/sheet/slbt_tbd_slbt-2-f-f-72-40.pdf
https://catalog.tungsram.com/files/sheet/slbt_tbd_slbt-2-f-t-72-40.pdf
https://catalog.tungsram.com/files/sheet/slbt_tbd_slbt-2-f-c-72-40.pdf
https://catalog.tungsram.com/files/sheet/slbt_tbd_slbt-2-f-p-72-40.pdf
https://catalog.tungsram.com/files/sheet/slbt_tbd_slbt-2-f-s-72-40.pdf
https://catalog.tungsram.com/files/sheet/slbt_tbd_slbt-2-f-r-72-40.pdf
https://catalog.tungsram.com/files/sheet/slbt_tbd_slbt-2-f-b-72-40.pdf
https://catalog.tungsram.com/files/sheet/slbt_tbd_slbt-2-f-d-56-40.pdf
https://catalog.tungsram.com/files/sheet/slbt_tbd_slbt-2-f-n-56-40.pdf
https://catalog.tungsram.com/files/sheet/slbt_tbd_slbt-2-f-f-56-40.pdf
https://catalog.tungsram.com/files/sheet/slbt_tbd_slbt-2-f-t-56-40.pdf
https://catalog.tungsram.com/files/sheet/slbt_tbd_slbt-2-f-c-56-40.pdf
https://catalog.tungsram.com/files/sheet/slbt_tbd_slbt-2-f-p-56-40.pdf
https://catalog.tungsram.com/files/sheet/slbt_tbd_slbt-2-f-s-56-40.pdf
https://catalog.tungsram.com/files/sheet/slbt_tbd_slbt-2-f-r-56-40.pdf
https://catalog.tungsram.com/files/sheet/slbt_tbd_slbt-2-f-b-56-40.pdf
https://catalog.tungsram.com/files/sheet/slbt_tbd_slbt-2-f-d-43-40.pdf
https://catalog.tungsram.com/files/sheet/slbt_tbd_slbt-2-f-n-43-40.pdf
https://catalog.tungsram.com/files/sheet/slbt_tbd_slbt-2-f-f-43-40.pdf
https://catalog.tungsram.com/files/sheet/slbt_tbd_slbt-2-f-t-43-40.pdf
https://catalog.tungsram.com/files/sheet/slbt_tbd_slbt-2-f-c-43-40.pdf
https://catalog.tungsram.com/files/sheet/slbt_tbd_slbt-2-f-p-43-40.pdf
https://catalog.tungsram.com/files/sheet/slbt_tbd_slbt-2-f-s-43-40.pdf
https://catalog.tungsram.com/files/sheet/slbt_tbd_slbt-2-f-r-43-40.pdf
https://catalog.tungsram.com/files/sheet/slbt_tbd_slbt-2-f-b-43-40.pdf
https://catalog.tungsram.com/files/sheet/slbt_tbd_slbt-2-f-d-50-40.pdf
https://catalog.tungsram.com/files/sheet/slbt_tbd_slbt-2-f-n-50-40.pdf
https://catalog.tungsram.com/files/sheet/slbt_tbd_slbt-2-f-f-50-40.pdf
https://catalog.tungsram.com/files/sheet/slbt_tbd_slbt-2-f-t-50-40.pdf
https://catalog.tungsram.com/files/sheet/slbt_tbd_slbt-2-f-c-50-40.pdf
https://catalog.tungsram.com/files/sheet/slbt_tbd_slbt-2-f-p-50-40.pdf
https://catalog.tungsram.com/files/sheet/slbt_tbd_slbt-2-f-s-50-40.pdf
https://catalog.tungsram.com/files/sheet/slbt_tbd_slbt-2-f-r-50-40.pdf
https://catalog.tungsram.com/files/sheet/slbt_tbd_slbt-2-f-b-50-40.pdf
https://catalog.tungsram.com/files/sheet/slbt_tbd_slbt-2-f-d-35-40.pdf
https://catalog.tungsram.com/files/sheet/slbt_tbd_slbt-2-f-n-35-40.pdf
https://catalog.tungsram.com/files/sheet/slbt_tbd_slbt-2-f-f-35-40.pdf
https://catalog.tungsram.com/files/sheet/slbt_tbd_slbt-2-f-t-35-40.pdf
https://catalog.tungsram.com/files/sheet/slbt_tbd_slbt-2-f-c-35-40.pdf
https://catalog.tungsram.com/files/sheet/slbt_tbd_slbt-2-f-p-35-40.pdf
https://catalog.tungsram.com/files/sheet/slbt_tbd_slbt-2-f-s-35-40.pdf
https://catalog.tungsram.com/files/sheet/slbt_tbd_slbt-2-f-r-35-40.pdf
https://catalog.tungsram.com/files/sheet/slbt_tbd_slbt-2-f-b-35-40.pdf
https://catalog.tungsram.com/files/sheet/slbt_tbd_slbt-2-f-d-30-40.pdf
https://catalog.tungsram.com/files/sheet/slbt_tbd_slbt-2-f-n-30-40.pdf
https://catalog.tungsram.com/files/sheet/slbt_tbd_slbt-2-f-f-30-40.pdf
https://catalog.tungsram.com/files/sheet/slbt_tbd_slbt-2-f-t-30-40.pdf
https://catalog.tungsram.com/files/sheet/slbt_tbd_slbt-2-f-c-30-40.pdf
https://catalog.tungsram.com/files/sheet/slbt_tbd_slbt-2-f-p-30-40.pdf
https://catalog.tungsram.com/files/sheet/slbt_tbd_slbt-2-f-s-30-40.pdf
https://catalog.tungsram.com/files/sheet/slbt_tbd_slbt-2-f-r-30-40.pdf
https://catalog.tungsram.com/files/sheet/slbt_tbd_slbt-2-f-b-30-40.pdf
https://catalog.tungsram.com/files/sheet/slbt_tbd_slbt-2-f-d-15-40.pdf
https://catalog.tungsram.com/files/sheet/slbt_tbd_slbt-2-f-n-15-40.pdf
https://catalog.tungsram.com/files/sheet/slbt_tbd_slbt-2-f-f-15-40.pdf
https://catalog.tungsram.com/files/sheet/slbt_tbd_slbt-2-f-t-15-40.pdf
https://catalog.tungsram.com/files/sheet/slbt_tbd_slbt-2-f-c-15-40.pdf
https://catalog.tungsram.com/files/sheet/slbt_tbd_slbt-2-f-p-15-40.pdf
https://catalog.tungsram.com/files/sheet/slbt_tbd_slbt-2-f-s-15-40.pdf
https://catalog.tungsram.com/files/sheet/slbt_tbd_slbt-2-f-r-15-40.pdf
https://catalog.tungsram.com/files/sheet/slbt_tbd_slbt-2-f-b-15-40.pdf
https://catalog.tungsram.com/files/sheet/slbt_tbd_slbt-2-f-d-12-40.pdf
https://catalog.tungsram.com/files/sheet/slbt_tbd_slbt-2-f-n-12-40.pdf
https://catalog.tungsram.com/files/sheet/slbt_tbd_slbt-2-f-f-12-40.pdf
https://catalog.tungsram.com/files/sheet/slbt_tbd_slbt-2-f-t-12-40.pdf
https://catalog.tungsram.com/files/sheet/slbt_tbd_slbt-2-f-c-12-40.pdf
https://catalog.tungsram.com/files/sheet/slbt_tbd_slbt-2-f-p-12-40.pdf
https://catalog.tungsram.com/files/sheet/slbt_tbd_slbt-2-f-s-12-40.pdf
https://catalog.tungsram.com/files/sheet/slbt_tbd_slbt-2-f-r-12-40.pdf
https://catalog.tungsram.com/files/sheet/slbt_tbd_slbt-2-f-b-12-40.pdf
https://catalog.tungsram.com/files/sheet/slbt_tbd_slbt-2-f-g2-21-40.pdf
https://catalog.tungsram.com/files/sheet/slbt_tbd_slbt-2-f-y5-21-40.pdf
https://catalog.tungsram.com/files/sheet/slbt_tbd_slbt-2-f-z5-21-40.pdf
https://catalog.tungsram.com/files/sheet/slbt_tbd_slbt-2-f-x5-21-40.pdf
https://catalog.tungsram.com/files/sheet/slbt_tbd_slbt-2-f-b2-21-40.pdf
https://catalog.tungsram.com/files/sheet/slbt_tbd_slbt-2-f-p5-21-40.pdf
https://catalog.tungsram.com/files/sheet/slbt_tbd_slbt-2-f-e2-21-40.pdf
https://catalog.tungsram.com/files/sheet/slbt_tbd_slbt-2-f-f5-21-40.pdf
https://catalog.tungsram.com/files/sheet/slbt_tbd_slbt-2-f-e5-21-40.pdf
https://catalog.tungsram.com/files/sheet/slbt_tbd_slbt-2-f-c5-21-40.pdf
https://catalog.tungsram.com/files/sheet/slbt_tbd_slbt-2-f-b5-21-40.pdf
https://catalog.tungsram.com/files/sheet/slbt_tbd_slbt-2-f-e1-21-40.pdf
https://catalog.tungsram.com/files/sheet/slbt_tbd_slbt-2-f-g2-21-30.pdf
https://catalog.tungsram.com/files/sheet/slbt_tbd_slbt-2-f-y5-21-30.pdf
https://catalog.tungsram.com/files/sheet/slbt_tbd_slbt-2-f-z5-21-30.pdf
https://catalog.tungsram.com/files/sheet/slbt_tbd_slbt-2-f-x5-21-30.pdf
https://catalog.tungsram.com/files/sheet/slbt_tbd_slbt-2-f-b2-21-30.pdf
https://catalog.tungsram.com/files/sheet/slbt_tbd_slbt-2-f-p5-21-30.pdf
https://catalog.tungsram.com/files/sheet/slbt_tbd_slbt-2-f-e2-21-30.pdf
https://catalog.tungsram.com/files/sheet/slbt_tbd_slbt-2-f-f5-21-30.pdf
https://catalog.tungsram.com/files/sheet/slbt_tbd_slbt-2-f-e5-21-30.pdf
https://catalog.tungsram.com/files/sheet/slbt_tbd_slbt-2-f-c5-21-30.pdf
https://catalog.tungsram.com/files/sheet/slbt_tbd_slbt-2-f-b5-21-30.pdf
https://catalog.tungsram.com/files/sheet/slbt_tbd_slbt-2-f-d1-21-30.pdf
https://catalog.tungsram.com/files/sheet/slbt_tbd_slbt-2-f-nx-21-30.pdf
https://catalog.tungsram.com/files/sheet/slbt_tbd_slbt-2-f-f1-21-30.pdf
https://catalog.tungsram.com/files/sheet/slbt_tbd_slbt-2-f-e1-21-30.pdf
https://catalog.tungsram.com/files/sheet/slbt_tbd_slbt-2-f-tx-21-30.pdf
https://catalog.tungsram.com/files/sheet/slbt_tbd_slbt-2-f-px-21-30.pdf
https://catalog.tungsram.com/files/sheet/slbt_tbd_slbt-2-f-s1-21-30.pdf
https://catalog.tungsram.com/files/sheet/slbt_tbd_slbt-2-f-r1-21-30.pdf
https://catalog.tungsram.com/files/sheet/slbt_tbd_slbt-2-f-b1-21-30.pdf
https://catalog.tungsram.com/files/sheet/slbt_tbd_slbt-2-f-g2-72-30.pdf
https://catalog.tungsram.com/files/sheet/slbt_tbd_slbt-2-f-y5-72-30.pdf
https://catalog.tungsram.com/files/sheet/slbt_tbd_slbt-2-f-z5-72-30.pdf
https://catalog.tungsram.com/files/sheet/slbt_tbd_slbt-2-f-x5-72-30.pdf
https://catalog.tungsram.com/files/sheet/slbt_tbd_slbt-2-f-b2-72-30.pdf
https://catalog.tungsram.com/files/sheet/slbt_tbd_slbt-2-f-p5-72-30.pdf
https://catalog.tungsram.com/files/sheet/slbt_tbd_slbt-2-f-g2-56-30.pdf
https://catalog.tungsram.com/files/sheet/slbt_tbd_slbt-2-f-y5-56-30.pdf
https://catalog.tungsram.com/files/sheet/slbt_tbd_slbt-2-f-z5-56-30.pdf
https://catalog.tungsram.com/files/sheet/slbt_tbd_slbt-2-f-x5-56-30.pdf
https://catalog.tungsram.com/files/sheet/slbt_tbd_slbt-2-f-b2-56-30.pdf
https://catalog.tungsram.com/files/sheet/slbt_tbd_slbt-2-f-p5-56-30.pdf
https://catalog.tungsram.com/files/sheet/slbt_tbd_slbt-2-f-g2-43-30.pdf
https://catalog.tungsram.com/files/sheet/slbt_tbd_slbt-2-f-y5-43-30.pdf
https://catalog.tungsram.com/files/sheet/slbt_tbd_slbt-2-f-z5-43-30.pdf
https://catalog.tungsram.com/files/sheet/slbt_tbd_slbt-2-f-x5-43-30.pdf
https://catalog.tungsram.com/files/sheet/slbt_tbd_slbt-2-f-b2-43-30.pdf
https://catalog.tungsram.com/files/sheet/slbt_tbd_slbt-2-f-p5-43-30.pdf
https://catalog.tungsram.com/files/sheet/slbt_tbd_slbt-2-f-g2-72-40.pdf
https://catalog.tungsram.com/files/sheet/slbt_tbd_slbt-2-f-y5-72-40.pdf
https://catalog.tungsram.com/files/sheet/slbt_tbd_slbt-2-f-z5-72-40.pdf
https://catalog.tungsram.com/files/sheet/slbt_tbd_slbt-2-f-x5-72-40.pdf
https://catalog.tungsram.com/files/sheet/slbt_tbd_slbt-2-f-b2-72-40.pdf
https://catalog.tungsram.com/files/sheet/slbt_tbd_slbt-2-f-p5-72-40.pdf
https://catalog.tungsram.com/files/sheet/slbt_tbd_slbt-2-f-g2-56-40.pdf
https://catalog.tungsram.com/files/sheet/slbt_tbd_slbt-2-f-y5-56-40.pdf
https://catalog.tungsram.com/files/sheet/slbt_tbd_slbt-2-f-z5-56-40.pdf
https://catalog.tungsram.com/files/sheet/slbt_tbd_slbt-2-f-x5-56-40.pdf
https://catalog.tungsram.com/files/sheet/slbt_tbd_slbt-2-f-b2-56-40.pdf
https://catalog.tungsram.com/files/sheet/slbt_tbd_slbt-2-f-p5-56-40.pdf
https://catalog.tungsram.com/files/sheet/slbt_tbd_slbt-2-f-g2-43-40.pdf
https://catalog.tungsram.com/files/sheet/slbt_tbd_slbt-2-f-y5-43-40.pdf
https://catalog.tungsram.com/files/sheet/slbt_tbd_slbt-2-f-z5-43-40.pdf
https://catalog.tungsram.com/files/sheet/slbt_tbd_slbt-2-f-x5-43-40.pdf
https://catalog.tungsram.com/files/sheet/slbt_tbd_slbt-2-f-b2-43-40.pdf
https://catalog.tungsram.com/files/sheet/slbt_tbd_slbt-2-f-p5-43-40.pdf
https://catalog.tungsram.com/files/sheet/slbt_tbd_slbt-2-f-g2-50-40.pdf
https://catalog.tungsram.com/files/sheet/slbt_tbd_slbt-2-f-y5-50-40.pdf
https://catalog.tungsram.com/files/sheet/slbt_tbd_slbt-2-f-z5-50-40.pdf
https://catalog.tungsram.com/files/sheet/slbt_tbd_slbt-2-f-x5-50-40.pdf
https://catalog.tungsram.com/files/sheet/slbt_tbd_slbt-2-f-b2-50-40.pdf
https://catalog.tungsram.com/files/sheet/slbt_tbd_slbt-2-f-p5-50-40.pdf
https://catalog.tungsram.com/files/sheet/slbt_tbd_slbt-2-f-g2-35-40.pdf
https://catalog.tungsram.com/files/sheet/slbt_tbd_slbt-2-f-y5-35-40.pdf
https://catalog.tungsram.com/files/sheet/slbt_tbd_slbt-2-f-z5-35-40.pdf
https://catalog.tungsram.com/files/sheet/slbt_tbd_slbt-2-f-x5-35-40.pdf
https://catalog.tungsram.com/files/sheet/slbt_tbd_slbt-2-f-b2-35-40.pdf
https://catalog.tungsram.com/files/sheet/slbt_tbd_slbt-2-f-p5-35-40.pdf
https://catalog.tungsram.com/files/sheet/slbt_tbd_slbt-2-f-g2-30-40.pdf
https://catalog.tungsram.com/files/sheet/slbt_tbd_slbt-2-f-y5-30-40.pdf
https://catalog.tungsram.com/files/sheet/slbt_tbd_slbt-2-f-z5-30-40.pdf
https://catalog.tungsram.com/files/sheet/slbt_tbd_slbt-2-f-x5-30-40.pdf
https://catalog.tungsram.com/files/sheet/slbt_tbd_slbt-2-f-b2-30-40.pdf
https://catalog.tungsram.com/files/sheet/slbt_tbd_slbt-2-f-p5-30-40.pdf
https://catalog.tungsram.com/files/sheet/slbt_tbd_slbt-2-f-g2-15-40.pdf
https://catalog.tungsram.com/files/sheet/slbt_tbd_slbt-2-f-y5-15-40.pdf
https://catalog.tungsram.com/files/sheet/slbt_tbd_slbt-2-f-z5-15-40.pdf
https://catalog.tungsram.com/files/sheet/slbt_tbd_slbt-2-f-x5-15-40.pdf
https://catalog.tungsram.com/files/sheet/slbt_tbd_slbt-2-f-b2-15-40.pdf
https://catalog.tungsram.com/files/sheet/slbt_tbd_slbt-2-f-p5-15-40.pdf
https://catalog.tungsram.com/files/sheet/slbt_tbd_slbt-2-f-g2-12-40.pdf
https://catalog.tungsram.com/files/sheet/slbt_tbd_slbt-2-f-y5-12-40.pdf
https://catalog.tungsram.com/files/sheet/slbt_tbd_slbt-2-f-z5-12-40.pdf
https://catalog.tungsram.com/files/sheet/slbt_tbd_slbt-2-f-x5-12-40.pdf
https://catalog.tungsram.com/files/sheet/slbt_tbd_slbt-2-f-b2-12-40.pdf
https://catalog.tungsram.com/files/sheet/slbt_tbd_slbt-2-f-p5-12-40.pdf
https://catalog.tungsram.com/files/sheet/slbt_tbd_slbt-2-f-g2-50-30.pdf
https://catalog.tungsram.com/files/sheet/slbt_tbd_slbt-2-f-y5-50-30.pdf
https://catalog.tungsram.com/files/sheet/slbt_tbd_slbt-2-f-z5-50-30.pdf
https://catalog.tungsram.com/files/sheet/slbt_tbd_slbt-2-f-x5-50-30.pdf
https://catalog.tungsram.com/files/sheet/slbt_tbd_slbt-2-f-b2-50-30.pdf
https://catalog.tungsram.com/files/sheet/slbt_tbd_slbt-2-f-p5-50-30.pdf
https://catalog.tungsram.com/files/sheet/slbt_tbd_slbt-2-f-g2-35-30.pdf
https://catalog.tungsram.com/files/sheet/slbt_tbd_slbt-2-f-y5-35-30.pdf
https://catalog.tungsram.com/files/sheet/slbt_tbd_slbt-2-f-z5-35-30.pdf
https://catalog.tungsram.com/files/sheet/slbt_tbd_slbt-2-f-x5-35-30.pdf
https://catalog.tungsram.com/files/sheet/slbt_tbd_slbt-2-f-b2-35-30.pdf
https://catalog.tungsram.com/files/sheet/slbt_tbd_slbt-2-f-p5-35-30.pdf
https://catalog.tungsram.com/files/sheet/slbt_tbd_slbt-2-f-g2-30-30.pdf
https://catalog.tungsram.com/files/sheet/slbt_tbd_slbt-2-f-y5-30-30.pdf
https://catalog.tungsram.com/files/sheet/slbt_tbd_slbt-2-f-z5-30-30.pdf
https://catalog.tungsram.com/files/sheet/slbt_tbd_slbt-2-f-x5-30-30.pdf
https://catalog.tungsram.com/files/sheet/slbt_tbd_slbt-2-f-b2-30-30.pdf
https://catalog.tungsram.com/files/sheet/slbt_tbd_slbt-2-f-p5-30-30.pdf
https://catalog.tungsram.com/files/sheet/slbt_tbd_slbt-2-f-g2-15-30.pdf
https://catalog.tungsram.com/files/sheet/slbt_tbd_slbt-2-f-y5-15-30.pdf
https://catalog.tungsram.com/files/sheet/slbt_tbd_slbt-2-f-z5-15-30.pdf
https://catalog.tungsram.com/files/sheet/slbt_tbd_slbt-2-f-x5-15-30.pdf
https://catalog.tungsram.com/files/sheet/slbt_tbd_slbt-2-f-b2-15-30.pdf
https://catalog.tungsram.com/files/sheet/slbt_tbd_slbt-2-f-p5-15-30.pdf
https://catalog.tungsram.com/files/sheet/slbt_tbd_slbt-2-f-g2-12-30.pdf
https://catalog.tungsram.com/files/sheet/slbt_tbd_slbt-2-f-y5-12-30.pdf
https://catalog.tungsram.com/files/sheet/slbt_tbd_slbt-2-f-z5-12-30.pdf
https://catalog.tungsram.com/files/sheet/slbt_tbd_slbt-2-f-x5-12-30.pdf
https://catalog.tungsram.com/files/sheet/slbt_tbd_slbt-2-f-b2-12-30.pdf
https://catalog.tungsram.com/files/sheet/slbt_tbd_slbt-2-f-p5-12-30.pdf
https://catalog.tungsram.com/files/sheet/slbt_tbd_slbt-2-f-e2-50-30.pdf
https://catalog.tungsram.com/files/sheet/slbt_tbd_slbt-2-f-f5-50-30.pdf
https://catalog.tungsram.com/files/sheet/slbt_tbd_slbt-2-f-c5-50-30.pdf
https://catalog.tungsram.com/files/sheet/slbt_tbd_slbt-2-f-d1-50-30.pdf
https://catalog.tungsram.com/files/sheet/slbt_tbd_slbt-2-f-nx-50-30.pdf
https://catalog.tungsram.com/files/sheet/slbt_tbd_slbt-2-f-f1-50-30.pdf
https://catalog.tungsram.com/files/sheet/slbt_tbd_slbt-2-f-tx-50-30.pdf
https://catalog.tungsram.com/files/sheet/slbt_tbd_slbt-2-f-px-50-30.pdf
https://catalog.tungsram.com/files/sheet/slbt_tbd_slbt-2-f-s1-50-30.pdf
https://catalog.tungsram.com/files/sheet/slbt_tbd_slbt-2-f-r1-50-30.pdf
https://catalog.tungsram.com/files/sheet/slbt_tbd_slbt-2-f-e2-35-30.pdf
https://catalog.tungsram.com/files/sheet/slbt_tbd_slbt-2-f-f5-35-30.pdf
https://catalog.tungsram.com/files/sheet/slbt_tbd_slbt-2-f-c5-35-30.pdf
https://catalog.tungsram.com/files/sheet/slbt_tbd_slbt-2-f-d1-35-30.pdf
https://catalog.tungsram.com/files/sheet/slbt_tbd_slbt-2-f-nx-35-30.pdf
https://catalog.tungsram.com/files/sheet/slbt_tbd_slbt-2-f-f1-35-30.pdf
https://catalog.tungsram.com/files/sheet/slbt_tbd_slbt-2-f-tx-35-30.pdf
https://catalog.tungsram.com/files/sheet/slbt_tbd_slbt-2-f-px-35-30.pdf
https://catalog.tungsram.com/files/sheet/slbt_tbd_slbt-2-f-s1-35-30.pdf
https://catalog.tungsram.com/files/sheet/slbt_tbd_slbt-2-f-r1-35-30.pdf
https://catalog.tungsram.com/files/sheet/slbt_tbd_slbt-2-f-e2-30-30.pdf
https://catalog.tungsram.com/files/sheet/slbt_tbd_slbt-2-f-f5-30-30.pdf
https://catalog.tungsram.com/files/sheet/slbt_tbd_slbt-2-f-c5-30-30.pdf
https://catalog.tungsram.com/files/sheet/slbt_tbd_slbt-2-f-d1-30-30.pdf
https://catalog.tungsram.com/files/sheet/slbt_tbd_slbt-2-f-nx-30-30.pdf
https://catalog.tungsram.com/files/sheet/slbt_tbd_slbt-2-f-f1-30-30.pdf
https://catalog.tungsram.com/files/sheet/slbt_tbd_slbt-2-f-tx-30-30.pdf
https://catalog.tungsram.com/files/sheet/slbt_tbd_slbt-2-f-px-30-30.pdf
https://catalog.tungsram.com/files/sheet/slbt_tbd_slbt-2-f-s1-30-30.pdf
https://catalog.tungsram.com/files/sheet/slbt_tbd_slbt-2-f-r1-30-30.pdf
https://catalog.tungsram.com/files/sheet/slbt_tbd_slbt-2-f-e2-15-30.pdf
https://catalog.tungsram.com/files/sheet/slbt_tbd_slbt-2-f-f5-15-30.pdf
https://catalog.tungsram.com/files/sheet/slbt_tbd_slbt-2-f-c5-15-30.pdf
https://catalog.tungsram.com/files/sheet/slbt_tbd_slbt-2-f-d1-15-30.pdf
https://catalog.tungsram.com/files/sheet/slbt_tbd_slbt-2-f-nx-15-30.pdf
https://catalog.tungsram.com/files/sheet/slbt_tbd_slbt-2-f-f1-15-30.pdf
https://catalog.tungsram.com/files/sheet/slbt_tbd_slbt-2-f-tx-15-30.pdf
https://catalog.tungsram.com/files/sheet/slbt_tbd_slbt-2-f-px-15-30.pdf
https://catalog.tungsram.com/files/sheet/slbt_tbd_slbt-2-f-s1-15-30.pdf
https://catalog.tungsram.com/files/sheet/slbt_tbd_slbt-2-f-r1-15-30.pdf
https://catalog.tungsram.com/files/sheet/slbt_tbd_slbt-2-f-e2-12-30.pdf
https://catalog.tungsram.com/files/sheet/slbt_tbd_slbt-2-f-f5-12-30.pdf
https://catalog.tungsram.com/files/sheet/slbt_tbd_slbt-2-f-c5-12-30.pdf
https://catalog.tungsram.com/files/sheet/slbt_tbd_slbt-2-f-d1-12-30.pdf
https://catalog.tungsram.com/files/sheet/slbt_tbd_slbt-2-f-nx-12-30.pdf
https://catalog.tungsram.com/files/sheet/slbt_tbd_slbt-2-f-f1-12-30.pdf
https://catalog.tungsram.com/files/sheet/slbt_tbd_slbt-2-f-tx-12-30.pdf
https://catalog.tungsram.com/files/sheet/slbt_tbd_slbt-2-f-px-12-30.pdf
https://catalog.tungsram.com/files/sheet/slbt_tbd_slbt-2-f-s1-12-30.pdf
https://catalog.tungsram.com/files/sheet/slbt_tbd_slbt-2-f-r1-12-30.pdf
https://catalog.tungsram.com/files/sheet/slbt_tbd_slbt-2-f-e2-72-30.pdf
https://catalog.tungsram.com/files/sheet/slbt_tbd_slbt-2-f-f5-72-30.pdf
https://catalog.tungsram.com/files/sheet/slbt_tbd_slbt-2-f-c5-72-30.pdf
https://catalog.tungsram.com/files/sheet/slbt_tbd_slbt-2-f-d1-72-30.pdf
https://catalog.tungsram.com/files/sheet/slbt_tbd_slbt-2-f-nx-72-30.pdf
https://catalog.tungsram.com/files/sheet/slbt_tbd_slbt-2-f-f1-72-30.pdf
https://catalog.tungsram.com/files/sheet/slbt_tbd_slbt-2-f-tx-72-30.pdf
https://catalog.tungsram.com/files/sheet/slbt_tbd_slbt-2-f-px-72-30.pdf
https://catalog.tungsram.com/files/sheet/slbt_tbd_slbt-2-f-s1-72-30.pdf
https://catalog.tungsram.com/files/sheet/slbt_tbd_slbt-2-f-r1-72-30.pdf
https://catalog.tungsram.com/files/sheet/slbt_tbd_slbt-2-f-e2-56-30.pdf
https://catalog.tungsram.com/files/sheet/slbt_tbd_slbt-2-f-f5-56-30.pdf
https://catalog.tungsram.com/files/sheet/slbt_tbd_slbt-2-f-c5-56-30.pdf
https://catalog.tungsram.com/files/sheet/slbt_tbd_slbt-2-f-d1-56-30.pdf
https://catalog.tungsram.com/files/sheet/slbt_tbd_slbt-2-f-nx-56-30.pdf
https://catalog.tungsram.com/files/sheet/slbt_tbd_slbt-2-f-f1-56-30.pdf
https://catalog.tungsram.com/files/sheet/slbt_tbd_slbt-2-f-tx-56-30.pdf
https://catalog.tungsram.com/files/sheet/slbt_tbd_slbt-2-f-px-56-30.pdf
https://catalog.tungsram.com/files/sheet/slbt_tbd_slbt-2-f-s1-56-30.pdf
https://catalog.tungsram.com/files/sheet/slbt_tbd_slbt-2-f-r1-56-30.pdf
https://catalog.tungsram.com/files/sheet/slbt_tbd_slbt-2-f-e2-43-30.pdf
https://catalog.tungsram.com/files/sheet/slbt_tbd_slbt-2-f-f5-43-30.pdf
https://catalog.tungsram.com/files/sheet/slbt_tbd_slbt-2-f-c5-43-30.pdf
https://catalog.tungsram.com/files/sheet/slbt_tbd_slbt-2-f-d1-43-30.pdf
https://catalog.tungsram.com/files/sheet/slbt_tbd_slbt-2-f-nx-43-30.pdf
https://catalog.tungsram.com/files/sheet/slbt_tbd_slbt-2-f-f1-43-30.pdf
https://catalog.tungsram.com/files/sheet/slbt_tbd_slbt-2-f-tx-43-30.pdf
https://catalog.tungsram.com/files/sheet/slbt_tbd_slbt-2-f-px-43-30.pdf
https://catalog.tungsram.com/files/sheet/slbt_tbd_slbt-2-f-s1-43-30.pdf
https://catalog.tungsram.com/files/sheet/slbt_tbd_slbt-2-f-r1-43-30.pdf
https://catalog.tungsram.com/files/sheet/slbt_tbd_slbt-2-f-e1-50-30.pdf
https://catalog.tungsram.com/files/sheet/slbt_tbd_slbt-2-f-e1-35-30.pdf
https://catalog.tungsram.com/files/sheet/slbt_tbd_slbt-2-f-e1-30-30.pdf
https://catalog.tungsram.com/files/sheet/slbt_tbd_slbt-2-f-e1-15-30.pdf
https://catalog.tungsram.com/files/sheet/slbt_tbd_slbt-2-f-e1-12-30.pdf
https://catalog.tungsram.com/files/sheet/slbt_tbd_slbt-2-f-b1-50-30.pdf
https://catalog.tungsram.com/files/sheet/slbt_tbd_slbt-2-f-b1-35-30.pdf
https://catalog.tungsram.com/files/sheet/slbt_tbd_slbt-2-f-b1-30-30.pdf
https://catalog.tungsram.com/files/sheet/slbt_tbd_slbt-2-f-b1-15-30.pdf
https://catalog.tungsram.com/files/sheet/slbt_tbd_slbt-2-f-b1-12-30.pdf
https://catalog.tungsram.com/files/sheet/slbt_tbd_slbt-2-f-e1-72-30.pdf
https://catalog.tungsram.com/files/sheet/slbt_tbd_slbt-2-f-e1-56-30.pdf
https://catalog.tungsram.com/files/sheet/slbt_tbd_slbt-2-f-e1-43-30.pdf
https://catalog.tungsram.com/files/sheet/slbt_tbd_slbt-2-f-b1-72-30.pdf
https://catalog.tungsram.com/files/sheet/slbt_tbd_slbt-2-f-b1-56-30.pdf
https://catalog.tungsram.com/files/sheet/slbt_tbd_slbt-2-f-b1-43-30.pdf
https://catalog.tungsram.com/files/sheet/slbt_tbd_slbt-2-f-e5-50-30.pdf
https://catalog.tungsram.com/files/sheet/slbt_tbd_slbt-2-f-e5-35-30.pdf
https://catalog.tungsram.com/files/sheet/slbt_tbd_slbt-2-f-e5-30-30.pdf
https://catalog.tungsram.com/files/sheet/slbt_tbd_slbt-2-f-e5-15-30.pdf
https://catalog.tungsram.com/files/sheet/slbt_tbd_slbt-2-f-e5-12-30.pdf
https://catalog.tungsram.com/files/sheet/slbt_tbd_slbt-2-f-e5-72-30.pdf
https://catalog.tungsram.com/files/sheet/slbt_tbd_slbt-2-f-e5-56-30.pdf
https://catalog.tungsram.com/files/sheet/slbt_tbd_slbt-2-f-e5-43-30.pdf
https://catalog.tungsram.com/files/sheet/slbt_tbd_slbt-2-f-b5-72-30.pdf
https://catalog.tungsram.com/files/sheet/slbt_tbd_slbt-2-f-b5-56-30.pdf
https://catalog.tungsram.com/files/sheet/slbt_tbd_slbt-2-f-b5-43-30.pdf
https://catalog.tungsram.com/files/sheet/slbt_tbd_slbt-2-f-b5-50-30.pdf
https://catalog.tungsram.com/files/sheet/slbt_tbd_slbt-2-f-b5-35-30.pdf
https://catalog.tungsram.com/files/sheet/slbt_tbd_slbt-2-f-b5-30-30.pdf
https://catalog.tungsram.com/files/sheet/slbt_tbd_slbt-2-f-b5-15-30.pdf
https://catalog.tungsram.com/files/sheet/slbt_tbd_slbt-2-f-b5-12-30.pdf
https://catalog.tungsram.com/files/sheet/slbt_tbd_slbt-2-f-e1-72-40.pdf
https://catalog.tungsram.com/files/sheet/slbt_tbd_slbt-2-f-e1-56-40.pdf
https://catalog.tungsram.com/files/sheet/slbt_tbd_slbt-2-f-e1-43-40.pdf
https://catalog.tungsram.com/files/sheet/slbt_tbd_slbt-2-f-e1-50-40.pdf
https://catalog.tungsram.com/files/sheet/slbt_tbd_slbt-2-f-e1-35-40.pdf
https://catalog.tungsram.com/files/sheet/slbt_tbd_slbt-2-f-e1-30-40.pdf
https://catalog.tungsram.com/files/sheet/slbt_tbd_slbt-2-f-e1-15-40.pdf
https://catalog.tungsram.com/files/sheet/slbt_tbd_slbt-2-f-e1-12-40.pdf
https://catalog.tungsram.com/files/sheet/slbt_tbd_slbt-2-f-e2-72-40.pdf
https://catalog.tungsram.com/files/sheet/slbt_tbd_slbt-2-f-f5-72-40.pdf
https://catalog.tungsram.com/files/sheet/slbt_tbd_slbt-2-f-e5-72-40.pdf
https://catalog.tungsram.com/files/sheet/slbt_tbd_slbt-2-f-c5-72-40.pdf
https://catalog.tungsram.com/files/sheet/slbt_tbd_slbt-2-f-b5-72-40.pdf
https://catalog.tungsram.com/files/sheet/slbt_tbd_slbt-2-f-e2-56-40.pdf
https://catalog.tungsram.com/files/sheet/slbt_tbd_slbt-2-f-f5-56-40.pdf
https://catalog.tungsram.com/files/sheet/slbt_tbd_slbt-2-f-e5-56-40.pdf
https://catalog.tungsram.com/files/sheet/slbt_tbd_slbt-2-f-c5-56-40.pdf
https://catalog.tungsram.com/files/sheet/slbt_tbd_slbt-2-f-b5-56-40.pdf
https://catalog.tungsram.com/files/sheet/slbt_tbd_slbt-2-f-e2-43-40.pdf
https://catalog.tungsram.com/files/sheet/slbt_tbd_slbt-2-f-f5-43-40.pdf
https://catalog.tungsram.com/files/sheet/slbt_tbd_slbt-2-f-e5-43-40.pdf
https://catalog.tungsram.com/files/sheet/slbt_tbd_slbt-2-f-c5-43-40.pdf
https://catalog.tungsram.com/files/sheet/slbt_tbd_slbt-2-f-b5-43-40.pdf
https://catalog.tungsram.com/files/sheet/slbt_tbd_slbt-2-f-e2-50-40.pdf
https://catalog.tungsram.com/files/sheet/slbt_tbd_slbt-2-f-f5-50-40.pdf
https://catalog.tungsram.com/files/sheet/slbt_tbd_slbt-2-f-e5-50-40.pdf
https://catalog.tungsram.com/files/sheet/slbt_tbd_slbt-2-f-c5-50-40.pdf
https://catalog.tungsram.com/files/sheet/slbt_tbd_slbt-2-f-b5-50-40.pdf
https://catalog.tungsram.com/files/sheet/slbt_tbd_slbt-2-f-e2-35-40.pdf
https://catalog.tungsram.com/files/sheet/slbt_tbd_slbt-2-f-f5-35-40.pdf
https://catalog.tungsram.com/files/sheet/slbt_tbd_slbt-2-f-e5-35-40.pdf
https://catalog.tungsram.com/files/sheet/slbt_tbd_slbt-2-f-c5-35-40.pdf
https://catalog.tungsram.com/files/sheet/slbt_tbd_slbt-2-f-b5-35-40.pdf
https://catalog.tungsram.com/files/sheet/slbt_tbd_slbt-2-f-e2-30-40.pdf
https://catalog.tungsram.com/files/sheet/slbt_tbd_slbt-2-f-f5-30-40.pdf
https://catalog.tungsram.com/files/sheet/slbt_tbd_slbt-2-f-e5-30-40.pdf
https://catalog.tungsram.com/files/sheet/slbt_tbd_slbt-2-f-c5-30-40.pdf
https://catalog.tungsram.com/files/sheet/slbt_tbd_slbt-2-f-b5-30-40.pdf
https://catalog.tungsram.com/files/sheet/slbt_tbd_slbt-2-f-e2-15-40.pdf
https://catalog.tungsram.com/files/sheet/slbt_tbd_slbt-2-f-f5-15-40.pdf
https://catalog.tungsram.com/files/sheet/slbt_tbd_slbt-2-f-e5-15-40.pdf
https://catalog.tungsram.com/files/sheet/slbt_tbd_slbt-2-f-c5-15-40.pdf
https://catalog.tungsram.com/files/sheet/slbt_tbd_slbt-2-f-b5-15-40.pdf
https://catalog.tungsram.com/files/sheet/slbt_tbd_slbt-2-f-e2-12-40.pdf
https://catalog.tungsram.com/files/sheet/slbt_tbd_slbt-2-f-f5-12-40.pdf
https://catalog.tungsram.com/files/sheet/slbt_tbd_slbt-2-f-e5-12-40.pdf
https://catalog.tungsram.com/files/sheet/slbt_tbd_slbt-2-f-c5-12-40.pdf
https://catalog.tungsram.com/files/sheet/slbt_tbd_slbt-2-f-b5-12-40.pdf
https://catalog.tungsram.com/files/sheet/navona_93030839_na-2-afc-31-40-d-st-c1-n-1-60.pdf
https://catalog.tungsram.com/files/sheet/navona_93021923_na-2-awc-16-40-d-st-c1-n-1-60.pdf
https://catalog.tungsram.com/files/sheet/navona_93020890_na-2-anc-71-40-d-st-c1-n-1-60.pdf
https://catalog.tungsram.com/files/sheet/navona_93020887_na-2-swc-31-30-d-st-c1-n-2-60.pdf
https://catalog.tungsram.com/files/sheet/navona_93032130_na-2-afc-31-30-d-st-c1-n-1-76.pdf
https://catalog.tungsram.com/files/sheet/navona_93036001_na-2-swc-31-40-a-st-c1-n-2-60.pdf
https://catalog.tungsram.com/files/sheet/navona_93030162_na-2-awd-71-40-d-st-c2-n-1-60.pdf
https://catalog.tungsram.com/files/sheet/navona_93020888_na-2-sfc-38-40-re-sp-c1-n-2-60.pdf
https://catalog.tungsram.com/files/sheet/navona_93020889_na-2-swc-31-40-d-st-c1-n-2-60.pdf
https://catalog.tungsram.com/files/sheet/navona_93021571_na-2-swd-71-40-d-st-c1-n-2-60.pdf
https://catalog.tungsram.com/files/sheet/amix_93021472_am-l-2-f-s35-143-40-n-n-c1-p3-sm.pdf
https://catalog.tungsram.com/files/sheet/amix_93021479_am-l-2-f-a35-143-40-n-n-c1-p3-sm.pdf
https://catalog.tungsram.com/files/sheet/amix_93021474_am-l-2-f-a35-143-40-n-n-c1-p1-fl.pdf
https://catalog.tungsram.com/files/sheet/amix_93021473_am-l-2-f-s35-77-40-n-n-c1-p1-b.pdf
https://catalog.tungsram.com/files/sheet/amix_93021471_am-l-2-f-s35-106-50-n-n-c1-pc3-b.pdf
https://catalog.tungsram.com/files/sheet/amix_93020520_am-l-2-f-s35-77-50-n-n-c1-p3-b.pdf
https://catalog.tungsram.com/files/sheet/amix_tbd_am-l-2-f-s35-155-50-n-n-c1-n-b.pdf
https://catalog.tungsram.com/files/sheet/amix_93023107_am-l-2-f-s35-77-50-n-n-c1-n-b.pdf
https://catalog.tungsram.com/files/sheet/amix_93021478_am-l-2-f-s35-106-50-n-n-c1-p1-b.pdf
https://catalog.tungsram.com/files/sheet/amix_93021477_am-l-2-f-s55-106-50-n-n-c1-n-fl.pdf
https://catalog.tungsram.com/files/sheet/smix_93035591_smix-1-e-bab-70-40-n-st-c1-p1-u60.pdf
https://catalog.tungsram.com/files/sheet/smix_93035604_smix-1-e-aca-140-40-n-st-c1-p1-u60.pdf
https://catalog.tungsram.com/files/sheet/smix_93035603_smix-1-e-aba-140-40-n-st-c1-p1-u60.pdf
https://catalog.tungsram.com/files/sheet/smix_93035602_smix-1-e-ccc-140-40-n-st-c1-p1-u60.pdf
https://catalog.tungsram.com/files/sheet/smix_93035601_smix-1-e-bab-140-40-n-st-c1-p1-u60.pdf
https://catalog.tungsram.com/files/sheet/smix_93035600_smix-1-e-bbb-140-40-n-st-c1-p1-u60.pdf
https://catalog.tungsram.com/files/sheet/smix_93035599_smix-1-e-aca-90-40-n-st-c1-p1-u60.pdf
https://catalog.tungsram.com/files/sheet/smix_93035598_smix-1-e-aba-90-40-n-st-c1-p1-u60.pdf
https://catalog.tungsram.com/files/sheet/smix_93035597_smix-1-e-ccc-90-40-n-st-c1-p1-u60.pdf
https://catalog.tungsram.com/files/sheet/smix_93035596_smix-1-e-bab-90-40-n-st-c1-p1-u60.pdf
https://catalog.tungsram.com/files/sheet/smix_93035595_smix-1-e-bbb-90-40-n-st-c1-p1-u60.pdf
https://catalog.tungsram.com/files/sheet/smix_93035594_smix-1-e-aca-70-40-n-st-c1-p1-u60.pdf
https://catalog.tungsram.com/files/sheet/smix_93035593_smix-1-e-aba-70-40-n-st-c1-p1-u60.pdf
https://catalog.tungsram.com/files/sheet/smix_93035592_smix-1-e-ccc-70-40-n-st-c1-p1-u60.pdf
https://catalog.tungsram.com/files/sheet/smix_93035590_smix-1-e-bbb-70-40-n-st-c1-p1-u60.pdf
https://catalog.tungsram.com/files/sheet/smix_93035589_smix-1-e-cac-40-40-n-st-c1-p1-u60.pdf
https://catalog.tungsram.com/files/sheet/smix_93035588_smix-1-e-aca-40-40-n-st-c1-p1-u60.pdf
https://catalog.tungsram.com/files/sheet/smix_93035587_smix-1-e-ccc-40-40-n-st-c1-p1-u60.pdf
https://catalog.tungsram.com/files/sheet/smix_93034631_smix-1-e-bab-40-40-n-st-c1-p1-u60.pdf
https://catalog.tungsram.com/files/sheet/smix_93035586_smix-1-e-bbb-40-40-n-st-c1-p1-u60.pdf
https://catalog.tungsram.com/files/sheet/odyssey-led_93028065_od-l-3-f-f-50-40-d-st-c1-n-s60.pdf
https://catalog.tungsram.com/files/sheet/odyssey-led_93028064_od-l-3-f-e-103-40-d-st-c1-n-s60.pdf
https://catalog.tungsram.com/files/sheet/odyssey-led_93028063_od-l-3-f-t-94-40-d-st-c1-n-s60.pdf
https://catalog.tungsram.com/files/sheet/odyssey-led_93028000_od-l-3-f-e-40-40-d-st-c1-n-s60.pdf
https://catalog.tungsram.com/files/sheet/odyssey-led_93028062_od-l-3-f-t-84-40-n-st-c1-n-s60.pdf
https://catalog.tungsram.com/files/sheet/odyssey-led_93028061_od-l-3-f-r-60-40-n-st-c1-n-s60.pdf
https://catalog.tungsram.com/files/sheet/odyssey-led_93027999_od-l-3-f-c-20-40-n-st-c1-n-s60.pdf
https://catalog.tungsram.com/files/sheet/smbt_93028095_smbt-1-f-t-90-40-d-st-c1-n-s60.pdf
https://catalog.tungsram.com/files/sheet/smbt_93028099_smbt-1-f-f-60-40-d-st-c1-n-p76.pdf
https://catalog.tungsram.com/files/sheet/smbt_93028098_smbt-1-f-n-90-40-d-st-c1-n-p76.pdf
https://catalog.tungsram.com/files/sheet/smbt_93028097_smbt-1-f-r-105-40-d-st-c1-n-p76.pdf
https://catalog.tungsram.com/files/sheet/smbt_93028096_smbt-1-f-e-105-40-d-st-c1-n-s60.pdf
https://catalog.tungsram.com/files/sheet/smbt_93028094_smbt-1-f-s-74-40-d-st-c1-n-s60.pdf
https://catalog.tungsram.com/files/sheet/smbt_93028093_smbt-1-f-r-48-40-d-m3-c1-n-s60.pdf
https://catalog.tungsram.com/files/sheet/smbt_93028092_smbt-1-f-e-38-40-d-m3-c1-n-s60.pdf
https://catalog.tungsram.com/files/sheet/smbt_93028091_smbt-1-f-e-29-40-d-st-c1-n-s60.pdf
https://catalog.tungsram.com/files/sheet/smbt_93028090_smbt-1-f-c-19-40-n-st-c1-n-s60.pdf
https://catalog.tungsram.com/files/sheet/smbt_93028089_smbt-1-f-b-16-40-n-st-c1-n-s60.pdf
https://catalog.tungsram.com/files/sheet/odyssey-led_93027998_od-l-3-f-b-17-40-n-st-c1-n-s60.pdf
https://catalog.tungsram.com/files/sheet/navona_93011888_na-1-swd-72-40-d-st-c1-n-2-60.pdf
https://catalog.tungsram.com/files/sheet/navona_93011923_na-1-swc-32-40-d-st-c1-n-2-60.pdf
https://catalog.tungsram.com/files/sheet/navona_93011926_na-1-swc-39-40-s-st-c1-n-2-60.pdf
https://catalog.tungsram.com/files/sheet/navona_93011928_na-1-swc-61-40-d-st-c1-n-2-60.pdf
https://catalog.tungsram.com/files/sheet/navona_tbd_na-1-swc-46-40-d-m3-c1-n-2-60.pdf
https://catalog.tungsram.com/files/sheet/navona_93012118_na-1-sfc-39-40-s-sp-c1-n-2-60.pdf
https://catalog.tungsram.com/files/sheet/navona_93012119_na-1-sfc-48-40-s-sp-c1-n-2-60.pdf
https://catalog.tungsram.com/files/sheet/navona_93011880_na-1-swd-72-40-d-st-c2-n-2-60.pdf
https://catalog.tungsram.com/files/sheet/navona_93011886_na-1-swd-39-40-s-st-c1-p-2-60.pdf
https://catalog.tungsram.com/files/sheet/navona_93011885_na-1-swd-39-30-s-st-c1-p-2-60.pdf
https://catalog.tungsram.com/files/sheet/navona_93011884_na-1-swc-39-30-s-st-c1-p-2-60.pdf
https://catalog.tungsram.com/files/sheet/navona_93011881_na-1-swd-72-30-d-st-c1-n-2-60.pdf
https://catalog.tungsram.com/files/sheet/navona_93011877_na-1-sfc-32-30-d-st-c2-n-2-60.pdf
https://catalog.tungsram.com/files/sheet/navona_93012249_na-1-swc-31-30-d-st-c1-n-2-60.pdf
https://catalog.tungsram.com/files/sheet/navona_93012248_na-1-swc-54-30-d-st-c1-n-2-60.pdf
https://catalog.tungsram.com/files/sheet/navona_93011875_na-1-sfc-72-40-d-st-c1-n-2-76.pdf
https://catalog.tungsram.com/files/sheet/navona_93011415_na-1-swc-48-30-s-sp-c2-n-2-48.pdf
https://catalog.tungsram.com/files/sheet/navona_93011413_na-1-swc-48-40-s-sp-c2-n-2-48.pdf
https://catalog.tungsram.com/files/sheet/navona_93011411_na-1-swc-39-30-s-sp-c2-n-2-48.pdf
https://catalog.tungsram.com/files/sheet/navona_93011925_na-1-awc-32-40-d-st-c1-n-s-60.pdf
https://catalog.tungsram.com/files/sheet/navona_93011883_na-1-awc-72-30-d-st-c1-n-s-60.pdf
https://catalog.tungsram.com/files/sheet/navona_93011879_na-1-afc-56-40-d-st-c2-n-s-60.pdf
https://catalog.tungsram.com/files/sheet/navona_93011930_na-1-awc-16-40-d-st-c1-n-1-60.pdf
https://catalog.tungsram.com/files/sheet/navona_93011929_na-1-awc-61-40-d-st-c1-n-1-60.pdf
https://catalog.tungsram.com/files/sheet/navona_93011878_na-1-awc-39-30-d-st-c2-n-1-60.pdf
https://catalog.tungsram.com/files/sheet/navona_93011927_na-1-awc-39-40-s-st-c1-n-1-60.pdf
https://catalog.tungsram.com/files/sheet/navona_93011924_na-1-awc-32-40-d-st-c1-n-1-60.pdf
https://catalog.tungsram.com/files/sheet/navona_93011889_na-1-anc-72-40-d-st-c1-n-1-60.pdf
https://catalog.tungsram.com/files/sheet/navona_93011887_na-1-awd-72-40-d-st-c2-n-1-60.pdf
https://catalog.tungsram.com/files/sheet/navona_93011882_na-1-afc-72-40-d-st-c1-n-1-60.pdf
https://catalog.tungsram.com/files/sheet/navona_93011876_na-1-awd-16-30-d-st-c1-n-1-60.pdf
https://catalog.tungsram.com/files/sheet/navona_93011409_na-1-swc-39-40-s-sp-c2-n-2-48.pdf