93121660 | SLUX 0.9M 2 830 SST LGW 11C 10 | image | datasheet | deeplink | TUNGSRAM - Straightlux - 2445lm - 15.7W - 3000K - 80CRI - 93121660[SKU] - Suface mounted | 2.5 | Suface mounted | LED | 1 | 15.7 | [8 empty] | CE. UKCA | [6 empty] | 40 | 3000 | 869 x 66 x 77 |  | 220-240V |  | 10 | C | 110° | max 3 | >80 |  | 3000 | [6 empty] | 156 |  |  |  | Wide | 40 |  |  | Available |  |  | Class I | IK03 | 40 | 40 | 40 | 78 | -20 | 1 | 15.7 | White RAL9010 | 50/60Hz | Passive | LED | none | Trunking System | Straightlux | Retail; Supermarkets. Hypermarkets |  | 13.4 | 2445 | No sensor | [7 empty] | 80000
93121659 | SLUX 0.9M 2 830 SST LGN 11C 10 | image | datasheet | deeplink | TUNGSRAM - Straightlux - 2360lm - 15.7W - 3000K - 80CRI - 93121659[SKU] - Suface mounted | 2.5 | Suface mounted | LED | 1 | 15.7 | [8 empty] | CE. UKCA | [6 empty] | 40 | 3000 | 869 x 66 x 77 |  | 220-240V |  | 10 | C | 60° | max 3 | >80 |  | 3000 | [6 empty] | 150 |  |  |  | Narrow | 40 |  |  | Available |  |  | Class I | IK03 | 40 | 40 | 40 | 78 | -20 | 1 | 15.7 | White RAL9010 | 50/60Hz | Passive | LED | none | Trunking System | Straightlux | Retail; Supermarkets. Hypermarkets |  | 14.7 | 2360 | No sensor |  |  | 15994100108563 |  |  |  |  | 80000
93121090 | Mariner NarrowBeam G1 5' 56W 840 S | image | datasheet | deeplink | TUNGSRAM - Mariner Narrow Beam G1 - 6950lm - 56W - 4000K - 80CRI - 93121090[SKU] - Suface mounted | 1.8 | Suface mounted | LED | 1 | 56 | [8 empty] | CE. Morocco. UKCA | [5 empty] | 50000 | 66 | 4000 | 1455 x 90 x 93 |  | 220-240V |  | 5 | E | 79 x 118 | max 6 | >80 |  | 4000 |  |  | >=0.9 |  |  | >54000 | 124 |  |  |  | Medium | 45 |  |  | Available |  |  | Class I | IK10 | 66 | 69 | 45 | 235 | -25 | 1 | 56 | Gray (RAL7035) | 50/60Hz | Passive | LED | none | Weatherproof luminaires | Mariner Narrow Beam G1 | Factories; Warehouse; Garage |  |  | 6950 | No sensor |  | RG0 | 15994100095719
93121089 | Mariner NarrowBeam G1 5' 39W 840 S | image | datasheet | deeplink | TUNGSRAM - Mariner Narrow Beam G1 - 4800lm - 39W - 4000K - 80CRI - 93121089[SKU] - Suface mounted | 1.8 | Suface mounted | LED | 1 | 39 | [8 empty] | CE. Morocco. UKCA | [5 empty] | 50000 | 66 | 4000 | 1455 x 90 x 93 |  | 220-240V |  | 5 | E | 79 x 118 | max 6 | >80 |  | 4000 |  |  | >=0.9 |  |  | >54000 | 123 |  |  |  | Medium | 45 |  |  | Available |  |  | Class I | IK10 | 66 | 69 | 45 | 161 | -25 | 1 | 39 | Gray (RAL7035) | 50/60Hz | Passive | LED | none | Weatherproof luminaires | Mariner Narrow Beam G1 | Factories; Warehouse; Garage |  |  | 4800 | No sensor |  | RG0 | 15994100095702
93121088 | Mariner NarrowBeam G1 4' 44W 840 S | image | datasheet | deeplink | TUNGSRAM - Mariner Narrow Beam G1 - 5250lm - 44W - 4000K - 80CRI - 93121088[SKU] - Suface mounted | 1.5 | Suface mounted | LED | 1 | 44 | [8 empty] | CE. Morocco. UKCA | [5 empty] | 50000 | 66 | 4000 | 1175 x 90 x 93 |  | 220-240V |  | 5 | E | 79 x 118 | max 6 | >80 |  | 4000 |  |  | >=0.9 |  |  | >54000 | 119 |  |  |  | Medium | 45 |  |  | Available |  |  | Class I | IK10 | 66 | 69 | 45 | 187 | -25 | 1 | 44 | Gray (RAL7035) | 50/60Hz | Passive | LED | none | Weatherproof luminaires | Mariner Narrow Beam G1 | Factories; Warehouse; Garage |  |  | 5250 | No sensor |  | RG0 | 15994100095696
93121087 | Mariner NarrowBeam G1 4' 31W 840 S | image | datasheet | deeplink | TUNGSRAM - Mariner Narrow Beam G1 - 3900lm - 34W - 4000K - 80CRI - 93121087[SKU] - Suface mounted | 1.5 | Suface mounted | LED | 1 | 34 | [8 empty] | CE. Morocco. UKCA | [5 empty] | 50000 | 66 | 4000 | 1175 x 90 x 93 |  | 220-240V |  | 5 | E | 79 x 118 | max 6 | >80 |  | 4000 |  |  | >=0.9 |  |  | >54000 | 126 |  |  |  | Medium | 45 |  |  | Available |  |  | Class I | IK10 | 66 | 69 | 45 | 130 | -25 | 1 | 34 | Gray (RAL7035) | 50/60Hz | Passive | LED | none | Weatherproof luminaires | Mariner Narrow Beam G1 | Factories; Warehouse; Garage |  |  | 3900 | No sensor |  | RG0 | 15994100095689
TBD | SMBT/3/F/Y5/160/30... | image | datasheet | deeplink | TUNGSRAM - SMBt - 17260lm - 158W - 3000K - 70CRI - TBD[SKU] - Universal coupler 35-76mm | 7.5 kg | Universal coupler 35-76mm | LED | 1 | 158 | [8 empty] | CE. ENEC | [6 empty] | 66 | 3000 | 352x103x566 |  | 220-240V |  | 5 |  |  |  | 70 |  | 3000 |  | > 48000 |  | > 102000 |  |  | 109.24 |  |  | 9 | Y5 | 25 | 11.5 % |  | Available | 730/559 | CIE(x=0.43. y=0.403) 5SDCM | Class I . Class II | IK09 |  |  | 40 |  | -40 | 1 | 158 |  | 50-60Hz | Passive | LED | dimmable | Road & Street | SMBT | Road & Street |  |  | 17260 | No sensor | [7 empty] | > 100000
TBD | SMBT/3/F/P5/160/30... | image | datasheet | deeplink | TUNGSRAM - SMBt - 17280lm - 158W - 3000K - 70CRI - TBD[SKU] - Universal coupler 35-76mm | 7.5 kg | Universal coupler 35-76mm | LED | 1 | 158 | [8 empty] | CE. ENEC | [6 empty] | 66 | 3000 | 352x103x566 |  | 220-240V |  | 5 |  |  |  | 70 |  | 3000 |  | > 48000 |  | > 102000 |  |  | 109.37 |  |  | 9 | P5 | 25 | 11.5 % |  | Available | 730/559 | CIE(x=0.43. y=0.403) 5SDCM | Class I . Class II | IK09 |  |  | 40 |  | -40 | 1 | 158 | RAL 7035 | 50-60Hz | Passive | LED | dimmable | Road & Street | SMBT | Road & Street |  |  | 17280 | No sensor | [7 empty] | > 100000
TBD | SMBT/3/F/F5/160/30... | image | datasheet | deeplink | TUNGSRAM - SMBt - 16890lm - 158W - 3000K - 70CRI - TBD[SKU] - Universal coupler 35-76mm | 7.5 kg | Universal coupler 35-76mm | LED | 1 | 158 | [8 empty] | CE. ENEC | [6 empty] | 66 | 3000 | 352x103x566 |  | 220-240V |  | 5 |  |  |  | 70 |  | 3000 |  | > 48000 |  | > 102000 |  |  | 106.9 |  |  | 9 | F5 | 25 | 11.5 % |  | Available | 730/559 | CIE(x=0.43. y=0.403) 5SDCM | Class I . Class II | IK09 |  |  | 40 |  | -40 | 1 | 158 | RAL 7035 | 50-60Hz | Passive | LED | dimmable | Road & Street | SMBT | Road & Street |  |  | 16890 | No sensor | [7 empty] | > 100000
TBD | SMBT/3/F/E5/160/30... | image | datasheet | deeplink | TUNGSRAM - SMBt - 17730lm - 158W - 3000K - 70CRI - TBD[SKU] - Universal coupler 35-76mm | 7.5 kg | Universal coupler 35-76mm | LED | 1 | 158 | [8 empty] | CE. ENEC | [6 empty] | 66 | 3000 | 352x103x566 |  | 220-240V |  | 5 |  |  |  | 70 |  | 3000 |  | > 48000 |  | > 102000 |  |  | 112.22 |  |  | 9 | E5 | 25 | 11.5 % |  | Available | 730/559 | CIE(x=0.43. y=0.403) 5SDCM | Class I . Class II | IK09 |  |  | 40 |  | -40 | 1 | 158 | RAL 7035 | 50-60Hz | Passive | LED | dimmable | Road & Street | SMBT | Road & Street |  |  | 17730 | No sensor | [7 empty] | > 100000
TBD | SMBT/3/F/C5/160/30... | image | datasheet | deeplink | TUNGSRAM - SMBt - 17470lm - 158W - 3000K - 70CRI - TBD[SKU] - Universal coupler 35-76mm | 7.5 kg | Universal coupler 35-76mm | LED | 1 | 158 | [8 empty] | CE. ENEC | [6 empty] | 66 | 3000 | 352x103x566 |  | 220-240V |  | 5 |  |  |  | 70 |  | 3000 |  | > 48000 |  | > 102000 |  |  | 110.57 |  |  | 9 | C5 | 25 | 11.5 % |  | Available | 730/559 | CIE(x=0.43. y=0.403) 5SDCM | Class I . Class II | IK09 |  |  | 40 |  | -40 | 1 | 158 | RAL 7035 | 50-60Hz | Passive | LED | dimmable | Road & Street | SMBT | Road & Street |  |  | 17470 | No sensor | [7 empty] | > 100000
TBD | SMBT/3/F/B5/160/30... | image | datasheet | deeplink | TUNGSRAM - SMBt - 17490lm - 158W - 3000K - 70CRI - TBD[SKU] - Universal coupler 35-76mm | 7.5 kg | Universal coupler 35-76mm | LED | 1 | 158 | [8 empty] | CE. ENEC | [6 empty] | 66 | 3000 | 352x103x566 |  | 220-240V |  | 5 |  |  |  | 70 |  | 3000 |  | > 48000 |  | > 102000 |  |  | 110.7 |  |  | 9 | B5 | 25 | 11.5 % |  | Available | 730/559 | CIE(x=0.43. y=0.403) 5SDCM | Class I . Class II | IK09 |  |  | 40 |  | -40 | 1 | 158 | RAL 7035 | 50-60Hz | Passive | LED | dimmable | Road & Street | SMBT | Road & Street |  |  | 17490 | No sensor | [7 empty] | > 100000
TBD | SMBT/3/F/E2/160/30... | image | datasheet | deeplink | TUNGSRAM - SMBt - 17650lm - 158W - 3000K - 70CRI - TBD[SKU] - Universal coupler 35-76mm | 7.5 kg | Universal coupler 35-76mm | LED | 1 | 158 | [8 empty] | CE. ENEC | [6 empty] | 66 | 3000 | 352x103x566 |  | 220-240V |  | 5 |  |  |  | 70 |  | 3000 |  | > 48000 |  | > 102000 |  |  | 111.71 |  |  | 9 | E2 | 25 | 11.5 % |  | Available | 730/559 | CIE(x=0.43. y=0.403) 5SDCM | Class I . Class II | IK09 |  |  | 40 |  | -40 | 1 | 158 | RAL 7035 | 50-60Hz | Passive | LED | dimmable | Road & Street | SMBT | Road & Street |  |  | 17650 | No sensor | [7 empty] | > 100000
TBD | SMBT/3/F/B2/160/30... | image | datasheet | deeplink | TUNGSRAM - SMBt - 17730lm - 158W - 3000K - 70CRI - TBD[SKU] - Universal coupler 35-76mm | 7.5 kg | Universal coupler 35-76mm | LED | 1 | 158 | [8 empty] | CE. ENEC | [6 empty] | 66 | 3000 | 352x103x566 |  | 220-240V |  | 5 |  |  |  | 70 |  | 3000 |  | > 48000 |  | > 102000 |  |  | 112.22 |  |  | 9 | B2 | 25 | 11.5 % |  | Available | 730/559 | CIE(x=0.43. y=0.403) 5SDCM | Class I . Class II | IK09 |  |  | 40 |  | -40 | 1 | 158 | RAL 7035 | 50-60Hz | Passive | LED | dimmable | Road & Street | SMBT | Road & Street |  |  | 17730 | No sensor | [7 empty] | > 100000
TBD | SMBT/3/F/Y5/140/30... | image | datasheet | deeplink | TUNGSRAM - SMBt - 15980lm - 139W - 3000K - 70CRI - TBD[SKU] - Universal coupler 35-76mm | 7.5 kg | Universal coupler 35-76mm | LED | 1 | 139 | [8 empty] | CE. ENEC | [6 empty] | 66 | 3000 | 352x103x566 |  | 220-240V |  | 5 |  |  |  | 70 |  | 3000 |  | > 48000 |  | > 102000 |  |  | 114.96 |  |  | 9 | Y5 | 25 | 11.5 % |  | Available | 730/559 | CIE(x=0.43. y=0.403) 5SDCM | Class I . Class II | IK09 |  |  | 50 |  | -40 | 1 | 139 | RAL 7035 | 50-60Hz | Passive | LED | dimmable | Road & Street | SMBT | Road & Street |  |  | 15980 | No sensor | [7 empty] | > 100000
TBD | SMBT/3/F/P5/140/30... | image | datasheet | deeplink | TUNGSRAM - SMBt - 16000lm - 139W - 3000K - 70CRI - TBD[SKU] - Universal coupler 35-76mm | 7.5 kg | Universal coupler 35-76mm | LED | 1 | 139 | [8 empty] | CE. ENEC | [6 empty] | 66 | 3000 | 352x103x566 |  | 220-240V |  | 5 |  |  |  | 70 |  | 3000 |  | > 48000 |  | > 102000 |  |  | 115.11 |  |  | 9 | P5 | 25 | 11.5 % |  | Available | 730/559 | CIE(x=0.43. y=0.403) 5SDCM | Class I . Class II | IK09 |  |  | 50 |  | -40 | 1 | 139 | RAL 7035 | 50-60Hz | Passive | LED | dimmable | Road & Street | SMBT | Road & Street |  |  | 16000 | No sensor | [7 empty] | > 100000
TBD | SMBT/3/F/F5/140/30... | image | datasheet | deeplink | TUNGSRAM - SMBt - 15630lm - 139W - 3000K - 70CRI - TBD[SKU] - Universal coupler 35-76mm | 7.5 kg | Universal coupler 35-76mm | LED | 1 | 139 | [8 empty] | CE. ENEC | [6 empty] | 66 | 3000 | 352x103x566 |  | 220-240V |  | 5 |  |  |  | 70 |  | 3000 |  | > 48000 |  | > 102000 |  |  | 112.45 |  |  | 9 | F5 | 25 | 11.5 % |  | Available | 730/559 | CIE(x=0.43. y=0.403) 5SDCM | Class I . Class II | IK09 |  |  | 50 |  | -40 | 1 | 139 | RAL 7035 | 50-60Hz | Passive | LED | dimmable | Road & Street | SMBT | Road & Street |  |  | 15630 | No sensor | [7 empty] | > 100000
TBD | SMBT/3/F/E5/140/30... | image | datasheet | deeplink | TUNGSRAM - SMBt - 16410lm - 139W - 3000K - 70CRI - TBD[SKU] - Universal coupler 35-76mm | 7.5 kg | Universal coupler 35-76mm | LED | 1 | 139 | [8 empty] | CE. ENEC | [6 empty] | 66 | 3000 | 352x103x566 |  | 220-240V |  | 5 |  |  |  | 70 |  | 3000 |  | > 48000 |  | > 102000 |  |  | 118.06 |  |  | 9 | E5 | 25 | 11.5 % |  | Available | 730/559 | CIE(x=0.43. y=0.403) 5SDCM | Class I . Class II | IK09 |  |  | 50 |  | -40 | 1 | 139 | RAL 7035 | 50-60Hz | Passive | LED | dimmable | Road & Street | SMBT | Road & Street |  |  | 16410 | No sensor | [7 empty] | > 100000
TBD | SMBT/3/F/C5/140/30... | image | datasheet | deeplink | TUNGSRAM - SMBt - 16170lm - 139W - 3000K - 70CRI - TBD[SKU] - Universal coupler 35-76mm | 7.5 kg | Universal coupler 35-76mm | LED | 1 | 139 | [8 empty] | CE. ENEC | [6 empty] | 66 | 3000 | 352x103x566 |  | 220-240V |  | 5 |  |  |  | 70 |  | 3000 |  | > 48000 |  | > 102000 |  |  | 116.33 |  |  | 9 | C5 | 25 | 11.5 % |  | Available | 730/559 | CIE(x=0.43. y=0.403) 5SDCM | Class I . Class II | IK09 |  |  | 50 |  | -40 | 1 | 139 | RAL 7035 | 50-60Hz | Passive | LED | dimmable | Road & Street | SMBT | Road & Street |  |  | 16170 | No sensor | [7 empty] | > 100000
TBD | SMBT/3/F/B5/140/30... | image | datasheet | deeplink | TUNGSRAM - SMBt - 16200lm - 139W - 3000K - 70CRI - TBD[SKU] - Universal coupler 35-76mm | 7.5 kg | Universal coupler 35-76mm | LED | 1 | 139 | [8 empty] | CE. ENEC | [6 empty] | 66 | 3000 | 352x103x566 |  | 220-240V |  | 5 |  |  |  | 70 |  | 3000 |  | > 48000 |  | > 102000 |  |  | 116.55 |  |  | 9 | B5 | 25 | 11.5 % |  | Available | 730/559 | CIE(x=0.43. y=0.403) 5SDCM | Class I . Class II | IK09 |  |  | 50 |  | -40 | 1 | 139 | RAL 7035 | 50-60Hz | Passive | LED | dimmable | Road & Street | SMBT | Road & Street |  |  | 16200 | No sensor | [7 empty] | > 100000
TBD | SMBT/3/F/E2/140/30... | image | datasheet | deeplink | TUNGSRAM - SMBt - 16350lm - 139W - 3000K - 70CRI - TBD[SKU] - Universal coupler 35-76mm | 7.5 kg | Universal coupler 35-76mm | LED | 1 | 139 | [8 empty] | CE. ENEC | [6 empty] | 66 | 3000 | 352x103x566 |  | 220-240V |  | 5 |  |  |  | 70 |  | 3000 |  | > 48000 |  | > 102000 |  |  | 117.63 |  |  | 9 | E2 | 25 | 11.5 % |  | Available | 730/559 | CIE(x=0.43. y=0.403) 5SDCM | Class I . Class II | IK09 |  |  | 50 |  | -40 | 1 | 139 | RAL 7035 | 50-60Hz | Passive | LED | dimmable | Road & Street | SMBT | Road & Street |  |  | 16350 | No sensor | [7 empty] | > 100000
TBD | SMBT/3/F/B2/140/30... | image | datasheet | deeplink | TUNGSRAM - SMBt - 16410lm - 139W - 3000K - 70CRI - TBD[SKU] - Universal coupler 35-76mm | 7.5 kg | Universal coupler 35-76mm | LED | 1 | 139 | [8 empty] | CE. ENEC | [6 empty] | 66 | 3000 | 352x103x566 |  | 220-240V |  | 5 |  |  |  | 70 |  | 3000 |  | > 48000 |  | > 102000 |  |  | 118.06 |  |  | 9 | B2 | 25 | 11.5 % |  | Available | 730/559 | CIE(x=0.43. y=0.403) 5SDCM | Class I . Class II | IK09 |  |  | 50 |  | -40 | 1 | 139 | RAL 7035 | 50-60Hz | Passive | LED | dimmable | Road & Street | SMBT | Road & Street |  |  | 16410 | No sensor | [7 empty] | > 100000
TBD | SMBT/3/F/Y5/120/30... | image | datasheet | deeplink | TUNGSRAM - SMBt - 14380lm - 120W - 3000K - 70CRI - TBD[SKU] - Universal coupler 35-76mm | 7.5 kg | Universal coupler 35-76mm | LED | 1 | 120 | [8 empty] | CE. ENEC | [6 empty] | 66 | 3000 | 352x103x566 |  | 220-240V |  | 5 |  |  |  | 70 |  | 3000 |  | > 48000 |  | > 102000 |  |  | 119.83 |  |  | 9 | Y5 | 25 | 11.5 % |  | Available | 730/559 | CIE(x=0.43. y=0.403) 5SDCM | Class I . Class II | IK09 |  |  | 50 |  | -40 | 1 | 120 | RAL 7035 | 50-60Hz | Passive | LED | dimmable | Road & Street | SMBT | Road & Street |  |  | 14380 | No sensor | [7 empty] | > 100000
TBD | SMBT/3/F/P5/120/30... | image | datasheet | deeplink | TUNGSRAM - SMBt - 14400lm - 120W - 3000K - 70CRI - TBD[SKU] - Universal coupler 35-76mm | 7.5 kg | Universal coupler 35-76mm | LED | 1 | 120 | [8 empty] | CE. ENEC | [6 empty] | 66 | 3000 | 352x103x566 |  | 220-240V |  | 5 |  |  |  | 70 |  | 3000 |  | > 48000 |  | > 102000 |  |  | 120 |  |  | 9 | P5 | 25 | 11.5 % |  | Available | 730/559 | CIE(x=0.43. y=0.403) 5SDCM | Class I . Class II | IK09 |  |  | 50 |  | -40 | 1 | 120 | RAL 7035 | 50-60Hz | Passive | LED | dimmable | Road & Street | SMBT | Road & Street |  |  | 14400 | No sensor | [7 empty] | > 100000
TBD | SMBT/3/F/F5/120/30... | image | datasheet | deeplink | TUNGSRAM - SMBt - 14070lm - 120W - 3000K - 70CRI - TBD[SKU] - Universal coupler 35-76mm | 7.5 kg | Universal coupler 35-76mm | LED | 1 | 120 | [8 empty] | CE. ENEC | [6 empty] | 66 | 3000 | 352x103x566 |  | 220-240V |  | 5 |  |  |  | 70 |  | 3000 |  | > 48000 |  | > 102000 |  |  | 117.25 |  |  | 9 | F5 | 25 | 11.5 % |  | Available | 730/559 | CIE(x=0.43. y=0.403) 5SDCM | Class I . Class II | IK09 |  |  | 50 |  | -40 | 1 | 120 | RAL 7035 | 50-60Hz | Passive | LED | dimmable | Road & Street | SMBT | Road & Street |  |  | 14070 | No sensor | [7 empty] | > 100000
TBD | SMBT/3/F/E5/120/30... | image | datasheet | deeplink | TUNGSRAM - SMBt - 14770lm - 120W - 3000K - 70CRI - TBD[SKU] - Universal coupler 35-76mm | 7.5 kg | Universal coupler 35-76mm | LED | 1 | 120 | [8 empty] | CE. ENEC | [6 empty] | 66 | 3000 | 352x103x566 |  | 220-240V |  | 5 |  |  |  | 70 |  | 3000 |  | > 48000 |  | > 102000 |  |  | 123.08 |  |  | 9 | E5 | 25 | 11.5 % |  | Available | 730/559 | CIE(x=0.43. y=0.403) 5SDCM | Class I . Class II | IK09 |  |  | 50 |  | -40 | 1 | 120 | RAL 7035 | 50-60Hz | Passive | LED | dimmable | Road & Street | SMBT | Road & Street |  |  | 14770 | No sensor | [7 empty] | > 100000
TBD | SMBT/3/F/C5/120/30... | image | datasheet | deeplink | TUNGSRAM - SMBt - 14550lm - 120W - 3000K - 70CRI - TBD[SKU] - Universal coupler 35-76mm | 7.5 kg | Universal coupler 35-76mm | LED | 1 | 120 | [8 empty] | CE. ENEC | [6 empty] | 66 | 3000 | 352x103x566 |  | 220-240V |  | 5 |  |  |  | 70 |  | 3000 |  | > 48000 |  | > 102000 |  |  | 121.25 |  |  | 9 | C5 | 25 | 11.5 % |  | Available | 730/559 | CIE(x=0.43. y=0.403) 5SDCM | Class I . Class II | IK09 |  |  | 50 |  | -40 | 1 | 120 | RAL 7035 | 50-60Hz | Passive | LED | dimmable | Road & Street | SMBT | Road & Street |  |  | 14550 | No sensor | [7 empty] | > 100000
TBD | SMBT/3/F/B5/120/30... | image | datasheet | deeplink | TUNGSRAM - SMBt - 14570lm - 120W - 3000K - 70CRI - TBD[SKU] - Universal coupler 35-76mm | 7.5 kg | Universal coupler 35-76mm | LED | 1 | 120 | [8 empty] | CE. ENEC | [6 empty] | 66 | 3000 | 352x103x566 |  | 220-240V |  | 5 |  |  |  | 70 |  | 3000 |  | > 48000 |  | > 102000 |  |  | 121.42 |  |  | 9 | B5 | 25 | 11.5 % |  | Available | 730/559 | CIE(x=0.43. y=0.403) 5SDCM | Class I . Class II | IK09 |  |  | 50 |  | -40 | 1 | 120 | RAL 7035 | 50-60Hz | Passive | LED | dimmable | Road & Street | SMBT | Road & Street |  |  | 14570 | No sensor | [7 empty] | > 100000
TBD | SMBT/3/F/E2/120/30... | image | datasheet | deeplink | TUNGSRAM - SMBt - 14700lm - 120W - 3000K - 70CRI - TBD[SKU] - Universal coupler 35-76mm | 7.5 kg | Universal coupler 35-76mm | LED | 1 | 120 | [8 empty] | CE. ENEC | [6 empty] | 66 | 3000 | 352x103x566 |  | 220-240V |  | 5 |  |  |  | 70 |  | 3000 |  | > 48000 |  | > 102000 |  |  | 122.5 |  |  | 9 | E2 | 25 | 11.5 % |  | Available | 730/559 | CIE(x=0.43. y=0.403) 5SDCM | Class I . Class II | IK09 |  |  | 50 |  | -40 | 1 | 120 | RAL 7035 | 50-60Hz | Passive | LED | dimmable | Road & Street | SMBT | Road & Street |  |  | 14700 | No sensor | [7 empty] | > 100000
TBD | SMBT/3/F/B2/120/30... | image | datasheet | deeplink | TUNGSRAM - SMBt - 14770lm - 120W - 3000K - 70CRI - TBD[SKU] - Universal coupler 35-76mm | 7.5 kg | Universal coupler 35-76mm | LED | 1 | 120 | [8 empty] | CE. ENEC | [6 empty] | 66 | 3000 | 352x103x566 |  | 220-240V |  | 5 |  |  |  | 70 |  | 3000 |  | > 48000 |  | > 102000 |  |  | 123.08 |  |  | 9 | B2 | 25 | 11.5 % |  | Available | 730/559 | CIE(x=0.43. y=0.403) 5SDCM | Class I . Class II | IK09 |  |  | 50 |  | -40 | 1 | 120 | RAL 7035 | 50-60Hz | Passive | LED | dimmable | Road & Street | SMBT | Road & Street |  |  | 14770 | No sensor | [7 empty] | > 100000
TBD | SMBT/3/F/Y5/105/30... | image | datasheet | deeplink | TUNGSRAM - SMBt - 13160lm - 107W - 3000K - 70CRI - TBD[SKU] - Universal coupler 35-76mm | 7.5 kg | Universal coupler 35-76mm | LED | 1 | 107 | [8 empty] | CE. ENEC | [6 empty] | 66 | 3000 | 352x103x566 |  | 220-240V |  | 5 |  |  |  | 70 |  | 3000 |  | > 48000 |  | > 102000 |  |  | 122.99 |  |  | 9 | Y5 | 25 | 11.5 % |  | Available | 730/559 | CIE(x=0.43. y=0.403) 5SDCM | Class I . Class II | IK09 |  |  | 50 |  | -40 | 1 | 107 | RAL 7035 | 50-60Hz | Passive | LED | dimmable | Road & Street | SMBT | Road & Street |  |  | 13160 | No sensor | [7 empty] | > 100000
TBD | SMBT/3/F/P5/105/30... | image | datasheet | deeplink | TUNGSRAM - SMBt - 13180lm - 107W - 3000K - 70CRI - TBD[SKU] - Universal coupler 35-76mm | 7.5 kg | Universal coupler 35-76mm | LED | 1 | 107 | [8 empty] | CE. ENEC | [6 empty] | 66 | 3000 | 352x103x566 |  | 220-240V |  | 5 |  |  |  | 70 |  | 3000 |  | > 48000 |  | > 102000 |  |  | 123.18 |  |  | 9 | P5 | 25 | 11.5 % |  | Available | 730/559 | CIE(x=0.43. y=0.403) 5SDCM | Class I . Class II | IK09 |  |  | 50 |  | -40 | 1 | 107 | RAL 7035 | 50-60Hz | Passive | LED | dimmable | Road & Street | SMBT | Road & Street |  |  | 13180 | No sensor | [7 empty] | > 100000
TBD | SMBT/3/F/F5/105/30... | image | datasheet | deeplink | TUNGSRAM - SMBt - 12870lm - 107W - 3000K - 70CRI - TBD[SKU] - Universal coupler 35-76mm | 7.5 kg | Universal coupler 35-76mm | LED | 1 | 107 | [8 empty] | CE. ENEC | [6 empty] | 66 | 3000 | 352x103x566 |  | 220-240V |  | 5 |  |  |  | 70 |  | 3000 |  | > 48000 |  | > 102000 |  |  | 120.28 |  |  | 9 | F5 | 25 | 11.5 % |  | Available | 730/559 | CIE(x=0.43. y=0.403) 5SDCM | Class I . Class II | IK09 |  |  | 50 |  | -40 | 1 | 107 | RAL 7035 | 50-60Hz | Passive | LED | dimmable | Road & Street | SMBT | Road & Street |  |  | 12870 | No sensor | [7 empty] | > 100000
TBD | SMBT/3/F/E5/105/30... | image | datasheet | deeplink | TUNGSRAM - SMBt - 13510lm - 107W - 3000K - 70CRI - TBD[SKU] - Universal coupler 35-76mm | 7.5 kg | Universal coupler 35-76mm | LED | 1 | 107 | [8 empty] | CE. ENEC | [6 empty] | 66 | 3000 | 352x103x566 |  | 220-240V |  | 5 |  |  |  | 70 |  | 3000 |  | > 48000 |  | > 102000 |  |  | 126.26 |  |  | 9 | E5 | 25 | 11.5 % |  | Available | 730/559 | CIE(x=0.43. y=0.403) 5SDCM | Class I . Class II | IK09 |  |  | 50 |  | -40 | 1 | 107 | RAL 7035 | 50-60Hz | Passive | LED | dimmable | Road & Street | SMBT | Road & Street |  |  | 13510 | No sensor | [7 empty] | > 100000
TBD | SMBT/3/F/C5/105/30... | image | datasheet | deeplink | TUNGSRAM - SMBt - 13310lm - 107W - 3000K - 70CRI - TBD[SKU] - Universal coupler 35-76mm | 7.5 kg | Universal coupler 35-76mm | LED | 1 | 107 | [8 empty] | CE. ENEC | [6 empty] | 66 | 3000 | 352x103x566 |  | 220-240V |  | 5 |  |  |  | 70 |  | 3000 |  | > 48000 |  | > 102000 |  |  | 124.39 |  |  | 9 | C5 | 25 | 11.5 % |  | Available | 730/559 | CIE(x=0.43. y=0.403) 5SDCM | Class I . Class II | IK09 |  |  | 50 |  | -40 | 1 | 107 | RAL 7035 | 50-60Hz | Passive | LED | dimmable | Road & Street | SMBT | Road & Street |  |  | 13310 | No sensor | [7 empty] | > 100000
TBD | SMBT/3/F/B5/105/30... | image | datasheet | deeplink | TUNGSRAM - SMBt - 13330lm - 107W - 3000K - 70CRI - TBD[SKU] - Universal coupler 35-76mm | 7.5 kg | Universal coupler 35-76mm | LED | 1 | 107 | [8 empty] | CE. ENEC | [6 empty] | 66 | 3000 | 352x103x566 |  | 220-240V |  | 5 |  |  |  | 70 |  | 3000 |  | > 48000 |  | > 102000 |  |  | 124.58 |  |  | 9 | B5 | 25 | 11.5 % |  | Available | 730/559 | CIE(x=0.43. y=0.403) 5SDCM | Class I . Class II | IK09 |  |  | 50 |  | -40 | 1 | 107 | RAL 7035 | 50-60Hz | Passive | LED | dimmable | Road & Street | SMBT | Road & Street |  |  | 13330 | No sensor | [7 empty] | > 100000
TBD | SMBT/3/F/E2/105/30... | image | datasheet | deeplink | TUNGSRAM - SMBt - 13450lm - 107W - 3000K - 70CRI - TBD[SKU] - Universal coupler 35-76mm | 7.5 kg | Universal coupler 35-76mm | LED | 1 | 107 | [8 empty] | CE. ENEC | [6 empty] | 66 | 3000 | 352x103x566 |  | 220-240V |  | 5 |  |  |  | 70 |  | 3000 |  | > 48000 |  | > 102000 |  |  | 125.7 |  |  | 9 | E2 | 25 | 11.5 % |  | Available | 730/559 | CIE(x=0.43. y=0.403) 5SDCM | Class I . Class II | IK09 |  |  | 50 |  | -40 | 1 | 107 | RAL 7035 | 50-60Hz | Passive | LED | dimmable | Road & Street | SMBT | Road & Street |  |  | 13450 | No sensor | [7 empty] | > 100000
TBD | SMBT/3/F/B2/105/30... | image | datasheet | deeplink | TUNGSRAM - SMBt - 13510lm - 107W - 3000K - 70CRI - TBD[SKU] - Universal coupler 35-76mm | 7.5 kg | Universal coupler 35-76mm | LED | 1 | 107 | [8 empty] | CE. ENEC | [6 empty] | 66 | 3000 | 352x103x566 |  | 220-240V |  | 5 |  |  |  | 70 |  | 3000 |  | > 48000 |  | > 102000 |  |  | 126.26 |  |  | 9 | B2 | 25 | 11.5 % |  | Available | 730/559 | CIE(x=0.43. y=0.403) 5SDCM | Class I . Class II | IK09 |  |  | 50 |  | -40 | 1 | 107 | RAL 7035 | 50-60Hz | Passive | LED | dimmable | Road & Street | SMBT | Road & Street |  |  | 13510 | No sensor | [7 empty] | > 100000
TBD | SMBT/3/F/Y5/95/30... | image | datasheet | deeplink | TUNGSRAM - SMBt - 11730lm - 93W - 3000K - 70CRI - TBD[SKU] - Universal coupler 35-76mm | 7.5 kg | Universal coupler 35-76mm | LED | 1 | 93 | [8 empty] | CE. ENEC | [6 empty] | 66 | 3000 | 352x103x566 |  | 220-240V |  | 5 |  |  |  | 70 |  | 3000 |  | > 48000 |  | > 102000 |  |  | 126.13 |  |  | 9 | Y5 | 25 | 11.5 % |  | Available | 730/559 | CIE(x=0.43. y=0.403) 5SDCM | Class I . Class II | IK09 |  |  | 50 |  | -40 | 1 | 93 | RAL 7035 | 50-60Hz | Passive | LED | dimmable | Road & Street | SMBT | Road & Street |  |  | 11730 | No sensor | [7 empty] | > 100000
TBD | SMBT/3/F/P5/95/30... | image | datasheet | deeplink | TUNGSRAM - SMBt - 11750lm - 93W - 3000K - 70CRI - TBD[SKU] - Universal coupler 35-76mm | 7.5 kg | Universal coupler 35-76mm | LED | 1 | 93 | [8 empty] | CE. ENEC | [6 empty] | 66 | 3000 | 352x103x566 |  | 220-240V |  | 5 |  |  |  | 70 |  | 3000 |  | > 48000 |  | > 102000 |  |  | 126.34 |  |  | 9 | P5 | 25 | 11.5 % |  | Available | 730/559 | CIE(x=0.43. y=0.403) 5SDCM | Class I . Class II | IK09 |  |  | 50 |  | -40 | 1 | 93 | RAL 7035 | 50-60Hz | Passive | LED | dimmable | Road & Street | SMBT | Road & Street |  |  | 11750 | No sensor | [7 empty] | > 100000
TBD | SMBT/3/F/F5/95/30... | image | datasheet | deeplink | TUNGSRAM - SMBt - 11480lm - 93W - 3000K - 70CRI - TBD[SKU] - Universal coupler 35-76mm | 7.5 kg | Universal coupler 35-76mm | LED | 1 | 93 | [8 empty] | CE. ENEC | [6 empty] | 66 | 3000 | 352x103x566 |  | 220-240V |  | 5 |  |  |  | 70 |  | 3000 |  | > 48000 |  | > 102000 |  |  | 123.44 |  |  | 9 | F5 | 25 | 11.5 % |  | Available | 730/559 | CIE(x=0.43. y=0.403) 5SDCM | Class I . Class II | IK09 |  |  | 50 |  | -40 | 1 | 93 | RAL 7035 | 50-60Hz | Passive | LED | dimmable | Road & Street | SMBT | Road & Street |  |  | 11480 | No sensor | [7 empty] | > 100000
TBD | SMBT/3/F/E5/95/30... | image | datasheet | deeplink | TUNGSRAM - SMBt - 12060lm - 93W - 3000K - 70CRI - TBD[SKU] - Universal coupler 35-76mm | 7.5 kg | Universal coupler 35-76mm | LED | 1 | 93 | [8 empty] | CE. ENEC | [6 empty] | 66 | 3000 | 352x103x566 |  | 220-240V |  | 5 |  |  |  | 70 |  | 3000 |  | > 48000 |  | > 102000 |  |  | 129.68 |  |  | 9 | E5 | 25 | 11.5 % |  | Available | 730/559 | CIE(x=0.43. y=0.403) 5SDCM | Class I . Class II | IK09 |  |  | 50 |  | -40 | 1 | 93 | RAL 7035 | 50-60Hz | Passive | LED | dimmable | Road & Street | SMBT | Road & Street |  |  | 12060 | No sensor | [7 empty] | > 100000
TBD | SMBT/3/F/C5/95/30... | image | datasheet | deeplink | TUNGSRAM - SMBt - 11880lm - 93W - 3000K - 70CRI - TBD[SKU] - Universal coupler 35-76mm | 7.5 kg | Universal coupler 35-76mm | LED | 1 | 93 | [8 empty] | CE. ENEC | [6 empty] | 66 | 3000 | 352x103x566 |  | 220-240V |  | 5 |  |  |  | 70 |  | 3000 |  | > 48000 |  | > 102000 |  |  | 127.74 |  |  | 9 | C5 | 25 | 11.5 % |  | Available | 730/559 | CIE(x=0.43. y=0.403) 5SDCM | Class I . Class II | IK09 |  |  | 50 |  | -40 | 1 | 93 | RAL 7035 | 50-60Hz | Passive | LED | dimmable | Road & Street | SMBT | Road & Street |  |  | 11880 | No sensor | [7 empty] | > 100000
TBD | SMBT/3/F/B5/95/30... | image | datasheet | deeplink | TUNGSRAM - SMBt - 11900lm - 93W - 3000K - 70CRI - TBD[SKU] - Universal coupler 35-76mm | 7.5 kg | Universal coupler 35-76mm | LED | 1 | 93 | [8 empty] | CE. ENEC | [6 empty] | 66 | 3000 | 352x103x566 |  | 220-240V |  | 5 |  |  |  | 70 |  | 3000 |  | > 48000 |  | > 102000 |  |  | 127.96 |  |  | 9 | B5 | 25 | 11.5 % |  | Available | 730/559 | CIE(x=0.43. y=0.403) 5SDCM | Class I . Class II | IK09 |  |  | 50 |  | -40 | 1 | 93 | RAL 7035 | 50-60Hz | Passive | LED | dimmable | Road & Street | SMBT | Road & Street |  |  | 11900 | No sensor | [7 empty] | > 100000
TBD | SMBT/3/F/E2/95/30... | image | datasheet | deeplink | TUNGSRAM - SMBt - 12010lm - 93W - 3000K - 70CRI - TBD[SKU] - Universal coupler 35-76mm | 7.5 kg | Universal coupler 35-76mm | LED | 1 | 93 | [8 empty] | CE. ENEC | [6 empty] | 66 | 3000 | 352x103x566 |  | 220-240V |  | 5 |  |  |  | 70 |  | 3000 |  | > 48000 |  | > 102000 |  |  | 129.14 |  |  | 9 | E2 | 25 | 11.5 % |  | Available | 730/559 | CIE(x=0.43. y=0.403) 5SDCM | Class I . Class II | IK09 |  |  | 50 |  | -40 | 1 | 93 | RAL 7035 | 50-60Hz | Passive | LED | dimmable | Road & Street | SMBT | Road & Street |  |  | 12010 | No sensor | [7 empty] | > 100000
TBD | SMBT/3/F/B2/95/30... | image | datasheet | deeplink | TUNGSRAM - SMBt - 12060lm - 93W - 3000K - 70CRI - TBD[SKU] - Universal coupler 35-76mm | 7.5 kg | Universal coupler 35-76mm | LED | 1 | 93 | [8 empty] | CE. ENEC | [6 empty] | 66 | 3000 | 352x103x566 |  | 220-240V |  | 5 |  |  |  | 70 |  | 3000 |  | > 48000 |  | > 102000 |  |  | 129.68 |  |  | 9 | B2 | 25 | 11.5 % |  | Available | 730/559 | CIE(x=0.43. y=0.403) 5SDCM | Class I . Class II | IK09 |  |  | 50 |  | -40 | 1 | 93 | RAL 7035 | 50-60Hz | Passive | LED | dimmable | Road & Street | SMBT | Road & Street |  |  | 12060 | No sensor | [7 empty] | > 100000
TBD | SMBT/3/F/Y5/80/30... | image | datasheet | deeplink | TUNGSRAM - SMBt - 10090lm - 78W - 3000K - 70CRI - TBD[SKU] - Universal coupler 35-76mm | 7.5 kg | Universal coupler 35-76mm | LED | 1 | 78 | [8 empty] | CE. ENEC | [6 empty] | 66 | 3000 | 352x103x566 |  | 220-240V |  | 5 |  |  |  | 70 |  | 3000 |  | > 48000 |  | > 102000 |  |  | 129.36 |  |  | 9 | Y5 | 25 | 11.5 % |  | Available | 730/559 | CIE(x=0.43. y=0.403) 5SDCM | Class I . Class II | IK09 |  |  | 50 |  | -40 | 1 | 78 | RAL 7035 | 50-60Hz | Passive | LED | dimmable | Road & Street | SMBT | Road & Street |  |  | 10090 | No sensor | [7 empty] | > 100000
TBD | SMBT/3/F/P5/80/30... | image | datasheet | deeplink | TUNGSRAM - SMBt - 10100lm - 78W - 3000K - 70CRI - TBD[SKU] - Universal coupler 35-76mm | 7.5 kg | Universal coupler 35-76mm | LED | 1 | 78 | [8 empty] | CE. ENEC | [6 empty] | 66 | 3000 | 352x103x566 |  | 220-240V |  | 5 |  |  |  | 70 |  | 3000 |  | > 48000 |  | > 102000 |  |  | 129.49 |  |  | 9 | P5 | 25 | 11.5 % |  | Available | 730/559 | CIE(x=0.43. y=0.403) 5SDCM | Class I . Class II | IK09 |  |  | 50 |  | -40 | 1 | 78 | RAL 7035 | 50-60Hz | Passive | LED | dimmable | Road & Street | SMBT | Road & Street |  |  | 10100 | No sensor | [7 empty] | > 100000
TBD | SMBT/3/F/F5/80/30... | image | datasheet | deeplink | TUNGSRAM - SMBt - 9860lm - 78W - 3000K - 70CRI - TBD[SKU] - Universal coupler 35-76mm | 7.5 kg | Universal coupler 35-76mm | LED | 1 | 78 | [8 empty] | CE. ENEC | [6 empty] | 66 | 3000 | 352x103x566 |  | 220-240V |  | 5 |  |  |  | 70 |  | 3000 |  | > 48000 |  | > 102000 |  |  | 126.41 |  |  | 9 | F5 | 25 | 11.5 % |  | Available | 730/559 | CIE(x=0.43. y=0.403) 5SDCM | Class I . Class II | IK09 |  |  | 50 |  | -40 | 1 | 78 | RAL 7035 | 50-60Hz | Passive | LED | dimmable | Road & Street | SMBT | Road & Street |  |  | 9860 | No sensor | [7 empty] | > 100000
TBD | SMBT/3/F/E5/80/30... | image | datasheet | deeplink | TUNGSRAM - SMBt - 10350lm - 78W - 3000K - 70CRI - TBD[SKU] - Universal coupler 35-76mm | 7.5 kg | Universal coupler 35-76mm | LED | 1 | 78 | [8 empty] | CE. ENEC | [6 empty] | 66 | 3000 | 352x103x566 |  | 220-240V |  | 5 |  |  |  | 70 |  | 3000 |  | > 48000 |  | > 102000 |  |  | 132.69 |  |  | 9 | E5 | 25 | 11.5 % |  | Available | 730/559 | CIE(x=0.43. y=0.403) 5SDCM | Class I . Class II | IK09 |  |  | 50 |  | -40 | 1 | 78 | RAL 7035 | 50-60Hz | Passive | LED | dimmable | Road & Street | SMBT | Road & Street |  |  | 10350 | No sensor | [7 empty] | > 100000
TBD | SMBT/3/F/C5/80/30... | image | datasheet | deeplink | TUNGSRAM - SMBt - 10200lm - 78W - 3000K - 70CRI - TBD[SKU] - Universal coupler 35-76mm | 7.5 kg | Universal coupler 35-76mm | LED | 1 | 78 | [8 empty] | CE. ENEC | [6 empty] | 66 | 3000 | 352x103x566 |  | 220-240V |  | 5 |  |  |  | 70 |  | 3000 |  | > 48000 |  | > 102000 |  |  | 130.77 |  |  | 9 | C5 | 25 | 11.5 % |  | Available | 730/559 | CIE(x=0.43. y=0.403) 5SDCM | Class I . Class II | IK09 |  |  | 50 |  | -40 | 1 | 78 | RAL 7035 | 50-60Hz | Passive | LED | dimmable | Road & Street | SMBT | Road & Street |  |  | 10200 | No sensor | [7 empty] | > 100000
TBD | SMBT/3/F/B5/80/30... | image | datasheet | deeplink | TUNGSRAM - SMBt - 10220lm - 78W - 3000K - 70CRI - TBD[SKU] - Universal coupler 35-76mm | 7.5 kg | Universal coupler 35-76mm | LED | 1 | 78 | [8 empty] | CE. ENEC | [6 empty] | 66 | 3000 | 352x103x566 |  | 220-240V |  | 5 |  |  |  | 70 |  | 3000 |  | > 48000 |  | > 102000 |  |  | 131.03 |  |  | 9 | B5 | 25 | 11.5 % |  | Available | 730/559 | CIE(x=0.43. y=0.403) 5SDCM | Class I . Class II | IK09 |  |  | 50 |  | -40 | 1 | 78 | RAL 7035 | 50-60Hz | Passive | LED | dimmable | Road & Street | SMBT | Road & Street |  |  | 10220 | No sensor | [7 empty] | > 100000
TBD | SMBT/3/F/E2/80/30... | image | datasheet | deeplink | TUNGSRAM - SMBt - 10320lm - 78W - 3000K - 70CRI - TBD[SKU] - Universal coupler 35-76mm | 7.5 kg | Universal coupler 35-76mm | LED | 1 | 78 | [8 empty] | CE. ENEC | [6 empty] | 66 | 3000 | 352x103x566 |  | 220-240V |  | 5 |  |  |  | 70 |  | 3000 |  | > 48000 |  | > 102000 |  |  | 132.31 |  |  | 9 | E2 | 25 | 11.5 % |  | Available | 730/559 | CIE(x=0.43. y=0.403) 5SDCM | Class I . Class II | IK09 |  |  | 50 |  | -40 | 1 | 78 | RAL 7035 | 50-60Hz | Passive | LED | dimmable | Road & Street | SMBT | Road & Street |  |  | 10320 | No sensor | [7 empty] | > 100000
TBD | SMBT/3/F/B2/80/30... | image | datasheet | deeplink | TUNGSRAM - SMBt - 10350lm - 78W - 3000K - 70CRI - TBD[SKU] - Universal coupler 35-76mm | 7.5 kg | Universal coupler 35-76mm | LED | 1 | 78 | [8 empty] | CE. ENEC | [6 empty] | 66 | 3000 | 352x103x566 |  | 220-240V |  | 5 |  |  |  | 70 |  | 3000 |  | > 48000 |  | > 102000 |  |  | 132.69 |  |  | 9 | B2 | 25 | 11.5 % |  | Available | 730/559 | CIE(x=0.43. y=0.403) 5SDCM | Class I . Class II | IK09 |  |  | 50 |  | -40 | 1 | 78 | RAL 7035 | 50-60Hz | Passive | LED | dimmable | Road & Street | SMBT | Road & Street |  |  | 10350 | No sensor | [7 empty] | > 100000
TBD | SMBT/3/F/Y5/65/30... | image | datasheet | deeplink | TUNGSRAM - SMBt - 8470lm - 63W - 3000K - 70CRI - TBD[SKU] - Universal coupler 35-76mm | 7.5 kg | Universal coupler 35-76mm | LED | 1 | 63 | [8 empty] | CE. ENEC | [6 empty] | 66 | 3000 | 352x103x566 |  | 220-240V |  | 5 |  |  |  | 70 |  | 3000 |  | > 48000 |  | > 102000 |  |  | 134.44 |  |  | 9 | Y5 | 25 | 11.5 % |  | Available | 730/559 | CIE(x=0.43. y=0.403) 5SDCM | Class I . Class II | IK09 |  |  | 50 |  | -40 | 1 | 63 | RAL 7035 | 50-60Hz | Passive | LED | dimmable | Road & Street | SMBT | Road & Street |  |  | 8470 | No sensor | [7 empty] | > 100000
TBD | SMBT/3/F/P5/65/30... | image | datasheet | deeplink | TUNGSRAM - SMBt - 8480lm - 63W - 3000K - 70CRI - TBD[SKU] - Universal coupler 35-76mm | 7.5 kg | Universal coupler 35-76mm | LED | 1 | 63 | [8 empty] | CE. ENEC | [6 empty] | 66 | 3000 | 352x103x566 |  | 220-240V |  | 5 |  |  |  | 70 |  | 3000 |  | > 48000 |  | > 102000 |  |  | 134.6 |  |  | 9 | P5 | 25 | 11.5 % |  | Available | 730/559 | CIE(x=0.43. y=0.403) 5SDCM | Class I . Class II | IK09 |  |  | 50 |  | -40 | 1 | 63 | RAL 7035 | 50-60Hz | Passive | LED | dimmable | Road & Street | SMBT | Road & Street |  |  | 8480 | No sensor | [7 empty] | > 100000
TBD | SMBT/3/F/F5/65/30... | image | datasheet | deeplink | TUNGSRAM - SMBt - 8290lm - 63W - 3000K - 70CRI - TBD[SKU] - Universal coupler 35-76mm | 7.5 kg | Universal coupler 35-76mm | LED | 1 | 63 | [8 empty] | CE. ENEC | [6 empty] | 66 | 3000 | 352x103x566 |  | 220-240V |  | 5 |  |  |  | 70 |  | 3000 |  | > 48000 |  | > 102000 |  |  | 131.59 |  |  | 9 | F5 | 25 | 11.5 % |  | Available | 730/559 | CIE(x=0.43. y=0.403) 5SDCM | Class I . Class II | IK09 |  |  | 50 |  | -40 | 1 | 63 | RAL 7035 | 50-60Hz | Passive | LED | dimmable | Road & Street | SMBT | Road & Street |  |  | 8290 | No sensor | [7 empty] | > 100000
TBD | SMBT/3/F/E5/65/30... | image | datasheet | deeplink | TUNGSRAM - SMBt - 8700lm - 63W - 3000K - 70CRI - TBD[SKU] - Universal coupler 35-76mm | 7.5 kg | Universal coupler 35-76mm | LED | 1 | 63 | [8 empty] | CE. ENEC | [6 empty] | 66 | 3000 | 352x103x566 |  | 220-240V |  | 5 |  |  |  | 70 |  | 3000 |  | > 48000 |  | > 102000 |  |  | 138.1 |  |  | 9 | E5 | 25 | 11.5 % |  | Available | 730/559 | CIE(x=0.43. y=0.403) 5SDCM | Class I . Class II | IK09 |  |  | 50 |  | -40 | 1 | 63 | RAL 7035 | 50-60Hz | Passive | LED | dimmable | Road & Street | SMBT | Road & Street |  |  | 8700 | No sensor | [7 empty] | > 100000
TBD | SMBT/3/F/C5/65/30... | image | datasheet | deeplink | TUNGSRAM - SMBt - 8580lm - 63W - 3000K - 70CRI - TBD[SKU] - Universal coupler 35-76mm | 7.5 kg | Universal coupler 35-76mm | LED | 1 | 63 | [8 empty] | CE. ENEC | [6 empty] | 66 | 3000 | 352x103x566 |  | 220-240V |  | 5 |  |  |  | 70 |  | 3000 |  | > 48000 |  | > 102000 |  |  | 136.19 |  |  | 9 | C5 | 25 | 11.5 % |  | Available | 730/559 | CIE(x=0.43. y=0.403) 5SDCM | Class I . Class II | IK09 |  |  | 50 |  | -40 | 1 | 63 | RAL 7035 | 50-60Hz | Passive | LED | dimmable | Road & Street | SMBT | Road & Street |  |  | 8580 | No sensor | [7 empty] | > 100000
TBD | SMBT/3/F/B5/65/30... | image | datasheet | deeplink | TUNGSRAM - SMBt - 8590lm - 63W - 3000K - 70CRI - TBD[SKU] - Universal coupler 35-76mm | 7.5 kg | Universal coupler 35-76mm | LED | 1 | 63 | [8 empty] | CE. ENEC | [6 empty] | 66 | 3000 | 352x103x566 |  | 220-240V |  | 5 |  |  |  | 70 |  | 3000 |  | > 48000 |  | > 102000 |  |  | 136.35 |  |  | 9 | B5 | 25 | 11.5 % |  | Available | 730/559 | CIE(x=0.43. y=0.403) 5SDCM | Class I . Class II | IK09 |  |  | 50 |  | -40 | 1 | 63 | RAL 7035 | 50-60Hz | Passive | LED | dimmable | Road & Street | SMBT | Road & Street |  |  | 8590 | No sensor | [7 empty] | > 100000
TBD | SMBT/3/F/E2/65/30... | image | datasheet | deeplink | TUNGSRAM - SMBt - 8670lm - 63W - 3000K - 70CRI - TBD[SKU] - Universal coupler 35-76mm | 7.5 kg | Universal coupler 35-76mm | LED | 1 | 63 | [8 empty] | CE. ENEC | [6 empty] | 66 | 3000 | 352x103x566 |  | 220-240V |  | 5 |  |  |  | 70 |  | 3000 |  | > 48000 |  | > 102000 |  |  | 137.62 |  |  | 9 | E2 | 25 | 11.5 % |  | Available | 730/559 | CIE(x=0.43. y=0.403) 5SDCM | Class I . Class II | IK09 |  |  | 50 |  | -40 | 1 | 63 | RAL 7035 | 50-60Hz | Passive | LED | dimmable | Road & Street | SMBT | Road & Street |  |  | 8670 | No sensor | [7 empty] | > 100000
TBD | SMBT/3/F/B2/65/30... | image | datasheet | deeplink | TUNGSRAM - SMBt - 8700lm - 63W - 3000K - 70CRI - TBD[SKU] - Universal coupler 35-76mm | 7.5 kg | Universal coupler 35-76mm | LED | 1 | 63 | [8 empty] | CE. ENEC | [6 empty] | 66 | 3000 | 352x103x566 |  | 220-240V |  | 5 |  |  |  | 70 |  | 3000 |  | > 48000 |  | > 102000 |  |  | 138.1 |  |  | 9 | B2 | 25 | 11.5 % |  | Available | 730/559 | CIE(x=0.43. y=0.403) 5SDCM | Class I . Class II | IK09 |  |  | 50 |  | -40 | 1 | 63 | RAL 7035 | 50-60Hz | Passive | LED | dimmable | Road & Street | SMBT | Road & Street |  |  | 8700 | No sensor | [7 empty] | > 100000
TBD | SMBT/3/F/Y5/50/30... | image | datasheet | deeplink | TUNGSRAM - SMBt - 7020lm - 52W - 3000K - 70CRI - TBD[SKU] - Universal coupler 35-76mm | 7.5 kg | Universal coupler 35-76mm | LED | 1 | 52 | [8 empty] | CE. ENEC | [6 empty] | 66 | 3000 | 352x103x566 |  | 220-240V |  | 5 |  |  |  | 70 |  | 3000 |  | > 48000 |  | > 102000 |  |  | 135 |  |  | 9 | Y5 | 25 | 11.5 % |  | Available | 730/559 | CIE(x=0.43. y=0.403) 5SDCM | Class I . Class II | IK09 |  |  | 50 |  | -40 | 1 | 52 | RAL 7035 | 50-60Hz | Passive | LED | dimmable | Road & Street | SMBT | Road & Street |  |  | 7020 | No sensor | [7 empty] | > 100000
TBD | SMBT/3/F/P5/50/30... | image | datasheet | deeplink | TUNGSRAM - SMBt - 7030lm - 52W - 3000K - 70CRI - TBD[SKU] - Universal coupler 35-76mm | 7.5 kg | Universal coupler 35-76mm | LED | 1 | 52 | [8 empty] | CE. ENEC | [6 empty] | 66 | 3000 | 352x103x566 |  | 220-240V |  | 5 |  |  |  | 70 |  | 3000 |  | > 48000 |  | > 102000 |  |  | 135.19 |  |  | 9 | P5 | 25 | 11.5 % |  | Available | 730/559 | CIE(x=0.43. y=0.403) 5SDCM | Class I . Class II | IK09 |  |  | 50 |  | -40 | 1 | 52 | RAL 7035 | 50-60Hz | Passive | LED | dimmable | Road & Street | SMBT | Road & Street |  |  | 7030 | No sensor | [7 empty] | > 100000
TBD | SMBT/3/F/F5/50/30... | image | datasheet | deeplink | TUNGSRAM - SMBt - 6870lm - 52W - 3000K - 70CRI - TBD[SKU] - Universal coupler 35-76mm | 7.5 kg | Universal coupler 35-76mm | LED | 1 | 52 | [8 empty] | CE. ENEC | [6 empty] | 66 | 3000 | 352x103x566 |  | 220-240V |  | 5 |  |  |  | 70 |  | 3000 |  | > 48000 |  | > 102000 |  |  | 132.12 |  |  | 9 | F5 | 25 | 11.5 % |  | Available | 730/559 | CIE(x=0.43. y=0.403) 5SDCM | Class I . Class II | IK09 |  |  | 50 |  | -40 | 1 | 52 | RAL 7035 | 50-60Hz | Passive | LED | dimmable | Road & Street | SMBT | Road & Street |  |  | 6870 | No sensor | [7 empty] | > 100000
TBD | SMBT/3/F/E5/50/30... | image | datasheet | deeplink | TUNGSRAM - SMBt - 7210lm - 52W - 3000K - 70CRI - TBD[SKU] - Universal coupler 35-76mm | 7.5 kg | Universal coupler 35-76mm | LED | 1 | 52 | [8 empty] | CE. ENEC | [6 empty] | 66 | 3000 | 352x103x566 |  | 220-240V |  | 5 |  |  |  | 70 |  | 3000 |  | > 48000 |  | > 102000 |  |  | 138.65 |  |  | 9 | E5 | 25 | 11.5 % |  | Available | 730/559 | CIE(x=0.43. y=0.403) 5SDCM | Class I . Class II | IK09 |  |  | 50 |  | -40 | 1 | 52 | RAL 7035 | 50-60Hz | Passive | LED | dimmable | Road & Street | SMBT | Road & Street |  |  | 7210 | No sensor | [7 empty] | > 100000
TBD | SMBT/3/F/C5/50/30... | image | datasheet | deeplink | TUNGSRAM - SMBt - 7100lm - 52W - 3000K - 70CRI - TBD[SKU] - Universal coupler 35-76mm | 7.5 kg | Universal coupler 35-76mm | LED | 1 | 52 | [8 empty] | CE. ENEC | [6 empty] | 66 | 3000 | 352x103x566 |  | 220-240V |  | 5 |  |  |  | 70 |  | 3000 |  | > 48000 |  | > 102000 |  |  | 136.54 |  |  | 9 | C5 | 25 | 11.5 % |  | Available | 730/559 | CIE(x=0.43. y=0.403) 5SDCM | Class I . Class II | IK09 |  |  | 50 |  | -40 | 1 | 52 | RAL 7035 | 50-60Hz | Passive | LED | dimmable | Road & Street | SMBT | Road & Street |  |  | 7100 | No sensor | [7 empty] | > 100000
TBD | SMBT/3/F/B5/50/30... | image | datasheet | deeplink | TUNGSRAM - SMBt - 7110lm - 52W - 3000K - 70CRI - TBD[SKU] - Universal coupler 35-76mm | 7.5 kg | Universal coupler 35-76mm | LED | 1 | 52 | [8 empty] | CE. ENEC | [6 empty] | 66 | 3000 | 352x103x566 |  | 220-240V |  | 5 |  |  |  | 70 |  | 3000 |  | > 48000 |  | > 102000 |  |  | 136.73 |  |  | 9 | B5 | 25 | 11.5 % |  | Available | 730/559 | CIE(x=0.43. y=0.403) 5SDCM | Class I . Class II | IK09 |  |  | 50 |  | -40 | 1 | 52 | RAL 7035 | 50-60Hz | Passive | LED | dimmable | Road & Street | SMBT | Road & Street |  |  | 7110 | No sensor | [7 empty] | > 100000
TBD | SMBT/3/F/E2/50/30... | image | datasheet | deeplink | TUNGSRAM - SMBt - 7180lm - 52W - 3000K - 70CRI - TBD[SKU] - Universal coupler 35-76mm | 7.5 kg | Universal coupler 35-76mm | LED | 1 | 52 | [8 empty] | CE. ENEC | [6 empty] | 66 | 3000 | 352x103x566 |  | 220-240V |  | 5 |  |  |  | 70 |  | 3000 |  | > 48000 |  | > 102000 |  |  | 138.08 |  |  | 9 | E2 | 25 | 11.5 % |  | Available | 730/559 | CIE(x=0.43. y=0.403) 5SDCM | Class I . Class II | IK09 |  |  | 50 |  | -40 | 1 | 52 | RAL 7035 | 50-60Hz | Passive | LED | dimmable | Road & Street | SMBT | Road & Street |  |  | 7180 | No sensor | [7 empty] | > 100000
TBD | SMBT/3/F/B2/50/30... | image | datasheet | deeplink | TUNGSRAM - SMBt - 7210lm - 52W - 3000K - 70CRI - TBD[SKU] - Universal coupler 35-76mm | 7.5 kg | Universal coupler 35-76mm | LED | 1 | 52 | [8 empty] | CE. ENEC | [6 empty] | 66 | 3000 | 352x103x566 |  | 220-240V |  | 5 |  |  |  | 70 |  | 3000 |  | > 48000 |  | > 102000 |  |  | 138.65 |  |  | 9 | B2 | 25 | 11.5 % |  | Available | 730/559 | CIE(x=0.43. y=0.403) 5SDCM | Class I . Class II | IK09 |  |  | 50 |  | -40 | 1 | 52 | RAL 7035 | 50-60Hz | Passive | LED | dimmable | Road & Street | SMBT | Road & Street |  |  | 7210 | No sensor | [7 empty] | > 100000
TBD | SMBt/3/F/Y5/160/40... | image | datasheet | deeplink | TUNGSRAM - SMBt - 18270lm - 158W - 4000K - 70CRI - TBD[SKU] - Universal coupler 35-76mm | 7.5 kg | Universal coupler 35-76mm | LED | 1 | 158 | [8 empty] | CE. ENEC | [6 empty] | 66 | 4000 | 352x103x566 |  | 220-240V |  | 5 |  |  |  | 70 |  | 4000 |  | > 48000 |  | > 102000 |  |  | 115.63 |  |  | 9 | Y5 | 25 | 11.5 % |  | Available | 740/559 | CIE(x= 0.38. y= 0.38) 5SDCM | Class I . Class II | IK09 |  |  | 40 |  | -40 | 1 | 158 | RAL 7035 | 50-60Hz | Passive | LED | dimmable | Road & Street | SMBT | Road & Street |  |  | 18270 | No sensor | [7 empty] | > 100000
TBD | SMBt/3/F/P5/160/40... | image | datasheet | deeplink | TUNGSRAM - SMBt - 18290lm - 158W - 4000K - 70CRI - TBD[SKU] - Universal coupler 35-76mm | 7.5 kg | Universal coupler 35-76mm | LED | 1 | 158 | [8 empty] | CE. ENEC | [6 empty] | 66 | 4000 | 352x103x566 |  | 220-240V |  | 5 |  |  |  | 70 |  | 4000 |  | > 48000 |  | > 102000 |  |  | 115.76 |  |  | 9 | P5 | 25 | 11.5 % |  | Available | 740/559 | CIE(x= 0.38. y= 0.38) 5SDCM | Class I . Class II | IK09 |  |  | 40 |  | -40 | 1 | 158 | RAL 7035 | 50-60Hz | Passive | LED | dimmable | Road & Street | SMBT | Road & Street |  |  | 18290 | No sensor | [7 empty] | > 100000
TBD | SMBt/3/F/F5/160/40... | image | datasheet | deeplink | TUNGSRAM - SMBt - 17870lm - 158W - 4000K - 70CRI - TBD[SKU] - Universal coupler 35-76mm | 7.5 kg | Universal coupler 35-76mm | LED | 1 | 158 | [8 empty] | CE. ENEC | [6 empty] | 66 | 4000 | 352x103x566 |  | 220-240V |  | 5 |  |  |  | 70 |  | 4000 |  | > 48000 |  | > 102000 |  |  | 113.1 |  |  | 9 | F5 | 25 | 11.5 % |  | Available | 740/559 | CIE(x= 0.38. y= 0.38) 5SDCM | Class I . Class II | IK09 |  |  | 40 |  | -40 | 1 | 158 | RAL 7035 | 50-60Hz | Passive | LED | dimmable | Road & Street | SMBT | Road & Street |  |  | 17870 | No sensor | [7 empty] | > 100000
TBD | SMBt/3/F/E5/160/40... | image | datasheet | deeplink | TUNGSRAM - SMBt - 18760lm - 158W - 4000K - 70CRI - TBD[SKU] - Universal coupler 35-76mm | 7.5 kg | Universal coupler 35-76mm | LED | 1 | 158 | [8 empty] | CE. ENEC | [6 empty] | 66 | 4000 | 352x103x566 |  | 220-240V |  | 5 |  |  |  | 70 |  | 4000 |  | > 48000 |  | > 102000 |  |  | 118.73 |  |  | 9 | E5 | 25 | 11.5 % |  | Available | 740/559 | CIE(x= 0.38. y= 0.38) 5SDCM | Class I . Class II | IK09 |  |  | 40 |  | -40 | 1 | 158 | RAL 7035 | 50-60Hz | Passive | LED | dimmable | Road & Street | SMBT | Road & Street |  |  | 18760 | No sensor | [7 empty] | > 100000
TBD | SMBt/3/F/C5/160/40... | image | datasheet | deeplink | TUNGSRAM - SMBt - 18490lm - 158W - 4000K - 70CRI - TBD[SKU] - Universal coupler 35-76mm | 7.5 kg | Universal coupler 35-76mm | LED | 1 | 158 | [8 empty] | CE. ENEC | [6 empty] | 66 | 4000 | 352x103x566 |  | 220-240V |  | 5 |  |  |  | 70 |  | 4000 |  | > 48000 |  | > 102000 |  |  | 117.03 |  |  | 9 | C5 | 25 | 11.5 % |  | Available | 740/559 | CIE(x= 0.38. y= 0.38) 5SDCM | Class I . Class II | IK09 |  |  | 40 |  | -40 | 1 | 158 | RAL 7035 | 50-60Hz | Passive | LED | dimmable | Road & Street | SMBT | Road & Street |  |  | 18490 | No sensor | [7 empty] | > 100000
TBD | SMBt/3/F/B5/160/40... | image | datasheet | deeplink | TUNGSRAM - SMBt - 18510lm - 158W - 4000K - 70CRI - TBD[SKU] - Universal coupler 35-76mm | 7.5 kg | Universal coupler 35-76mm | LED | 1 | 158 | [8 empty] | CE. ENEC | [6 empty] | 66 | 4000 | 352x103x566 |  | 220-240V |  | 5 |  |  |  | 70 |  | 4000 |  | > 48000 |  | > 102000 |  |  | 117.15 |  |  | 9 | B5 | 25 | 11.5 % |  | Available | 740/559 | CIE(x= 0.38. y= 0.38) 5SDCM | Class I . Class II | IK09 |  |  | 40 |  | -40 | 1 | 158 | RAL 7035 | 50-60Hz | Passive | LED | dimmable | Road & Street | SMBT | Road & Street |  |  | 18510 | No sensor | [7 empty] | > 100000
TBD | SMBt/3/F/E2/160/40... | image | datasheet | deeplink | TUNGSRAM - SMBt - 18680lm - 158W - 4000K - 70CRI - TBD[SKU] - Universal coupler 35-76mm | 7.5 kg | Universal coupler 35-76mm | LED | 1 | 158 | [8 empty] | CE. ENEC | [6 empty] | 66 | 4000 | 352x103x566 |  | 220-240V |  | 5 |  |  |  | 70 |  | 4000 |  | > 48000 |  | > 102000 |  |  | 118.23 |  |  | 9 | E2 | 25 | 11.5 % |  | Available | 740/559 | CIE(x= 0.38. y= 0.38) 5SDCM | Class I . Class II | IK09 |  |  | 40 |  | -40 | 1 | 158 | RAL 7035 | 50-60Hz | Passive | LED | dimmable | Road & Street | SMBT | Road & Street |  |  | 18680 | No sensor | [7 empty] | > 100000
TBD | SMBt/3/F/B2/160/40... | image | datasheet | deeplink | TUNGSRAM - SMBt - 18760lm - 158W - 4000K - 70CRI - TBD[SKU] - Universal coupler 35-76mm | 7.5 kg | Universal coupler 35-76mm | LED | 1 | 158 | [8 empty] | CE. ENEC | [6 empty] | 66 | 4000 | 352x103x566 |  | 220-240V |  | 5 |  |  |  | 70 |  | 4000 |  | > 48000 |  | > 102000 |  |  | 118.73 |  |  | 9 | B2 | 25 | 11.5 % |  | Available | 740/559 | CIE(x= 0.38. y= 0.38) 5SDCM | Class I . Class II | IK09 |  |  | 40 |  | -40 | 1 | 158 | RAL 7035 | 50-60Hz | Passive | LED | dimmable | Road & Street | SMBT | Road & Street |  |  | 18760 | No sensor | [7 empty] | > 100000
TBD | SMBt/3/F/Y5/140/40... | image | datasheet | deeplink | TUNGSRAM - SMBt - 16910lm - 139W - 4000K - 70CRI - TBD[SKU] - Universal coupler 35-76mm | 7.5 kg | Universal coupler 35-76mm | LED | 1 | 139 | [8 empty] | CE. ENEC | [6 empty] | 66 | 4000 | 352x103x566 |  | 220-240V |  | 5 |  |  |  | 70 |  | 4000 |  | > 48000 |  | > 102000 |  |  | 121.65 |  |  | 9 | Y5 | 25 | 11.5 % |  | Available | 740/559 | CIE(x= 0.38. y= 0.38) 5SDCM | Class I . Class II | IK09 |  |  | 50 |  | -40 | 1 | 139 | RAL 7035 | 50-60Hz | Passive | LED | dimmable | Road & Street | SMBT | Road & Street |  |  | 16910 | No sensor | [7 empty] | > 100000
TBD | SMBt/3/F/P5/140/40... | image | datasheet | deeplink | TUNGSRAM - SMBt - 16930lm - 139W - 4000K - 70CRI - TBD[SKU] - Universal coupler 35-76mm | 7.5 kg | Universal coupler 35-76mm | LED | 1 | 139 | [8 empty] | CE. ENEC | [6 empty] | 66 | 4000 | 352x103x566 |  | 220-240V |  | 5 |  |  |  | 70 |  | 4000 |  | > 48000 |  | > 102000 |  |  | 121.8 |  |  | 9 | P5 | 25 | 11.5 % |  | Available | 740/559 | CIE(x= 0.38. y= 0.38) 5SDCM | Class I . Class II | IK09 |  |  | 50 |  | -40 | 1 | 139 | RAL 7035 | 50-60Hz | Passive | LED | dimmable | Road & Street | SMBT | Road & Street |  |  | 16930 | No sensor | [7 empty] | > 100000
TBD | SMBt/3/F/F5/140/40... | image | datasheet | deeplink | TUNGSRAM - SMBt - 16540lm - 139W - 4000K - 70CRI - TBD[SKU] - Universal coupler 35-76mm | 7.5 kg | Universal coupler 35-76mm | LED | 1 | 139 | [8 empty] | CE. ENEC | [6 empty] | 66 | 4000 | 352x103x566 |  | 220-240V |  | 5 |  |  |  | 70 |  | 4000 |  | > 48000 |  | > 102000 |  |  | 118.99 |  |  | 9 | F5 | 25 | 11.5 % |  | Available | 740/559 | CIE(x= 0.38. y= 0.38) 5SDCM | Class I . Class II | IK09 |  |  | 50 |  | -40 | 1 | 139 | RAL 7035 | 50-60Hz | Passive | LED | dimmable | Road & Street | SMBT | Road & Street |  |  | 16540 | No sensor | [7 empty] | > 100000
TBD | SMBt/3/F/E5/140/40... | image | datasheet | deeplink | TUNGSRAM - SMBt - 17370lm - 139W - 4000K - 70CRI - TBD[SKU] - Universal coupler 35-76mm | 7.5 kg | Universal coupler 35-76mm | LED | 1 | 139 | [8 empty] | CE. ENEC | [6 empty] | 66 | 4000 | 352x103x566 |  | 220-240V |  | 5 |  |  |  | 70 |  | 4000 |  | > 48000 |  | > 102000 |  |  | 124.96 |  |  | 9 | E5 | 25 | 11.5 % |  | Available | 740/559 | CIE(x= 0.38. y= 0.38) 5SDCM | Class I . Class II | IK09 |  |  | 50 |  | -40 | 1 | 139 | RAL 7035 | 50-60Hz | Passive | LED | dimmable | Road & Street | SMBT | Road & Street |  |  | 17370 | No sensor | [7 empty] | > 100000
TBD | SMBt/3/F/C5/140/40... | image | datasheet | deeplink | TUNGSRAM - SMBt - 17110lm - 139W - 4000K - 70CRI - TBD[SKU] - Universal coupler 35-76mm | 7.5 kg | Universal coupler 35-76mm | LED | 1 | 139 | [8 empty] | CE. ENEC | [6 empty] | 66 | 4000 | 352x103x566 |  | 220-240V |  | 5 |  |  |  | 70 |  | 4000 |  | > 48000 |  | > 102000 |  |  | 123.09 |  |  | 9 | C5 | 25 | 11.5 % |  | Available | 740/559 | CIE(x= 0.38. y= 0.38) 5SDCM | Class I . Class II | IK09 |  |  | 50 |  | -40 | 1 | 139 | RAL 7035 | 50-60Hz | Passive | LED | dimmable | Road & Street | SMBT | Road & Street |  |  | 17110 | No sensor | [7 empty] | > 100000
TBD | SMBt/3/F/B5/140/40... | image | datasheet | deeplink | TUNGSRAM - SMBt - 17140lm - 139W - 4000K - 70CRI - TBD[SKU] - Universal coupler 35-76mm | 7.5 kg | Universal coupler 35-76mm | LED | 1 | 139 | [8 empty] | CE. ENEC | [6 empty] | 66 | 4000 | 352x103x566 |  | 220-240V |  | 5 |  |  |  | 70 |  | 4000 |  | > 48000 |  | > 102000 |  |  | 123.31 |  |  | 9 | B5 | 25 | 11.5 % |  | Available | 740/559 | CIE(x= 0.38. y= 0.38) 5SDCM | Class I . Class II | IK09 |  |  | 50 |  | -40 | 1 | 139 | RAL 7035 | 50-60Hz | Passive | LED | dimmable | Road & Street | SMBT | Road & Street |  |  | 17140 | No sensor | [7 empty] | > 100000
TBD | SMBt/3/F/E2/140/40... | image | datasheet | deeplink | TUNGSRAM - SMBt - 17300lm - 139W - 4000K - 70CRI - TBD[SKU] - Universal coupler 35-76mm | 7.5 kg | Universal coupler 35-76mm | LED | 1 | 139 | [8 empty] | CE. ENEC | [6 empty] | 66 | 4000 | 352x103x566 |  | 220-240V |  | 5 |  |  |  | 70 |  | 4000 |  | > 48000 |  | > 102000 |  |  | 124.46 |  |  | 9 | E2 | 25 | 11.5 % |  | Available | 740/559 | CIE(x= 0.38. y= 0.38) 5SDCM | Class I . Class II | IK09 |  |  | 50 |  | -40 | 1 | 139 | RAL 7035 | 50-60Hz | Passive | LED | dimmable | Road & Street | SMBT | Road & Street |  |  | 17300 | No sensor | [7 empty] | > 100000
TBD | SMBt/3/F/B2/140/40... | image | datasheet | deeplink | TUNGSRAM - SMBt - 17370lm - 139W - 4000K - 70CRI - TBD[SKU] - Universal coupler 35-76mm | 7.5 kg | Universal coupler 35-76mm | LED | 1 | 139 | [8 empty] | CE. ENEC | [6 empty] | 66 | 4000 | 352x103x566 |  | 220-240V |  | 5 |  |  |  | 70 |  | 4000 |  | > 48000 |  | > 102000 |  |  | 124.96 |  |  | 9 | B2 | 25 | 11.5 % |  | Available | 740/559 | CIE(x= 0.38. y= 0.38) 5SDCM | Class I . Class II | IK09 |  |  | 50 |  | -40 | 1 | 139 | RAL 7035 | 50-60Hz | Passive | LED | dimmable | Road & Street | SMBT | Road & Street |  |  | 17370 | No sensor | [7 empty] | > 100000
TBD | SMBt/3/F/Y5/120/40... | image | datasheet | deeplink | TUNGSRAM - SMBt - 15220lm - 120W - 4000K - 70CRI - TBD[SKU] - Universal coupler 35-76mm | 7.5 kg | Universal coupler 35-76mm | LED | 1 | 120 | [8 empty] | CE. ENEC | [6 empty] | 66 | 4000 | 352x103x566 |  | 220-240V |  | 5 |  |  |  | 70 |  | 4000 |  | > 48000 |  | > 102000 |  |  | 126.83 |  |  | 9 | Y5 | 25 | 11.5 % |  | Available | 740/559 | CIE(x= 0.38. y= 0.38) 5SDCM | Class I . Class II | IK09 |  |  | 50 |  | -40 | 1 | 120 | RAL 7035 | 50-60Hz | Passive | LED | dimmable | Road & Street | SMBT | Road & Street |  |  | 15220 | No sensor | [7 empty] | > 100000
TBD | SMBt/3/F/P5/120/40... | image | datasheet | deeplink | TUNGSRAM - SMBt - 15240lm - 120W - 4000K - 70CRI - TBD[SKU] - Universal coupler 35-76mm | 7.5 kg | Universal coupler 35-76mm | LED | 1 | 120 | [8 empty] | CE. ENEC | [6 empty] | 66 | 4000 | 352x103x566 |  | 220-240V |  | 5 |  |  |  | 70 |  | 4000 |  | > 48000 |  | > 102000 |  |  | 127 |  |  | 9 | P5 | 25 | 11.5 % |  | Available | 740/559 | CIE(x= 0.38. y= 0.38) 5SDCM | Class I . Class II | IK09 |  |  | 50 |  | -40 | 1 | 120 | RAL 7035 | 50-60Hz | Passive | LED | dimmable | Road & Street | SMBT | Road & Street |  |  | 15240 | No sensor | [7 empty] | > 100000
TBD | SMBt/3/F/F5/120/40... | image | datasheet | deeplink | TUNGSRAM - SMBt - 14890lm - 120W - 4000K - 70CRI - TBD[SKU] - Universal coupler 35-76mm | 7.5 kg | Universal coupler 35-76mm | LED | 1 | 120 | [8 empty] | CE. ENEC | [6 empty] | 66 | 4000 | 352x103x566 |  | 220-240V |  | 5 |  |  |  | 70 |  | 4000 |  | > 48000 |  | > 102000 |  |  | 124.08 |  |  | 9 | F5 | 25 | 11.5 % |  | Available | 740/559 | CIE(x= 0.38. y= 0.38) 5SDCM | Class I . Class II | IK09 |  |  | 50 |  | -40 | 1 | 120 | RAL 7035 | 50-60Hz | Passive | LED | dimmable | Road & Street | SMBT | Road & Street |  |  | 14890 | No sensor | [7 empty] | > 100000
TBD | SMBt/3/F/E5/120/40... | image | datasheet | deeplink | TUNGSRAM - SMBt - 15630lm - 120W - 4000K - 70CRI - TBD[SKU] - Universal coupler 35-76mm | 7.5 kg | Universal coupler 35-76mm | LED | 1 | 120 | [8 empty] | CE. ENEC | [6 empty] | 66 | 4000 | 352x103x566 |  | 220-240V |  | 5 |  |  |  | 70 |  | 4000 |  | > 48000 |  | > 102000 |  |  | 130.25 |  |  | 9 | E5 | 25 | 11.5 % |  | Available | 740/559 | CIE(x= 0.38. y= 0.38) 5SDCM | Class I . Class II | IK09 |  |  | 50 |  | -40 | 1 | 120 | RAL 7035 | 50-60Hz | Passive | LED | dimmable | Road & Street | SMBT | Road & Street |  |  | 15630 | No sensor | [7 empty] | > 100000
TBD | SMBt/3/F/C5/120/40... | image | datasheet | deeplink | TUNGSRAM - SMBt - 15400lm - 120W - 4000K - 70CRI - TBD[SKU] - Universal coupler 35-76mm | 7.5 kg | Universal coupler 35-76mm | LED | 1 | 120 | [8 empty] | CE. ENEC | [6 empty] | 66 | 4000 | 352x103x566 |  | 220-240V |  | 5 |  |  |  | 70 |  | 4000 |  | > 48000 |  | > 102000 |  |  | 128.33 |  |  | 9 | C5 | 25 | 11.5 % |  | Available | 740/559 | CIE(x= 0.38. y= 0.38) 5SDCM | Class I . Class II | IK09 |  |  | 50 |  | -40 | 1 | 120 | RAL 7035 | 50-60Hz | Passive | LED | dimmable | Road & Street | SMBT | Road & Street |  |  | 15400 | No sensor | [7 empty] | > 100000
TBD | SMBt/3/F/B5/120/40... | image | datasheet | deeplink | TUNGSRAM - SMBt - 15420lm - 120W - 4000K - 70CRI - TBD[SKU] - Universal coupler 35-76mm | 7.5 kg | Universal coupler 35-76mm | LED | 1 | 120 | [8 empty] | CE. ENEC | [6 empty] | 66 | 4000 | 352x103x566 |  | 220-240V |  | 5 |  |  |  | 70 |  | 4000 |  | > 48000 |  | > 102000 |  |  | 128.5 |  |  | 9 | B5 | 25 | 11.5 % |  | Available | 740/559 | CIE(x= 0.38. y= 0.38) 5SDCM | Class I . Class II | IK09 |  |  | 50 |  | -40 | 1 | 120 | RAL 7035 | 50-60Hz | Passive | LED | dimmable | Road & Street | SMBT | Road & Street |  |  | 15420 | No sensor | [7 empty] | > 100000
TBD | SMBt/3/F/E2/120/40... | image | datasheet | deeplink | TUNGSRAM - SMBt - 15560lm - 120W - 4000K - 70CRI - TBD[SKU] - Universal coupler 35-76mm | 7.5 kg | Universal coupler 35-76mm | LED | 1 | 120 | [8 empty] | CE. ENEC | [6 empty] | 66 | 4000 | 352x103x566 |  | 220-240V |  | 5 |  |  |  | 70 |  | 4000 |  | > 48000 |  | > 102000 |  |  | 129.67 |  |  | 9 | E2 | 25 | 11.5 % |  | Available | 740/559 | CIE(x= 0.38. y= 0.38) 5SDCM | Class I . Class II | IK09 |  |  | 50 |  | -40 | 1 | 120 | RAL 7035 | 50-60Hz | Passive | LED | dimmable | Road & Street | SMBT | Road & Street |  |  | 15560 | No sensor | [7 empty] | > 100000
TBD | SMBt/3/F/B2/120/40... | image | datasheet | deeplink | TUNGSRAM - SMBt - 15630lm - 120W - 4000K - 70CRI - TBD[SKU] - Universal coupler 35-76mm | 7.5 kg | Universal coupler 35-76mm | LED | 1 | 120 | [8 empty] | CE. ENEC | [6 empty] | 66 | 4000 | 352x103x566 |  | 220-240V |  | 5 |  |  |  | 70 |  | 4000 |  | > 48000 |  | > 102000 |  |  | 130.25 |  |  | 9 | B2 | 25 | 11.5 % |  | Available | 740/559 | CIE(x= 0.38. y= 0.38) 5SDCM | Class I . Class II | IK09 |  |  | 50 |  | -40 | 1 | 120 | RAL 7035 | 50-60Hz | Passive | LED | dimmable | Road & Street | SMBT | Road & Street |  |  | 15630 | No sensor | [7 empty] | > 100000
TBD | SMBt/3/F/Y5/105/40... | image | datasheet | deeplink | TUNGSRAM - SMBt - 13930lm - 107W - 4000K - 70CRI - TBD[SKU] - Universal coupler 35-76mm | 7.5 kg | Universal coupler 35-76mm | LED | 1 | 107 | [8 empty] | CE. ENEC | [6 empty] | 66 | 4000 | 352x103x566 |  | 220-240V |  | 5 |  |  |  | 70 |  | 4000 |  | > 48000 |  | > 102000 |  |  | 130.19 |  |  | 9 | Y5 | 25 | 11.5 % |  | Available | 740/559 | CIE(x= 0.38. y= 0.38) 5SDCM | Class I . Class II | IK09 |  |  | 50 |  | -40 | 1 | 107 | RAL 7035 | 50-60Hz | Passive | LED | dimmable | Road & Street | SMBT | Road & Street |  |  | 13930 | No sensor | [7 empty] | > 100000
TBD | SMBt/3/F/P5/105/40... | image | datasheet | deeplink | TUNGSRAM - SMBt - 13950lm - 107W - 4000K - 70CRI - TBD[SKU] - Universal coupler 35-76mm | 7.5 kg | Universal coupler 35-76mm | LED | 1 | 107 | [8 empty] | CE. ENEC | [6 empty] | 66 | 4000 | 352x103x566 |  | 220-240V |  | 5 |  |  |  | 70 |  | 4000 |  | > 48000 |  | > 102000 |  |  | 130.37 |  |  | 9 | P5 | 25 | 11.5 % |  | Available | 740/559 | CIE(x= 0.38. y= 0.38) 5SDCM | Class I . Class II | IK09 |  |  | 50 |  | -40 | 1 | 107 | RAL 7035 | 50-60Hz | Passive | LED | dimmable | Road & Street | SMBT | Road & Street |  |  | 13950 | No sensor | [7 empty] | > 100000
TBD | SMBt/3/F/F5/105/40... | image | datasheet | deeplink | TUNGSRAM - SMBt - 13620lm - 107W - 4000K - 70CRI - TBD[SKU] - Universal coupler 35-76mm | 7.5 kg | Universal coupler 35-76mm | LED | 1 | 107 | [8 empty] | CE. ENEC | [6 empty] | 66 | 4000 | 352x103x566 |  | 220-240V |  | 5 |  |  |  | 70 |  | 4000 |  | > 48000 |  | > 102000 |  |  | 127.29 |  |  | 9 | F5 | 25 | 11.5 % |  | Available | 740/559 | CIE(x= 0.38. y= 0.38) 5SDCM | Class I . Class II | IK09 |  |  | 50 |  | -40 | 1 | 107 | RAL 7035 | 50-60Hz | Passive | LED | dimmable | Road & Street | SMBT | Road & Street |  |  | 13620 | No sensor | [7 empty] | > 100000
TBD | SMBt/3/F/E5/105/40... | image | datasheet | deeplink | TUNGSRAM - SMBt - 14300lm - 107W - 4000K - 70CRI - TBD[SKU] - Universal coupler 35-76mm | 7.5 kg | Universal coupler 35-76mm | LED | 1 | 107 | [8 empty] | CE. ENEC | [6 empty] | 66 | 4000 | 352x103x566 |  | 220-240V |  | 5 |  |  |  | 70 |  | 4000 |  | > 48000 |  | > 102000 |  |  | 133.64 |  |  | 9 | E5 | 25 | 11.5 % |  | Available | 740/559 | CIE(x= 0.38. y= 0.38) 5SDCM | Class I . Class II | IK09 |  |  | 50 |  | -40 | 1 | 107 | RAL 7035 | 50-60Hz | Passive | LED | dimmable | Road & Street | SMBT | Road & Street |  |  | 14300 | No sensor | [7 empty] | > 100000
TBD | SMBt/3/F/C5/105/40... | image | datasheet | deeplink | TUNGSRAM - SMBt - 14090lm - 107W - 4000K - 70CRI - TBD[SKU] - Universal coupler 35-76mm | 7.5 kg | Universal coupler 35-76mm | LED | 1 | 107 | [8 empty] | CE. ENEC | [6 empty] | 66 | 4000 | 352x103x566 |  | 220-240V |  | 5 |  |  |  | 70 |  | 4000 |  | > 48000 |  | > 102000 |  |  | 131.68 |  |  | 9 | C5 | 25 | 11.5 % |  | Available | 740/559 | CIE(x= 0.38. y= 0.38) 5SDCM | Class I . Class II | IK09 |  |  | 50 |  | -40 | 1 | 107 | RAL 7035 | 50-60Hz | Passive | LED | dimmable | Road & Street | SMBT | Road & Street |  |  | 14090 | No sensor | [7 empty] | > 100000
TBD | SMBt/3/F/B5/105/40... | image | datasheet | deeplink | TUNGSRAM - SMBt - 14110lm - 107W - 4000K - 70CRI - TBD[SKU] - Universal coupler 35-76mm | 7.5 kg | Universal coupler 35-76mm | LED | 1 | 107 | [8 empty] | CE. ENEC | [6 empty] | 66 | 4000 | 352x103x566 |  | 220-240V |  | 5 |  |  |  | 70 |  | 4000 |  | > 48000 |  | > 102000 |  |  | 131.87 |  |  | 9 | B5 | 25 | 11.5 % |  | Available | 740/559 | CIE(x= 0.38. y= 0.38) 5SDCM | Class I . Class II | IK09 |  |  | 50 |  | -40 | 1 | 107 | RAL 7035 | 50-60Hz | Passive | LED | dimmable | Road & Street | SMBT | Road & Street |  |  | 14110 | No sensor | [7 empty] | > 100000
TBD | SMBt/3/F/E2/105/40... | image | datasheet | deeplink | TUNGSRAM - SMBt - 14240lm - 107W - 4000K - 70CRI - TBD[SKU] - Universal coupler 35-76mm | 7.5 kg | Universal coupler 35-76mm | LED | 1 | 107 | [8 empty] | CE. ENEC | [6 empty] | 66 | 4000 | 352x103x566 |  | 220-240V |  | 5 |  |  |  | 70 |  | 4000 |  | > 48000 |  | > 102000 |  |  | 133.08 |  |  | 9 | E2 | 25 | 11.5 % |  | Available | 740/559 | CIE(x= 0.38. y= 0.38) 5SDCM | Class I . Class II | IK09 |  |  | 50 |  | -40 | 1 | 107 | RAL 7035 | 50-60Hz | Passive | LED | dimmable | Road & Street | SMBT | Road & Street |  |  | 14240 | No sensor | [7 empty] | > 100000
TBD | SMBt/3/F/B2/105/40... | image | datasheet | deeplink | TUNGSRAM - SMBt - 14300lm - 107W - 4000K - 70CRI - TBD[SKU] - Universal coupler 35-76mm | 7.5 kg | Universal coupler 35-76mm | LED | 1 | 107 | [8 empty] | CE. ENEC | [6 empty] | 66 | 4000 | 352x103x566 |  | 220-240V |  | 5 |  |  |  | 70 |  | 4000 |  | > 48000 |  | > 102000 |  |  | 133.64 |  |  | 9 | B2 | 25 | 11.5 % |  | Available | 740/559 | CIE(x= 0.38. y= 0.38) 5SDCM | Class I . Class II | IK09 |  |  | 50 |  | -40 | 1 | 107 | RAL 7035 | 50-60Hz | Passive | LED | dimmable | Road & Street | SMBT | Road & Street |  |  | 14300 | No sensor | [7 empty] | > 100000
TBD | SMBt/3/F/Y5/95/40... | image | datasheet | deeplink | TUNGSRAM - SMBt - 12420lm - 93W - 4000K - 70CRI - TBD[SKU] - Universal coupler 35-76mm | 7.5 kg | Universal coupler 35-76mm | LED | 1 | 93 | [8 empty] | CE. ENEC | [6 empty] | 66 | 4000 | 352x103x566 |  | 220-240V |  | 5 |  |  |  | 70 |  | 4000 |  | > 48000 |  | > 102000 |  |  | 133.55 |  |  | 9 | Y5 | 25 | 11.5 % |  | Available | 740/559 | CIE(x= 0.38. y= 0.38) 5SDCM | Class I . Class II | IK09 |  |  | 50 |  | -40 | 1 | 93 | RAL 7035 | 50-60Hz | Passive | LED | dimmable | Road & Street | SMBT | Road & Street |  |  | 12420 | No sensor | [7 empty] | > 100000
TBD | SMBt/3/F/P5/95/40... | image | datasheet | deeplink | TUNGSRAM - SMBt - 12440lm - 93W - 4000K - 70CRI - TBD[SKU] - Universal coupler 35-76mm | 7.5 kg | Universal coupler 35-76mm | LED | 1 | 93 | [8 empty] | CE. ENEC | [6 empty] | 66 | 4000 | 352x103x566 |  | 220-240V |  | 5 |  |  |  | 70 |  | 4000 |  | > 48000 |  | > 102000 |  |  | 133.76 |  |  | 9 | P5 | 25 | 11.5 % |  | Available | 740/559 | CIE(x= 0.38. y= 0.38) 5SDCM | Class I . Class II | IK09 |  |  | 50 |  | -40 | 1 | 93 | RAL 7035 | 50-60Hz | Passive | LED | dimmable | Road & Street | SMBT | Road & Street |  |  | 12440 | No sensor | [7 empty] | > 100000
TBD | SMBt/3/F/F5/95/40... | image | datasheet | deeplink | TUNGSRAM - SMBt - 12150lm - 93W - 4000K - 70CRI - TBD[SKU] - Universal coupler 35-76mm | 7.5 kg | Universal coupler 35-76mm | LED | 1 | 93 | [8 empty] | CE. ENEC | [6 empty] | 66 | 4000 | 352x103x566 |  | 220-240V |  | 5 |  |  |  | 70 |  | 4000 |  | > 48000 |  | > 102000 |  |  | 130.65 |  |  | 9 | F5 | 25 | 11.5 % |  | Available | 740/559 | CIE(x= 0.38. y= 0.38) 5SDCM | Class I . Class II | IK09 |  |  | 50 |  | -40 | 1 | 93 | RAL 7035 | 50-60Hz | Passive | LED | dimmable | Road & Street | SMBT | Road & Street |  |  | 12150 | No sensor | [7 empty] | > 100000
TBD | SMBt/3/F/E5/95/40... | image | datasheet | deeplink | TUNGSRAM - SMBt - 12760lm - 93W - 4000K - 70CRI - TBD[SKU] - Universal coupler 35-76mm | 7.5 kg | Universal coupler 35-76mm | LED | 1 | 93 | [8 empty] | CE. ENEC | [6 empty] | 66 | 4000 | 352x103x566 |  | 220-240V |  | 5 |  |  |  | 70 |  | 4000 |  | > 48000 |  | > 102000 |  |  | 137.2 |  |  | 9 | E5 | 25 | 11.5 % |  | Available | 740/559 | CIE(x= 0.38. y= 0.38) 5SDCM | Class I . Class II | IK09 |  |  | 50 |  | -40 | 1 | 93 | RAL 7035 | 50-60Hz | Passive | LED | dimmable | Road & Street | SMBT | Road & Street |  |  | 12760 | No sensor | [7 empty] | > 100000
TBD | SMBt/3/F/C5/95/40... | image | datasheet | deeplink | TUNGSRAM - SMBt - 12570lm - 93W - 4000K - 70CRI - TBD[SKU] - Universal coupler 35-76mm | 7.5 kg | Universal coupler 35-76mm | LED | 1 | 93 | [8 empty] | CE. ENEC | [6 empty] | 66 | 4000 | 352x103x566 |  | 220-240V |  | 5 |  |  |  | 70 |  | 4000 |  | > 48000 |  | > 102000 |  |  | 135.16 |  |  | 9 | C5 | 25 | 11.5 % |  | Available | 740/559 | CIE(x= 0.38. y= 0.38) 5SDCM | Class I . Class II | IK09 |  |  | 50 |  | -40 | 1 | 93 | RAL 7035 | 50-60Hz | Passive | LED | dimmable | Road & Street | SMBT | Road & Street |  |  | 12570 | No sensor | [7 empty] | > 100000
TBD | SMBt/3/F/B5/95/40... | image | datasheet | deeplink | TUNGSRAM - SMBt - 12590lm - 93W - 4000K - 70CRI - TBD[SKU] - Universal coupler 35-76mm | 7.5 kg | Universal coupler 35-76mm | LED | 1 | 93 | [8 empty] | CE. ENEC | [6 empty] | 66 | 4000 | 352x103x566 |  | 220-240V |  | 5 |  |  |  | 70 |  | 4000 |  | > 48000 |  | > 102000 |  |  | 135.38 |  |  | 9 | B5 | 25 | 11.5 % |  | Available | 740/559 | CIE(x= 0.38. y= 0.38) 5SDCM | Class I . Class II | IK09 |  |  | 50 |  | -40 | 1 | 93 | RAL 7035 | 50-60Hz | Passive | LED | dimmable | Road & Street | SMBT | Road & Street |  |  | 12590 | No sensor | [7 empty] | > 100000
TBD | SMBt/3/F/E2/95/40... | image | datasheet | deeplink | TUNGSRAM - SMBt - 12710lm - 93W - 4000K - 70CRI - TBD[SKU] - Universal coupler 35-76mm | 7.5 kg | Universal coupler 35-76mm | LED | 1 | 93 | [8 empty] | CE. ENEC | [6 empty] | 66 | 4000 | 352x103x566 |  | 220-240V |  | 5 |  |  |  | 70 |  | 4000 |  | > 48000 |  | > 102000 |  |  | 136.67 |  |  | 9 | E2 | 25 | 11.5 % |  | Available | 740/559 | CIE(x= 0.38. y= 0.38) 5SDCM | Class I . Class II | IK09 |  |  | 50 |  | -40 | 1 | 93 | RAL 7035 | 50-60Hz | Passive | LED | dimmable | Road & Street | SMBT | Road & Street |  |  | 12710 | No sensor | [7 empty] | > 100000
TBD | SMBt/3/F/B2/95/40... | image | datasheet | deeplink | TUNGSRAM - SMBt - 12760lm - 93W - 4000K - 70CRI - TBD[SKU] - Universal coupler 35-76mm | 7.5 kg | Universal coupler 35-76mm | LED | 1 | 93 | [8 empty] | CE. ENEC | [6 empty] | 66 | 4000 | 352x103x566 |  | 220-240V |  | 5 |  |  |  | 70 |  | 4000 |  | > 48000 |  | > 102000 |  |  | 137.2 |  |  | 9 | B2 | 25 | 11.5 % |  | Available | 740/559 | CIE(x= 0.38. y= 0.38) 5SDCM | Class I . Class II | IK09 |  |  | 50 |  | -40 | 1 | 93 | RAL 7035 | 50-60Hz | Passive | LED | dimmable | Road & Street | SMBT | Road & Street |  |  | 12760 | No sensor | [7 empty] | > 100000
TBD | SMBt/3/F/Y5/80/40... | image | datasheet | deeplink | TUNGSRAM - SMBt - 10680lm - 78W - 4000K - 70CRI - TBD[SKU] - Universal coupler 35-76mm | 7.5 kg | Universal coupler 35-76mm | LED | 1 | 78 | [8 empty] | CE. ENEC | [6 empty] | 66 | 4000 | 352x103x566 |  | 220-240V |  | 5 |  |  |  | 70 |  | 4000 |  | > 48000 |  | > 102000 |  |  | 136.92 |  |  | 9 | Y5 | 25 | 11.5 % |  | Available | 740/559 | CIE(x= 0.38. y= 0.38) 5SDCM | Class I . Class II | IK09 |  |  | 50 |  | -40 | 1 | 78 | RAL 7035 | 50-60Hz | Passive | LED | dimmable | Road & Street | SMBT | Road & Street |  |  | 10680 | No sensor | [7 empty] | > 100000
TBD | SMBt/3/F/P5/80/40... | image | datasheet | deeplink | TUNGSRAM - SMBt - 10690lm - 78W - 4000K - 70CRI - TBD[SKU] - Universal coupler 35-76mm | 7.5 kg | Universal coupler 35-76mm | LED | 1 | 78 | [8 empty] | CE. ENEC | [6 empty] | 66 | 4000 | 352x103x566 |  | 220-240V |  | 5 |  |  |  | 70 |  | 4000 |  | > 48000 |  | > 102000 |  |  | 137.05 |  |  | 9 | P5 | 25 | 11.5 % |  | Available | 740/559 | CIE(x= 0.38. y= 0.38) 5SDCM | Class I . Class II | IK09 |  |  | 50 |  | -40 | 1 | 78 | RAL 7035 | 50-60Hz | Passive | LED | dimmable | Road & Street | SMBT | Road & Street |  |  | 10690 | No sensor | [7 empty] | > 100000
TBD | SMBt/3/F/F5/80/40... | image | datasheet | deeplink | TUNGSRAM - SMBt - 10440lm - 78W - 4000K - 70CRI - TBD[SKU] - Universal coupler 35-76mm | 7.5 kg | Universal coupler 35-76mm | LED | 1 | 78 | [8 empty] | CE. ENEC | [6 empty] | 66 | 4000 | 352x103x566 |  | 220-240V |  | 5 |  |  |  | 70 |  | 4000 |  | > 48000 |  | > 102000 |  |  | 133.85 |  |  | 9 | F5 | 25 | 11.5 % |  | Available | 740/559 | CIE(x= 0.38. y= 0.38) 5SDCM | Class I . Class II | IK09 |  |  | 50 |  | -40 | 1 | 78 | RAL 7035 | 50-60Hz | Passive | LED | dimmable | Road & Street | SMBT | Road & Street |  |  | 10440 | No sensor | [7 empty] | > 100000
TBD | SMBt/3/F/E5/80/40... | image | datasheet | deeplink | TUNGSRAM - SMBt - 10960lm - 78W - 4000K - 70CRI - TBD[SKU] - Universal coupler 35-76mm | 7.5 kg | Universal coupler 35-76mm | LED | 1 | 78 | [8 empty] | CE. ENEC | [6 empty] | 66 | 4000 | 352x103x566 |  | 220-240V |  | 5 |  |  |  | 70 |  | 4000 |  | > 48000 |  | > 102000 |  |  | 140.51 |  |  | 9 | E5 | 25 | 11.5 % |  | Available | 740/559 | CIE(x= 0.38. y= 0.38) 5SDCM | Class I . Class II | IK09 |  |  | 50 |  | -40 | 1 | 78 | RAL 7035 | 50-60Hz | Passive | LED | dimmable | Road & Street | SMBT | Road & Street |  |  | 10960 | No sensor | [7 empty] | > 100000
TBD | SMBt/3/F/C5/80/40... | image | datasheet | deeplink | TUNGSRAM - SMBt - 10800lm - 78W - 4000K - 70CRI - TBD[SKU] - Universal coupler 35-76mm | 7.5 kg | Universal coupler 35-76mm | LED | 1 | 78 | [8 empty] | CE. ENEC | [6 empty] | 66 | 4000 | 352x103x566 |  | 220-240V |  | 5 |  |  |  | 70 |  | 4000 |  | > 48000 |  | > 102000 |  |  | 138.46 |  |  | 9 | C5 | 25 | 11.5 % |  | Available | 740/559 | CIE(x= 0.38. y= 0.38) 5SDCM | Class I . Class II | IK09 |  |  | 50 |  | -40 | 1 | 78 | RAL 7035 | 50-60Hz | Passive | LED | dimmable | Road & Street | SMBT | Road & Street |  |  | 10800 | No sensor | [7 empty] | > 100000
TBD | SMBt/3/F/B5/80/40... | image | datasheet | deeplink | TUNGSRAM - SMBt - 10820lm - 78W - 4000K - 70CRI - TBD[SKU] - Universal coupler 35-76mm | 7.5 kg | Universal coupler 35-76mm | LED | 1 | 78 | [8 empty] | CE. ENEC | [6 empty] | 66 | 4000 | 352x103x566 |  | 220-240V |  | 5 |  |  |  | 70 |  | 4000 |  | > 48000 |  | > 102000 |  |  | 138.72 |  |  | 9 | B5 | 25 | 11.5 % |  | Available | 740/559 | CIE(x= 0.38. y= 0.38) 5SDCM | Class I . Class II | IK09 |  |  | 50 |  | -40 | 1 | 78 | RAL 7035 | 50-60Hz | Passive | LED | dimmable | Road & Street | SMBT | Road & Street |  |  | 10820 | No sensor | [7 empty] | > 100000
TBD | SMBt/3/F/E2/80/40... | image | datasheet | deeplink | TUNGSRAM - SMBt - 10920lm - 78W - 4000K - 70CRI - TBD[SKU] - Universal coupler 35-76mm | 7.5 kg | Universal coupler 35-76mm | LED | 1 | 78 | [8 empty] | CE. ENEC | [6 empty] | 66 | 4000 | 352x103x566 |  | 220-240V |  | 5 |  |  |  | 70 |  | 4000 |  | > 48000 |  | > 102000 |  |  | 140 |  |  | 9 | E2 | 25 | 11.5 % |  | Available | 740/559 | CIE(x= 0.38. y= 0.38) 5SDCM | Class I . Class II | IK09 |  |  | 50 |  | -40 | 1 | 78 | RAL 7035 | 50-60Hz | Passive | LED | dimmable | Road & Street | SMBT | Road & Street |  |  | 10920 | No sensor | [7 empty] | > 100000
TBD | SMBt/3/F/B2/80/40... | image | datasheet | deeplink | TUNGSRAM - SMBt - 10960lm - 78W - 4000K - 70CRI - TBD[SKU] - Universal coupler 35-76mm | 7.5 kg | Universal coupler 35-76mm | LED | 1 | 78 | [8 empty] | CE. ENEC | [6 empty] | 66 | 4000 | 352x103x566 |  | 220-240V |  | 5 |  |  |  | 70 |  | 4000 |  | > 48000 |  | > 102000 |  |  | 140.51 |  |  | 9 | B2 | 25 | 11.5 % |  | Available | 740/559 | CIE(x= 0.38. y= 0.38) 5SDCM | Class I . Class II | IK09 |  |  | 50 |  | -40 | 1 | 78 | RAL 7035 | 50-60Hz | Passive | LED | dimmable | Road & Street | SMBT | Road & Street |  |  | 10960 | No sensor | [7 empty] | > 100000
TBD | SMBt/3/F/Y5/65/40... | image | datasheet | deeplink | TUNGSRAM - SMBt - 8970lm - 63W - 4000K - 70CRI - TBD[SKU] - Universal coupler 35-76mm | 7.5 kg | Universal coupler 35-76mm | LED | 1 | 63 | [8 empty] | CE. ENEC | [6 empty] | 66 | 4000 | 352x103x566 |  | 220-240V |  | 5 |  |  |  | 70 |  | 4000 |  | > 48000 |  | > 102000 |  |  | 142.38 |  |  | 9 | Y5 | 25 | 11.5 % |  | Available | 740/559 | CIE(x= 0.38. y= 0.38) 5SDCM | Class I . Class II | IK09 |  |  | 50 |  | -40 | 1 | 63 | RAL 7035 | 50-60Hz | Passive | LED | dimmable | Road & Street | SMBT | Road & Street |  |  | 8970 | No sensor | [7 empty] | > 100000
TBD | SMBt/3/F/P5/65/40... | image | datasheet | deeplink | TUNGSRAM - SMBt - 8980lm - 63W - 4000K - 70CRI - TBD[SKU] - Universal coupler 35-76mm | 7.5 kg | Universal coupler 35-76mm | LED | 1 | 63 | [8 empty] | CE. ENEC | [6 empty] | 66 | 4000 | 352x103x566 |  | 220-240V |  | 5 |  |  |  | 70 |  | 4000 |  | > 48000 |  | > 102000 |  |  | 142.54 |  |  | 9 | P5 | 25 | 11.5 % |  | Available | 740/559 | CIE(x= 0.38. y= 0.38) 5SDCM | Class I . Class II | IK09 |  |  | 50 |  | -40 | 1 | 63 | RAL 7035 | 50-60Hz | Passive | LED | dimmable | Road & Street | SMBT | Road & Street |  |  | 8980 | No sensor | [7 empty] | > 100000
TBD | SMBt/3/F/F5/65/40... | image | datasheet | deeplink | TUNGSRAM - SMBt - 8780lm - 63W - 4000K - 70CRI - TBD[SKU] - Universal coupler 35-76mm | 7.5 kg | Universal coupler 35-76mm | LED | 1 | 63 | [8 empty] | CE. ENEC | [6 empty] | 66 | 4000 | 352x103x566 |  | 220-240V |  | 5 |  |  |  | 70 |  | 4000 |  | > 48000 |  | > 102000 |  |  | 139.37 |  |  | 9 | F5 | 25 | 11.5 % |  | Available | 740/559 | CIE(x= 0.38. y= 0.38) 5SDCM | Class I . Class II | IK09 |  |  | 50 |  | -40 | 1 | 63 | RAL 7035 | 50-60Hz | Passive | LED | dimmable | Road & Street | SMBT | Road & Street |  |  | 8780 | No sensor | [7 empty] | > 100000
TBD | SMBt/3/F/E5/65/40... | image | datasheet | deeplink | TUNGSRAM - SMBt - 9210lm - 63W - 4000K - 70CRI - TBD[SKU] - Universal coupler 35-76mm | 7.5 kg | Universal coupler 35-76mm | LED | 1 | 63 | [8 empty] | CE. ENEC | [6 empty] | 66 | 4000 | 352x103x566 |  | 220-240V |  | 5 |  |  |  | 70 |  | 4000 |  | > 48000 |  | > 102000 |  |  | 146.19 |  |  | 9 | E5 | 25 | 11.5 % |  | Available | 740/559 | CIE(x= 0.38. y= 0.38) 5SDCM | Class I . Class II | IK09 |  |  | 50 |  | -40 | 1 | 63 | RAL 7035 | 50-60Hz | Passive | LED | dimmable | Road & Street | SMBT | Road & Street |  |  | 9210 | No sensor | [7 empty] | > 100000
TBD | SMBt/3/F/C5/65/40... | image | datasheet | deeplink | TUNGSRAM - SMBt - 9080lm - 63W - 4000K - 70CRI - TBD[SKU] - Universal coupler 35-76mm | 7.5 kg | Universal coupler 35-76mm | LED | 1 | 63 | [8 empty] | CE. ENEC | [6 empty] | 66 | 4000 | 352x103x566 |  | 220-240V |  | 5 |  |  |  | 70 |  | 4000 |  | > 48000 |  | > 102000 |  |  | 144.13 |  |  | 9 | C5 | 25 | 11.5 % |  | Available | 740/559 | CIE(x= 0.38. y= 0.38) 5SDCM | Class I . Class II | IK09 |  |  | 50 |  | -40 | 1 | 63 | RAL 7035 | 50-60Hz | Passive | LED | dimmable | Road & Street | SMBT | Road & Street |  |  | 9080 | No sensor | [7 empty] | > 100000
TBD | SMBt/3/F/B5/65/40... | image | datasheet | deeplink | TUNGSRAM - SMBt - 9090lm - 63W - 4000K - 70CRI - TBD[SKU] - Universal coupler 35-76mm | 7.5 kg | Universal coupler 35-76mm | LED | 1 | 63 | [8 empty] | CE. ENEC | [6 empty] | 66 | 4000 | 352x103x566 |  | 220-240V |  | 5 |  |  |  | 70 |  | 4000 |  | > 48000 |  | > 102000 |  |  | 144.29 |  |  | 9 | B5 | 25 | 11.5 % |  | Available | 740/559 | CIE(x= 0.38. y= 0.38) 5SDCM | Class I . Class II | IK09 |  |  | 50 |  | -40 | 1 | 63 | RAL 7035 | 50-60Hz | Passive | LED | dimmable | Road & Street | SMBT | Road & Street |  |  | 9090 | No sensor | [7 empty] | > 100000
TBD | SMBt/3/F/E2/65/40... | image | datasheet | deeplink | TUNGSRAM - SMBt - 9180lm - 63W - 4000K - 70CRI - TBD[SKU] - Universal coupler 35-76mm | 7.5 kg | Universal coupler 35-76mm | LED | 1 | 63 | [8 empty] | CE. ENEC | [6 empty] | 66 | 4000 | 352x103x566 |  | 220-240V |  | 5 |  |  |  | 70 |  | 4000 |  | > 48000 |  | > 102000 |  |  | 145.71 |  |  | 9 | E2 | 25 | 11.5 % |  | Available | 740/559 | CIE(x= 0.38. y= 0.38) 5SDCM | Class I . Class II | IK09 |  |  | 50 |  | -40 | 1 | 63 | RAL 7035 | 50-60Hz | Passive | LED | dimmable | Road & Street | SMBT | Road & Street |  |  | 9180 | No sensor | [7 empty] | > 100000
TBD | SMBt/3/F/B2/65/40... | image | datasheet | deeplink | TUNGSRAM - SMBt - 9210lm - 63W - 4000K - 70CRI - TBD[SKU] - Universal coupler 35-76mm | 7.5 kg | Universal coupler 35-76mm | LED | 1 | 63 | [8 empty] | CE. ENEC | [6 empty] | 66 | 4000 | 352x103x566 |  | 220-240V |  | 5 |  |  |  | 70 |  | 4000 |  | > 48000 |  | > 102000 |  |  | 146.19 |  |  | 9 | B2 | 25 | 11.5 % |  | Available | 740/559 | CIE(x= 0.38. y= 0.38) 5SDCM | Class I . Class II | IK09 |  |  | 50 |  | -40 | 1 | 63 | RAL 7035 | 50-60Hz | Passive | LED | dimmable | Road & Street | SMBT | Road & Street |  |  | 9210 | No sensor | [7 empty] | > 100000
TBD | SMBt/3/F/Y5/50/40... | image | datasheet | deeplink | TUNGSRAM - SMBt - 7430lm - 52W - 4000K - 70CRI - TBD[SKU] - Universal coupler 35-76mm | 7.5 kg | Universal coupler 35-76mm | LED | 1 | 52 | [8 empty] | CE. ENEC | [6 empty] | 66 | 4000 | 352x103x566 |  | 220-240V |  | 5 |  |  |  | 70 |  | 4000 |  | > 48000 |  | > 102000 |  |  | 142.88 |  |  | 9 | Y5 | 25 | 11.5 % |  | Available | 740/559 | CIE(x= 0.38. y= 0.38) 5SDCM | Class I . Class II | IK09 |  |  | 50 |  | -40 | 1 | 52 | RAL 7035 | 50-60Hz | Passive | LED | dimmable | Road & Street | SMBT | Road & Street |  |  | 7430 | No sensor | [7 empty] | > 100000
TBD | SMBt/3/F/P5/50/40... | image | datasheet | deeplink | TUNGSRAM - SMBt - 7440lm - 52W - 4000K - 70CRI - TBD[SKU] - Universal coupler 35-76mm | 7.5 kg | Universal coupler 35-76mm | LED | 1 | 52 | [8 empty] | CE. ENEC | [6 empty] | 66 | 4000 | 352x103x566 |  | 220-240V |  | 5 |  |  |  | 70 |  | 4000 |  | > 48000 |  | > 102000 |  |  | 143.08 |  |  | 9 | P5 | 25 | 11.5 % |  | Available | 740/559 | CIE(x= 0.38. y= 0.38) 5SDCM | Class I . Class II | IK09 |  |  | 50 |  | -40 | 1 | 52 | RAL 7035 | 50-60Hz | Passive | LED | dimmable | Road & Street | SMBT | Road & Street |  |  | 7440 | No sensor | [7 empty] | > 100000
TBD | SMBt/3/F/F5/50/40... | image | datasheet | deeplink | TUNGSRAM - SMBt - 7270lm - 52W - 4000K - 70CRI - TBD[SKU] - Universal coupler 35-76mm | 7.5 kg | Universal coupler 35-76mm | LED | 1 | 52 | [8 empty] | CE. ENEC | [6 empty] | 66 | 4000 | 352x103x566 |  | 220-240V |  | 5 |  |  |  | 70 |  | 4000 |  | > 48000 |  | > 102000 |  |  | 139.81 |  |  | 9 | F5 | 25 | 11.5 % |  | Available | 740/559 | CIE(x= 0.38. y= 0.38) 5SDCM | Class I . Class II | IK09 |  |  | 50 |  | -40 | 1 | 52 | RAL 7035 | 50-60Hz | Passive | LED | dimmable | Road & Street | SMBT | Road & Street |  |  | 7270 | No sensor | [7 empty] | > 100000
TBD | SMBt/3/F/E5/50/40... | image | datasheet | deeplink | TUNGSRAM - SMBt - 7630lm - 52W - 4000K - 70CRI - TBD[SKU] - Universal coupler 35-76mm | 7.5 kg | Universal coupler 35-76mm | LED | 1 | 52 | [8 empty] | CE. ENEC | [6 empty] | 66 | 4000 | 352x103x566 |  | 220-240V |  | 5 |  |  |  | 70 |  | 4000 |  | > 48000 |  | > 102000 |  |  | 146.73 |  |  | 9 | E5 | 25 | 11.5 % |  | Available | 740/559 | CIE(x= 0.38. y= 0.38) 5SDCM | Class I . Class II | IK09 |  |  | 50 |  | -40 | 1 | 52 | RAL 7035 | 50-60Hz | Passive | LED | dimmable | Road & Street | SMBT | Road & Street |  |  | 7630 | No sensor | [7 empty] | > 100000
TBD | SMBt/3/F/C5/50/40... | image | datasheet | deeplink | TUNGSRAM - SMBt - 7520lm - 52W - 4000K - 70CRI - TBD[SKU] - Universal coupler 35-76mm | 7.5 kg | Universal coupler 35-76mm | LED | 1 | 52 | [8 empty] | CE. ENEC | [6 empty] | 66 | 4000 | 352x103x566 |  | 220-240V |  | 5 |  |  |  | 70 |  | 4000 |  | > 48000 |  | > 102000 |  |  | 144.62 |  |  | 9 | C5 | 25 | 11.5 % |  | Available | 740/559 | CIE(x= 0.38. y= 0.38) 5SDCM | Class I . Class II | IK09 |  |  | 50 |  | -40 | 1 | 52 | RAL 7035 | 50-60Hz | Passive | LED | dimmable | Road & Street | SMBT | Road & Street |  |  | 7520 | No sensor | [7 empty] | > 100000
TBD | SMBt/3/F/B5/50/40... | image | datasheet | deeplink | TUNGSRAM - SMBt - 7530lm - 52W - 4000K - 70CRI - TBD[SKU] - Universal coupler 35-76mm | 7.5 kg | Universal coupler 35-76mm | LED | 1 | 52 | [8 empty] | CE. ENEC | [6 empty] | 66 | 4000 | 352x103x566 |  | 220-240V |  | 5 |  |  |  | 70 |  | 4000 |  | > 48000 |  | > 102000 |  |  | 144.81 |  |  | 9 | B5 | 25 | 11.5 % |  | Available | 740/559 | CIE(x= 0.38. y= 0.38) 5SDCM | Class I . Class II | IK09 |  |  | 50 |  | -40 | 1 | 52 | RAL 7035 | 50-60Hz | Passive | LED | dimmable | Road & Street | SMBT | Road & Street |  |  | 7530 | No sensor | [7 empty] | > 100000
TBD | SMBt/3/F/E2/50/40... | image | datasheet | deeplink | TUNGSRAM - SMBt - 7600lm - 52W - 4000K - 70CRI - TBD[SKU] - Universal coupler 35-76mm | 7.5 kg | Universal coupler 35-76mm | LED | 1 | 52 | [8 empty] | CE. ENEC | [6 empty] | 66 | 4000 | 352x103x566 |  | 220-240V |  | 5 |  |  |  | 70 |  | 4000 |  | > 48000 |  | > 102000 |  |  | 146.15 |  |  | 9 | E2 | 25 | 11.5 % |  | Available | 740/559 | CIE(x= 0.38. y= 0.38) 5SDCM | Class I . Class II | IK09 |  |  | 50 |  | -40 | 1 | 52 | RAL 7035 | 50-60Hz | Passive | LED | dimmable | Road & Street | SMBT | Road & Street |  |  | 7600 | No sensor | [7 empty] | > 100000
TBD | SMBt/3/F/B2/50/40... | image | datasheet | deeplink | TUNGSRAM - SMBt - 7630lm - 52W - 4000K - 70CRI - TBD[SKU] - Universal coupler 35-76mm | 7.5 kg | Universal coupler 35-76mm | LED | 1 | 52 | [8 empty] | CE. ENEC | [6 empty] | 66 | 4000 | 352x103x566 |  | 220-240V |  | 5 |  |  |  | 70 |  | 4000 |  | > 48000 |  | > 102000 |  |  | 146.73 |  |  | 9 | B2 | 25 | 11.5 % |  | Available | 740/559 | CIE(x= 0.38. y= 0.38) 5SDCM | Class I . Class II | IK09 |  |  | 50 |  | -40 | 1 | 52 | RAL 7035 | 50-60Hz | Passive | LED | dimmable | Road & Street | SMBT | Road & Street |  |  | 7630 | No sensor | [7 empty] | > 100000
TBD | SLBT/3/F/G2/70/27... | image | datasheet | deeplink | TUNGSRAM - SLBt - 7950lm - 70W - 2700K - 70CRI - TBD[SKU] - Universal coupler 35-76mm | 5 kg | Universal coupler 35-76mm | LED | 1 | 70 | [8 empty] | CE. ENEC | [6 empty] | 66 | 2700 | 386x347x72 |  | 220-240V |  | 5 |  |  |  | 70 |  | 2700 |  | > 104000 |  | > 218000 |  |  | 113.57 |  |  | 9 | G2 | 25 | < 10% at 100.000 hours |  | Available | 727/559 | CIE(x=0.4578. y=0.4101) 5SDCM | Class I . Class II | IK09 |  |  | 35 |  | -40 | 1 | 70 | RAL 7035 | 50-60Hz | Passive | LED | dimmable | Road & Street | SLBT | Road & Street |  |  | 7950 | No sensor | [7 empty] | > 215000
TBD | SLBT/3/F/Y5/70/27... | image | datasheet | deeplink | TUNGSRAM - SLBt - 7800lm - 70W - 2700K - 70CRI - TBD[SKU] - Universal coupler 35-76mm | 5 kg | Universal coupler 35-76mm | LED | 1 | 70 | [8 empty] | CE. ENEC | [6 empty] | 66 | 2700 | 386x347x72 |  | 220-240V |  | 5 |  |  |  | 70 |  | 2700 |  | > 104000 |  | > 218000 |  |  | 111.43 |  |  | 9 | Y5 | 25 | < 10% at 100.000 hours |  | Available | 727/559 | CIE(x=0.4578. y=0.4101) 5SDCM | Class I . Class II | IK09 |  |  | 35 |  | -40 | 1 | 70 | RAL 7035 | 50-60Hz | Passive | LED | dimmable | Road & Street | SLBT | Road & Street |  |  | 7800 | No sensor | [7 empty] | > 215000
TBD | SLBT/3/F/Z5/70/27... | image | datasheet | deeplink | TUNGSRAM - SLBt - 7930lm - 70W - 2700K - 70CRI - TBD[SKU] - Universal coupler 35-76mm | 5 kg | Universal coupler 35-76mm | LED | 1 | 70 | [8 empty] | CE. ENEC | [6 empty] | 66 | 2700 | 386x347x72 |  | 220-240V |  | 5 |  |  |  | 70 |  | 2700 |  | > 104000 |  | > 218000 |  |  | 113.29 |  |  | 9 | Z5 | 25 | < 10% at 100.000 hours |  | Available | 727/559 | CIE(x=0.4578. y=0.4101) 5SDCM | Class I . Class II | IK09 |  |  | 35 |  | -40 | 1 | 70 | RAL 7035 | 50-60Hz | Passive | LED | dimmable | Road & Street | SLBT | Road & Street |  |  | 7930 | No sensor | [7 empty] | > 215000
TBD | SLBT/3/F/X5/70/27... | image | datasheet | deeplink | TUNGSRAM - SLBt - 8000lm - 70W - 2700K - 70CRI - TBD[SKU] - Universal coupler 35-76mm | 5 kg | Universal coupler 35-76mm | LED | 1 | 70 | [8 empty] | CE. ENEC | [6 empty] | 66 | 2700 | 386x347x72 |  | 220-240V |  | 5 |  |  |  | 70 |  | 2700 |  | > 104000 |  | > 218000 |  |  | 114.29 |  |  | 9 | X5 | 25 | < 10% at 100.000 hours |  | Available | 727/559 | CIE(x=0.4578. y=0.4101) 5SDCM | Class I . Class II | IK09 |  |  | 35 |  | -40 | 1 | 70 | RAL 7035 | 50-60Hz | Passive | LED | dimmable | Road & Street | SLBT | Road & Street |  |  | 8000 | No sensor | [7 empty] | > 215000
TBD | SLBT/3/F/B2/70/27... | image | datasheet | deeplink | TUNGSRAM - SLBt - 8060lm - 70W - 2700K - 70CRI - TBD[SKU] - Universal coupler 35-76mm | 5 kg | Universal coupler 35-76mm | LED | 1 | 70 | [8 empty] | CE. ENEC | [6 empty] | 66 | 2700 | 386x347x72 |  | 220-240V |  | 5 |  |  |  | 70 |  | 2700 |  | > 104000 |  | > 218000 |  |  | 115.14 |  |  | 9 | B2 | 25 | < 10% at 100.000 hours |  | Available | 727/559 | CIE(x=0.4578. y=0.4101) 5SDCM | Class I . Class II | IK09 |  |  | 35 |  | -40 | 1 | 70 | RAL 7035 | 50-60Hz | Passive | LED | dimmable | Road & Street | SLBT | Road & Street |  |  | 8060 | No sensor | [7 empty] | > 215000
TBD | SLBT/3/F/P5/70/27... | image | datasheet | deeplink | TUNGSRAM - SLBt - 8030lm - 70W - 2700K - 70CRI - TBD[SKU] - Universal coupler 35-76mm | 5 kg | Universal coupler 35-76mm | LED | 1 | 70 | [8 empty] | CE. ENEC | [6 empty] | 66 | 2700 | 386x347x72 |  | 220-240V |  | 5 |  |  |  | 70 |  | 2700 |  | > 104000 |  | > 218000 |  |  | 114.71 |  |  | 9 | P5 | 25 | < 10% at 100.000 hours |  | Available | 727/559 | CIE(x=0.4578. y=0.4101) 5SDCM | Class I . Class II | IK09 |  |  | 35 |  | -40 | 1 | 70 | RAL 7035 | 50-60Hz | Passive | LED | dimmable | Road & Street | SLBT | Road & Street |  |  | 8030 | No sensor | [7 empty] | > 215000
TBD | SLBT/3/F/E2/70/27... | image | datasheet | deeplink | TUNGSRAM - SLBt - 8000lm - 70W - 2700K - 70CRI - TBD[SKU] - Universal coupler 35-76mm | 5 kg | Universal coupler 35-76mm | LED | 1 | 70 | [8 empty] | CE. ENEC | [6 empty] | 66 | 2700 | 386x347x72 |  | 220-240V |  | 5 |  |  |  | 70 |  | 2700 |  | > 104000 |  | > 218000 |  |  | 114.29 |  |  | 9 | E2 | 25 | < 10% at 100.000 hours |  | Available | 727/559 | CIE(x=0.4578. y=0.4101) 5SDCM | Class I . Class II | IK09 |  |  | 35 |  | -40 | 1 | 70 | RAL 7035 | 50-60Hz | Passive | LED | dimmable | Road & Street | SLBT | Road & Street |  |  | 8000 | No sensor | [7 empty] | > 215000
TBD | SLBT/3/F/F5/70/27... | image | datasheet | deeplink | TUNGSRAM - SLBt - 7920lm - 70W - 2700K - 70CRI - TBD[SKU] - Universal coupler 35-76mm | 5 kg | Universal coupler 35-76mm | LED | 1 | 70 | [8 empty] | CE. ENEC | [6 empty] | 66 | 2700 | 386x347x72 |  | 220-240V |  | 5 |  |  |  | 70 |  | 2700 |  | > 104000 |  | > 218000 |  |  | 113.14 |  |  | 9 | F5 | 25 | < 10% at 100.000 hours |  | Available | 727/559 | CIE(x=0.4578. y=0.4101) 5SDCM | Class I . Class II | IK09 |  |  | 35 |  | -40 | 1 | 70 | RAL 7035 | 50-60Hz | Passive | LED | dimmable | Road & Street | SLBT | Road & Street |  |  | 7920 | No sensor | [7 empty] | > 215000
TBD | SLBT/3/F/E5/70/27... | image | datasheet | deeplink | TUNGSRAM - SLBt - 8030lm - 70W - 2700K - 70CRI - TBD[SKU] - Universal coupler 35-76mm | 5 kg | Universal coupler 35-76mm | LED | 1 | 70 | [8 empty] | CE. ENEC | [6 empty] | 66 | 2700 | 386x347x72 |  | 220-240V |  | 5 |  |  |  | 70 |  | 2700 |  | > 104000 |  | > 218000 |  |  | 114.71 |  |  | 9 | E5 | 25 | < 10% at 100.000 hours |  | Available | 727/559 | CIE(x=0.4578. y=0.4101) 5SDCM | Class I . Class II | IK09 |  |  | 35 |  | -40 | 1 | 70 | RAL 7035 | 50-60Hz | Passive | LED | dimmable | Road & Street | SLBT | Road & Street |  |  | 8030 | No sensor | [7 empty] | > 215000
TBD | SLBT/3/F/C5/70/27... | image | datasheet | deeplink | TUNGSRAM - SLBt - 8060lm - 70W - 2700K - 70CRI - TBD[SKU] - Universal coupler 35-76mm | 5 kg | Universal coupler 35-76mm | LED | 1 | 70 | [8 empty] | CE. ENEC | [6 empty] | 66 | 2700 | 386x347x72 |  | 220-240V |  | 5 |  |  |  | 70 |  | 2700 |  | > 104000 |  | > 218000 |  |  | 115.14 |  |  | 9 | C5 | 25 | < 10% at 100.000 hours |  | Available | 727/559 | CIE(x=0.4578. y=0.4101) 5SDCM | Class I . Class II | IK09 |  |  | 35 |  | -40 | 1 | 70 | RAL 7035 | 50-60Hz | Passive | LED | dimmable | Road & Street | SLBT | Road & Street |  |  | 8060 | No sensor | [7 empty] | > 215000
TBD | SLBT/3/F/B5/70/27... | image | datasheet | deeplink | TUNGSRAM - SLBt - 8140lm - 70W - 2700K - 70CRI - TBD[SKU] - Universal coupler 35-76mm | 5 kg | Universal coupler 35-76mm | LED | 1 | 70 | [8 empty] | CE. ENEC | [6 empty] | 66 | 2700 | 386x347x72 |  | 220-240V |  | 5 |  |  |  | 70 |  | 2700 |  | > 104000 |  | > 218000 |  |  | 116.29 |  |  | 9 | B5 | 25 | < 10% at 100.000 hours |  | Available | 727/559 | CIE(x=0.4578. y=0.4101) 5SDCM | Class I . Class II | IK09 |  |  | 35 |  | -40 | 1 | 70 | RAL 7035 | 50-60Hz | Passive | LED | dimmable | Road & Street | SLBT | Road & Street |  |  | 8140 | No sensor | [7 empty] | > 215000
TBD | SLBT/3/F/G2/55/27... | image | datasheet | deeplink | TUNGSRAM - SLBt - 5980lm - 55W - 2700K - 70CRI - TBD[SKU] - Universal coupler 35-76mm | 5 kg | Universal coupler 35-76mm | LED | 1 | 55 | [8 empty] | CE. ENEC | [6 empty] | 66 | 2700 | 386x347x72 |  | 220-240V |  | 5 |  |  |  | 70 |  | 2700 |  | > 104000 |  | > 218000 |  |  | 108.73 |  |  | 9 | G2 | 25 | < 10% at 100.000 hours |  | Available | 727/559 | CIE(x=0.4578. y=0.4101) 5SDCM | Class I . Class II | IK09 |  |  | 35 |  | -40 | 1 | 55 | RAL 7035 | 50-60Hz | Passive | LED | dimmable | Road & Street | SLBT | Road & Street |  |  | 5980 | No sensor | [7 empty] | > 215000
TBD | SLBT/3/F/Y5/55/27... | image | datasheet | deeplink | TUNGSRAM - SLBt - 5850lm - 55W - 2700K - 70CRI - TBD[SKU] - Universal coupler 35-76mm | 5 kg | Universal coupler 35-76mm | LED | 1 | 55 | [8 empty] | CE. ENEC | [6 empty] | 66 | 2700 | 386x347x72 |  | 220-240V |  | 5 |  |  |  | 70 |  | 2700 |  | > 104000 |  | > 218000 |  |  | 106.36 |  |  | 9 | Y5 | 25 | < 10% at 100.000 hours |  | Available | 727/559 | CIE(x=0.4578. y=0.4101) 5SDCM | Class I . Class II | IK09 |  |  | 35 |  | -40 | 1 | 55 | RAL 7035 | 50-60Hz | Passive | LED | dimmable | Road & Street | SLBT | Road & Street |  |  | 5850 | No sensor | [7 empty] | > 215000
TBD | SLBT/3/F/Z5/55/27... | image | datasheet | deeplink | TUNGSRAM - SLBt - 5960lm - 55W - 2700K - 70CRI - TBD[SKU] - Universal coupler 35-76mm | 5 kg | Universal coupler 35-76mm | LED | 1 | 55 | [8 empty] | CE. ENEC | [6 empty] | 66 | 2700 | 386x347x72 |  | 220-240V |  | 5 |  |  |  | 70 |  | 2700 |  | > 104000 |  | > 218000 |  |  | 108.36 |  |  | 9 | Z5 | 25 | < 10% at 100.000 hours |  | Available | 727/559 | CIE(x=0.4578. y=0.4101) 5SDCM | Class I . Class II | IK09 |  |  | 35 |  | -40 | 1 | 55 | RAL 7035 | 50-60Hz | Passive | LED | dimmable | Road & Street | SLBT | Road & Street |  |  | 5960 | No sensor | [7 empty] | > 215000
TBD | SLBT/3/F/X5/55/27... | image | datasheet | deeplink | TUNGSRAM - SLBt - 6000lm - 55W - 2700K - 70CRI - TBD[SKU] - Universal coupler 35-76mm | 5 kg | Universal coupler 35-76mm | LED | 1 | 55 | [8 empty] | CE. ENEC | [6 empty] | 66 | 2700 | 386x347x72 |  | 220-240V |  | 5 |  |  |  | 70 |  | 2700 |  | > 104000 |  | > 218000 |  |  | 109.09 |  |  | 9 | X5 | 25 | < 10% at 100.000 hours |  | Available | 727/559 | CIE(x=0.4578. y=0.4101) 5SDCM | Class I . Class II | IK09 |  |  | 35 |  | -40 | 1 | 55 | RAL 7035 | 50-60Hz | Passive | LED | dimmable | Road & Street | SLBT | Road & Street |  |  | 6000 | No sensor | [7 empty] | > 215000
TBD | SLBT/3/F/B2/55/27... | image | datasheet | deeplink | TUNGSRAM - SLBt - 6040lm - 55W - 2700K - 70CRI - TBD[SKU] - Universal coupler 35-76mm | 5 kg | Universal coupler 35-76mm | LED | 1 | 55 | [8 empty] | CE. ENEC | [6 empty] | 66 | 2700 | 386x347x72 |  | 220-240V |  | 5 |  |  |  | 70 |  | 2700 |  | > 104000 |  | > 218000 |  |  | 109.82 |  |  | 9 | B2 | 25 | < 10% at 100.000 hours |  | Available | 727/559 | CIE(x=0.4578. y=0.4101) 5SDCM | Class I . Class II | IK09 |  |  | 35 |  | -40 | 1 | 55 | RAL 7035 | 50-60Hz | Passive | LED | dimmable | Road & Street | SLBT | Road & Street |  |  | 6040 | No sensor | [7 empty] | > 215000
TBD | SLBT/3/F/P5/55/27... | image | datasheet | deeplink | TUNGSRAM - SLBt - 6020lm - 55W - 2700K - 70CRI - TBD[SKU] - Universal coupler 35-76mm | 5 kg | Universal coupler 35-76mm | LED | 1 | 55 | [8 empty] | CE. ENEC | [6 empty] | 66 | 2700 | 386x347x72 |  | 220-240V |  | 5 |  |  |  | 70 |  | 2700 |  | > 104000 |  | > 218000 |  |  | 109.45 |  |  | 9 | P5 | 25 | < 10% at 100.000 hours |  | Available | 727/559 | CIE(x=0.4578. y=0.4101) 5SDCM | Class I . Class II | IK09 |  |  | 35 |  | -40 | 1 | 55 | RAL 7035 | 50-60Hz | Passive | LED | dimmable | Road & Street | SLBT | Road & Street |  |  | 6020 | No sensor | [7 empty] | > 215000
TBD | SLBT/3/F/E2/55/27... | image | datasheet | deeplink | TUNGSRAM - SLBt - 6000lm - 55W - 2700K - 70CRI - TBD[SKU] - Universal coupler 35-76mm | 5 kg | Universal coupler 35-76mm | LED | 1 | 55 | [8 empty] | CE. ENEC | [6 empty] | 66 | 2700 | 386x347x72 |  | 220-240V |  | 5 |  |  |  | 70 |  | 2700 |  | > 104000 |  | > 218000 |  |  | 109.09 |  |  | 9 | E2 | 25 | < 10% at 100.000 hours |  | Available | 727/559 | CIE(x=0.4578. y=0.4101) 5SDCM | Class I . Class II | IK09 |  |  | 35 |  | -40 | 1 | 55 | RAL 7035 | 50-60Hz | Passive | LED | dimmable | Road & Street | SLBT | Road & Street |  |  | 6000 | No sensor | [7 empty] | > 215000
TBD | SLBT/3/F/F5/55/27... | image | datasheet | deeplink | TUNGSRAM - SLBt - 5950lm - 55W - 2700K - 70CRI - TBD[SKU] - Universal coupler 35-76mm | 5 kg | Universal coupler 35-76mm | LED | 1 | 55 | [8 empty] | CE. ENEC | [6 empty] | 66 | 2700 | 386x347x72 |  | 220-240V |  | 5 |  |  |  | 70 |  | 2700 |  | > 104000 |  | > 218000 |  |  | 108.18 |  |  | 9 | F5 | 25 | < 10% at 100.000 hours |  | Available | 727/559 | CIE(x=0.4578. y=0.4101) 5SDCM | Class I . Class II | IK09 |  |  | 35 |  | -40 | 1 | 55 | RAL 7035 | 50-60Hz | Passive | LED | dimmable | Road & Street | SLBT | Road & Street |  |  | 5950 | No sensor | [7 empty] | > 215000
TBD | SLBT/3/F/E5/55/27... | image | datasheet | deeplink | TUNGSRAM - SLBt - 6030lm - 55W - 2700K - 70CRI - TBD[SKU] - Universal coupler 35-76mm | 5 kg | Universal coupler 35-76mm | LED | 1 | 55 | [8 empty] | CE. ENEC | [6 empty] | 66 | 2700 | 386x347x72 |  | 220-240V |  | 5 |  |  |  | 70 |  | 2700 |  | > 104000 |  | > 218000 |  |  | 109.64 |  |  | 9 | E5 | 25 | < 10% at 100.000 hours |  | Available | 727/559 | CIE(x=0.4578. y=0.4101) 5SDCM | Class I . Class II | IK09 |  |  | 35 |  | -40 | 1 | 55 | RAL 7035 | 50-60Hz | Passive | LED | dimmable | Road & Street | SLBT | Road & Street |  |  | 6030 | No sensor | [7 empty] | > 215000
TBD | SLBT/3/F/C5/55/27... | image | datasheet | deeplink | TUNGSRAM - SLBt - 6040lm - 55W - 2700K - 70CRI - TBD[SKU] - Universal coupler 35-76mm | 5 kg | Universal coupler 35-76mm | LED | 1 | 55 | [8 empty] | CE. ENEC | [6 empty] | 66 | 2700 | 386x347x72 |  | 220-240V |  | 5 |  |  |  | 70 |  | 2700 |  | > 104000 |  | > 218000 |  |  | 109.82 |  |  | 9 | C5 | 25 | < 10% at 100.000 hours |  | Available | 727/559 | CIE(x=0.4578. y=0.4101) 5SDCM | Class I . Class II | IK09 |  |  | 35 |  | -40 | 1 | 55 | RAL 7035 | 50-60Hz | Passive | LED | dimmable | Road & Street | SLBT | Road & Street |  |  | 6040 | No sensor | [7 empty] | > 215000
TBD | SLBT/3/F/B5/55/27... | image | datasheet | deeplink | TUNGSRAM - SLBt - 6110lm - 55W - 2700K - 70CRI - TBD[SKU] - Universal coupler 35-76mm | 5 kg | Universal coupler 35-76mm | LED | 1 | 55 | [8 empty] | CE. ENEC | [6 empty] | 66 | 2700 | 386x347x72 |  | 220-240V |  | 5 |  |  |  | 70 |  | 2700 |  | > 104000 |  | > 218000 |  |  | 111.09 |  |  | 9 | B5 | 25 | < 10% at 100.000 hours |  | Available | 727/559 | CIE(x=0.4578. y=0.4101) 5SDCM | Class I . Class II | IK09 |  |  | 35 |  | -40 | 1 | 55 | RAL 7035 | 50-60Hz | Passive | LED | dimmable | Road & Street | SLBT | Road & Street |  |  | 6110 | No sensor | [7 empty] | > 215000
TBD | SLBT/3/F/G2/47/27... | image | datasheet | deeplink | TUNGSRAM - SLBt - 5360lm - 47W - 2700K - 70CRI - TBD[SKU] - Universal coupler 35-76mm | 5 kg | Universal coupler 35-76mm | LED | 1 | 47 | [8 empty] | CE. ENEC | [6 empty] | 66 | 2700 | 386x347x72 |  | 220-240V |  | 5 |  |  |  | 70 |  | 2700 |  | > 104000 |  | > 218000 |  |  | 114.04 |  |  | 9 | G2 | 25 | < 10% at 100.000 hours |  | Available | 727/559 | CIE(x=0.4578. y=0.4101) 5SDCM | Class I . Class II | IK09 |  |  | 35 |  | -40 | 1 | 47 | RAL 7035 | 50-60Hz | Passive | LED | dimmable | Road & Street | SLBT | Road & Street |  |  | 5360 | No sensor | [7 empty] | > 215000
TBD | SLBT/3/F/Y5/47/27... | image | datasheet | deeplink | TUNGSRAM - SLBt - 5250lm - 47W - 2700K - 70CRI - TBD[SKU] - Universal coupler 35-76mm | 5 kg | Universal coupler 35-76mm | LED | 1 | 47 | [8 empty] | CE. ENEC | [6 empty] | 66 | 2700 | 386x347x72 |  | 220-240V |  | 5 |  |  |  | 70 |  | 2700 |  | > 104000 |  | > 218000 |  |  | 111.7 |  |  | 9 | Y5 | 25 | < 10% at 100.000 hours |  | Available | 727/559 | CIE(x=0.4578. y=0.4101) 5SDCM | Class I . Class II | IK09 |  |  | 35 |  | -40 | 1 | 47 | RAL 7035 | 50-60Hz | Passive | LED | dimmable | Road & Street | SLBT | Road & Street |  |  | 5250 | No sensor | [7 empty] | > 215000
TBD | SLBT/3/F/Z5/47/27... | image | datasheet | deeplink | TUNGSRAM - SLBt - 5350lm - 47W - 2700K - 70CRI - TBD[SKU] - Universal coupler 35-76mm | 5 kg | Universal coupler 35-76mm | LED | 1 | 47 | [8 empty] | CE. ENEC | [6 empty] | 66 | 2700 | 386x347x72 |  | 220-240V |  | 5 |  |  |  | 70 |  | 2700 |  | > 104000 |  | > 218000 |  |  | 113.83 |  |  | 9 | Z5 | 25 | < 10% at 100.000 hours |  | Available | 727/559 | CIE(x=0.4578. y=0.4101) 5SDCM | Class I . Class II | IK09 |  |  | 35 |  | -40 | 1 | 47 | RAL 7035 | 50-60Hz | Passive | LED | dimmable | Road & Street | SLBT | Road & Street |  |  | 5350 | No sensor | [7 empty] | > 215000
TBD | SLBT/3/F/X5/47/27... | image | datasheet | deeplink | TUNGSRAM - SLBt - 5390lm - 47W - 2700K - 70CRI - TBD[SKU] - Universal coupler 35-76mm | 5 kg | Universal coupler 35-76mm | LED | 1 | 47 | [8 empty] | CE. ENEC | [6 empty] | 66 | 2700 | 386x347x72 |  | 220-240V |  | 5 |  |  |  | 70 |  | 2700 |  | > 104000 |  | > 218000 |  |  | 114.68 |  |  | 9 | X5 | 25 | < 10% at 100.000 hours |  | Available | 727/559 | CIE(x=0.4578. y=0.4101) 5SDCM | Class I . Class II | IK09 |  |  | 35 |  | -40 | 1 | 47 | RAL 7035 | 50-60Hz | Passive | LED | dimmable | Road & Street | SLBT | Road & Street |  |  | 5390 | No sensor | [7 empty] | > 215000
TBD | SLBT/3/F/B2/47/27... | image | datasheet | deeplink | TUNGSRAM - SLBt - 5430lm - 47W - 2700K - 70CRI - TBD[SKU] - Universal coupler 35-76mm | 5 kg | Universal coupler 35-76mm | LED | 1 | 47 | [8 empty] | CE. ENEC | [6 empty] | 66 | 2700 | 386x347x72 |  | 220-240V |  | 5 |  |  |  | 70 |  | 2700 |  | > 104000 |  | > 218000 |  |  | 115.53 |  |  | 9 | B2 | 25 | < 10% at 100.000 hours |  | Available | 727/559 | CIE(x=0.4578. y=0.4101) 5SDCM | Class I . Class II | IK09 |  |  | 35 |  | -40 | 1 | 47 | RAL 7035 | 50-60Hz | Passive | LED | dimmable | Road & Street | SLBT | Road & Street |  |  | 5430 | No sensor | [7 empty] | > 215000
TBD | SLBT/3/F/P5/47/27... | image | datasheet | deeplink | TUNGSRAM - SLBt - 5410lm - 47W - 2700K - 70CRI - TBD[SKU] - Universal coupler 35-76mm | 5 kg | Universal coupler 35-76mm | LED | 1 | 47 | [8 empty] | CE. ENEC | [6 empty] | 66 | 2700 | 386x347x72 |  | 220-240V |  | 5 |  |  |  | 70 |  | 2700 |  | > 104000 |  | > 218000 |  |  | 115.11 |  |  | 9 | P5 | 25 | < 10% at 100.000 hours |  | Available | 727/559 | CIE(x=0.4578. y=0.4101) 5SDCM | Class I . Class II | IK09 |  |  | 35 |  | -40 | 1 | 47 | RAL 7035 | 50-60Hz | Passive | LED | dimmable | Road & Street | SLBT | Road & Street |  |  | 5410 | No sensor | [7 empty] | > 215000
TBD | SLBT/3/F/E2/47/27... | image | datasheet | deeplink | TUNGSRAM - SLBt - 5390lm - 47W - 2700K - 70CRI - TBD[SKU] - Universal coupler 35-76mm | 5 kg | Universal coupler 35-76mm | LED | 1 | 47 | [8 empty] | CE. ENEC | [6 empty] | 66 | 2700 | 386x347x72 |  | 220-240V |  | 5 |  |  |  | 70 |  | 2700 |  | > 104000 |  | > 218000 |  |  | 114.68 |  |  | 9 | E2 | 25 | < 10% at 100.000 hours |  | Available | 727/559 | CIE(x=0.4578. y=0.4101) 5SDCM | Class I . Class II | IK09 |  |  | 35 |  | -40 | 1 | 47 | RAL 7035 | 50-60Hz | Passive | LED | dimmable | Road & Street | SLBT | Road & Street |  |  | 5390 | No sensor | [7 empty] | > 215000
TBD | SLBT/3/F/F5/47/27... | image | datasheet | deeplink | TUNGSRAM - SLBt - 5340lm - 47W - 2700K - 70CRI - TBD[SKU] - Universal coupler 35-76mm | 5 kg | Universal coupler 35-76mm | LED | 1 | 47 | [8 empty] | CE. ENEC | [6 empty] | 66 | 2700 | 386x347x72 |  | 220-240V |  | 5 |  |  |  | 70 |  | 2700 |  | > 104000 |  | > 218000 |  |  | 113.62 |  |  | 9 | F5 | 25 | < 10% at 100.000 hours |  | Available | 727/559 | CIE(x=0.4578. y=0.4101) 5SDCM | Class I . Class II | IK09 |  |  | 35 |  | -40 | 1 | 47 | RAL 7035 | 50-60Hz | Passive | LED | dimmable | Road & Street | SLBT | Road & Street |  |  | 5340 | No sensor | [7 empty] | > 215000
TBD | SLBT/3/F/E5/47/27... | image | datasheet | deeplink | TUNGSRAM - SLBt - 5410lm - 47W - 2700K - 70CRI - TBD[SKU] - Universal coupler 35-76mm | 5 kg | Universal coupler 35-76mm | LED | 1 | 47 | [8 empty] | CE. ENEC | [6 empty] | 66 | 2700 | 386x347x72 |  | 220-240V |  | 5 |  |  |  | 70 |  | 2700 |  | > 104000 |  | > 218000 |  |  | 115.11 |  |  | 9 | E5 | 25 | < 10% at 100.000 hours |  | Available | 727/559 | CIE(x=0.4578. y=0.4101) 5SDCM | Class I . Class II | IK09 |  |  | 35 |  | -40 | 1 | 47 | RAL 7035 | 50-60Hz | Passive | LED | dimmable | Road & Street | SLBT | Road & Street |  |  | 5410 | No sensor | [7 empty] | > 215000
TBD | SLBT/3/F/C5/47/27... | image | datasheet | deeplink | TUNGSRAM - SLBt - 5430lm - 47W - 2700K - 70CRI - TBD[SKU] - Universal coupler 35-76mm | 5 kg | Universal coupler 35-76mm | LED | 1 | 47 | [8 empty] | CE. ENEC | [6 empty] | 66 | 2700 | 386x347x72 |  | 220-240V |  | 5 |  |  |  | 70 |  | 2700 |  | > 104000 |  | > 218000 |  |  | 115.53 |  |  | 9 | C5 | 25 | < 10% at 100.000 hours |  | Available | 727/559 | CIE(x=0.4578. y=0.4101) 5SDCM | Class I . Class II | IK09 |  |  | 35 |  | -40 | 1 | 47 | RAL 7035 | 50-60Hz | Passive | LED | dimmable | Road & Street | SLBT | Road & Street |  |  | 5430 | No sensor | [7 empty] | > 215000
TBD | SLBT/3/F/B5/47/27... | image | datasheet | deeplink | TUNGSRAM - SLBt - 5490lm - 47W - 2700K - 70CRI - TBD[SKU] - Universal coupler 35-76mm | 5 kg | Universal coupler 35-76mm | LED | 1 | 47 | [8 empty] | CE. ENEC | [6 empty] | 66 | 2700 | 386x347x72 |  | 220-240V |  | 5 |  |  |  | 70 |  | 2700 |  | > 104000 |  | > 218000 |  |  | 116.81 |  |  | 9 | B5 | 25 | < 10% at 100.000 hours |  | Available | 727/559 | CIE(x=0.4578. y=0.4101) 5SDCM | Class I . Class II | IK09 |  |  | 35 |  | -40 | 1 | 47 | RAL 7035 | 50-60Hz | Passive | LED | dimmable | Road & Street | SLBT | Road & Street |  |  | 5490 | No sensor | [7 empty] | > 215000
TBD | SLBT/3/F/G2/41/27... | image | datasheet | deeplink | TUNGSRAM - SLBt - 4710lm - 41W - 2700K - 70CRI - TBD[SKU] - Universal coupler 35-76mm | 5 kg | Universal coupler 35-76mm | LED | 1 | 41 | [8 empty] | CE. ENEC | [6 empty] | 66 | 2700 | 386x347x72 |  | 220-240V |  | 5 |  |  |  | 70 |  | 2700 |  | > 104000 |  | > 218000 |  |  | 114.88 |  |  | 9 | G2 | 25 | < 10% at 100.000 hours |  | Available | 727/559 | CIE(x=0.4578. y=0.4101) 5SDCM | Class I . Class II | IK09 |  |  | 35 |  | -40 | 1 | 41 | RAL 7035 | 50-60Hz | Passive | LED | dimmable | Road & Street | SLBT | Road & Street |  |  | 4710 | No sensor | [7 empty] | > 215000
TBD | SLBT/3/F/Y5/41/27... | image | datasheet | deeplink | TUNGSRAM - SLBt - 4620lm - 41W - 2700K - 70CRI - TBD[SKU] - Universal coupler 35-76mm | 5 kg | Universal coupler 35-76mm | LED | 1 | 41 | [8 empty] | CE. ENEC | [6 empty] | 66 | 2700 | 386x347x72 |  | 220-240V |  | 5 |  |  |  | 70 |  | 2700 |  | > 104000 |  | > 218000 |  |  | 112.68 |  |  | 9 | Y5 | 25 | < 10% at 100.000 hours |  | Available | 727/559 | CIE(x=0.4578. y=0.4101) 5SDCM | Class I . Class II | IK09 |  |  | 35 |  | -40 | 1 | 41 | RAL 7035 | 50-60Hz | Passive | LED | dimmable | Road & Street | SLBT | Road & Street |  |  | 4620 | No sensor | [7 empty] | > 215000
TBD | SLBT/3/F/Z5/41/27... | image | datasheet | deeplink | TUNGSRAM - SLBt - 4700lm - 41W - 2700K - 70CRI - TBD[SKU] - Universal coupler 35-76mm | 5 kg | Universal coupler 35-76mm | LED | 1 | 41 | [8 empty] | CE. ENEC | [6 empty] | 66 | 2700 | 386x347x72 |  | 220-240V |  | 5 |  |  |  | 70 |  | 2700 |  | > 104000 |  | > 218000 |  |  | 114.63 |  |  | 9 | Z5 | 25 | < 10% at 100.000 hours |  | Available | 727/559 | CIE(x=0.4578. y=0.4101) 5SDCM | Class I . Class II | IK09 |  |  | 35 |  | -40 | 1 | 41 | RAL 7035 | 50-60Hz | Passive | LED | dimmable | Road & Street | SLBT | Road & Street |  |  | 4700 | No sensor | [7 empty] | > 215000
TBD | SLBT/3/F/X5/41/27... | image | datasheet | deeplink | TUNGSRAM - SLBt - 4740lm - 41W - 2700K - 70CRI - TBD[SKU] - Universal coupler 35-76mm | 5 kg | Universal coupler 35-76mm | LED | 1 | 41 | [8 empty] | CE. ENEC | [6 empty] | 66 | 2700 | 386x347x72 |  | 220-240V |  | 5 |  |  |  | 70 |  | 2700 |  | > 104000 |  | > 218000 |  |  | 115.61 |  |  | 9 | X5 | 25 | < 10% at 100.000 hours |  | Available | 727/559 | CIE(x=0.4578. y=0.4101) 5SDCM | Class I . Class II | IK09 |  |  | 35 |  | -40 | 1 | 41 | RAL 7035 | 50-60Hz | Passive | LED | dimmable | Road & Street | SLBT | Road & Street |  |  | 4740 | No sensor | [7 empty] | > 215000
TBD | SLBT/3/F/B2/41/27... | image | datasheet | deeplink | TUNGSRAM - SLBt - 4770lm - 41W - 2700K - 70CRI - TBD[SKU] - Universal coupler 35-76mm | 5 kg | Universal coupler 35-76mm | LED | 1 | 41 | [8 empty] | CE. ENEC | [6 empty] | 66 | 2700 | 386x347x72 |  | 220-240V |  | 5 |  |  |  | 70 |  | 2700 |  | > 104000 |  | > 218000 |  |  | 116.34 |  |  | 9 | B2 | 25 | < 10% at 100.000 hours |  | Available | 727/559 | CIE(x=0.4578. y=0.4101) 5SDCM | Class I . Class II | IK09 |  |  | 35 |  | -40 | 1 | 41 | RAL 7035 | 50-60Hz | Passive | LED | dimmable | Road & Street | SLBT | Road & Street |  |  | 4770 | No sensor | [7 empty] | > 215000
TBD | SLBT/3/F/P5/41/27... | image | datasheet | deeplink | TUNGSRAM - SLBt - 4760lm - 41W - 2700K - 70CRI - TBD[SKU] - Universal coupler 35-76mm | 5 kg | Universal coupler 35-76mm | LED | 1 | 41 | [8 empty] | CE. ENEC | [6 empty] | 66 | 2700 | 386x347x72 |  | 220-240V |  | 5 |  |  |  | 70 |  | 2700 |  | > 104000 |  | > 218000 |  |  | 116.1 |  |  | 9 | P5 | 25 | < 10% at 100.000 hours |  | Available | 727/559 | CIE(x=0.4578. y=0.4101) 5SDCM | Class I . Class II | IK09 |  |  | 35 |  | -40 | 1 | 41 | RAL 7035 | 50-60Hz | Passive | LED | dimmable | Road & Street | SLBT | Road & Street |  |  | 4760 | No sensor | [7 empty] | > 215000
TBD | SLBT/3/F/E2/41/27... | image | datasheet | deeplink | TUNGSRAM - SLBt - 4740lm - 41W - 2700K - 70CRI - TBD[SKU] - Universal coupler 35-76mm | 5 kg | Universal coupler 35-76mm | LED | 1 | 41 | [8 empty] | CE. ENEC | [6 empty] | 66 | 2700 | 386x347x72 |  | 220-240V |  | 5 |  |  |  | 70 |  | 2700 |  | > 104000 |  | > 218000 |  |  | 115.61 |  |  | 9 | E2 | 25 | < 10% at 100.000 hours |  | Available | 727/559 | CIE(x=0.4578. y=0.4101) 5SDCM | Class I . Class II | IK09 |  |  | 35 |  | -40 | 1 | 41 | RAL 7035 | 50-60Hz | Passive | LED | dimmable | Road & Street | SLBT | Road & Street |  |  | 4740 | No sensor | [7 empty] | > 215000
TBD | SLBT/3/F/F5/41/27... | image | datasheet | deeplink | TUNGSRAM - SLBt - 4700lm - 41W - 2700K - 70CRI - TBD[SKU] - Universal coupler 35-76mm | 5 kg | Universal coupler 35-76mm | LED | 1 | 41 | [8 empty] | CE. ENEC | [6 empty] | 66 | 2700 | 386x347x72 |  | 220-240V |  | 5 |  |  |  | 70 |  | 2700 |  | > 104000 |  | > 218000 |  |  | 114.63 |  |  | 9 | F5 | 25 | < 10% at 100.000 hours |  | Available | 727/559 | CIE(x=0.4578. y=0.4101) 5SDCM | Class I . Class II | IK09 |  |  | 35 |  | -40 | 1 | 41 | RAL 7035 | 50-60Hz | Passive | LED | dimmable | Road & Street | SLBT | Road & Street |  |  | 4700 | No sensor | [7 empty] | > 215000
TBD | SLBT/3/F/E5/41/27... | image | datasheet | deeplink | TUNGSRAM - SLBt - 4760lm - 41W - 2700K - 70CRI - TBD[SKU] - Universal coupler 35-76mm | 5 kg | Universal coupler 35-76mm | LED | 1 | 41 | [8 empty] | CE. ENEC | [6 empty] | 66 | 2700 | 386x347x72 |  | 220-240V |  | 5 |  |  |  | 70 |  | 2700 |  | > 104000 |  | > 218000 |  |  | 116.1 |  |  | 9 | E5 | 25 | < 10% at 100.000 hours |  | Available | 727/559 | CIE(x=0.4578. y=0.4101) 5SDCM | Class I . Class II | IK09 |  |  | 35 |  | -40 | 1 | 41 | RAL 7035 | 50-60Hz | Passive | LED | dimmable | Road & Street | SLBT | Road & Street |  |  | 4760 | No sensor | [7 empty] | > 215000
TBD | SLBT/3/F/C5/41/27... | image | datasheet | deeplink | TUNGSRAM - SLBt - 4770lm - 41W - 2700K - 70CRI - TBD[SKU] - Universal coupler 35-76mm | 5 kg | Universal coupler 35-76mm | LED | 1 | 41 | [8 empty] | CE. ENEC | [6 empty] | 66 | 2700 | 386x347x72 |  | 220-240V |  | 5 |  |  |  | 70 |  | 2700 |  | > 104000 |  | > 218000 |  |  | 116.34 |  |  | 9 | C5 | 25 | < 10% at 100.000 hours |  | Available | 727/559 | CIE(x=0.4578. y=0.4101) 5SDCM | Class I . Class II | IK09 |  |  | 35 |  | -40 | 1 | 41 | RAL 7035 | 50-60Hz | Passive | LED | dimmable | Road & Street | SLBT | Road & Street |  |  | 4770 | No sensor | [7 empty] | > 215000
TBD | SLBT/3/F/B5/41/27... | image | datasheet | deeplink | TUNGSRAM - SLBt - 4820lm - 41W - 2700K - 70CRI - TBD[SKU] - Universal coupler 35-76mm | 5 kg | Universal coupler 35-76mm | LED | 1 | 41 | [8 empty] | CE. ENEC | [6 empty] | 66 | 2700 | 386x347x72 |  | 220-240V |  | 5 |  |  |  | 70 |  | 2700 |  | > 104000 |  | > 218000 |  |  | 117.56 |  |  | 9 | B5 | 25 | < 10% at 100.000 hours |  | Available | 727/559 | CIE(x=0.4578. y=0.4101) 5SDCM | Class I . Class II | IK09 |  |  | 35 |  | -40 | 1 | 41 | RAL 7035 | 50-60Hz | Passive | LED | dimmable | Road & Street | SLBT | Road & Street |  |  | 4820 | No sensor | [7 empty] | > 215000
TBD | SLBT/3/F/G2/35/27... | image | datasheet | deeplink | TUNGSRAM - SLBt - 4000lm - 35W - 2700K - 70CRI - TBD[SKU] - Universal coupler 35-76mm | 5 kg | Universal coupler 35-76mm | LED | 1 | 35 | [8 empty] | CE. ENEC | [6 empty] | 66 | 2700 | 386x347x72 |  | 220-240V |  | 5 |  |  |  | 70 |  | 2700 |  | > 104000 |  | > 218000 |  |  | 114.29 |  |  | 9 | G2 | 25 | < 10% at 100.000 hours |  | Available | 727/559 | CIE(x=0.4578. y=0.4101) 5SDCM | Class I . Class II | IK09 |  |  | 35 |  | -40 | 1 | 35 | RAL 7035 | 50-60Hz | Passive | LED | dimmable | Road & Street | SLBT | Road & Street |  |  | 4000 | No sensor | [7 empty] | > 215000
TBD | SLBT/3/F/Y5/35/27... | image | datasheet | deeplink | TUNGSRAM - SLBt - 3920lm - 35W - 2700K - 70CRI - TBD[SKU] - Universal coupler 35-76mm | 5 kg | Universal coupler 35-76mm | LED | 1 | 35 | [8 empty] | CE. ENEC | [6 empty] | 66 | 2700 | 386x347x72 |  | 220-240V |  | 5 |  |  |  | 70 |  | 2700 |  | > 104000 |  | > 218000 |  |  | 112 |  |  | 9 | Y5 | 25 | < 10% at 100.000 hours |  | Available | 727/559 | CIE(x=0.4578. y=0.4101) 5SDCM | Class I . Class II | IK09 |  |  | 35 |  | -40 | 1 | 35 | RAL 7035 | 50-60Hz | Passive | LED | dimmable | Road & Street | SLBT | Road & Street |  |  | 3920 | No sensor | [7 empty] | > 215000
TBD | SLBT/3/F/Z5/35/27... | image | datasheet | deeplink | TUNGSRAM - SLBt - 3990lm - 35W - 2700K - 70CRI - TBD[SKU] - Universal coupler 35-76mm | 5 kg | Universal coupler 35-76mm | LED | 1 | 35 | [8 empty] | CE. ENEC | [6 empty] | 66 | 2700 | 386x347x72 |  | 220-240V |  | 5 |  |  |  | 70 |  | 2700 |  | > 104000 |  | > 218000 |  |  | 114 |  |  | 9 | Z5 | 25 | < 10% at 100.000 hours |  | Available | 727/559 | CIE(x=0.4578. y=0.4101) 5SDCM | Class I . Class II | IK09 |  |  | 35 |  | -40 | 1 | 35 | RAL 7035 | 50-60Hz | Passive | LED | dimmable | Road & Street | SLBT | Road & Street |  |  | 3990 | No sensor | [7 empty] | > 215000
TBD | SLBT/3/F/X5/35/27... | image | datasheet | deeplink | TUNGSRAM - SLBt - 4020lm - 35W - 2700K - 70CRI - TBD[SKU] - Universal coupler 35-76mm | 5 kg | Universal coupler 35-76mm | LED | 1 | 35 | [8 empty] | CE. ENEC | [6 empty] | 66 | 2700 | 386x347x72 |  | 220-240V |  | 5 |  |  |  | 70 |  | 2700 |  | > 104000 |  | > 218000 |  |  | 114.86 |  |  | 9 | X5 | 25 | < 10% at 100.000 hours |  | Available | 727/559 | CIE(x=0.4578. y=0.4101) 5SDCM | Class I . Class II | IK09 |  |  | 35 |  | -40 | 1 | 35 | RAL 7035 | 50-60Hz | Passive | LED | dimmable | Road & Street | SLBT | Road & Street |  |  | 4020 | No sensor | [7 empty] | > 215000
TBD | SLBT/3/F/B2/35/27... | image | datasheet | deeplink | TUNGSRAM - SLBt - 4050lm - 35W - 2700K - 70CRI - TBD[SKU] - Universal coupler 35-76mm | 5 kg | Universal coupler 35-76mm | LED | 1 | 35 | [8 empty] | CE. ENEC | [6 empty] | 66 | 2700 | 386x347x72 |  | 220-240V |  | 5 |  |  |  | 70 |  | 2700 |  | > 104000 |  | > 218000 |  |  | 115.71 |  |  | 9 | B2 | 25 | < 10% at 100.000 hours |  | Available | 727/559 | CIE(x=0.4578. y=0.4101) 5SDCM | Class I . Class II | IK09 |  |  | 35 |  | -40 | 1 | 35 | RAL 7035 | 50-60Hz | Passive | LED | dimmable | Road & Street | SLBT | Road & Street |  |  | 4050 | No sensor | [7 empty] | > 215000
TBD | SLBT/3/F/P5/35/27... | image | datasheet | deeplink | TUNGSRAM - SLBt - 4040lm - 35W - 2700K - 70CRI - TBD[SKU] - Universal coupler 35-76mm | 5 kg | Universal coupler 35-76mm | LED | 1 | 35 | [8 empty] | CE. ENEC | [6 empty] | 66 | 2700 | 386x347x72 |  | 220-240V |  | 5 |  |  |  | 70 |  | 2700 |  | > 104000 |  | > 218000 |  |  | 115.43 |  |  | 9 | P5 | 25 | < 10% at 100.000 hours |  | Available | 727/559 | CIE(x=0.4578. y=0.4101) 5SDCM | Class I . Class II | IK09 |  |  | 35 |  | -40 | 1 | 35 | RAL 7035 | 50-60Hz | Passive | LED | dimmable | Road & Street | SLBT | Road & Street |  |  | 4040 | No sensor | [7 empty] | > 215000
TBD | SLBT/3/F/E2/35/27... | image | datasheet | deeplink | TUNGSRAM - SLBt - 4020lm - 35W - 2700K - 70CRI - TBD[SKU] - Universal coupler 35-76mm | 5 kg | Universal coupler 35-76mm | LED | 1 | 35 | [8 empty] | CE. ENEC | [6 empty] | 66 | 2700 | 386x347x72 |  | 220-240V |  | 5 |  |  |  | 70 |  | 2700 |  | > 104000 |  | > 218000 |  |  | 114.86 |  |  | 9 | E2 | 25 | < 10% at 100.000 hours |  | Available | 727/559 | CIE(x=0.4578. y=0.4101) 5SDCM | Class I . Class II | IK09 |  |  | 35 |  | -40 | 1 | 35 | RAL 7035 | 50-60Hz | Passive | LED | dimmable | Road & Street | SLBT | Road & Street |  |  | 4020 | No sensor | [7 empty] | > 215000
TBD | SLBT/3/F/F5/35/27... | image | datasheet | deeplink | TUNGSRAM - SLBt - 3990lm - 35W - 2700K - 70CRI - TBD[SKU] - Universal coupler 35-76mm | 5 kg | Universal coupler 35-76mm | LED | 1 | 35 | [8 empty] | CE. ENEC | [6 empty] | 66 | 2700 | 386x347x72 |  | 220-240V |  | 5 |  |  |  | 70 |  | 2700 |  | > 104000 |  | > 218000 |  |  | 114 |  |  | 9 | F5 | 25 | < 10% at 100.000 hours |  | Available | 727/559 | CIE(x=0.4578. y=0.4101) 5SDCM | Class I . Class II | IK09 |  |  | 35 |  | -40 | 1 | 35 | RAL 7035 | 50-60Hz | Passive | LED | dimmable | Road & Street | SLBT | Road & Street |  |  | 3990 | No sensor | [7 empty] | > 215000
TBD | SLBT/3/F/E5/35/27... | image | datasheet | deeplink | TUNGSRAM - SLBt - 4040lm - 35W - 2700K - 70CRI - TBD[SKU] - Universal coupler 35-76mm | 5 kg | Universal coupler 35-76mm | LED | 1 | 35 | [8 empty] | CE. ENEC | [6 empty] | 66 | 2700 | 386x347x72 |  | 220-240V |  | 5 |  |  |  | 70 |  | 2700 |  | > 104000 |  | > 218000 |  |  | 115.43 |  |  | 9 | E5 | 25 | < 10% at 100.000 hours |  | Available | 727/559 | CIE(x=0.4578. y=0.4101) 5SDCM | Class I . Class II | IK09 |  |  | 35 |  | -40 | 1 | 35 | RAL 7035 | 50-60Hz | Passive | LED | dimmable | Road & Street | SLBT | Road & Street |  |  | 4040 | No sensor | [7 empty] | > 215000
TBD | SLBT/3/F/C5/35/27... | image | datasheet | deeplink | TUNGSRAM - SLBt - 4050lm - 35W - 2700K - 70CRI - TBD[SKU] - Universal coupler 35-76mm | 5 kg | Universal coupler 35-76mm | LED | 1 | 35 | [8 empty] | CE. ENEC | [6 empty] | 66 | 2700 | 386x347x72 |  | 220-240V |  | 5 |  |  |  | 70 |  | 2700 |  | > 104000 |  | > 218000 |  |  | 115.71 |  |  | 9 | C5 | 25 | < 10% at 100.000 hours |  | Available | 727/559 | CIE(x=0.4578. y=0.4101) 5SDCM | Class I . Class II | IK09 |  |  | 35 |  | -40 | 1 | 35 | RAL 7035 | 50-60Hz | Passive | LED | dimmable | Road & Street | SLBT | Road & Street |  |  | 4050 | No sensor | [7 empty] | > 215000
TBD | SLBT/3/F/B5/35/27... | image | datasheet | deeplink | TUNGSRAM - SLBt - 4100lm - 35W - 2700K - 70CRI - TBD[SKU] - Universal coupler 35-76mm | 5 kg | Universal coupler 35-76mm | LED | 1 | 35 | [8 empty] | CE. ENEC | [6 empty] | 66 | 2700 | 386x347x72 |  | 220-240V |  | 5 |  |  |  | 70 |  | 2700 |  | > 104000 |  | > 218000 |  |  | 117.14 |  |  | 9 | B5 | 25 | < 10% at 100.000 hours |  | Available | 727/559 | CIE(x=0.4578. y=0.4101) 5SDCM | Class I . Class II | IK09 |  |  | 35 |  | -40 | 1 | 35 | RAL 7035 | 50-60Hz | Passive | LED | dimmable | Road & Street | SLBT | Road & Street |  |  | 4100 | No sensor | [7 empty] | > 215000
TBD | SLBT/3/F/G2/28/27... | image | datasheet | deeplink | TUNGSRAM - SLBt - 3180lm - 28W - 2700K - 70CRI - TBD[SKU] - Universal coupler 35-76mm | 5 kg | Universal coupler 35-76mm | LED | 1 | 28 | [8 empty] | CE. ENEC | [6 empty] | 66 | 2700 | 386x347x72 |  | 220-240V |  | 5 |  |  |  | 70 |  | 2700 |  | > 104000 |  | > 218000 |  |  | 113.57 |  |  | 9 | G2 | 25 | < 10% at 100.000 hours |  | Available | 727/559 | CIE(x=0.4578. y=0.4101) 5SDCM | Class I . Class II | IK09 |  |  | 35 |  | -40 | 1 | 28 | RAL 7035 | 50-60Hz | Passive | LED | dimmable | Road & Street | SLBT | Road & Street |  |  | 3180 | No sensor | [7 empty] | > 215000
TBD | SLBT/3/F/Y5/28/27... | image | datasheet | deeplink | TUNGSRAM - SLBt - 3120lm - 28W - 2700K - 70CRI - TBD[SKU] - Universal coupler 35-76mm | 5 kg | Universal coupler 35-76mm | LED | 1 | 28 | [8 empty] | CE. ENEC | [6 empty] | 66 | 2700 | 386x347x72 |  | 220-240V |  | 5 |  |  |  | 70 |  | 2700 |  | > 104000 |  | > 218000 |  |  | 111.43 |  |  | 9 | Y5 | 25 | < 10% at 100.000 hours |  | Available | 727/559 | CIE(x=0.4578. y=0.4101) 5SDCM | Class I . Class II | IK09 |  |  | 35 |  | -40 | 1 | 28 | RAL 7035 | 50-60Hz | Passive | LED | dimmable | Road & Street | SLBT | Road & Street |  |  | 3120 | No sensor | [7 empty] | > 215000
TBD | SLBT/3/F/Z5/28/27... | image | datasheet | deeplink | TUNGSRAM - SLBt - 3180lm - 28W - 2700K - 70CRI - TBD[SKU] - Universal coupler 35-76mm | 5 kg | Universal coupler 35-76mm | LED | 1 | 28 | [8 empty] | CE. ENEC | [6 empty] | 66 | 2700 | 386x347x72 |  | 220-240V |  | 5 |  |  |  | 70 |  | 2700 |  | > 104000 |  | > 218000 |  |  | 113.57 |  |  | 9 | Z5 | 25 | < 10% at 100.000 hours |  | Available | 727/559 | CIE(x=0.4578. y=0.4101) 5SDCM | Class I . Class II | IK09 |  |  | 35 |  | -40 | 1 | 28 | RAL 7035 | 50-60Hz | Passive | LED | dimmable | Road & Street | SLBT | Road & Street |  |  | 3180 | No sensor | [7 empty] | > 215000
TBD | SLBT/3/F/X5/28/27... | image | datasheet | deeplink | TUNGSRAM - SLBt - 3200lm - 28W - 2700K - 70CRI - TBD[SKU] - Universal coupler 35-76mm | 5 kg | Universal coupler 35-76mm | LED | 1 | 28 | [8 empty] | CE. ENEC | [6 empty] | 66 | 2700 | 386x347x72 |  | 220-240V |  | 5 |  |  |  | 70 |  | 2700 |  | > 104000 |  | > 218000 |  |  | 114.29 |  |  | 9 | X5 | 25 | < 10% at 100.000 hours |  | Available | 727/559 | CIE(x=0.4578. y=0.4101) 5SDCM | Class I . Class II | IK09 |  |  | 35 |  | -40 | 1 | 28 | RAL 7035 | 50-60Hz | Passive | LED | dimmable | Road & Street | SLBT | Road & Street |  |  | 3200 | No sensor | [7 empty] | > 215000
TBD | SLBT/3/F/B2/28/27... | image | datasheet | deeplink | TUNGSRAM - SLBt - 3220lm - 28W - 2700K - 70CRI - TBD[SKU] - Universal coupler 35-76mm | 5 kg | Universal coupler 35-76mm | LED | 1 | 28 | [8 empty] | CE. ENEC | [6 empty] | 66 | 2700 | 386x347x72 |  | 220-240V |  | 5 |  |  |  | 70 |  | 2700 |  | > 104000 |  | > 218000 |  |  | 115 |  |  | 9 | B2 | 25 | < 10% at 100.000 hours |  | Available | 727/559 | CIE(x=0.4578. y=0.4101) 5SDCM | Class I . Class II | IK09 |  |  | 35 |  | -40 | 1 | 28 | RAL 7035 | 50-60Hz | Passive | LED | dimmable | Road & Street | SLBT | Road & Street |  |  | 3220 | No sensor | [7 empty] | > 215000
TBD | SLBT/3/F/P5/28/27... | image | datasheet | deeplink | TUNGSRAM - SLBt - 3210lm - 28W - 2700K - 70CRI - TBD[SKU] - Universal coupler 35-76mm | 5 kg | Universal coupler 35-76mm | LED | 1 | 28 | [8 empty] | CE. ENEC | [6 empty] | 66 | 2700 | 386x347x72 |  | 220-240V |  | 5 |  |  |  | 70 |  | 2700 |  | > 104000 |  | > 218000 |  |  | 114.64 |  |  | 9 | P5 | 25 | < 10% at 100.000 hours |  | Available | 727/559 | CIE(x=0.4578. y=0.4101) 5SDCM | Class I . Class II | IK09 |  |  | 35 |  | -40 | 1 | 28 | RAL 7035 | 50-60Hz | Passive | LED | dimmable | Road & Street | SLBT | Road & Street |  |  | 3210 | No sensor | [7 empty] | > 215000
TBD | SLBT/3/F/E2/28/27... | image | datasheet | deeplink | TUNGSRAM - SLBt - 3200lm - 28W - 2700K - 70CRI - TBD[SKU] - Universal coupler 35-76mm | 5 kg | Universal coupler 35-76mm | LED | 1 | 28 | [8 empty] | CE. ENEC | [6 empty] | 66 | 2700 | 386x347x72 |  | 220-240V |  | 5 |  |  |  | 70 |  | 2700 |  | > 104000 |  | > 218000 |  |  | 114.29 |  |  | 9 | E2 | 25 | < 10% at 100.000 hours |  | Available | 727/559 | CIE(x=0.4578. y=0.4101) 5SDCM | Class I . Class II | IK09 |  |  | 35 |  | -40 | 1 | 28 | RAL 7035 | 50-60Hz | Passive | LED | dimmable | Road & Street | SLBT | Road & Street |  |  | 3200 | No sensor | [7 empty] | > 215000
TBD | SLBT/3/F/F5/28/27... | image | datasheet | deeplink | TUNGSRAM - SLBt - 3170lm - 28W - 2700K - 70CRI - TBD[SKU] - Universal coupler 35-76mm | 5 kg | Universal coupler 35-76mm | LED | 1 | 28 | [8 empty] | CE. ENEC | [6 empty] | 66 | 2700 | 386x347x72 |  | 220-240V |  | 5 |  |  |  | 70 |  | 2700 |  | > 104000 |  | > 218000 |  |  | 113.21 |  |  | 9 | F5 | 25 | < 10% at 100.000 hours |  | Available | 727/559 | CIE(x=0.4578. y=0.4101) 5SDCM | Class I . Class II | IK09 |  |  | 35 |  | -40 | 1 | 28 | RAL 7035 | 50-60Hz | Passive | LED | dimmable | Road & Street | SLBT | Road & Street |  |  | 3170 | No sensor | [7 empty] | > 215000
TBD | SLBT/3/F/E5/28/27... | image | datasheet | deeplink | TUNGSRAM - SLBt - 3210lm - 28W - 2700K - 70CRI - TBD[SKU] - Universal coupler 35-76mm | 5 kg | Universal coupler 35-76mm | LED | 1 | 28 | [8 empty] | CE. ENEC | [6 empty] | 66 | 2700 | 386x347x72 |  | 220-240V |  | 5 |  |  |  | 70 |  | 2700 |  | > 104000 |  | > 218000 |  |  | 114.64 |  |  | 9 | E5 | 25 | < 10% at 100.000 hours |  | Available | 727/559 | CIE(x=0.4578. y=0.4101) 5SDCM | Class I . Class II | IK09 |  |  | 35 |  | -40 | 1 | 28 | RAL 7035 | 50-60Hz | Passive | LED | dimmable | Road & Street | SLBT | Road & Street |  |  | 3210 | No sensor | [7 empty] | > 215000
TBD | SLBT/3/F/C5/28/27... | image | datasheet | deeplink | TUNGSRAM - SLBt - 3220lm - 28W - 2700K - 70CRI - TBD[SKU] - Universal coupler 35-76mm | 5 kg | Universal coupler 35-76mm | LED | 1 | 28 | [8 empty] | CE. ENEC | [6 empty] | 66 | 2700 | 386x347x72 |  | 220-240V |  | 5 |  |  |  | 70 |  | 2700 |  | > 104000 |  | > 218000 |  |  | 115 |  |  | 9 | C5 | 25 | < 10% at 100.000 hours |  | Available | 727/559 | CIE(x=0.4578. y=0.4101) 5SDCM | Class I . Class II | IK09 |  |  | 35 |  | -40 | 1 | 28 | RAL 7035 | 50-60Hz | Passive | LED | dimmable | Road & Street | SLBT | Road & Street |  |  | 3220 | No sensor | [7 empty] | > 215000
TBD | SLBT/3/F/B5/28/27... | image | datasheet | deeplink | TUNGSRAM - SLBt - 3260lm - 28W - 2700K - 70CRI - TBD[SKU] - Universal coupler 35-76mm | 5 kg | Universal coupler 35-76mm | LED | 1 | 28 | [8 empty] | CE. ENEC | [6 empty] | 66 | 2700 | 386x347x72 |  | 220-240V |  | 5 |  |  |  | 70 |  | 2700 |  | > 104000 |  | > 218000 |  |  | 116.43 |  |  | 9 | B5 | 25 | < 10% at 100.000 hours |  | Available | 727/559 | CIE(x=0.4578. y=0.4101) 5SDCM | Class I . Class II | IK09 |  |  | 35 |  | -40 | 1 | 28 | RAL 7035 | 50-60Hz | Passive | LED | dimmable | Road & Street | SLBT | Road & Street |  |  | 3260 | No sensor | [7 empty] | > 215000
TBD | SLBT/3/F/G2/19/27... | image | datasheet | deeplink | TUNGSRAM - SLBt - 2210lm - 19W - 2700K - 70CRI - TBD[SKU] - Universal coupler 35-76mm | 5 kg | Universal coupler 35-76mm | LED | 1 | 19 | [8 empty] | CE. ENEC | [6 empty] | 66 | 2700 | 386x347x72 |  | 220-240V |  | 5 |  |  |  | 70 |  | 2700 |  | > 104000 |  | > 218000 |  |  | 116.32 |  |  | 9 | G2 | 25 | < 10% at 100.000 hours |  | Available | 727/559 | CIE(x=0.4578. y=0.4101) 5SDCM | Class I . Class II | IK09 |  |  | 35 |  | -40 | 1 | 19 | RAL 7035 | 50-60Hz | Passive | LED | dimmable | Road & Street | SLBT | Road & Street |  |  | 2210 | No sensor | [7 empty] | > 215000
TBD | SLBT/3/F/Y5/19/27... | image | datasheet | deeplink | TUNGSRAM - SLBt - 2160lm - 19W - 2700K - 70CRI - TBD[SKU] - Universal coupler 35-76mm | 5 kg | Universal coupler 35-76mm | LED | 1 | 19 | [8 empty] | CE. ENEC | [6 empty] | 66 | 2700 | 386x347x72 |  | 220-240V |  | 5 |  |  |  | 70 |  | 2700 |  | > 104000 |  | > 218000 |  |  | 113.68 |  |  | 9 | Y5 | 25 | < 10% at 100.000 hours |  | Available | 727/559 | CIE(x=0.4578. y=0.4101) 5SDCM | Class I . Class II | IK09 |  |  | 35 |  | -40 | 1 | 19 | RAL 7035 | 50-60Hz | Passive | LED | dimmable | Road & Street | SLBT | Road & Street |  |  | 2160 | No sensor | [7 empty] | > 215000
TBD | SLBT/3/F/Z5/19/27... | image | datasheet | deeplink | TUNGSRAM - SLBt - 2200lm - 19W - 2700K - 70CRI - TBD[SKU] - Universal coupler 35-76mm | 5 kg | Universal coupler 35-76mm | LED | 1 | 19 | [8 empty] | CE. ENEC | [6 empty] | 66 | 2700 | 386x347x72 |  | 220-240V |  | 5 |  |  |  | 70 |  | 2700 |  | > 104000 |  | > 218000 |  |  | 115.79 |  |  | 9 | Z5 | 25 | < 10% at 100.000 hours |  | Available | 727/559 | CIE(x=0.4578. y=0.4101) 5SDCM | Class I . Class II | IK09 |  |  | 35 |  | -40 | 1 | 19 | RAL 7035 | 50-60Hz | Passive | LED | dimmable | Road & Street | SLBT | Road & Street |  |  | 2200 | No sensor | [7 empty] | > 215000
TBD | SLBT/3/F/X5/19/27... | image | datasheet | deeplink | TUNGSRAM - SLBt - 2220lm - 19W - 2700K - 70CRI - TBD[SKU] - Universal coupler 35-76mm | 5 kg | Universal coupler 35-76mm | LED | 1 | 19 | [8 empty] | CE. ENEC | [6 empty] | 66 | 2700 | 386x347x72 |  | 220-240V |  | 5 |  |  |  | 70 |  | 2700 |  | > 104000 |  | > 218000 |  |  | 116.84 |  |  | 9 | X5 | 25 | < 10% at 100.000 hours |  | Available | 727/559 | CIE(x=0.4578. y=0.4101) 5SDCM | Class I . Class II | IK09 |  |  | 35 |  | -40 | 1 | 19 | RAL 7035 | 50-60Hz | Passive | LED | dimmable | Road & Street | SLBT | Road & Street |  |  | 2220 | No sensor | [7 empty] | > 215000
TBD | SLBT/3/F/B2/19/27... | image | datasheet | deeplink | TUNGSRAM - SLBt - 2230lm - 19W - 2700K - 70CRI - TBD[SKU] - Universal coupler 35-76mm | 5 kg | Universal coupler 35-76mm | LED | 1 | 19 | [8 empty] | CE. ENEC | [6 empty] | 66 | 2700 | 386x347x72 |  | 220-240V |  | 5 |  |  |  | 70 |  | 2700 |  | > 104000 |  | > 218000 |  |  | 117.37 |  |  | 9 | B2 | 25 | < 10% at 100.000 hours |  | Available | 727/559 | CIE(x=0.4578. y=0.4101) 5SDCM | Class I . Class II | IK09 |  |  | 35 |  | -40 | 1 | 19 | RAL 7035 | 50-60Hz | Passive | LED | dimmable | Road & Street | SLBT | Road & Street |  |  | 2230 | No sensor | [7 empty] | > 215000
TBD | SLBT/3/F/P5/19/27... | image | datasheet | deeplink | TUNGSRAM - SLBt - 2230lm - 19W - 2700K - 70CRI - TBD[SKU] - Universal coupler 35-76mm | 5 kg | Universal coupler 35-76mm | LED | 1 | 19 | [8 empty] | CE. ENEC | [6 empty] | 66 | 2700 | 386x347x72 |  | 220-240V |  | 5 |  |  |  | 70 |  | 2700 |  | > 104000 |  | > 218000 |  |  | 117.37 |  |  | 9 | P5 | 25 | < 10% at 100.000 hours |  | Available | 727/559 | CIE(x=0.4578. y=0.4101) 5SDCM | Class I . Class II | IK09 |  |  | 35 |  | -40 | 1 | 19 | RAL 7035 | 50-60Hz | Passive | LED | dimmable | Road & Street | SLBT | Road & Street |  |  | 2230 | No sensor | [7 empty] | > 215000
TBD | SLBT/3/F/E2/19/27... | image | datasheet | deeplink | TUNGSRAM - SLBt - 2220lm - 19W - 2700K - 70CRI - TBD[SKU] - Universal coupler 35-76mm | 5 kg | Universal coupler 35-76mm | LED | 1 | 19 | [8 empty] | CE. ENEC | [6 empty] | 66 | 2700 | 386x347x72 |  | 220-240V |  | 5 |  |  |  | 70 |  | 2700 |  | > 104000 |  | > 218000 |  |  | 116.84 |  |  | 9 | E2 | 25 | < 10% at 100.000 hours |  | Available | 727/559 | CIE(x=0.4578. y=0.4101) 5SDCM | Class I . Class II | IK09 |  |  | 35 |  | -40 | 1 | 19 | RAL 7035 | 50-60Hz | Passive | LED | dimmable | Road & Street | SLBT | Road & Street |  |  | 2220 | No sensor | [7 empty] | > 215000
TBD | SLBT/3/F/F5/19/27... | image | datasheet | deeplink | TUNGSRAM - SLBt - 2200lm - 19W - 2700K - 70CRI - TBD[SKU] - Universal coupler 35-76mm | 5 kg | Universal coupler 35-76mm | LED | 1 | 19 | [8 empty] | CE. ENEC | [6 empty] | 66 | 2700 | 386x347x72 |  | 220-240V |  | 5 |  |  |  | 70 |  | 2700 |  | > 104000 |  | > 218000 |  |  | 115.79 |  |  | 9 | F5 | 25 | < 10% at 100.000 hours |  | Available | 727/559 | CIE(x=0.4578. y=0.4101) 5SDCM | Class I . Class II | IK09 |  |  | 35 |  | -40 | 1 | 19 | RAL 7035 | 50-60Hz | Passive | LED | dimmable | Road & Street | SLBT | Road & Street |  |  | 2200 | No sensor | [7 empty] | > 215000
TBD | SLBT/3/F/E5/19/27... | image | datasheet | deeplink | TUNGSRAM - SLBt - 2230lm - 19W - 2700K - 70CRI - TBD[SKU] - Universal coupler 35-76mm | 5 kg | Universal coupler 35-76mm | LED | 1 | 19 | [8 empty] | CE. ENEC | [6 empty] | 66 | 2700 | 386x347x72 |  | 220-240V |  | 5 |  |  |  | 70 |  | 2700 |  | > 104000 |  | > 218000 |  |  | 117.37 |  |  | 9 | E5 | 25 | < 10% at 100.000 hours |  | Available | 727/559 | CIE(x=0.4578. y=0.4101) 5SDCM | Class I . Class II | IK09 |  |  | 35 |  | -40 | 1 | 19 | RAL 7035 | 50-60Hz | Passive | LED | dimmable | Road & Street | SLBT | Road & Street |  |  | 2230 | No sensor | [7 empty] | > 215000
TBD | SLBT/3/F/C5/19/27... | image | datasheet | deeplink | TUNGSRAM - SLBt - 2230lm - 19W - 2700K - 70CRI - TBD[SKU] - Universal coupler 35-76mm | 5 kg | Universal coupler 35-76mm | LED | 1 | 19 | [8 empty] | CE. ENEC | [6 empty] | 66 | 2700 | 386x347x72 |  | 220-240V |  | 5 |  |  |  | 70 |  | 2700 |  | > 104000 |  | > 218000 |  |  | 117.37 |  |  | 9 | C5 | 25 | < 10% at 100.000 hours |  | Available | 727/559 | CIE(x=0.4578. y=0.4101) 5SDCM | Class I . Class II | IK09 |  |  | 35 |  | -40 | 1 | 19 | RAL 7035 | 50-60Hz | Passive | LED | dimmable | Road & Street | SLBT | Road & Street |  |  | 2230 | No sensor | [7 empty] | > 215000
TBD | SLBT/3/F/B5/19/27... | image | datasheet | deeplink | TUNGSRAM - SLBt - 2250lm - 19W - 2700K - 70CRI - TBD[SKU] - Universal coupler 35-76mm | 5 kg | Universal coupler 35-76mm | LED | 1 | 19 | [8 empty] | CE. ENEC | [6 empty] | 66 | 2700 | 386x347x72 |  | 220-240V |  | 5 |  |  |  | 70 |  | 2700 |  | > 104000 |  | > 218000 |  |  | 118.42 |  |  | 9 | B5 | 25 | < 10% at 100.000 hours |  | Available | 727/559 | CIE(x=0.4578. y=0.4101) 5SDCM | Class I . Class II | IK09 |  |  | 35 |  | -40 | 1 | 19 | RAL 7035 | 50-60Hz | Passive | LED | dimmable | Road & Street | SLBT | Road & Street |  |  | 2250 | No sensor | [7 empty] | > 215000
TBD | SLBT/3/F/G2/14/27... | image | datasheet | deeplink | TUNGSRAM - SLBt - 1600lm - 14W - 2700K - 70CRI - TBD[SKU] - Universal coupler 35-76mm | 5 kg | Universal coupler 35-76mm | LED | 1 | 14 | [8 empty] | CE. ENEC | [6 empty] | 66 | 2700 | 386x347x72 |  | 220-240V |  | 5 |  |  |  | 70 |  | 2700 |  | > 104000 |  | > 218000 |  |  | 114.29 |  |  | 9 | G2 | 25 | < 10% at 100.000 hours |  | Available | 727/559 | CIE(x=0.4578. y=0.4101) 5SDCM | Class I . Class II | IK09 |  |  | 35 |  | -40 | 1 | 14 | RAL 7035 | 50-60Hz | Passive | LED | dimmable | Road & Street | SLBT | Road & Street |  |  | 1600 | No sensor | [7 empty] | > 215000
TBD | SLBT/3/F/Y5/14/27... | image | datasheet | deeplink | TUNGSRAM - SLBt - 1570lm - 14W - 2700K - 70CRI - TBD[SKU] - Universal coupler 35-76mm | 5 kg | Universal coupler 35-76mm | LED | 1 | 14 | [8 empty] | CE. ENEC | [6 empty] | 66 | 2700 | 386x347x72 |  | 220-240V |  | 5 |  |  |  | 70 |  | 2700 |  | > 104000 |  | > 218000 |  |  | 112.14 |  |  | 9 | Y5 | 25 | < 10% at 100.000 hours |  | Available | 727/559 | CIE(x=0.4578. y=0.4101) 5SDCM | Class I . Class II | IK09 |  |  | 35 |  | -40 | 1 | 14 | RAL 7035 | 50-60Hz | Passive | LED | dimmable | Road & Street | SLBT | Road & Street |  |  | 1570 | No sensor | [7 empty] | > 215000
TBD | SLBT/3/F/Z5/14/27... | image | datasheet | deeplink | TUNGSRAM - SLBt - 1600lm - 14W - 2700K - 70CRI - TBD[SKU] - Universal coupler 35-76mm | 5 kg | Universal coupler 35-76mm | LED | 1 | 14 | [8 empty] | CE. ENEC | [6 empty] | 66 | 2700 | 386x347x72 |  | 220-240V |  | 5 |  |  |  | 70 |  | 2700 |  | > 104000 |  | > 218000 |  |  | 114.29 |  |  | 9 | Z5 | 25 | < 10% at 100.000 hours |  | Available | 727/559 | CIE(x=0.4578. y=0.4101) 5SDCM | Class I . Class II | IK09 |  |  | 35 |  | -40 | 1 | 14 | RAL 7035 | 50-60Hz | Passive | LED | dimmable | Road & Street | SLBT | Road & Street |  |  | 1600 | No sensor | [7 empty] | > 215000
TBD | SLBT/3/F/X5/14/27... | image | datasheet | deeplink | TUNGSRAM - SLBt - 1610lm - 14W - 2700K - 70CRI - TBD[SKU] - Universal coupler 35-76mm | 5 kg | Universal coupler 35-76mm | LED | 1 | 14 | [8 empty] | CE. ENEC | [6 empty] | 66 | 2700 | 386x347x72 |  | 220-240V |  | 5 |  |  |  | 70 |  | 2700 |  | > 104000 |  | > 218000 |  |  | 115 |  |  | 9 | X5 | 25 | < 10% at 100.000 hours |  | Available | 727/559 | CIE(x=0.4578. y=0.4101) 5SDCM | Class I . Class II | IK09 |  |  | 35 |  | -40 | 1 | 14 | RAL 7035 | 50-60Hz | Passive | LED | dimmable | Road & Street | SLBT | Road & Street |  |  | 1610 | No sensor | [7 empty] | > 215000
TBD | SLBT/3/F/B2/14/27... | image | datasheet | deeplink | TUNGSRAM - SLBt - 1620lm - 14W - 2700K - 70CRI - TBD[SKU] - Universal coupler 35-76mm | 5 kg | Universal coupler 35-76mm | LED | 1 | 14 | [8 empty] | CE. ENEC | [6 empty] | 66 | 2700 | 386x347x72 |  | 220-240V |  | 5 |  |  |  | 70 |  | 2700 |  | > 104000 |  | > 218000 |  |  | 115.71 |  |  | 9 | B2 | 25 | < 10% at 100.000 hours |  | Available | 727/559 | CIE(x=0.4578. y=0.4101) 5SDCM | Class I . Class II | IK09 |  |  | 35 |  | -40 | 1 | 14 | RAL 7035 | 50-60Hz | Passive | LED | dimmable | Road & Street | SLBT | Road & Street |  |  | 1620 | No sensor | [7 empty] | > 215000
TBD | SLBT/3/F/P5/14/27... | image | datasheet | deeplink | TUNGSRAM - SLBt - 1620lm - 14W - 2700K - 70CRI - TBD[SKU] - Universal coupler 35-76mm | 5 kg | Universal coupler 35-76mm | LED | 1 | 14 | [8 empty] | CE. ENEC | [6 empty] | 66 | 2700 | 386x347x72 |  | 220-240V |  | 5 |  |  |  | 70 |  | 2700 |  | > 104000 |  | > 218000 |  |  | 115.71 |  |  | 9 | P5 | 25 | < 10% at 100.000 hours |  | Available | 727/559 | CIE(x=0.4578. y=0.4101) 5SDCM | Class I . Class II | IK09 |  |  | 35 |  | -40 | 1 | 14 | RAL 7035 | 50-60Hz | Passive | LED | dimmable | Road & Street | SLBT | Road & Street |  |  | 1620 | No sensor | [7 empty] | > 215000
TBD | SLBT/3/F/E2/14/27... | image | datasheet | deeplink | TUNGSRAM - SLBt - 1610lm - 14W - 2700K - 70CRI - TBD[SKU] - Universal coupler 35-76mm | 5 kg | Universal coupler 35-76mm | LED | 1 | 14 | [8 empty] | CE. ENEC | [6 empty] | 66 | 2700 | 386x347x72 |  | 220-240V |  | 5 |  |  |  | 70 |  | 2700 |  | > 104000 |  | > 218000 |  |  | 115 |  |  | 9 | E2 | 25 | < 10% at 100.000 hours |  | Available | 727/559 | CIE(x=0.4578. y=0.4101) 5SDCM | Class I . Class II | IK09 |  |  | 35 |  | -40 | 1 | 14 | RAL 7035 | 50-60Hz | Passive | LED | dimmable | Road & Street | SLBT | Road & Street |  |  | 1610 | No sensor | [7 empty] | > 215000
TBD | SLBT/3/F/F5/14/27... | image | datasheet | deeplink | TUNGSRAM - SLBt - 1590lm - 14W - 2700K - 70CRI - TBD[SKU] - Universal coupler 35-76mm | 5 kg | Universal coupler 35-76mm | LED | 1 | 14 | [8 empty] | CE. ENEC | [6 empty] | 66 | 2700 | 386x347x72 |  | 220-240V |  | 5 |  |  |  | 70 |  | 2700 |  | > 104000 |  | > 218000 |  |  | 113.57 |  |  | 9 | F5 | 25 | < 10% at 100.000 hours |  | Available | 727/559 | CIE(x=0.4578. y=0.4101) 5SDCM | Class I . Class II | IK09 |  |  | 35 |  | -40 | 1 | 14 | RAL 7035 | 50-60Hz | Passive | LED | dimmable | Road & Street | SLBT | Road & Street |  |  | 1590 | No sensor | [7 empty] | > 215000
TBD | SLBT/3/F/E5/14/27... | image | datasheet | deeplink | TUNGSRAM - SLBt - 1620lm - 14W - 2700K - 70CRI - TBD[SKU] - Universal coupler 35-76mm | 5 kg | Universal coupler 35-76mm | LED | 1 | 14 | [8 empty] | CE. ENEC | [6 empty] | 66 | 2700 | 386x347x72 |  | 220-240V |  | 5 |  |  |  | 70 |  | 2700 |  | > 104000 |  | > 218000 |  |  | 115.71 |  |  | 9 | E5 | 25 | < 10% at 100.000 hours |  | Available | 727/559 | CIE(x=0.4578. y=0.4101) 5SDCM | Class I . Class II | IK09 |  |  | 35 |  | -40 | 1 | 14 | RAL 7035 | 50-60Hz | Passive | LED | dimmable | Road & Street | SLBT | Road & Street |  |  | 1620 | No sensor | [7 empty] | > 215000
TBD | SLBT/3/F/C5/14/27... | image | datasheet | deeplink | TUNGSRAM - SLBt - 1620lm - 14W - 2700K - 70CRI - TBD[SKU] - Universal coupler 35-76mm | 5 kg | Universal coupler 35-76mm | LED | 1 | 14 | [8 empty] | CE. ENEC | [6 empty] | 66 | 2700 | 386x347x72 |  | 220-240V |  | 5 |  |  |  | 70 |  | 2700 |  | > 104000 |  | > 218000 |  |  | 115.71 |  |  | 9 | C5 | 25 | < 10% at 100.000 hours |  | Available | 727/559 | CIE(x=0.4578. y=0.4101) 5SDCM | Class I . Class II | IK09 |  |  | 35 |  | -40 | 1 | 14 | RAL 7035 | 50-60Hz | Passive | LED | dimmable | Road & Street | SLBT | Road & Street |  |  | 1620 | No sensor | [7 empty] | > 215000
TBD | SLBT/3/F/B5/14/27... | image | datasheet | deeplink | TUNGSRAM - SLBt - 1640lm - 14W - 2700K - 70CRI - TBD[SKU] - Universal coupler 35-76mm | 5 kg | Universal coupler 35-76mm | LED | 1 | 14 | [8 empty] | CE. ENEC | [6 empty] | 66 | 2700 | 386x347x72 |  | 220-240V |  | 5 |  |  |  | 70 |  | 2700 |  | > 104000 |  | > 218000 |  |  | 117.14 |  |  | 9 | B5 | 25 | < 10% at 100.000 hours |  | Available | 727/559 | CIE(x=0.4578. y=0.4101) 5SDCM | Class I . Class II | IK09 |  |  | 35 |  | -40 | 1 | 14 | RAL 7035 | 50-60Hz | Passive | LED | dimmable | Road & Street | SLBT | Road & Street |  |  | 1640 | No sensor | [7 empty] | > 215000
TBD | SLBT/3/F/G2/70/30... | image | datasheet | deeplink | TUNGSRAM - SLBt - 7950lm - 70W - 3000K - 70CRI - TBD[SKU] - Universal coupler 35-76mm | 5 kg | Universal coupler 35-76mm | LED | 1 | 70 | [8 empty] | CE. ENEC | [6 empty] | 66 | 3000 | 386x347x72 |  | 220-240V |  | 5 |  |  |  | 70 |  | 3000 |  | > 104000 |  | > 218000 |  |  | 113.57 |  |  | 9 | G2 | 25 | < 10% at 100.000 hours |  | Available | 730/559 | CIE(x=0.43. y=0.403) 5SDCM | Class I . Class II | IK09 |  |  | 35 |  | -40 | 1 | 70 | RAL 7035 | 50-60Hz | Passive | LED | dimmable | Road & Street | SLBT | Road & Street |  |  | 7950 | No sensor | [7 empty] | > 215000
TBD | SLBT/3/F/Y5/70/30... | image | datasheet | deeplink | TUNGSRAM - SLBt - 7800lm - 70W - 3000K - 70CRI - TBD[SKU] - Universal coupler 35-76mm | 5 kg | Universal coupler 35-76mm | LED | 1 | 70 | [8 empty] | CE. ENEC | [6 empty] | 66 | 3000 | 386x347x72 |  | 220-240V |  | 5 |  |  |  | 70 |  | 3000 |  | > 104000 |  | > 218000 |  |  | 111.43 |  |  | 9 | Y5 | 25 | < 10% at 100.000 hours |  | Available | 730/559 | CIE(x=0.43. y=0.403) 5SDCM | Class I . Class II | IK09 |  |  | 35 |  | -40 | 1 | 70 | RAL 7035 | 50-60Hz | Passive | LED | dimmable | Road & Street | SLBT | Road & Street |  |  | 7800 | No sensor | [7 empty] | > 215000
TBD | SLBT/3/F/Z5/70/30... | image | datasheet | deeplink | TUNGSRAM - SLBt - 7930lm - 70W - 3000K - 70CRI - TBD[SKU] - Universal coupler 35-76mm | 5 kg | Universal coupler 35-76mm | LED | 1 | 70 | [8 empty] | CE. ENEC | [6 empty] | 66 | 3000 | 386x347x72 |  | 220-240V |  | 5 |  |  |  | 70 |  | 3000 |  | > 104000 |  | > 218000 |  |  | 113.29 |  |  | 9 | Z5 | 25 | < 10% at 100.000 hours |  | Available | 730/559 | CIE(x=0.43. y=0.403) 5SDCM | Class I . Class II | IK09 |  |  | 35 |  | -40 | 1 | 70 | RAL 7035 | 50-60Hz | Passive | LED | dimmable | Road & Street | SLBT | Road & Street |  |  | 7930 | No sensor | [7 empty] | > 215000
TBD | SLBT/3/F/X5/70/30... | image | datasheet | deeplink | TUNGSRAM - SLBt - 8000lm - 70W - 3000K - 70CRI - TBD[SKU] - Universal coupler 35-76mm | 5 kg | Universal coupler 35-76mm | LED | 1 | 70 | [8 empty] | CE. ENEC | [6 empty] | 66 | 3000 | 386x347x72 |  | 220-240V |  | 5 |  |  |  | 70 |  | 3000 |  | > 104000 |  | > 218000 |  |  | 114.29 |  |  | 9 | X5 | 25 | < 10% at 100.000 hours |  | Available | 730/559 | CIE(x=0.43. y=0.403) 5SDCM | Class I . Class II | IK09 |  |  | 35 |  | -40 | 1 | 70 | RAL 7035 | 50-60Hz | Passive | LED | dimmable | Road & Street | SLBT | Road & Street |  |  | 8000 | No sensor | [7 empty] | > 215000
TBD | SLBT/3/F/B2/70/30... | image | datasheet | deeplink | TUNGSRAM - SLBt - 8060lm - 70W - 3000K - 70CRI - TBD[SKU] - Universal coupler 35-76mm | 5 kg | Universal coupler 35-76mm | LED | 1 | 70 | [8 empty] | CE. ENEC | [6 empty] | 66 | 3000 | 386x347x72 |  | 220-240V |  | 5 |  |  |  | 70 |  | 3000 |  | > 104000 |  | > 218000 |  |  | 115.14 |  |  | 9 | B2 | 25 | < 10% at 100.000 hours |  | Available | 730/559 | CIE(x=0.43. y=0.403) 5SDCM | Class I . Class II | IK09 |  |  | 35 |  | -40 | 1 | 70 | RAL 7035 | 50-60Hz | Passive | LED | dimmable | Road & Street | SLBT | Road & Street |  |  | 8060 | No sensor | [7 empty] | > 215000
TBD | SLBT/3/F/P5/70/30... | image | datasheet | deeplink | TUNGSRAM - SLBt - 8030lm - 70W - 3000K - 70CRI - TBD[SKU] - Universal coupler 35-76mm | 5 kg | Universal coupler 35-76mm | LED | 1 | 70 | [8 empty] | CE. ENEC | [6 empty] | 66 | 3000 | 386x347x72 |  | 220-240V |  | 5 |  |  |  | 70 |  | 3000 |  | > 104000 |  | > 218000 |  |  | 114.71 |  |  | 9 | P5 | 25 | < 10% at 100.000 hours |  | Available | 730/559 | CIE(x=0.43. y=0.403) 5SDCM | Class I . Class II | IK09 |  |  | 35 |  | -40 | 1 | 70 | RAL 7035 | 50-60Hz | Passive | LED | dimmable | Road & Street | SLBT | Road & Street |  |  | 8030 | No sensor | [7 empty] | > 215000
TBD | SLBT/3/F/G2/70/40... | image | datasheet | deeplink | TUNGSRAM - SLBt - 8170lm - 70W - 4000K - 70CRI - TBD[SKU] - Universal coupler 35-76mm | 5 kg | Universal coupler 35-76mm | LED | 1 | 70 | [8 empty] | CE. ENEC | [6 empty] | 66 | 4000 | 386x347x72 |  | 220-240V |  | 5 |  |  |  | 70 |  | 4000 |  | > 104000 |  | > 218000 |  |  | 116.71 |  |  | 9 | G2 | 25 | < 10% at 100.000 hours |  | Available | 740/559 | CIE(x=0.38. y=0.38) 5SDCM | Class I . Class II | IK09 |  |  | 35 |  | -40 | 1 | 70 | RAL 7035 | 50-60Hz | Passive | LED | dimmable | Road & Street | SLBT | Road & Street |  |  | 8170 | No sensor | [7 empty] | > 215000
TBD | SLBT/3/F/Y5/70/40... | image | datasheet | deeplink | TUNGSRAM - SLBt - 8010lm - 70W - 4000K - 70CRI - TBD[SKU] - Universal coupler 35-76mm | 5 kg | Universal coupler 35-76mm | LED | 1 | 70 | [8 empty] | CE. ENEC | [6 empty] | 66 | 4000 | 386x347x72 |  | 220-240V |  | 5 |  |  |  | 70 |  | 4000 |  | > 104000 |  | > 218000 |  |  | 114.43 |  |  | 9 | Y5 | 25 | < 10% at 100.000 hours |  | Available | 740/559 | CIE(x=0.38. y=0.38) 5SDCM | Class I . Class II | IK09 |  |  | 35 |  | -40 | 1 | 70 | RAL 7035 | 50-60Hz | Passive | LED | dimmable | Road & Street | SLBT | Road & Street |  |  | 8010 | No sensor | [7 empty] | > 215000
TBD | SLBT/3/F/Z5/70/40... | image | datasheet | deeplink | TUNGSRAM - SLBt - 8150lm - 70W - 4000K - 70CRI - TBD[SKU] - Universal coupler 35-76mm | 5 kg | Universal coupler 35-76mm | LED | 1 | 70 | [8 empty] | CE. ENEC | [6 empty] | 66 | 4000 | 386x347x72 |  | 220-240V |  | 5 |  |  |  | 70 |  | 4000 |  | > 104000 |  | > 218000 |  |  | 116.43 |  |  | 9 | Z5 | 25 | < 10% at 100.000 hours |  | Available | 740/559 | CIE(x=0.38. y=0.38) 5SDCM | Class I . Class II | IK09 |  |  | 35 |  | -40 | 1 | 70 | RAL 7035 | 50-60Hz | Passive | LED | dimmable | Road & Street | SLBT | Road & Street |  |  | 8150 | No sensor | [7 empty] | > 215000
TBD | SLBT/3/F/X5/70/40... | image | datasheet | deeplink | TUNGSRAM - SLBt - 8220lm - 70W - 4000K - 70CRI - TBD[SKU] - Universal coupler 35-76mm | 5 kg | Universal coupler 35-76mm | LED | 1 | 70 | [8 empty] | CE. ENEC | [6 empty] | 66 | 4000 | 386x347x72 |  | 220-240V |  | 5 |  |  |  | 70 |  | 4000 |  | > 104000 |  | > 218000 |  |  | 117.43 |  |  | 9 | X5 | 25 | < 10% at 100.000 hours |  | Available | 740/559 | CIE(x=0.38. y=0.38) 5SDCM | Class I . Class II | IK09 |  |  | 35 |  | -40 | 1 | 70 | RAL 7035 | 50-60Hz | Passive | LED | dimmable | Road & Street | SLBT | Road & Street |  |  | 8220 | No sensor | [7 empty] | > 215000
TBD | SLBT/3/F/B2/70/40... | image | datasheet | deeplink | TUNGSRAM - SLBt - 8280lm - 70W - 4000K - 70CRI - TBD[SKU] - Universal coupler 35-76mm | 5 kg | Universal coupler 35-76mm | LED | 1 | 70 | [8 empty] | CE. ENEC | [6 empty] | 66 | 4000 | 386x347x72 |  | 220-240V |  | 5 |  |  |  | 70 |  | 4000 |  | > 104000 |  | > 218000 |  |  | 118.29 |  |  | 9 | B2 | 25 | < 10% at 100.000 hours |  | Available | 740/559 | CIE(x=0.38. y=0.38) 5SDCM | Class I . Class II | IK09 |  |  | 35 |  | -40 | 1 | 70 | RAL 7035 | 50-60Hz | Passive | LED | dimmable | Road & Street | SLBT | Road & Street |  |  | 8280 | No sensor | [7 empty] | > 215000
TBD | SLBT/3/F/P5/70/40... | image | datasheet | deeplink | TUNGSRAM - SLBt - 8250lm - 70W - 4000K - 70CRI - TBD[SKU] - Universal coupler 35-76mm | 5 kg | Universal coupler 35-76mm | LED | 1 | 70 | [8 empty] | CE. ENEC | [6 empty] | 66 | 4000 | 386x347x72 |  | 220-240V |  | 5 |  |  |  | 70 |  | 4000 |  | > 104000 |  | > 218000 |  |  | 117.86 |  |  | 9 | P5 | 25 | < 10% at 100.000 hours |  | Available | 740/559 | CIE(x=0.38. y=0.38) 5SDCM | Class I . Class II | IK09 |  |  | 35 |  | -40 | 1 | 70 | RAL 7035 | 50-60Hz | Passive | LED | dimmable | Road & Street | SLBT | Road & Street |  |  | 8250 | No sensor | [7 empty] | > 215000
TBD | SLBT/3/F/G2/55/40... | image | datasheet | deeplink | TUNGSRAM - SLBt - 6140lm - 55W - 4000K - 70CRI - TBD[SKU] - Universal coupler 35-76mm | 5 kg | Universal coupler 35-76mm | LED | 1 | 55 | [8 empty] | CE. ENEC | [6 empty] | 66 | 4000 | 386x347x72 |  | 220-240V |  | 5 |  |  |  | 70 |  | 4000 |  | > 104000 |  | > 218000 |  |  | 111.64 |  |  | 9 | G2 | 25 | < 10% at 100.000 hours |  | Available | 740/559 | CIE(x=0.38. y=0.38) 5SDCM | Class I . Class II | IK09 |  |  | 35 |  | -40 | 1 | 55 | RAL 7035 | 50-60Hz | Passive | LED | dimmable | Road & Street | SLBT | Road & Street |  |  | 6140 | No sensor | [7 empty] | > 215000
TBD | SLBT/3/F/Y5/55/40... | image | datasheet | deeplink | TUNGSRAM - SLBt - 6010lm - 55W - 4000K - 70CRI - TBD[SKU] - Universal coupler 35-76mm | 5 kg | Universal coupler 35-76mm | LED | 1 | 55 | [8 empty] | CE. ENEC | [6 empty] | 66 | 4000 | 386x347x72 |  | 220-240V |  | 5 |  |  |  | 70 |  | 4000 |  | > 104000 |  | > 218000 |  |  | 109.27 |  |  | 9 | Y5 | 25 | < 10% at 100.000 hours |  | Available | 740/559 | CIE(x=0.38. y=0.38) 5SDCM | Class I . Class II | IK09 |  |  | 35 |  | -40 | 1 | 55 | RAL 7035 | 50-60Hz | Passive | LED | dimmable | Road & Street | SLBT | Road & Street |  |  | 6010 | No sensor | [7 empty] | > 215000
TBD | SLBT/3/F/Z5/55/40... | image | datasheet | deeplink | TUNGSRAM - SLBt - 6120lm - 55W - 4000K - 70CRI - TBD[SKU] - Universal coupler 35-76mm | 5 kg | Universal coupler 35-76mm | LED | 1 | 55 | [8 empty] | CE. ENEC | [6 empty] | 66 | 4000 | 386x347x72 |  | 220-240V |  | 5 |  |  |  | 70 |  | 4000 |  | > 104000 |  | > 218000 |  |  | 111.27 |  |  | 9 | Z5 | 25 | < 10% at 100.000 hours |  | Available | 740/559 | CIE(x=0.38. y=0.38) 5SDCM | Class I . Class II | IK09 |  |  | 35 |  | -40 | 1 | 55 | RAL 7035 | 50-60Hz | Passive | LED | dimmable | Road & Street | SLBT | Road & Street |  |  | 6120 | No sensor | [7 empty] | > 215000
TBD | SLBT/3/F/X5/55/40... | image | datasheet | deeplink | TUNGSRAM - SLBt - 6170lm - 55W - 4000K - 70CRI - TBD[SKU] - Universal coupler 35-76mm | 5 kg | Universal coupler 35-76mm | LED | 1 | 55 | [8 empty] | CE. ENEC | [6 empty] | 66 | 4000 | 386x347x72 |  | 220-240V |  | 5 |  |  |  | 70 |  | 4000 |  | > 104000 |  | > 218000 |  |  | 112.18 |  |  | 9 | X5 | 25 | < 10% at 100.000 hours |  | Available | 740/559 | CIE(x=0.38. y=0.38) 5SDCM | Class I . Class II | IK09 |  |  | 35 |  | -40 | 1 | 55 | RAL 7035 | 50-60Hz | Passive | LED | dimmable | Road & Street | SLBT | Road & Street |  |  | 6170 | No sensor | [7 empty] | > 215000
TBD | SLBT/3/F/B2/55/40... | image | datasheet | deeplink | TUNGSRAM - SLBt - 6210lm - 55W - 4000K - 70CRI - TBD[SKU] - Universal coupler 35-76mm | 5 kg | Universal coupler 35-76mm | LED | 1 | 55 | [8 empty] | CE. ENEC | [6 empty] | 66 | 4000 | 386x347x72 |  | 220-240V |  | 5 |  |  |  | 70 |  | 4000 |  | > 104000 |  | > 218000 |  |  | 112.91 |  |  | 9 | B2 | 25 | < 10% at 100.000 hours |  | Available | 740/559 | CIE(x=0.38. y=0.38) 5SDCM | Class I . Class II | IK09 |  |  | 35 |  | -40 | 1 | 55 | RAL 7035 | 50-60Hz | Passive | LED | dimmable | Road & Street | SLBT | Road & Street |  |  | 6210 | No sensor | [7 empty] | > 215000
TBD | SLBT/3/F/P5/55/40... | image | datasheet | deeplink | TUNGSRAM - SLBt - 6190lm - 55W - 4000K - 70CRI - TBD[SKU] - Universal coupler 35-76mm | 5 kg | Universal coupler 35-76mm | LED | 1 | 55 | [8 empty] | CE. ENEC | [6 empty] | 66 | 4000 | 386x347x72 |  | 220-240V |  | 5 |  |  |  | 70 |  | 4000 |  | > 104000 |  | > 218000 |  |  | 112.55 |  |  | 9 | P5 | 25 | < 10% at 100.000 hours |  | Available | 740/559 | CIE(x=0.38. y=0.38) 5SDCM | Class I . Class II | IK09 |  |  | 35 |  | -40 | 1 | 55 | RAL 7035 | 50-60Hz | Passive | LED | dimmable | Road & Street | SLBT | Road & Street |  |  | 6190 | No sensor | [7 empty] | > 215000
TBD | SLBT/3/F/G2/47/40... | image | datasheet | deeplink | TUNGSRAM - SLBt - 5510lm - 47W - 4000K - 70CRI - TBD[SKU] - Universal coupler 35-76mm | 5 kg | Universal coupler 35-76mm | LED | 1 | 47 | [8 empty] | CE. ENEC | [6 empty] | 66 | 4000 | 386x347x72 |  | 220-240V |  | 5 |  |  |  | 70 |  | 4000 |  | > 104000 |  | > 218000 |  |  | 117.23 |  |  | 9 | G2 | 25 | < 10% at 100.000 hours |  | Available | 740/559 | CIE(x=0.38. y=0.38) 5SDCM | Class I . Class II | IK09 |  |  | 35 |  | -40 | 1 | 47 | RAL 7035 | 50-60Hz | Passive | LED | dimmable | Road & Street | SLBT | Road & Street |  |  | 5510 | No sensor | [7 empty] | > 215000
TBD | SLBT/3/F/Y5/47/40... | image | datasheet | deeplink | TUNGSRAM - SLBt - 5400lm - 47W - 4000K - 70CRI - TBD[SKU] - Universal coupler 35-76mm | 5 kg | Universal coupler 35-76mm | LED | 1 | 47 | [8 empty] | CE. ENEC | [6 empty] | 66 | 4000 | 386x347x72 |  | 220-240V |  | 5 |  |  |  | 70 |  | 4000 |  | > 104000 |  | > 218000 |  |  | 114.89 |  |  | 9 | Y5 | 25 | < 10% at 100.000 hours |  | Available | 740/559 | CIE(x=0.38. y=0.38) 5SDCM | Class I . Class II | IK09 |  |  | 35 |  | -40 | 1 | 47 | RAL 7035 | 50-60Hz | Passive | LED | dimmable | Road & Street | SLBT | Road & Street |  |  | 5400 | No sensor | [7 empty] | > 215000
TBD | SLBT/3/F/Z5/47/40... | image | datasheet | deeplink | TUNGSRAM - SLBt - 5500lm - 47W - 4000K - 70CRI - TBD[SKU] - Universal coupler 35-76mm | 5 kg | Universal coupler 35-76mm | LED | 1 | 47 | [8 empty] | CE. ENEC | [6 empty] | 66 | 4000 | 386x347x72 |  | 220-240V |  | 5 |  |  |  | 70 |  | 4000 |  | > 104000 |  | > 218000 |  |  | 117.02 |  |  | 9 | Z5 | 25 | < 10% at 100.000 hours |  | Available | 740/559 | CIE(x=0.38. y=0.38) 5SDCM | Class I . Class II | IK09 |  |  | 35 |  | -40 | 1 | 47 | RAL 7035 | 50-60Hz | Passive | LED | dimmable | Road & Street | SLBT | Road & Street |  |  | 5500 | No sensor | [7 empty] | > 215000
TBD | SLBT/3/F/X5/47/40... | image | datasheet | deeplink | TUNGSRAM - SLBt - 5540lm - 47W - 4000K - 70CRI - TBD[SKU] - Universal coupler 35-76mm | 5 kg | Universal coupler 35-76mm | LED | 1 | 47 | [8 empty] | CE. ENEC | [6 empty] | 66 | 4000 | 386x347x72 |  | 220-240V |  | 5 |  |  |  | 70 |  | 4000 |  | > 104000 |  | > 218000 |  |  | 117.87 |  |  | 9 | X5 | 25 | < 10% at 100.000 hours |  | Available | 740/559 | CIE(x=0.38. y=0.38) 5SDCM | Class I . Class II | IK09 |  |  | 35 |  | -40 | 1 | 47 | RAL 7035 | 50-60Hz | Passive | LED | dimmable | Road & Street | SLBT | Road & Street |  |  | 5540 | No sensor | [7 empty] | > 215000
TBD | SLBT/3/F/B2/47/40... | image | datasheet | deeplink | TUNGSRAM - SLBt - 5580lm - 47W - 4000K - 70CRI - TBD[SKU] - Universal coupler 35-76mm | 5 kg | Universal coupler 35-76mm | LED | 1 | 47 | [8 empty] | CE. ENEC | [6 empty] | 66 | 4000 | 386x347x72 |  | 220-240V |  | 5 |  |  |  | 70 |  | 4000 |  | > 104000 |  | > 218000 |  |  | 118.72 |  |  | 9 | B2 | 25 | < 10% at 100.000 hours |  | Available | 740/559 | CIE(x=0.38. y=0.38) 5SDCM | Class I . Class II | IK09 |  |  | 35 |  | -40 | 1 | 47 | RAL 7035 | 50-60Hz | Passive | LED | dimmable | Road & Street | SLBT | Road & Street |  |  | 5580 | No sensor | [7 empty] | > 215000
TBD | SLBT/3/F/P5/47/40... | image | datasheet | deeplink | TUNGSRAM - SLBt - 5560lm - 47W - 4000K - 70CRI - TBD[SKU] - Universal coupler 35-76mm | 5 kg | Universal coupler 35-76mm | LED | 1 | 47 | [8 empty] | CE. ENEC | [6 empty] | 66 | 4000 | 386x347x72 |  | 220-240V |  | 5 |  |  |  | 70 |  | 4000 |  | > 104000 |  | > 218000 |  |  | 118.3 |  |  | 9 | P5 | 25 | < 10% at 100.000 hours |  | Available | 740/559 | CIE(x=0.38. y=0.38) 5SDCM | Class I . Class II | IK09 |  |  | 35 |  | -40 | 1 | 47 | RAL 7035 | 50-60Hz | Passive | LED | dimmable | Road & Street | SLBT | Road & Street |  |  | 5560 | No sensor | [7 empty] | > 215000
TBD | SLBT/3/F/G2/41/40... | image | datasheet | deeplink | TUNGSRAM - SLBt - 4840lm - 41W - 4000K - 70CRI - TBD[SKU] - Universal coupler 35-76mm | 5 kg | Universal coupler 35-76mm | LED | 1 | 41 | [8 empty] | CE. ENEC | [6 empty] | 66 | 4000 | 386x347x72 |  | 220-240V |  | 5 |  |  |  | 70 |  | 4000 |  | > 104000 |  | > 218000 |  |  | 118.05 |  |  | 9 | G2 | 25 | < 10% at 100.000 hours |  | Available | 740/559 | CIE(x=0.38. y=0.38) 5SDCM | Class I . Class II | IK09 |  |  | 35 |  | -40 | 1 | 41 | RAL 7035 | 50-60Hz | Passive | LED | dimmable | Road & Street | SLBT | Road & Street |  |  | 4840 | No sensor | [7 empty] | > 215000
TBD | SLBT/3/F/Y5/41/40... | image | datasheet | deeplink | TUNGSRAM - SLBt - 4750lm - 41W - 4000K - 70CRI - TBD[SKU] - Universal coupler 35-76mm | 5 kg | Universal coupler 35-76mm | LED | 1 | 41 | [8 empty] | CE. ENEC | [6 empty] | 66 | 4000 | 386x347x72 |  | 220-240V |  | 5 |  |  |  | 70 |  | 4000 |  | > 104000 |  | > 218000 |  |  | 115.85 |  |  | 9 | Y5 | 25 | < 10% at 100.000 hours |  | Available | 740/559 | CIE(x=0.38. y=0.38) 5SDCM | Class I . Class II | IK09 |  |  | 35 |  | -40 | 1 | 41 | RAL 7035 | 50-60Hz | Passive | LED | dimmable | Road & Street | SLBT | Road & Street |  |  | 4750 | No sensor | [7 empty] | > 215000
TBD | SLBT/3/F/Z5/41/40... | image | datasheet | deeplink | TUNGSRAM - SLBt - 4830lm - 41W - 4000K - 70CRI - TBD[SKU] - Universal coupler 35-76mm | 5 kg | Universal coupler 35-76mm | LED | 1 | 41 | [8 empty] | CE. ENEC | [6 empty] | 66 | 4000 | 386x347x72 |  | 220-240V |  | 5 |  |  |  | 70 |  | 4000 |  | > 104000 |  | > 218000 |  |  | 117.8 |  |  | 9 | Z5 | 25 | < 10% at 100.000 hours |  | Available | 740/559 | CIE(x=0.38. y=0.38) 5SDCM | Class I . Class II | IK09 |  |  | 35 |  | -40 | 1 | 41 | RAL 7035 | 50-60Hz | Passive | LED | dimmable | Road & Street | SLBT | Road & Street |  |  | 4830 | No sensor | [7 empty] | > 215000
TBD | SLBT/3/F/X5/41/40... | image | datasheet | deeplink | TUNGSRAM - SLBt - 4870lm - 41W - 4000K - 70CRI - TBD[SKU] - Universal coupler 35-76mm | 5 kg | Universal coupler 35-76mm | LED | 1 | 41 | [8 empty] | CE. ENEC | [6 empty] | 66 | 4000 | 386x347x72 |  | 220-240V |  | 5 |  |  |  | 70 |  | 4000 |  | > 104000 |  | > 218000 |  |  | 118.78 |  |  | 9 | X5 | 25 | < 10% at 100.000 hours |  | Available | 740/559 | CIE(x=0.38. y=0.38) 5SDCM | Class I . Class II | IK09 |  |  | 35 |  | -40 | 1 | 41 | RAL 7035 | 50-60Hz | Passive | LED | dimmable | Road & Street | SLBT | Road & Street |  |  | 4870 | No sensor | [7 empty] | > 215000
TBD | SLBT/3/F/B2/41/40... | image | datasheet | deeplink | TUNGSRAM - SLBt - 4900lm - 41W - 4000K - 70CRI - TBD[SKU] - Universal coupler 35-76mm | 5 kg | Universal coupler 35-76mm | LED | 1 | 41 | [8 empty] | CE. ENEC | [6 empty] | 66 | 4000 | 386x347x72 |  | 220-240V |  | 5 |  |  |  | 70 |  | 4000 |  | > 104000 |  | > 218000 |  |  | 119.51 |  |  | 9 | B2 | 25 | < 10% at 100.000 hours |  | Available | 740/559 | CIE(x=0.38. y=0.38) 5SDCM | Class I . Class II | IK09 |  |  | 35 |  | -40 | 1 | 41 | RAL 7035 | 50-60Hz | Passive | LED | dimmable | Road & Street | SLBT | Road & Street |  |  | 4900 | No sensor | [7 empty] | > 215000
TBD | SLBT/3/F/P5/41/40... | image | datasheet | deeplink | TUNGSRAM - SLBt - 4890lm - 41W - 4000K - 70CRI - TBD[SKU] - Universal coupler 35-76mm | 5 kg | Universal coupler 35-76mm | LED | 1 | 41 | [8 empty] | CE. ENEC | [6 empty] | 66 | 4000 | 386x347x72 |  | 220-240V |  | 5 |  |  |  | 70 |  | 4000 |  | > 104000 |  | > 218000 |  |  | 119.27 |  |  | 9 | P5 | 25 | < 10% at 100.000 hours |  | Available | 740/559 | CIE(x=0.38. y=0.38) 5SDCM | Class I . Class II | IK09 |  |  | 35 |  | -40 | 1 | 41 | RAL 7035 | 50-60Hz | Passive | LED | dimmable | Road & Street | SLBT | Road & Street |  |  | 4890 | No sensor | [7 empty] | > 215000
TBD | SLBT/3/F/G2/35/40... | image | datasheet | deeplink | TUNGSRAM - SLBt - 4110lm - 35W - 4000K - 70CRI - TBD[SKU] - Universal coupler 35-76mm | 5 kg | Universal coupler 35-76mm | LED | 1 | 35 | [8 empty] | CE. ENEC | [6 empty] | 66 | 4000 | 386x347x72 |  | 220-240V |  | 5 |  |  |  | 70 |  | 4000 |  | > 104000 |  | > 218000 |  |  | 117.43 |  |  | 9 | G2 | 25 | < 10% at 100.000 hours |  | Available | 740/559 | CIE(x=0.38. y=0.38) 5SDCM | Class I . Class II | IK09 |  |  | 35 |  | -40 | 1 | 35 | RAL 7035 | 50-60Hz | Passive | LED | dimmable | Road & Street | SLBT | Road & Street |  |  | 4110 | No sensor | [7 empty] | > 215000
TBD | SLBT/3/F/Y5/35/40... | image | datasheet | deeplink | TUNGSRAM - SLBt - 4030lm - 35W - 4000K - 70CRI - TBD[SKU] - Universal coupler 35-76mm | 5 kg | Universal coupler 35-76mm | LED | 1 | 35 | [8 empty] | CE. ENEC | [6 empty] | 66 | 4000 | 386x347x72 |  | 220-240V |  | 5 |  |  |  | 70 |  | 4000 |  | > 104000 |  | > 218000 |  |  | 115.14 |  |  | 9 | Y5 | 25 | < 10% at 100.000 hours |  | Available | 740/559 | CIE(x=0.38. y=0.38) 5SDCM | Class I . Class II | IK09 |  |  | 35 |  | -40 | 1 | 35 | RAL 7035 | 50-60Hz | Passive | LED | dimmable | Road & Street | SLBT | Road & Street |  |  | 4030 | No sensor | [7 empty] | > 215000
TBD | SLBT/3/F/Z5/35/40... | image | datasheet | deeplink | TUNGSRAM - SLBt - 4100lm - 35W - 4000K - 70CRI - TBD[SKU] - Universal coupler 35-76mm | 5 kg | Universal coupler 35-76mm | LED | 1 | 35 | [8 empty] | CE. ENEC | [6 empty] | 66 | 4000 | 386x347x72 |  | 220-240V |  | 5 |  |  |  | 70 |  | 4000 |  | > 104000 |  | > 218000 |  |  | 117.14 |  |  | 9 | Z5 | 25 | < 10% at 100.000 hours |  | Available | 740/559 | CIE(x=0.38. y=0.38) 5SDCM | Class I . Class II | IK09 |  |  | 35 |  | -40 | 1 | 35 | RAL 7035 | 50-60Hz | Passive | LED | dimmable | Road & Street | SLBT | Road & Street |  |  | 4100 | No sensor | [7 empty] | > 215000
TBD | SLBT/3/F/X5/35/40... | image | datasheet | deeplink | TUNGSRAM - SLBt - 4130lm - 35W - 4000K - 70CRI - TBD[SKU] - Universal coupler 35-76mm | 5 kg | Universal coupler 35-76mm | LED | 1 | 35 | [8 empty] | CE. ENEC | [6 empty] | 66 | 4000 | 386x347x72 |  | 220-240V |  | 5 |  |  |  | 70 |  | 4000 |  | > 104000 |  | > 218000 |  |  | 118 |  |  | 9 | X5 | 25 | < 10% at 100.000 hours |  | Available | 740/559 | CIE(x=0.38. y=0.38) 5SDCM | Class I . Class II | IK09 |  |  | 35 |  | -40 | 1 | 35 | RAL 7035 | 50-60Hz | Passive | LED | dimmable | Road & Street | SLBT | Road & Street |  |  | 4130 | No sensor | [7 empty] | > 215000
TBD | SLBT/3/F/B2/35/40... | image | datasheet | deeplink | TUNGSRAM - SLBt - 4160lm - 35W - 4000K - 70CRI - TBD[SKU] - Universal coupler 35-76mm | 5 kg | Universal coupler 35-76mm | LED | 1 | 35 | [8 empty] | CE. ENEC | [6 empty] | 66 | 4000 | 386x347x72 |  | 220-240V |  | 5 |  |  |  | 70 |  | 4000 |  | > 104000 |  | > 218000 |  |  | 118.86 |  |  | 9 | B2 | 25 | < 10% at 100.000 hours |  | Available | 740/559 | CIE(x=0.38. y=0.38) 5SDCM | Class I . Class II | IK09 |  |  | 35 |  | -40 | 1 | 35 | RAL 7035 | 50-60Hz | Passive | LED | dimmable | Road & Street | SLBT | Road & Street |  |  | 4160 | No sensor | [7 empty] | > 215000
TBD | SLBT/3/F/P5/35/40... | image | datasheet | deeplink | TUNGSRAM - SLBt - 4150lm - 35W - 4000K - 70CRI - TBD[SKU] - Universal coupler 35-76mm | 5 kg | Universal coupler 35-76mm | LED | 1 | 35 | [8 empty] | CE. ENEC | [6 empty] | 66 | 4000 | 386x347x72 |  | 220-240V |  | 5 |  |  |  | 70 |  | 4000 |  | > 104000 |  | > 218000 |  |  | 118.57 |  |  | 9 | P5 | 25 | < 10% at 100.000 hours |  | Available | 740/559 | CIE(x=0.38. y=0.38) 5SDCM | Class I . Class II | IK09 |  |  | 35 |  | -40 | 1 | 35 | RAL 7035 | 50-60Hz | Passive | LED | dimmable | Road & Street | SLBT | Road & Street |  |  | 4150 | No sensor | [7 empty] | > 215000
TBD | SLBT/3/F/G2/28/40... | image | datasheet | deeplink | TUNGSRAM - SLBt - 3270lm - 28W - 4000K - 70CRI - TBD[SKU] - Universal coupler 35-76mm | 5 kg | Universal coupler 35-76mm | LED | 1 | 28 | [8 empty] | CE. ENEC | [6 empty] | 66 | 4000 | 386x347x72 |  | 220-240V |  | 5 |  |  |  | 70 |  | 4000 |  | > 104000 |  | > 218000 |  |  | 116.79 |  |  | 9 | G2 | 25 | < 10% at 100.000 hours |  | Available | 740/559 | CIE(x=0.38. y=0.38) 5SDCM | Class I . Class II | IK09 |  |  | 35 |  | -40 | 1 | 28 | RAL 7035 | 50-60Hz | Passive | LED | dimmable | Road & Street | SLBT | Road & Street |  |  | 3270 | No sensor | [7 empty] | > 215000
TBD | SLBT/3/F/Y5/28/40... | image | datasheet | deeplink | TUNGSRAM - SLBt - 3210lm - 28W - 4000K - 70CRI - TBD[SKU] - Universal coupler 35-76mm | 5 kg | Universal coupler 35-76mm | LED | 1 | 28 | [8 empty] | CE. ENEC | [6 empty] | 66 | 4000 | 386x347x72 |  | 220-240V |  | 5 |  |  |  | 70 |  | 4000 |  | > 104000 |  | > 218000 |  |  | 114.64 |  |  | 9 | Y5 | 25 | < 10% at 100.000 hours |  | Available | 740/559 | CIE(x=0.38. y=0.38) 5SDCM | Class I . Class II | IK09 |  |  | 35 |  | -40 | 1 | 28 | RAL 7035 | 50-60Hz | Passive | LED | dimmable | Road & Street | SLBT | Road & Street |  |  | 3210 | No sensor | [7 empty] | > 215000
TBD | SLBT/3/F/Z5/28/40... | image | datasheet | deeplink | TUNGSRAM - SLBt - 3270lm - 28W - 4000K - 70CRI - TBD[SKU] - Universal coupler 35-76mm | 5 kg | Universal coupler 35-76mm | LED | 1 | 28 | [8 empty] | CE. ENEC | [6 empty] | 66 | 4000 | 386x347x72 |  | 220-240V |  | 5 |  |  |  | 70 |  | 4000 |  | > 104000 |  | > 218000 |  |  | 116.79 |  |  | 9 | Z5 | 25 | < 10% at 100.000 hours |  | Available | 740/559 | CIE(x=0.38. y=0.38) 5SDCM | Class I . Class II | IK09 |  |  | 35 |  | -40 | 1 | 28 | RAL 7035 | 50-60Hz | Passive | LED | dimmable | Road & Street | SLBT | Road & Street |  |  | 3270 | No sensor | [7 empty] | > 215000
TBD | SLBT/3/F/X5/28/40... | image | datasheet | deeplink | TUNGSRAM - SLBt - 3290lm - 28W - 4000K - 70CRI - TBD[SKU] - Universal coupler 35-76mm | 5 kg | Universal coupler 35-76mm | LED | 1 | 28 | [8 empty] | CE. ENEC | [6 empty] | 66 | 4000 | 386x347x72 |  | 220-240V |  | 5 |  |  |  | 70 |  | 4000 |  | > 104000 |  | > 218000 |  |  | 117.5 |  |  | 9 | X5 | 25 | < 10% at 100.000 hours |  | Available | 740/559 | CIE(x=0.38. y=0.38) 5SDCM | Class I . Class II | IK09 |  |  | 35 |  | -40 | 1 | 28 | RAL 7035 | 50-60Hz | Passive | LED | dimmable | Road & Street | SLBT | Road & Street |  |  | 3290 | No sensor | [7 empty] | > 215000
TBD | SLBT/3/F/B2/28/40... | image | datasheet | deeplink | TUNGSRAM - SLBt - 3310lm - 28W - 4000K - 70CRI - TBD[SKU] - Universal coupler 35-76mm | 5 kg | Universal coupler 35-76mm | LED | 1 | 28 | [8 empty] | CE. ENEC | [6 empty] | 66 | 4000 | 386x347x72 |  | 220-240V |  | 5 |  |  |  | 70 |  | 4000 |  | > 104000 |  | > 218000 |  |  | 118.21 |  |  | 9 | B2 | 25 | < 10% at 100.000 hours |  | Available | 740/559 | CIE(x=0.38. y=0.38) 5SDCM | Class I . Class II | IK09 |  |  | 35 |  | -40 | 1 | 28 | RAL 7035 | 50-60Hz | Passive | LED | dimmable | Road & Street | SLBT | Road & Street |  |  | 3310 | No sensor | [7 empty] | > 215000
TBD | SLBT/3/F/P5/28/40... | image | datasheet | deeplink | TUNGSRAM - SLBt - 3300lm - 28W - 4000K - 70CRI - TBD[SKU] - Universal coupler 35-76mm | 5 kg | Universal coupler 35-76mm | LED | 1 | 28 | [8 empty] | CE. ENEC | [6 empty] | 66 | 4000 | 386x347x72 |  | 220-240V |  | 5 |  |  |  | 70 |  | 4000 |  | > 104000 |  | > 218000 |  |  | 117.86 |  |  | 9 | P5 | 25 | < 10% at 100.000 hours |  | Available | 740/559 | CIE(x=0.38. y=0.38) 5SDCM | Class I . Class II | IK09 |  |  | 35 |  | -40 | 1 | 28 | RAL 7035 | 50-60Hz | Passive | LED | dimmable | Road & Street | SLBT | Road & Street |  |  | 3300 | No sensor | [7 empty] | > 215000
TBD | SLBT/3/F/G2/19/40... | image | datasheet | deeplink | TUNGSRAM - SLBt - 2270lm - 19W - 4000K - 70CRI - TBD[SKU] - Universal coupler 35-76mm | 5 kg | Universal coupler 35-76mm | LED | 1 | 19 | [8 empty] | CE. ENEC | [6 empty] | 66 | 4000 | 386x347x72 |  | 220-240V |  | 5 |  |  |  | 70 |  | 4000 |  | > 104000 |  | > 218000 |  |  | 119.47 |  |  | 9 | G2 | 25 | < 10% at 100.000 hours |  | Available | 740/559 | CIE(x=0.38. y=0.38) 5SDCM | Class I . Class II | IK09 |  |  | 35 |  | -40 | 1 | 19 | RAL 7035 | 50-60Hz | Passive | LED | dimmable | Road & Street | SLBT | Road & Street |  |  | 2270 | No sensor | [7 empty] | > 215000
TBD | SLBT/3/F/Y5/19/40... | image | datasheet | deeplink | TUNGSRAM - SLBt - 2220lm - 19W - 4000K - 70CRI - TBD[SKU] - Universal coupler 35-76mm | 5 kg | Universal coupler 35-76mm | LED | 1 | 19 | [8 empty] | CE. ENEC | [6 empty] | 66 | 4000 | 386x347x72 |  | 220-240V |  | 5 |  |  |  | 70 |  | 4000 |  | > 104000 |  | > 218000 |  |  | 116.84 |  |  | 9 | Y5 | 25 | < 10% at 100.000 hours |  | Available | 740/559 | CIE(x=0.38. y=0.38) 5SDCM | Class I . Class II | IK09 |  |  | 35 |  | -40 | 1 | 19 | RAL 7035 | 50-60Hz | Passive | LED | dimmable | Road & Street | SLBT | Road & Street |  |  | 2220 | No sensor | [7 empty] | > 215000
TBD | SLBT/3/F/Z5/19/40... | image | datasheet | deeplink | TUNGSRAM - SLBt - 2260lm - 19W - 4000K - 70CRI - TBD[SKU] - Universal coupler 35-76mm | 5 kg | Universal coupler 35-76mm | LED | 1 | 19 | [8 empty] | CE. ENEC | [6 empty] | 66 | 4000 | 386x347x72 |  | 220-240V |  | 5 |  |  |  | 70 |  | 4000 |  | > 104000 |  | > 218000 |  |  | 118.95 |  |  | 9 | Z5 | 25 | < 10% at 100.000 hours |  | Available | 740/559 | CIE(x=0.38. y=0.38) 5SDCM | Class I . Class II | IK09 |  |  | 35 |  | -40 | 1 | 19 | RAL 7035 | 50-60Hz | Passive | LED | dimmable | Road & Street | SLBT | Road & Street |  |  | 2260 | No sensor | [7 empty] | > 215000
TBD | SLBT/3/F/X5/19/40... | image | datasheet | deeplink | TUNGSRAM - SLBt - 2280lm - 19W - 4000K - 70CRI - TBD[SKU] - Universal coupler 35-76mm | 5 kg | Universal coupler 35-76mm | LED | 1 | 19 | [8 empty] | CE. ENEC | [6 empty] | 66 | 4000 | 386x347x72 |  | 220-240V |  | 5 |  |  |  | 70 |  | 4000 |  | > 104000 |  | > 218000 |  |  | 120 |  |  | 9 | X5 | 25 | < 10% at 100.000 hours |  | Available | 740/559 | CIE(x=0.38. y=0.38) 5SDCM | Class I . Class II | IK09 |  |  | 35 |  | -40 | 1 | 19 | RAL 7035 | 50-60Hz | Passive | LED | dimmable | Road & Street | SLBT | Road & Street |  |  | 2280 | No sensor | [7 empty] | > 215000
TBD | SLBT/3/F/B2/19/40... | image | datasheet | deeplink | TUNGSRAM - SLBt - 2290lm - 19W - 4000K - 70CRI - TBD[SKU] - Universal coupler 35-76mm | 5 kg | Universal coupler 35-76mm | LED | 1 | 19 | [8 empty] | CE. ENEC | [6 empty] | 66 | 4000 | 386x347x72 |  | 220-240V |  | 5 |  |  |  | 70 |  | 4000 |  | > 104000 |  | > 218000 |  |  | 120.53 |  |  | 9 | B2 | 25 | < 10% at 100.000 hours |  | Available | 740/559 | CIE(x=0.38. y=0.38) 5SDCM | Class I . Class II | IK09 |  |  | 35 |  | -40 | 1 | 19 | RAL 7035 | 50-60Hz | Passive | LED | dimmable | Road & Street | SLBT | Road & Street |  |  | 2290 | No sensor | [7 empty] | > 215000
TBD | SLBT/3/F/P5/19/40... | image | datasheet | deeplink | TUNGSRAM - SLBt - 2290lm - 19W - 4000K - 70CRI - TBD[SKU] - Universal coupler 35-76mm | 5 kg | Universal coupler 35-76mm | LED | 1 | 19 | [8 empty] | CE. ENEC | [6 empty] | 66 | 4000 | 386x347x72 |  | 220-240V |  | 5 |  |  |  | 70 |  | 4000 |  | > 104000 |  | > 218000 |  |  | 120.53 |  |  | 9 | P5 | 25 | < 10% at 100.000 hours |  | Available | 740/559 | CIE(x=0.38. y=0.38) 5SDCM | Class I . Class II | IK09 |  |  | 35 |  | -40 | 1 | 19 | RAL 7035 | 50-60Hz | Passive | LED | dimmable | Road & Street | SLBT | Road & Street |  |  | 2290 | No sensor | [7 empty] | > 215000
TBD | SLBT/3/F/G2/14/40... | image | datasheet | deeplink | TUNGSRAM - SLBt - 1650lm - 14W - 4000K - 70CRI - TBD[SKU] - Universal coupler 35-76mm | 5 kg | Universal coupler 35-76mm | LED | 1 | 14 | [8 empty] | CE. ENEC | [6 empty] | 66 | 4000 | 386x347x72 |  | 220-240V |  | 5 |  |  |  | 70 |  | 4000 |  | > 104000 |  | > 218000 |  |  | 117.86 |  |  | 9 | G2 | 25 | < 10% at 100.000 hours |  | Available | 740/559 | CIE(x=0.38. y=0.38) 5SDCM | Class I . Class II | IK09 |  |  | 35 |  | -40 | 1 | 14 | RAL 7035 | 50-60Hz | Passive | LED | dimmable | Road & Street | SLBT | Road & Street |  |  | 1650 | No sensor | [7 empty] | > 215000
TBD | SLBT/3/F/Y5/14/40... | image | datasheet | deeplink | TUNGSRAM - SLBt - 1620lm - 14W - 4000K - 70CRI - TBD[SKU] - Universal coupler 35-76mm | 5 kg | Universal coupler 35-76mm | LED | 1 | 14 | [8 empty] | CE. ENEC | [6 empty] | 66 | 4000 | 386x347x72 |  | 220-240V |  | 5 |  |  |  | 70 |  | 4000 |  | > 104000 |  | > 218000 |  |  | 115.71 |  |  | 9 | Y5 | 25 | < 10% at 100.000 hours |  | Available | 740/559 | CIE(x=0.38. y=0.38) 5SDCM | Class I . Class II | IK09 |  |  | 35 |  | -40 | 1 | 14 | RAL 7035 | 50-60Hz | Passive | LED | dimmable | Road & Street | SLBT | Road & Street |  |  | 1620 | No sensor | [7 empty] | > 215000
TBD | SLBT/3/F/Z5/14/40... | image | datasheet | deeplink | TUNGSRAM - SLBt - 1650lm - 14W - 4000K - 70CRI - TBD[SKU] - Universal coupler 35-76mm | 5 kg | Universal coupler 35-76mm | LED | 1 | 14 | [8 empty] | CE. ENEC | [6 empty] | 66 | 4000 | 386x347x72 |  | 220-240V |  | 5 |  |  |  | 70 |  | 4000 |  | > 104000 |  | > 218000 |  |  | 117.86 |  |  | 9 | Z5 | 25 | < 10% at 100.000 hours |  | Available | 740/559 | CIE(x=0.38. y=0.38) 5SDCM | Class I . Class II | IK09 |  |  | 35 |  | -40 | 1 | 14 | RAL 7035 | 50-60Hz | Passive | LED | dimmable | Road & Street | SLBT | Road & Street |  |  | 1650 | No sensor | [7 empty] | > 215000
TBD | SLBT/3/F/X5/14/40... | image | datasheet | deeplink | TUNGSRAM - SLBt - 1660lm - 14W - 4000K - 70CRI - TBD[SKU] - Universal coupler 35-76mm | 5 kg | Universal coupler 35-76mm | LED | 1 | 14 | [8 empty] | CE. ENEC | [6 empty] | 66 | 4000 | 386x347x72 |  | 220-240V |  | 5 |  |  |  | 70 |  | 4000 |  | > 104000 |  | > 218000 |  |  | 118.57 |  |  | 9 | X5 | 25 | < 10% at 100.000 hours |  | Available | 740/559 | CIE(x=0.38. y=0.38) 5SDCM | Class I . Class II | IK09 |  |  | 35 |  | -40 | 1 | 14 | RAL 7035 | 50-60Hz | Passive | LED | dimmable | Road & Street | SLBT | Road & Street |  |  | 1660 | No sensor | [7 empty] | > 215000
TBD | SLBT/3/F/B2/14/40... | image | datasheet | deeplink | TUNGSRAM - SLBt - 1670lm - 14W - 4000K - 70CRI - TBD[SKU] - Universal coupler 35-76mm | 5 kg | Universal coupler 35-76mm | LED | 1 | 14 | [8 empty] | CE. ENEC | [6 empty] | 66 | 4000 | 386x347x72 |  | 220-240V |  | 5 |  |  |  | 70 |  | 4000 |  | > 104000 |  | > 218000 |  |  | 119.29 |  |  | 9 | B2 | 25 | < 10% at 100.000 hours |  | Available | 740/559 | CIE(x=0.38. y=0.38) 5SDCM | Class I . Class II | IK09 |  |  | 35 |  | -40 | 1 | 14 | RAL 7035 | 50-60Hz | Passive | LED | dimmable | Road & Street | SLBT | Road & Street |  |  | 1670 | No sensor | [7 empty] | > 215000
TBD | SLBT/3/F/P5/14/40... | image | datasheet | deeplink | TUNGSRAM - SLBt - 1670lm - 14W - 4000K - 70CRI - TBD[SKU] - Universal coupler 35-76mm | 5 kg | Universal coupler 35-76mm | LED | 1 | 14 | [8 empty] | CE. ENEC | [6 empty] | 66 | 4000 | 386x347x72 |  | 220-240V |  | 5 |  |  |  | 70 |  | 4000 |  | > 104000 |  | > 218000 |  |  | 119.29 |  |  | 9 | P5 | 25 | < 10% at 100.000 hours |  | Available | 740/559 | CIE(x=0.38. y=0.38) 5SDCM | Class I . Class II | IK09 |  |  | 35 |  | -40 | 1 | 14 | RAL 7035 | 50-60Hz | Passive | LED | dimmable | Road & Street | SLBT | Road & Street |  |  | 1670 | No sensor | [7 empty] | > 215000
TBD | SLBT/3/F/G2/55/30... | image | datasheet | deeplink | TUNGSRAM - SLBt - 5980lm - 55W - 3000K - 70CRI - TBD[SKU] - Universal coupler 35-76mm | 5 kg | Universal coupler 35-76mm | LED | 1 | 55 | [8 empty] | CE. ENEC | [6 empty] | 66 | 3000 | 386x347x72 |  | 220-240V |  | 5 |  |  |  | 70 |  | 3000 |  | > 104000 |  | > 218000 |  |  | 108.73 |  |  | 9 | G2 | 25 | < 10% at 100.000 hours |  | Available | 730/559 | CIE(x=0.43. y=0.403) 5SDCM | Class I . Class II | IK09 |  |  | 35 |  | -40 | 1 | 55 | RAL 7035 | 50-60Hz | Passive | LED | dimmable | Road & Street | SLBT | Road & Street |  |  | 5980 | No sensor | [7 empty] | > 215000
TBD | SLBT/3/F/Y5/55/30... | image | datasheet | deeplink | TUNGSRAM - SLBt - 5850lm - 55W - 3000K - 70CRI - TBD[SKU] - Universal coupler 35-76mm | 5 kg | Universal coupler 35-76mm | LED | 1 | 55 | [8 empty] | CE. ENEC | [6 empty] | 66 | 3000 | 386x347x72 |  | 220-240V |  | 5 |  |  |  | 70 |  | 3000 |  | > 104000 |  | > 218000 |  |  | 106.36 |  |  | 9 | Y5 | 25 | < 10% at 100.000 hours |  | Available | 730/559 | CIE(x=0.43. y=0.403) 5SDCM | Class I . Class II | IK09 |  |  | 35 |  | -40 | 1 | 55 | RAL 7035 | 50-60Hz | Passive | LED | dimmable | Road & Street | SLBT | Road & Street |  |  | 5850 | No sensor | [7 empty] | > 215000
TBD | SLBT/3/F/Z5/55/30... | image | datasheet | deeplink | TUNGSRAM - SLBt - 5960lm - 55W - 3000K - 70CRI - TBD[SKU] - Universal coupler 35-76mm | 5 kg | Universal coupler 35-76mm | LED | 1 | 55 | [8 empty] | CE. ENEC | [6 empty] | 66 | 3000 | 386x347x72 |  | 220-240V |  | 5 |  |  |  | 70 |  | 3000 |  | > 104000 |  | > 218000 |  |  | 108.36 |  |  | 9 | Z5 | 25 | < 10% at 100.000 hours |  | Available | 730/559 | CIE(x=0.43. y=0.403) 5SDCM | Class I . Class II | IK09 |  |  | 35 |  | -40 | 1 | 55 | RAL 7035 | 50-60Hz | Passive | LED | dimmable | Road & Street | SLBT | Road & Street |  |  | 5960 | No sensor | [7 empty] | > 215000
TBD | SLBT/3/F/X5/55/30... | image | datasheet | deeplink | TUNGSRAM - SLBt - 6000lm - 55W - 3000K - 70CRI - TBD[SKU] - Universal coupler 35-76mm | 5 kg | Universal coupler 35-76mm | LED | 1 | 55 | [8 empty] | CE. ENEC | [6 empty] | 66 | 3000 | 386x347x72 |  | 220-240V |  | 5 |  |  |  | 70 |  | 3000 |  | > 104000 |  | > 218000 |  |  | 109.09 |  |  | 9 | X5 | 25 | < 10% at 100.000 hours |  | Available | 730/559 | CIE(x=0.43. y=0.403) 5SDCM | Class I . Class II | IK09 |  |  | 35 |  | -40 | 1 | 55 | RAL 7035 | 50-60Hz | Passive | LED | dimmable | Road & Street | SLBT | Road & Street |  |  | 6000 | No sensor | [7 empty] | > 215000
TBD | SLBT/3/F/B2/55/30... | image | datasheet | deeplink | TUNGSRAM - SLBt - 6040lm - 55W - 3000K - 70CRI - TBD[SKU] - Universal coupler 35-76mm | 5 kg | Universal coupler 35-76mm | LED | 1 | 55 | [8 empty] | CE. ENEC | [6 empty] | 66 | 3000 | 386x347x72 |  | 220-240V |  | 5 |  |  |  | 70 |  | 3000 |  | > 104000 |  | > 218000 |  |  | 109.82 |  |  | 9 | B2 | 25 | < 10% at 100.000 hours |  | Available | 730/559 | CIE(x=0.43. y=0.403) 5SDCM | Class I . Class II | IK09 |  |  | 35 |  | -40 | 1 | 55 | RAL 7035 | 50-60Hz | Passive | LED | dimmable | Road & Street | SLBT | Road & Street |  |  | 6040 | No sensor | [7 empty] | > 215000
TBD | SLBT/3/F/P5/55/30... | image | datasheet | deeplink | TUNGSRAM - SLBt - 6020lm - 55W - 3000K - 70CRI - TBD[SKU] - Universal coupler 35-76mm | 5 kg | Universal coupler 35-76mm | LED | 1 | 55 | [8 empty] | CE. ENEC | [6 empty] | 66 | 3000 | 386x347x72 |  | 220-240V |  | 5 |  |  |  | 70 |  | 3000 |  | > 104000 |  | > 218000 |  |  | 109.45 |  |  | 9 | P5 | 25 | < 10% at 100.000 hours |  | Available | 730/559 | CIE(x=0.43. y=0.403) 5SDCM | Class I . Class II | IK09 |  |  | 35 |  | -40 | 1 | 55 | RAL 7035 | 50-60Hz | Passive | LED | dimmable | Road & Street | SLBT | Road & Street |  |  | 6020 | No sensor | [7 empty] | > 215000
TBD | SLBT/3/F/G2/47/30... | image | datasheet | deeplink | TUNGSRAM - SLBt - 5360lm - 47W - 3000K - 70CRI - TBD[SKU] - Universal coupler 35-76mm | 5 kg | Universal coupler 35-76mm | LED | 1 | 47 | [8 empty] | CE. ENEC | [6 empty] | 66 | 3000 | 386x347x72 |  | 220-240V |  | 5 |  |  |  | 70 |  | 3000 |  | > 104000 |  | > 218000 |  |  | 114.04 |  |  | 9 | G2 | 25 | < 10% at 100.000 hours |  | Available | 730/559 | CIE(x=0.43. y=0.403) 5SDCM | Class I . Class II | IK09 |  |  | 35 |  | -40 | 1 | 47 | RAL 7035 | 50-60Hz | Passive | LED | dimmable | Road & Street | SLBT | Road & Street |  |  | 5360 | No sensor | [7 empty] | > 215000
TBD | SLBT/3/F/Y5/47/30... | image | datasheet | deeplink | TUNGSRAM - SLBt - 5250lm - 47W - 3000K - 70CRI - TBD[SKU] - Universal coupler 35-76mm | 5 kg | Universal coupler 35-76mm | LED | 1 | 47 | [8 empty] | CE. ENEC | [6 empty] | 66 | 3000 | 386x347x72 |  | 220-240V |  | 5 |  |  |  | 70 |  | 3000 |  | > 104000 |  | > 218000 |  |  | 111.7 |  |  | 9 | Y5 | 25 | < 10% at 100.000 hours |  | Available | 730/559 | CIE(x=0.43. y=0.403) 5SDCM | Class I . Class II | IK09 |  |  | 35 |  | -40 | 1 | 47 | RAL 7035 | 50-60Hz | Passive | LED | dimmable | Road & Street | SLBT | Road & Street |  |  | 5250 | No sensor | [7 empty] | > 215000
TBD | SLBT/3/F/Z5/47/30... | image | datasheet | deeplink | TUNGSRAM - SLBt - 5350lm - 47W - 3000K - 70CRI - TBD[SKU] - Universal coupler 35-76mm | 5 kg | Universal coupler 35-76mm | LED | 1 | 47 | [8 empty] | CE. ENEC | [6 empty] | 66 | 3000 | 386x347x72 |  | 220-240V |  | 5 |  |  |  | 70 |  | 3000 |  | > 104000 |  | > 218000 |  |  | 113.83 |  |  | 9 | Z5 | 25 | < 10% at 100.000 hours |  | Available | 730/559 | CIE(x=0.43. y=0.403) 5SDCM | Class I . Class II | IK09 |  |  | 35 |  | -40 | 1 | 47 | RAL 7035 | 50-60Hz | Passive | LED | dimmable | Road & Street | SLBT | Road & Street |  |  | 5350 | No sensor | [7 empty] | > 215000
TBD | SLBT/3/F/X5/47/30... | image | datasheet | deeplink | TUNGSRAM - SLBt - 5390lm - 47W - 3000K - 70CRI - TBD[SKU] - Universal coupler 35-76mm | 5 kg | Universal coupler 35-76mm | LED | 1 | 47 | [8 empty] | CE. ENEC | [6 empty] | 66 | 3000 | 386x347x72 |  | 220-240V |  | 5 |  |  |  | 70 |  | 3000 |  | > 104000 |  | > 218000 |  |  | 114.68 |  |  | 9 | X5 | 25 | < 10% at 100.000 hours |  | Available | 730/559 | CIE(x=0.43. y=0.403) 5SDCM | Class I . Class II | IK09 |  |  | 35 |  | -40 | 1 | 47 | RAL 7035 | 50-60Hz | Passive | LED | dimmable | Road & Street | SLBT | Road & Street |  |  | 5390 | No sensor | [7 empty] | > 215000
TBD | SLBT/3/F/B2/47/30... | image | datasheet | deeplink | TUNGSRAM - SLBt - 5430lm - 47W - 3000K - 70CRI - TBD[SKU] - Universal coupler 35-76mm | 5 kg | Universal coupler 35-76mm | LED | 1 | 47 | [8 empty] | CE. ENEC | [6 empty] | 66 | 3000 | 386x347x72 |  | 220-240V |  | 5 |  |  |  | 70 |  | 3000 |  | > 104000 |  | > 218000 |  |  | 115.53 |  |  | 9 | B2 | 25 | < 10% at 100.000 hours |  | Available | 730/559 | CIE(x=0.43. y=0.403) 5SDCM | Class I . Class II | IK09 |  |  | 35 |  | -40 | 1 | 47 | RAL 7035 | 50-60Hz | Passive | LED | dimmable | Road & Street | SLBT | Road & Street |  |  | 5430 | No sensor | [7 empty] | > 215000
TBD | SLBT/3/F/P5/47/30... | image | datasheet | deeplink | TUNGSRAM - SLBt - 5410lm - 47W - 3000K - 70CRI - TBD[SKU] - Universal coupler 35-76mm | 5 kg | Universal coupler 35-76mm | LED | 1 | 47 | [8 empty] | CE. ENEC | [6 empty] | 66 | 3000 | 386x347x72 |  | 220-240V |  | 5 |  |  |  | 70 |  | 3000 |  | > 104000 |  | > 218000 |  |  | 115.11 |  |  | 9 | P5 | 25 | < 10% at 100.000 hours |  | Available | 730/559 | CIE(x=0.43. y=0.403) 5SDCM | Class I . Class II | IK09 |  |  | 35 |  | -40 | 1 | 47 | RAL 7035 | 50-60Hz | Passive | LED | dimmable | Road & Street | SLBT | Road & Street |  |  | 5410 | No sensor | [7 empty] | > 215000
TBD | SLBT/3/F/G2/41/30... | image | datasheet | deeplink | TUNGSRAM - SLBt - 4710lm - 41W - 3000K - 70CRI - TBD[SKU] - Universal coupler 35-76mm | 5 kg | Universal coupler 35-76mm | LED | 1 | 41 | [8 empty] | CE. ENEC | [6 empty] | 66 | 3000 | 386x347x72 |  | 220-240V |  | 5 |  |  |  | 70 |  | 3000 |  | > 104000 |  | > 218000 |  |  | 114.88 |  |  | 9 | G2 | 25 | < 10% at 100.000 hours |  | Available | 730/559 | CIE(x=0.43. y=0.403) 5SDCM | Class I . Class II | IK09 |  |  | 35 |  | -40 | 1 | 41 | RAL 7035 | 50-60Hz | Passive | LED | dimmable | Road & Street | SLBT | Road & Street |  |  | 4710 | No sensor | [7 empty] | > 215000
TBD | SLBT/3/F/Y5/41/30... | image | datasheet | deeplink | TUNGSRAM - SLBt - 4620lm - 41W - 3000K - 70CRI - TBD[SKU] - Universal coupler 35-76mm | 5 kg | Universal coupler 35-76mm | LED | 1 | 41 | [8 empty] | CE. ENEC | [6 empty] | 66 | 3000 | 386x347x72 |  | 220-240V |  | 5 |  |  |  | 70 |  | 3000 |  | > 104000 |  | > 218000 |  |  | 112.68 |  |  | 9 | Y5 | 25 | < 10% at 100.000 hours |  | Available | 730/559 | CIE(x=0.43. y=0.403) 5SDCM | Class I . Class II | IK09 |  |  | 35 |  | -40 | 1 | 41 | RAL 7035 | 50-60Hz | Passive | LED | dimmable | Road & Street | SLBT | Road & Street |  |  | 4620 | No sensor | [7 empty] | > 215000
TBD | SLBT/3/F/Z5/41/30... | image | datasheet | deeplink | TUNGSRAM - SLBt - 4700lm - 41W - 3000K - 70CRI - TBD[SKU] - Universal coupler 35-76mm | 5 kg | Universal coupler 35-76mm | LED | 1 | 41 | [8 empty] | CE. ENEC | [6 empty] | 66 | 3000 | 386x347x72 |  | 220-240V |  | 5 |  |  |  | 70 |  | 3000 |  | > 104000 |  | > 218000 |  |  | 114.63 |  |  | 9 | Z5 | 25 | < 10% at 100.000 hours |  | Available | 730/559 | CIE(x=0.43. y=0.403) 5SDCM | Class I . Class II | IK09 |  |  | 35 |  | -40 | 1 | 41 | RAL 7035 | 50-60Hz | Passive | LED | dimmable | Road & Street | SLBT | Road & Street |  |  | 4700 | No sensor | [7 empty] | > 215000
TBD | SLBT/3/F/X5/41/30... | image | datasheet | deeplink | TUNGSRAM - SLBt - 4740lm - 41W - 3000K - 70CRI - TBD[SKU] - Universal coupler 35-76mm | 5 kg | Universal coupler 35-76mm | LED | 1 | 41 | [8 empty] | CE. ENEC | [6 empty] | 66 | 3000 | 386x347x72 |  | 220-240V |  | 5 |  |  |  | 70 |  | 3000 |  | > 104000 |  | > 218000 |  |  | 115.61 |  |  | 9 | X5 | 25 | < 10% at 100.000 hours |  | Available | 730/559 | CIE(x=0.43. y=0.403) 5SDCM | Class I . Class II | IK09 |  |  | 35 |  | -40 | 1 | 41 | RAL 7035 | 50-60Hz | Passive | LED | dimmable | Road & Street | SLBT | Road & Street |  |  | 4740 | No sensor | [7 empty] | > 215000
TBD | SLBT/3/F/B2/41/30... | image | datasheet | deeplink | TUNGSRAM - SLBt - 4770lm - 41W - 3000K - 70CRI - TBD[SKU] - Universal coupler 35-76mm | 5 kg | Universal coupler 35-76mm | LED | 1 | 41 | [8 empty] | CE. ENEC | [6 empty] | 66 | 3000 | 386x347x72 |  | 220-240V |  | 5 |  |  |  | 70 |  | 3000 |  | > 104000 |  | > 218000 |  |  | 116.34 |  |  | 9 | B2 | 25 | < 10% at 100.000 hours |  | Available | 730/559 | CIE(x=0.43. y=0.403) 5SDCM | Class I . Class II | IK09 |  |  | 35 |  | -40 | 1 | 41 | RAL 7035 | 50-60Hz | Passive | LED | dimmable | Road & Street | SLBT | Road & Street |  |  | 4770 | No sensor | [7 empty] | > 215000
TBD | SLBT/3/F/P5/41/30... | image | datasheet | deeplink | TUNGSRAM - SLBt - 4760lm - 41W - 3000K - 70CRI - TBD[SKU] - Universal coupler 35-76mm | 5 kg | Universal coupler 35-76mm | LED | 1 | 41 | [8 empty] | CE. ENEC | [6 empty] | 66 | 3000 | 386x347x72 |  | 220-240V |  | 5 |  |  |  | 70 |  | 3000 |  | > 104000 |  | > 218000 |  |  | 116.1 |  |  | 9 | P5 | 25 | < 10% at 100.000 hours |  | Available | 730/559 | CIE(x=0.43. y=0.403) 5SDCM | Class I . Class II | IK09 |  |  | 35 |  | -40 | 1 | 41 | RAL 7035 | 50-60Hz | Passive | LED | dimmable | Road & Street | SLBT | Road & Street |  |  | 4760 | No sensor | [7 empty] | > 215000
TBD | SLBT/3/F/G2/35/30... | image | datasheet | deeplink | TUNGSRAM - SLBt - 4000lm - 35W - 3000K - 70CRI - TBD[SKU] - Universal coupler 35-76mm | 5 kg | Universal coupler 35-76mm | LED | 1 | 35 | [8 empty] | CE. ENEC | [6 empty] | 66 | 3000 | 386x347x72 |  | 220-240V |  | 5 |  |  |  | 70 |  | 3000 |  | > 104000 |  | > 218000 |  |  | 114.29 |  |  | 9 | G2 | 25 | < 10% at 100.000 hours |  | Available | 730/559 | CIE(x=0.43. y=0.403) 5SDCM | Class I . Class II | IK09 |  |  | 35 |  | -40 | 1 | 35 | RAL 7035 | 50-60Hz | Passive | LED | dimmable | Road & Street | SLBT | Road & Street |  |  | 4000 | No sensor | [7 empty] | > 215000
TBD | SLBT/3/F/Y5/35/30... | image | datasheet | deeplink | TUNGSRAM - SLBt - 3920lm - 35W - 3000K - 70CRI - TBD[SKU] - Universal coupler 35-76mm | 5 kg | Universal coupler 35-76mm | LED | 1 | 35 | [8 empty] | CE. ENEC | [6 empty] | 66 | 3000 | 386x347x72 |  | 220-240V |  | 5 |  |  |  | 70 |  | 3000 |  | > 104000 |  | > 218000 |  |  | 112 |  |  | 9 | Y5 | 25 | < 10% at 100.000 hours |  | Available | 730/559 | CIE(x=0.43. y=0.403) 5SDCM | Class I . Class II | IK09 |  |  | 35 |  | -40 | 1 | 35 | RAL 7035 | 50-60Hz | Passive | LED | dimmable | Road & Street | SLBT | Road & Street |  |  | 3920 | No sensor | [7 empty] | > 215000
TBD | SLBT/3/F/Z5/35/30... | image | datasheet | deeplink | TUNGSRAM - SLBt - 3990lm - 35W - 3000K - 70CRI - TBD[SKU] - Universal coupler 35-76mm | 5 kg | Universal coupler 35-76mm | LED | 1 | 35 | [8 empty] | CE. ENEC | [6 empty] | 66 | 3000 | 386x347x72 |  | 220-240V |  | 5 |  |  |  | 70 |  | 3000 |  | > 104000 |  | > 218000 |  |  | 114 |  |  | 9 | Z5 | 25 | < 10% at 100.000 hours |  | Available | 730/559 | CIE(x=0.43. y=0.403) 5SDCM | Class I . Class II | IK09 |  |  | 35 |  | -40 | 1 | 35 | RAL 7035 | 50-60Hz | Passive | LED | dimmable | Road & Street | SLBT | Road & Street |  |  | 3990 | No sensor | [7 empty] | > 215000
TBD | SLBT/3/F/X5/35/30... | image | datasheet | deeplink | TUNGSRAM - SLBt - 4020lm - 35W - 3000K - 70CRI - TBD[SKU] - Universal coupler 35-76mm | 5 kg | Universal coupler 35-76mm | LED | 1 | 35 | [8 empty] | CE. ENEC | [6 empty] | 66 | 3000 | 386x347x72 |  | 220-240V |  | 5 |  |  |  | 70 |  | 3000 |  | > 104000 |  | > 218000 |  |  | 114.86 |  |  | 9 | X5 | 25 | < 10% at 100.000 hours |  | Available | 730/559 | CIE(x=0.43. y=0.403) 5SDCM | Class I . Class II | IK09 |  |  | 35 |  | -40 | 1 | 35 | RAL 7035 | 50-60Hz | Passive | LED | dimmable | Road & Street | SLBT | Road & Street |  |  | 4020 | No sensor | [7 empty] | > 215000
TBD | SLBT/3/F/B2/35/30... | image | datasheet | deeplink | TUNGSRAM - SLBt - 4050lm - 35W - 3000K - 70CRI - TBD[SKU] - Universal coupler 35-76mm | 5 kg | Universal coupler 35-76mm | LED | 1 | 35 | [8 empty] | CE. ENEC | [6 empty] | 66 | 3000 | 386x347x72 |  | 220-240V |  | 5 |  |  |  | 70 |  | 3000 |  | > 104000 |  | > 218000 |  |  | 115.71 |  |  | 9 | B2 | 25 | < 10% at 100.000 hours |  | Available | 730/559 | CIE(x=0.43. y=0.403) 5SDCM | Class I . Class II | IK09 |  |  | 35 |  | -40 | 1 | 35 | RAL 7035 | 50-60Hz | Passive | LED | dimmable | Road & Street | SLBT | Road & Street |  |  | 4050 | No sensor | [7 empty] | > 215000
TBD | SLBT/3/F/P5/35/30... | image | datasheet | deeplink | TUNGSRAM - SLBt - 4040lm - 35W - 3000K - 70CRI - TBD[SKU] - Universal coupler 35-76mm | 5 kg | Universal coupler 35-76mm | LED | 1 | 35 | [8 empty] | CE. ENEC | [6 empty] | 66 | 3000 | 386x347x72 |  | 220-240V |  | 5 |  |  |  | 70 |  | 3000 |  | > 104000 |  | > 218000 |  |  | 115.43 |  |  | 9 | P5 | 25 | < 10% at 100.000 hours |  | Available | 730/559 | CIE(x=0.43. y=0.403) 5SDCM | Class I . Class II | IK09 |  |  | 35 |  | -40 | 1 | 35 | RAL 7035 | 50-60Hz | Passive | LED | dimmable | Road & Street | SLBT | Road & Street |  |  | 4040 | No sensor | [7 empty] | > 215000
TBD | SLBT/3/F/G2/28/30... | image | datasheet | deeplink | TUNGSRAM - SLBt - 3180lm - 28W - 3000K - 70CRI - TBD[SKU] - Universal coupler 35-76mm | 5 kg | Universal coupler 35-76mm | LED | 1 | 28 | [8 empty] | CE. ENEC | [6 empty] | 66 | 3000 | 386x347x72 |  | 220-240V |  | 5 |  |  |  | 70 |  | 3000 |  | > 104000 |  | > 218000 |  |  | 113.57 |  |  | 9 | G2 | 25 | < 10% at 100.000 hours |  | Available | 730/559 | CIE(x=0.43. y=0.403) 5SDCM | Class I . Class II | IK09 |  |  | 35 |  | -40 | 1 | 28 | RAL 7035 | 50-60Hz | Passive | LED | dimmable | Road & Street | SLBT | Road & Street |  |  | 3180 | No sensor | [7 empty] | > 215000
TBD | SLBT/3/F/Y5/28/30... | image | datasheet | deeplink | TUNGSRAM - SLBt - 3120lm - 28W - 3000K - 70CRI - TBD[SKU] - Universal coupler 35-76mm | 5 kg | Universal coupler 35-76mm | LED | 1 | 28 | [8 empty] | CE. ENEC | [6 empty] | 66 | 3000 | 386x347x72 |  | 220-240V |  | 5 |  |  |  | 70 |  | 3000 |  | > 104000 |  | > 218000 |  |  | 111.43 |  |  | 9 | Y5 | 25 | < 10% at 100.000 hours |  | Available | 730/559 | CIE(x=0.43. y=0.403) 5SDCM | Class I . Class II | IK09 |  |  | 35 |  | -40 | 1 | 28 | RAL 7035 | 50-60Hz | Passive | LED | dimmable | Road & Street | SLBT | Road & Street |  |  | 3120 | No sensor | [7 empty] | > 215000
TBD | SLBT/3/F/Z5/28/30... | image | datasheet | deeplink | TUNGSRAM - SLBt - 3180lm - 28W - 3000K - 70CRI - TBD[SKU] - Universal coupler 35-76mm | 5 kg | Universal coupler 35-76mm | LED | 1 | 28 | [8 empty] | CE. ENEC | [6 empty] | 66 | 3000 | 386x347x72 |  | 220-240V |  | 5 |  |  |  | 70 |  | 3000 |  | > 104000 |  | > 218000 |  |  | 113.57 |  |  | 9 | Z5 | 25 | < 10% at 100.000 hours |  | Available | 730/559 | CIE(x=0.43. y=0.403) 5SDCM | Class I . Class II | IK09 |  |  | 35 |  | -40 | 1 | 28 | RAL 7035 | 50-60Hz | Passive | LED | dimmable | Road & Street | SLBT | Road & Street |  |  | 3180 | No sensor | [7 empty] | > 215000
TBD | SLBT/3/F/X5/28/30... | image | datasheet | deeplink | TUNGSRAM - SLBt - 3200lm - 28W - 3000K - 70CRI - TBD[SKU] - Universal coupler 35-76mm | 5 kg | Universal coupler 35-76mm | LED | 1 | 28 | [8 empty] | CE. ENEC | [6 empty] | 66 | 3000 | 386x347x72 |  | 220-240V |  | 5 |  |  |  | 70 |  | 3000 |  | > 104000 |  | > 218000 |  |  | 114.29 |  |  | 9 | X5 | 25 | < 10% at 100.000 hours |  | Available | 730/559 | CIE(x=0.43. y=0.403) 5SDCM | Class I . Class II | IK09 |  |  | 35 |  | -40 | 1 | 28 | RAL 7035 | 50-60Hz | Passive | LED | dimmable | Road & Street | SLBT | Road & Street |  |  | 3200 | No sensor | [7 empty] | > 215000
TBD | SLBT/3/F/B2/28/30... | image | datasheet | deeplink | TUNGSRAM - SLBt - 3220lm - 28W - 3000K - 70CRI - TBD[SKU] - Universal coupler 35-76mm | 5 kg | Universal coupler 35-76mm | LED | 1 | 28 | [8 empty] | CE. ENEC | [6 empty] | 66 | 3000 | 386x347x72 |  | 220-240V |  | 5 |  |  |  | 70 |  | 3000 |  | > 104000 |  | > 218000 |  |  | 115 |  |  | 9 | B2 | 25 | < 10% at 100.000 hours |  | Available | 730/559 | CIE(x=0.43. y=0.403) 5SDCM | Class I . Class II | IK09 |  |  | 35 |  | -40 | 1 | 28 | RAL 7035 | 50-60Hz | Passive | LED | dimmable | Road & Street | SLBT | Road & Street |  |  | 3220 | No sensor | [7 empty] | > 215000
TBD | SLBT/3/F/P5/28/30... | image | datasheet | deeplink | TUNGSRAM - SLBt - 3210lm - 28W - 3000K - 70CRI - TBD[SKU] - Universal coupler 35-76mm | 5 kg | Universal coupler 35-76mm | LED | 1 | 28 | [8 empty] | CE. ENEC | [6 empty] | 66 | 3000 | 386x347x72 |  | 220-240V |  | 5 |  |  |  | 70 |  | 3000 |  | > 104000 |  | > 218000 |  |  | 114.64 |  |  | 9 | P5 | 25 | < 10% at 100.000 hours |  | Available | 730/559 | CIE(x=0.43. y=0.403) 5SDCM | Class I . Class II | IK09 |  |  | 35 |  | -40 | 1 | 28 | RAL 7035 | 50-60Hz | Passive | LED | dimmable | Road & Street | SLBT | Road & Street |  |  | 3210 | No sensor | [7 empty] | > 215000
TBD | SLBT/3/F/G2/19/30... | image | datasheet | deeplink | TUNGSRAM - SLBt - 2210lm - 19W - 3000K - 70CRI - TBD[SKU] - Universal coupler 35-76mm | 5 kg | Universal coupler 35-76mm | LED | 1 | 19 | [8 empty] | CE. ENEC | [6 empty] | 66 | 3000 | 386x347x72 |  | 220-240V |  | 5 |  |  |  | 70 |  | 3000 |  | > 104000 |  | > 218000 |  |  | 116.32 |  |  | 9 | G2 | 25 | < 10% at 100.000 hours |  | Available | 730/559 | CIE(x=0.43. y=0.403) 5SDCM | Class I . Class II | IK09 |  |  | 35 |  | -40 | 1 | 19 | RAL 7035 | 50-60Hz | Passive | LED | dimmable | Road & Street | SLBT | Road & Street |  |  | 2210 | No sensor | [7 empty] | > 215000
TBD | SLBT/3/F/Y5/19/30... | image | datasheet | deeplink | TUNGSRAM - SLBt - 2160lm - 19W - 3000K - 70CRI - TBD[SKU] - Universal coupler 35-76mm | 5 kg | Universal coupler 35-76mm | LED | 1 | 19 | [8 empty] | CE. ENEC | [6 empty] | 66 | 3000 | 386x347x72 |  | 220-240V |  | 5 |  |  |  | 70 |  | 3000 |  | > 104000 |  | > 218000 |  |  | 113.68 |  |  | 9 | Y5 | 25 | < 10% at 100.000 hours |  | Available | 730/559 | CIE(x=0.43. y=0.403) 5SDCM | Class I . Class II | IK09 |  |  | 35 |  | -40 | 1 | 19 | RAL 7035 | 50-60Hz | Passive | LED | dimmable | Road & Street | SLBT | Road & Street |  |  | 2160 | No sensor | [7 empty] | > 215000
TBD | SLBT/3/F/Z5/19/30... | image | datasheet | deeplink | TUNGSRAM - SLBt - 2200lm - 19W - 3000K - 70CRI - TBD[SKU] - Universal coupler 35-76mm | 5 kg | Universal coupler 35-76mm | LED | 1 | 19 | [8 empty] | CE. ENEC | [6 empty] | 66 | 3000 | 386x347x72 |  | 220-240V |  | 5 |  |  |  | 70 |  | 3000 |  | > 104000 |  | > 218000 |  |  | 115.79 |  |  | 9 | Z5 | 25 | < 10% at 100.000 hours |  | Available | 730/559 | CIE(x=0.43. y=0.403) 5SDCM | Class I . Class II | IK09 |  |  | 35 |  | -40 | 1 | 19 | RAL 7035 | 50-60Hz | Passive | LED | dimmable | Road & Street | SLBT | Road & Street |  |  | 2200 | No sensor | [7 empty] | > 215000
TBD | SLBT/3/F/X5/19/30... | image | datasheet | deeplink | TUNGSRAM - SLBt - 2220lm - 19W - 3000K - 70CRI - TBD[SKU] - Universal coupler 35-76mm | 5 kg | Universal coupler 35-76mm | LED | 1 | 19 | [8 empty] | CE. ENEC | [6 empty] | 66 | 3000 | 386x347x72 |  | 220-240V |  | 5 |  |  |  | 70 |  | 3000 |  | > 104000 |  | > 218000 |  |  | 116.84 |  |  | 9 | X5 | 25 | < 10% at 100.000 hours |  | Available | 730/559 | CIE(x=0.43. y=0.403) 5SDCM | Class I . Class II | IK09 |  |  | 35 |  | -40 | 1 | 19 | RAL 7035 | 50-60Hz | Passive | LED | dimmable | Road & Street | SLBT | Road & Street |  |  | 2220 | No sensor | [7 empty] | > 215000
TBD | SLBT/3/F/B2/19/30... | image | datasheet | deeplink | TUNGSRAM - SLBt - 2230lm - 19W - 3000K - 70CRI - TBD[SKU] - Universal coupler 35-76mm | 5 kg | Universal coupler 35-76mm | LED | 1 | 19 | [8 empty] | CE. ENEC | [6 empty] | 66 | 3000 | 386x347x72 |  | 220-240V |  | 5 |  |  |  | 70 |  | 3000 |  | > 104000 |  | > 218000 |  |  | 117.37 |  |  | 9 | B2 | 25 | < 10% at 100.000 hours |  | Available | 730/559 | CIE(x=0.43. y=0.403) 5SDCM | Class I . Class II | IK09 |  |  | 35 |  | -40 | 1 | 19 | RAL 7035 | 50-60Hz | Passive | LED | dimmable | Road & Street | SLBT | Road & Street |  |  | 2230 | No sensor | [7 empty] | > 215000
TBD | SLBT/3/F/P5/19/30... | image | datasheet | deeplink | TUNGSRAM - SLBt - 2230lm - 19W - 3000K - 70CRI - TBD[SKU] - Universal coupler 35-76mm | 5 kg | Universal coupler 35-76mm | LED | 1 | 19 | [8 empty] | CE. ENEC | [6 empty] | 66 | 3000 | 386x347x72 |  | 220-240V |  | 5 |  |  |  | 70 |  | 3000 |  | > 104000 |  | > 218000 |  |  | 117.37 |  |  | 9 | P5 | 25 | < 10% at 100.000 hours |  | Available | 730/559 | CIE(x=0.43. y=0.403) 5SDCM | Class I . Class II | IK09 |  |  | 35 |  | -40 | 1 | 19 | RAL 7035 | 50-60Hz | Passive | LED | dimmable | Road & Street | SLBT | Road & Street |  |  | 2230 | No sensor | [7 empty] | > 215000
TBD | SLBT/3/F/G2/14/30... | image | datasheet | deeplink | TUNGSRAM - SLBt - 1600lm - 14W - 3000K - 70CRI - TBD[SKU] - Universal coupler 35-76mm | 5 kg | Universal coupler 35-76mm | LED | 1 | 14 | [8 empty] | CE. ENEC | [6 empty] | 66 | 3000 | 386x347x72 |  | 220-240V |  | 5 |  |  |  | 70 |  | 3000 |  | > 104000 |  | > 218000 |  |  | 114.29 |  |  | 9 | G2 | 25 | < 10% at 100.000 hours |  | Available | 730/559 | CIE(x=0.43. y=0.403) 5SDCM | Class I . Class II | IK09 |  |  | 35 |  | -40 | 1 | 14 | RAL 7035 | 50-60Hz | Passive | LED | dimmable | Road & Street | SLBT | Road & Street |  |  | 1600 | No sensor | [7 empty] | > 215000
TBD | SLBT/3/F/Y5/14/30... | image | datasheet | deeplink | TUNGSRAM - SLBt - 1570lm - 14W - 3000K - 70CRI - TBD[SKU] - Universal coupler 35-76mm | 5 kg | Universal coupler 35-76mm | LED | 1 | 14 | [8 empty] | CE. ENEC | [6 empty] | 66 | 3000 | 386x347x72 |  | 220-240V |  | 5 |  |  |  | 70 |  | 3000 |  | > 104000 |  | > 218000 |  |  | 112.14 |  |  | 9 | Y5 | 25 | < 10% at 100.000 hours |  | Available | 730/559 | CIE(x=0.43. y=0.403) 5SDCM | Class I . Class II | IK09 |  |  | 35 |  | -40 | 1 | 14 | RAL 7035 | 50-60Hz | Passive | LED | dimmable | Road & Street | SLBT | Road & Street |  |  | 1570 | No sensor | [7 empty] | > 215000
TBD | SLBT/3/F/Z5/14/30... | image | datasheet | deeplink | TUNGSRAM - SLBt - 1600lm - 14W - 3000K - 70CRI - TBD[SKU] - Universal coupler 35-76mm | 5 kg | Universal coupler 35-76mm | LED | 1 | 14 | [8 empty] | CE. ENEC | [6 empty] | 66 | 3000 | 386x347x72 |  | 220-240V |  | 5 |  |  |  | 70 |  | 3000 |  | > 104000 |  | > 218000 |  |  | 114.29 |  |  | 9 | Z5 | 25 | < 10% at 100.000 hours |  | Available | 730/559 | CIE(x=0.43. y=0.403) 5SDCM | Class I . Class II | IK09 |  |  | 35 |  | -40 | 1 | 14 | RAL 7035 | 50-60Hz | Passive | LED | dimmable | Road & Street | SLBT | Road & Street |  |  | 1600 | No sensor | [7 empty] | > 215000
TBD | SLBT/3/F/X5/14/30... | image | datasheet | deeplink | TUNGSRAM - SLBt - 1610lm - 14W - 3000K - 70CRI - TBD[SKU] - Universal coupler 35-76mm | 5 kg | Universal coupler 35-76mm | LED | 1 | 14 | [8 empty] | CE. ENEC | [6 empty] | 66 | 3000 | 386x347x72 |  | 220-240V |  | 5 |  |  |  | 70 |  | 3000 |  | > 104000 |  | > 218000 |  |  | 115 |  |  | 9 | X5 | 25 | < 10% at 100.000 hours |  | Available | 730/559 | CIE(x=0.43. y=0.403) 5SDCM | Class I . Class II | IK09 |  |  | 35 |  | -40 | 1 | 14 | RAL 7035 | 50-60Hz | Passive | LED | dimmable | Road & Street | SLBT | Road & Street |  |  | 1610 | No sensor | [7 empty] | > 215000
TBD | SLBT/3/F/B2/14/30... | image | datasheet | deeplink | TUNGSRAM - SLBt - 1620lm - 14W - 3000K - 70CRI - TBD[SKU] - Universal coupler 35-76mm | 5 kg | Universal coupler 35-76mm | LED | 1 | 14 | [8 empty] | CE. ENEC | [6 empty] | 66 | 3000 | 386x347x72 |  | 220-240V |  | 5 |  |  |  | 70 |  | 3000 |  | > 104000 |  | > 218000 |  |  | 115.71 |  |  | 9 | B2 | 25 | < 10% at 100.000 hours |  | Available | 730/559 | CIE(x=0.43. y=0.403) 5SDCM | Class I . Class II | IK09 |  |  | 35 |  | -40 | 1 | 14 | RAL 7035 | 50-60Hz | Passive | LED | dimmable | Road & Street | SLBT | Road & Street |  |  | 1620 | No sensor | [7 empty] | > 215000
TBD | SLBT/3/F/P5/14/30... | image | datasheet | deeplink | TUNGSRAM - SLBt - 1620lm - 14W - 3000K - 70CRI - TBD[SKU] - Universal coupler 35-76mm | 5 kg | Universal coupler 35-76mm | LED | 1 | 14 | [8 empty] | CE. ENEC | [6 empty] | 66 | 3000 | 386x347x72 |  | 220-240V |  | 5 |  |  |  | 70 |  | 3000 |  | > 104000 |  | > 218000 |  |  | 115.71 |  |  | 9 | P5 | 25 | < 10% at 100.000 hours |  | Available | 730/559 | CIE(x=0.43. y=0.403) 5SDCM | Class I . Class II | IK09 |  |  | 35 |  | -40 | 1 | 14 | RAL 7035 | 50-60Hz | Passive | LED | dimmable | Road & Street | SLBT | Road & Street |  |  | 1620 | No sensor | [7 empty] | > 215000
TBD | SLBT/3/F/E2/55/30... | image | datasheet | deeplink | TUNGSRAM - SLBt - 6000lm - 55W - 3000K - 70CRI - TBD[SKU] - Universal coupler 35-76mm | 5 kg | Universal coupler 35-76mm | LED | 1 | 55 | [8 empty] | CE. ENEC | [6 empty] | 66 | 3000 | 386x347x72 |  | 220-240V |  | 5 |  |  |  | 70 |  | 3000 |  | > 104000 |  | > 218000 |  |  | 109.09 |  |  | 9 | E2 | 25 | < 10% at 100.000 hours |  | Available | 730/559 | CIE(x=0.43. y=0.403) 5SDCM | Class I . Class II | IK09 |  |  | 35 |  | -40 | 1 | 55 | RAL 7035 | 50-60Hz | Passive | LED | dimmable | Road & Street | SLBT | Road & Street |  |  | 6000 | No sensor | [7 empty] | > 215000
TBD | SLBT/3/F/F5/55/30... | image | datasheet | deeplink | TUNGSRAM - SLBt - 5950lm - 55W - 3000K - 70CRI - TBD[SKU] - Universal coupler 35-76mm | 5 kg | Universal coupler 35-76mm | LED | 1 | 55 | [8 empty] | CE. ENEC | [6 empty] | 66 | 3000 | 386x347x72 |  | 220-240V |  | 5 |  |  |  | 70 |  | 3000 |  | > 104000 |  | > 218000 |  |  | 108.18 |  |  | 9 | F5 | 25 | < 10% at 100.000 hours |  | Available | 730/559 | CIE(x=0.43. y=0.403) 5SDCM | Class I . Class II | IK09 |  |  | 35 |  | -40 | 1 | 55 | RAL 7035 | 50-60Hz | Passive | LED | dimmable | Road & Street | SLBT | Road & Street |  |  | 5950 | No sensor | [7 empty] | > 215000
TBD | SLBT/3/F/C5/55/30... | image | datasheet | deeplink | TUNGSRAM - SLBt - 6040lm - 55W - 3000K - 70CRI - TBD[SKU] - Universal coupler 35-76mm | 5 kg | Universal coupler 35-76mm | LED | 1 | 55 | [8 empty] | CE. ENEC | [6 empty] | 66 | 3000 | 386x347x72 |  | 220-240V |  | 5 |  |  |  | 70 |  | 3000 |  | > 104000 |  | > 218000 |  |  | 109.82 |  |  | 9 | C5 | 25 | < 10% at 100.000 hours |  | Available | 730/559 | CIE(x=0.43. y=0.403) 5SDCM | Class I . Class II | IK09 |  |  | 35 |  | -40 | 1 | 55 | RAL 7035 | 50-60Hz | Passive | LED | dimmable | Road & Street | SLBT | Road & Street |  |  | 6040 | No sensor | [7 empty] | > 215000
TBD | SLBT/3/F/E2/47/30... | image | datasheet | deeplink | TUNGSRAM - SLBt - 5390lm - 47W - 3000K - 70CRI - TBD[SKU] - Universal coupler 35-76mm | 5 kg | Universal coupler 35-76mm | LED | 1 | 47 | [8 empty] | CE. ENEC | [6 empty] | 66 | 3000 | 386x347x72 |  | 220-240V |  | 5 |  |  |  | 70 |  | 3000 |  | > 104000 |  | > 218000 |  |  | 114.68 |  |  | 9 | E2 | 25 | < 10% at 100.000 hours |  | Available | 730/559 | CIE(x=0.43. y=0.403) 5SDCM | Class I . Class II | IK09 |  |  | 35 |  | -40 | 1 | 47 | RAL 7035 | 50-60Hz | Passive | LED | dimmable | Road & Street | SLBT | Road & Street |  |  | 5390 | No sensor | [7 empty] | > 215000
TBD | SLBT/3/F/F5/47/30... | image | datasheet | deeplink | TUNGSRAM - SLBt - 5340lm - 47W - 3000K - 70CRI - TBD[SKU] - Universal coupler 35-76mm | 5 kg | Universal coupler 35-76mm | LED | 1 | 47 | [8 empty] | CE. ENEC | [6 empty] | 66 | 3000 | 386x347x72 |  | 220-240V |  | 5 |  |  |  | 70 |  | 3000 |  | > 104000 |  | > 218000 |  |  | 113.62 |  |  | 9 | F5 | 25 | < 10% at 100.000 hours |  | Available | 730/559 | CIE(x=0.43. y=0.403) 5SDCM | Class I . Class II | IK09 |  |  | 35 |  | -40 | 1 | 47 | RAL 7035 | 50-60Hz | Passive | LED | dimmable | Road & Street | SLBT | Road & Street |  |  | 5340 | No sensor | [7 empty] | > 215000
TBD | SLBT/3/F/C5/47/30... | image | datasheet | deeplink | TUNGSRAM - SLBt - 5430lm - 47W - 3000K - 70CRI - TBD[SKU] - Universal coupler 35-76mm | 5 kg | Universal coupler 35-76mm | LED | 1 | 47 | [8 empty] | CE. ENEC | [6 empty] | 66 | 3000 | 386x347x72 |  | 220-240V |  | 5 |  |  |  | 70 |  | 3000 |  | > 104000 |  | > 218000 |  |  | 115.53 |  |  | 9 | C5 | 25 | < 10% at 100.000 hours |  | Available | 730/559 | CIE(x=0.43. y=0.403) 5SDCM | Class I . Class II | IK09 |  |  | 35 |  | -40 | 1 | 47 | RAL 7035 | 50-60Hz | Passive | LED | dimmable | Road & Street | SLBT | Road & Street |  |  | 5430 | No sensor | [7 empty] | > 215000
TBD | SLBT/3/F/E2/41/30... | image | datasheet | deeplink | TUNGSRAM - SLBt - 4740lm - 41W - 3000K - 70CRI - TBD[SKU] - Universal coupler 35-76mm | 5 kg | Universal coupler 35-76mm | LED | 1 | 41 | [8 empty] | CE. ENEC | [6 empty] | 66 | 3000 | 386x347x72 |  | 220-240V |  | 5 |  |  |  | 70 |  | 3000 |  | > 104000 |  | > 218000 |  |  | 115.61 |  |  | 9 | E2 | 25 | < 10% at 100.000 hours |  | Available | 730/559 | CIE(x=0.43. y=0.403) 5SDCM | Class I . Class II | IK09 |  |  | 35 |  | -40 | 1 | 41 | RAL 7035 | 50-60Hz | Passive | LED | dimmable | Road & Street | SLBT | Road & Street |  |  | 4740 | No sensor | [7 empty] | > 215000
TBD | SLBT/3/F/F5/41/30... | image | datasheet | deeplink | TUNGSRAM - SLBt - 4700lm - 41W - 3000K - 70CRI - TBD[SKU] - Universal coupler 35-76mm | 5 kg | Universal coupler 35-76mm | LED | 1 | 41 | [8 empty] | CE. ENEC | [6 empty] | 66 | 3000 | 386x347x72 |  | 220-240V |  | 5 |  |  |  | 70 |  | 3000 |  | > 104000 |  | > 218000 |  |  | 114.63 |  |  | 9 | F5 | 25 | < 10% at 100.000 hours |  | Available | 730/559 | CIE(x=0.43. y=0.403) 5SDCM | Class I . Class II | IK09 |  |  | 35 |  | -40 | 1 | 41 | RAL 7035 | 50-60Hz | Passive | LED | dimmable | Road & Street | SLBT | Road & Street |  |  | 4700 | No sensor | [7 empty] | > 215000
TBD | SLBT/3/F/C5/41/30... | image | datasheet | deeplink | TUNGSRAM - SLBt - 4770lm - 41W - 3000K - 70CRI - TBD[SKU] - Universal coupler 35-76mm | 5 kg | Universal coupler 35-76mm | LED | 1 | 41 | [8 empty] | CE. ENEC | [6 empty] | 66 | 3000 | 386x347x72 |  | 220-240V |  | 5 |  |  |  | 70 |  | 3000 |  | > 104000 |  | > 218000 |  |  | 116.34 |  |  | 9 | C5 | 25 | < 10% at 100.000 hours |  | Available | 730/559 | CIE(x=0.43. y=0.403) 5SDCM | Class I . Class II | IK09 |  |  | 35 |  | -40 | 1 | 41 | RAL 7035 | 50-60Hz | Passive | LED | dimmable | Road & Street | SLBT | Road & Street |  |  | 4770 | No sensor | [7 empty] | > 215000
TBD | SLBT/3/F/E2/35/30... | image | datasheet | deeplink | TUNGSRAM - SLBt - 4020lm - 35W - 3000K - 70CRI - TBD[SKU] - Universal coupler 35-76mm | 5 kg | Universal coupler 35-76mm | LED | 1 | 35 | [8 empty] | CE. ENEC | [6 empty] | 66 | 3000 | 386x347x72 |  | 220-240V |  | 5 |  |  |  | 70 |  | 3000 |  | > 104000 |  | > 218000 |  |  | 114.86 |  |  | 9 | E2 | 25 | < 10% at 100.000 hours |  | Available | 730/559 | CIE(x=0.43. y=0.403) 5SDCM | Class I . Class II | IK09 |  |  | 35 |  | -40 | 1 | 35 | RAL 7035 | 50-60Hz | Passive | LED | dimmable | Road & Street | SLBT | Road & Street |  |  | 4020 | No sensor | [7 empty] | > 215000
TBD | SLBT/3/F/F5/35/30... | image | datasheet | deeplink | TUNGSRAM - SLBt - 3990lm - 35W - 3000K - 70CRI - TBD[SKU] - Universal coupler 35-76mm | 5 kg | Universal coupler 35-76mm | LED | 1 | 35 | [8 empty] | CE. ENEC | [6 empty] | 66 | 3000 | 386x347x72 |  | 220-240V |  | 5 |  |  |  | 70 |  | 3000 |  | > 104000 |  | > 218000 |  |  | 114 |  |  | 9 | F5 | 25 | < 10% at 100.000 hours |  | Available | 730/559 | CIE(x=0.43. y=0.403) 5SDCM | Class I . Class II | IK09 |  |  | 35 |  | -40 | 1 | 35 | RAL 7035 | 50-60Hz | Passive | LED | dimmable | Road & Street | SLBT | Road & Street |  |  | 3990 | No sensor | [7 empty] | > 215000
TBD | SLBT/3/F/C5/35/30... | image | datasheet | deeplink | TUNGSRAM - SLBt - 4050lm - 35W - 3000K - 70CRI - TBD[SKU] - Universal coupler 35-76mm | 5 kg | Universal coupler 35-76mm | LED | 1 | 35 | [8 empty] | CE. ENEC | [6 empty] | 66 | 3000 | 386x347x72 |  | 220-240V |  | 5 |  |  |  | 70 |  | 3000 |  | > 104000 |  | > 218000 |  |  | 115.71 |  |  | 9 | C5 | 25 | < 10% at 100.000 hours |  | Available | 730/559 | CIE(x=0.43. y=0.403) 5SDCM | Class I . Class II | IK09 |  |  | 35 |  | -40 | 1 | 35 | RAL 7035 | 50-60Hz | Passive | LED | dimmable | Road & Street | SLBT | Road & Street |  |  | 4050 | No sensor | [7 empty] | > 215000
TBD | SLBT/3/F/E2/28/30... | image | datasheet | deeplink | TUNGSRAM - SLBt - 3200lm - 28W - 3000K - 70CRI - TBD[SKU] - Universal coupler 35-76mm | 5 kg | Universal coupler 35-76mm | LED | 1 | 28 | [8 empty] | CE. ENEC | [6 empty] | 66 | 3000 | 386x347x72 |  | 220-240V |  | 5 |  |  |  | 70 |  | 3000 |  | > 104000 |  | > 218000 |  |  | 114.29 |  |  | 9 | E2 | 25 | < 10% at 100.000 hours |  | Available | 730/559 | CIE(x=0.43. y=0.403) 5SDCM | Class I . Class II | IK09 |  |  | 35 |  | -40 | 1 | 28 | RAL 7035 | 50-60Hz | Passive | LED | dimmable | Road & Street | SLBT | Road & Street |  |  | 3200 | No sensor | [7 empty] | > 215000
TBD | SLBT/3/F/F5/28/30... | image | datasheet | deeplink | TUNGSRAM - SLBt - 3170lm - 28W - 3000K - 70CRI - TBD[SKU] - Universal coupler 35-76mm | 5 kg | Universal coupler 35-76mm | LED | 1 | 28 | [8 empty] | CE. ENEC | [6 empty] | 66 | 3000 | 386x347x72 |  | 220-240V |  | 5 |  |  |  | 70 |  | 3000 |  | > 104000 |  | > 218000 |  |  | 113.21 |  |  | 9 | F5 | 25 | < 10% at 100.000 hours |  | Available | 730/559 | CIE(x=0.43. y=0.403) 5SDCM | Class I . Class II | IK09 |  |  | 35 |  | -40 | 1 | 28 | RAL 7035 | 50-60Hz | Passive | LED | dimmable | Road & Street | SLBT | Road & Street |  |  | 3170 | No sensor | [7 empty] | > 215000
TBD | SLBT/3/F/C5/28/30... | image | datasheet | deeplink | TUNGSRAM - SLBt - 3220lm - 28W - 3000K - 70CRI - TBD[SKU] - Universal coupler 35-76mm | 5 kg | Universal coupler 35-76mm | LED | 1 | 28 | [8 empty] | CE. ENEC | [6 empty] | 66 | 3000 | 386x347x72 |  | 220-240V |  | 5 |  |  |  | 70 |  | 3000 |  | > 104000 |  | > 218000 |  |  | 115 |  |  | 9 | C5 | 25 | < 10% at 100.000 hours |  | Available | 730/559 | CIE(x=0.43. y=0.403) 5SDCM | Class I . Class II | IK09 |  |  | 35 |  | -40 | 1 | 28 | RAL 7035 | 50-60Hz | Passive | LED | dimmable | Road & Street | SLBT | Road & Street |  |  | 3220 | No sensor | [7 empty] | > 215000
TBD | SLBT/3/F/E2/19/30... | image | datasheet | deeplink | TUNGSRAM - SLBt - 2220lm - 19W - 3000K - 70CRI - TBD[SKU] - Universal coupler 35-76mm | 5 kg | Universal coupler 35-76mm | LED | 1 | 19 | [8 empty] | CE. ENEC | [6 empty] | 66 | 3000 | 386x347x72 |  | 220-240V |  | 5 |  |  |  | 70 |  | 3000 |  | > 104000 |  | > 218000 |  |  | 116.84 |  |  | 9 | E2 | 25 | < 10% at 100.000 hours |  | Available | 730/559 | CIE(x=0.43. y=0.403) 5SDCM | Class I . Class II | IK09 |  |  | 35 |  | -40 | 1 | 19 | RAL 7035 | 50-60Hz | Passive | LED | dimmable | Road & Street | SLBT | Road & Street |  |  | 2220 | No sensor | [7 empty] | > 215000
TBD | SLBT/3/F/F5/19/30... | image | datasheet | deeplink | TUNGSRAM - SLBt - 2200lm - 19W - 3000K - 70CRI - TBD[SKU] - Universal coupler 35-76mm | 5 kg | Universal coupler 35-76mm | LED | 1 | 19 | [8 empty] | CE. ENEC | [6 empty] | 66 | 3000 | 386x347x72 |  | 220-240V |  | 5 |  |  |  | 70 |  | 3000 |  | > 104000 |  | > 218000 |  |  | 115.79 |  |  | 9 | F5 | 25 | < 10% at 100.000 hours |  | Available | 730/559 | CIE(x=0.43. y=0.403) 5SDCM | Class I . Class II | IK09 |  |  | 35 |  | -40 | 1 | 19 | RAL 7035 | 50-60Hz | Passive | LED | dimmable | Road & Street | SLBT | Road & Street |  |  | 2200 | No sensor | [7 empty] | > 215000
TBD | SLBT/3/F/C5/19/30... | image | datasheet | deeplink | TUNGSRAM - SLBt - 2230lm - 19W - 3000K - 70CRI - TBD[SKU] - Universal coupler 35-76mm | 5 kg | Universal coupler 35-76mm | LED | 1 | 19 | [8 empty] | CE. ENEC | [6 empty] | 66 | 3000 | 386x347x72 |  | 220-240V |  | 5 |  |  |  | 70 |  | 3000 |  | > 104000 |  | > 218000 |  |  | 117.37 |  |  | 9 | C5 | 25 | < 10% at 100.000 hours |  | Available | 730/559 | CIE(x=0.43. y=0.403) 5SDCM | Class I . Class II | IK09 |  |  | 35 |  | -40 | 1 | 19 | RAL 7035 | 50-60Hz | Passive | LED | dimmable | Road & Street | SLBT | Road & Street |  |  | 2230 | No sensor | [7 empty] | > 215000
TBD | SLBT/3/F/E2/14/30... | image | datasheet | deeplink | TUNGSRAM - SLBt - 1610lm - 14W - 3000K - 70CRI - TBD[SKU] - Universal coupler 35-76mm | 5 kg | Universal coupler 35-76mm | LED | 1 | 14 | [8 empty] | CE. ENEC | [6 empty] | 66 | 3000 | 386x347x72 |  | 220-240V |  | 5 |  |  |  | 70 |  | 3000 |  | > 104000 |  | > 218000 |  |  | 115 |  |  | 9 | E2 | 25 | < 10% at 100.000 hours |  | Available | 730/559 | CIE(x=0.43. y=0.403) 5SDCM | Class I . Class II | IK09 |  |  | 35 |  | -40 | 1 | 14 | RAL 7035 | 50-60Hz | Passive | LED | dimmable | Road & Street | SLBT | Road & Street |  |  | 1610 | No sensor | [7 empty] | > 215000
TBD | SLBT/3/F/F5/14/30... | image | datasheet | deeplink | TUNGSRAM - SLBt - 1590lm - 14W - 3000K - 70CRI - TBD[SKU] - Universal coupler 35-76mm | 5 kg | Universal coupler 35-76mm | LED | 1 | 14 | [8 empty] | CE. ENEC | [6 empty] | 66 | 3000 | 386x347x72 |  | 220-240V |  | 5 |  |  |  | 70 |  | 3000 |  | > 104000 |  | > 218000 |  |  | 113.57 |  |  | 9 | F5 | 25 | < 10% at 100.000 hours |  | Available | 730/559 | CIE(x=0.43. y=0.403) 5SDCM | Class I . Class II | IK09 |  |  | 35 |  | -40 | 1 | 14 | RAL 7035 | 50-60Hz | Passive | LED | dimmable | Road & Street | SLBT | Road & Street |  |  | 1590 | No sensor | [7 empty] | > 215000
TBD | SLBT/3/F/C5/14/30... | image | datasheet | deeplink | TUNGSRAM - SLBt - 1620lm - 14W - 3000K - 70CRI - TBD[SKU] - Universal coupler 35-76mm | 5 kg | Universal coupler 35-76mm | LED | 1 | 14 | [8 empty] | CE. ENEC | [6 empty] | 66 | 3000 | 386x347x72 |  | 220-240V |  | 5 |  |  |  | 70 |  | 3000 |  | > 104000 |  | > 218000 |  |  | 115.71 |  |  | 9 | C5 | 25 | < 10% at 100.000 hours |  | Available | 730/559 | CIE(x=0.43. y=0.403) 5SDCM | Class I . Class II | IK09 |  |  | 35 |  | -40 | 1 | 14 | RAL 7035 | 50-60Hz | Passive | LED | dimmable | Road & Street | SLBT | Road & Street |  |  | 1620 | No sensor | [7 empty] | > 215000
TBD | SLBT/3/F/E2/70/30... | image | datasheet | deeplink | TUNGSRAM - SLBt - 8000lm - 70W - 3000K - 70CRI - TBD[SKU] - Universal coupler 35-76mm | 5 kg | Universal coupler 35-76mm | LED | 1 | 70 | [8 empty] | CE. ENEC | [6 empty] | 66 | 3000 | 386x347x72 |  | 220-240V |  | 5 |  |  |  | 70 |  | 3000 |  | > 104000 |  | > 218000 |  |  | 114.29 |  |  | 9 | E2 | 25 | < 10% at 100.000 hours |  | Available | 730/559 | CIE(x=0.43. y=0.403) 5SDCM | Class I . Class II | IK09 |  |  | 35 |  | -40 | 1 | 70 | RAL 7035 | 50-60Hz | Passive | LED | dimmable | Road & Street | SLBT | Road & Street |  |  | 8000 | No sensor | [7 empty] | > 215000
TBD | SLBT/3/F/F5/70/30... | image | datasheet | deeplink | TUNGSRAM - SLBt - 7920lm - 70W - 3000K - 70CRI - TBD[SKU] - Universal coupler 35-76mm | 5 kg | Universal coupler 35-76mm | LED | 1 | 70 | [8 empty] | CE. ENEC | [6 empty] | 66 | 3000 | 386x347x72 |  | 220-240V |  | 5 |  |  |  | 70 |  | 3000 |  | > 104000 |  | > 218000 |  |  | 113.14 |  |  | 9 | F5 | 25 | < 10% at 100.000 hours |  | Available | 730/559 | CIE(x=0.43. y=0.403) 5SDCM | Class I . Class II | IK09 |  |  | 35 |  | -40 | 1 | 70 | RAL 7035 | 50-60Hz | Passive | LED | dimmable | Road & Street | SLBT | Road & Street |  |  | 7920 | No sensor | [7 empty] | > 215000
TBD | SLBT/3/F/C5/70/30... | image | datasheet | deeplink | TUNGSRAM - SLBt - 8060lm - 70W - 3000K - 70CRI - TBD[SKU] - Universal coupler 35-76mm | 5 kg | Universal coupler 35-76mm | LED | 1 | 70 | [8 empty] | CE. ENEC | [6 empty] | 66 | 3000 | 386x347x72 |  | 220-240V |  | 5 |  |  |  | 70 |  | 3000 |  | > 104000 |  | > 218000 |  |  | 115.14 |  |  | 9 | C5 | 25 | < 10% at 100.000 hours |  | Available | 730/559 | CIE(x=0.43. y=0.403) 5SDCM | Class I . Class II | IK09 |  |  | 35 |  | -40 | 1 | 70 | RAL 7035 | 50-60Hz | Passive | LED | dimmable | Road & Street | SLBT | Road & Street |  |  | 8060 | No sensor | [7 empty] | > 215000
TBD | SLBT/3/F/E5/55/30... | image | datasheet | deeplink | TUNGSRAM - SLBt - 6030lm - 55W - 3000K - 70CRI - TBD[SKU] - Universal coupler 35-76mm | 5 kg | Universal coupler 35-76mm | LED | 1 | 55 | [8 empty] | CE. ENEC | [6 empty] | 66 | 3000 | 386x347x72 |  | 220-240V |  | 5 |  |  |  | 70 |  | 3000 |  | > 104000 |  | > 218000 |  |  | 109.64 |  |  | 9 | E5 | 25 | < 10% at 100.000 hours |  | Available | 730/559 | CIE(x=0.43. y=0.403) 5SDCM | Class I . Class II | IK09 |  |  | 35 |  | -40 | 1 | 55 | RAL 7035 | 50-60Hz | Passive | LED | dimmable | Road & Street | SLBT | Road & Street |  |  | 6030 | No sensor | [7 empty] | > 215000
TBD | SLBT/3/F/E5/47/30... | image | datasheet | deeplink | TUNGSRAM - SLBt - 5410lm - 47W - 3000K - 70CRI - TBD[SKU] - Universal coupler 35-76mm | 5 kg | Universal coupler 35-76mm | LED | 1 | 47 | [8 empty] | CE. ENEC | [6 empty] | 66 | 3000 | 386x347x72 |  | 220-240V |  | 5 |  |  |  | 70 |  | 3000 |  | > 104000 |  | > 218000 |  |  | 115.11 |  |  | 9 | E5 | 25 | < 10% at 100.000 hours |  | Available | 730/559 | CIE(x=0.43. y=0.403) 5SDCM | Class I . Class II | IK09 |  |  | 35 |  | -40 | 1 | 47 | RAL 7035 | 50-60Hz | Passive | LED | dimmable | Road & Street | SLBT | Road & Street |  |  | 5410 | No sensor | [7 empty] | > 215000
TBD | SLBT/3/F/E5/41/30... | image | datasheet | deeplink | TUNGSRAM - SLBt - 4760lm - 41W - 3000K - 70CRI - TBD[SKU] - Universal coupler 35-76mm | 5 kg | Universal coupler 35-76mm | LED | 1 | 41 | [8 empty] | CE. ENEC | [6 empty] | 66 | 3000 | 386x347x72 |  | 220-240V |  | 5 |  |  |  | 70 |  | 3000 |  | > 104000 |  | > 218000 |  |  | 116.1 |  |  | 9 | E5 | 25 | < 10% at 100.000 hours |  | Available | 730/559 | CIE(x=0.43. y=0.403) 5SDCM | Class I . Class II | IK09 |  |  | 35 |  | -40 | 1 | 41 | RAL 7035 | 50-60Hz | Passive | LED | dimmable | Road & Street | SLBT | Road & Street |  |  | 4760 | No sensor | [7 empty] | > 215000
TBD | SLBT/3/F/E5/35/30... | image | datasheet | deeplink | TUNGSRAM - SLBt - 4040lm - 35W - 3000K - 70CRI - TBD[SKU] - Universal coupler 35-76mm | 5 kg | Universal coupler 35-76mm | LED | 1 | 35 | [8 empty] | CE. ENEC | [6 empty] | 66 | 3000 | 386x347x72 |  | 220-240V |  | 5 |  |  |  | 70 |  | 3000 |  | > 104000 |  | > 218000 |  |  | 115.43 |  |  | 9 | E5 | 25 | < 10% at 100.000 hours |  | Available | 730/559 | CIE(x=0.43. y=0.403) 5SDCM | Class I . Class II | IK09 |  |  | 35 |  | -40 | 1 | 35 | RAL 7035 | 50-60Hz | Passive | LED | dimmable | Road & Street | SLBT | Road & Street |  |  | 4040 | No sensor | [7 empty] | > 215000
TBD | SLBT/3/F/E5/28/30... | image | datasheet | deeplink | TUNGSRAM - SLBt - 3210lm - 28W - 3000K - 70CRI - TBD[SKU] - Universal coupler 35-76mm | 5 kg | Universal coupler 35-76mm | LED | 1 | 28 | [8 empty] | CE. ENEC | [6 empty] | 66 | 3000 | 386x347x72 |  | 220-240V |  | 5 |  |  |  | 70 |  | 3000 |  | > 104000 |  | > 218000 |  |  | 114.64 |  |  | 9 | E5 | 25 | < 10% at 100.000 hours |  | Available | 730/559 | CIE(x=0.43. y=0.403) 5SDCM | Class I . Class II | IK09 |  |  | 35 |  | -40 | 1 | 28 | RAL 7035 | 50-60Hz | Passive | LED | dimmable | Road & Street | SLBT | Road & Street |  |  | 3210 | No sensor | [7 empty] | > 215000
TBD | SLBT/3/F/E5/19/30... | image | datasheet | deeplink | TUNGSRAM - SLBt - 2230lm - 19W - 3000K - 70CRI - TBD[SKU] - Universal coupler 35-76mm | 5 kg | Universal coupler 35-76mm | LED | 1 | 19 | [8 empty] | CE. ENEC | [6 empty] | 66 | 3000 | 386x347x72 |  | 220-240V |  | 5 |  |  |  | 70 |  | 3000 |  | > 104000 |  | > 218000 |  |  | 117.37 |  |  | 9 | E5 | 25 | < 10% at 100.000 hours |  | Available | 730/559 | CIE(x=0.43. y=0.403) 5SDCM | Class I . Class II | IK09 |  |  | 35 |  | -40 | 1 | 19 | RAL 7035 | 50-60Hz | Passive | LED | dimmable | Road & Street | SLBT | Road & Street |  |  | 2230 | No sensor | [7 empty] | > 215000
TBD | SLBT/3/F/E5/14/30... | image | datasheet | deeplink | TUNGSRAM - SLBt - 1620lm - 14W - 3000K - 70CRI - TBD[SKU] - Universal coupler 35-76mm | 5 kg | Universal coupler 35-76mm | LED | 1 | 14 | [8 empty] | CE. ENEC | [6 empty] | 66 | 3000 | 386x347x72 |  | 220-240V |  | 5 |  |  |  | 70 |  | 3000 |  | > 104000 |  | > 218000 |  |  | 115.71 |  |  | 9 | E5 | 25 | < 10% at 100.000 hours |  | Available | 730/559 | CIE(x=0.43. y=0.403) 5SDCM | Class I . Class II | IK09 |  |  | 35 |  | -40 | 1 | 14 | RAL 7035 | 50-60Hz | Passive | LED | dimmable | Road & Street | SLBT | Road & Street |  |  | 1620 | No sensor | [7 empty] | > 215000
TBD | SLBT/3/F/E5/70/30... | image | datasheet | deeplink | TUNGSRAM - SLBt - 8030lm - 70W - 3000K - 70CRI - TBD[SKU] - Universal coupler 35-76mm | 5 kg | Universal coupler 35-76mm | LED | 1 | 70 | [8 empty] | CE. ENEC | [6 empty] | 66 | 3000 | 386x347x72 |  | 220-240V |  | 5 |  |  |  | 70 |  | 3000 |  | > 104000 |  | > 218000 |  |  | 114.71 |  |  | 9 | E5 | 25 | < 10% at 100.000 hours |  | Available | 730/559 | CIE(x=0.43. y=0.403) 5SDCM | Class I . Class II | IK09 |  |  | 35 |  | -40 | 1 | 70 | RAL 7035 | 50-60Hz | Passive | LED | dimmable | Road & Street | SLBT | Road & Street |  |  | 8030 | No sensor | [7 empty] | > 215000
TBD | SLBT/3/F/B5/70/30... | image | datasheet | deeplink | TUNGSRAM - SLBt - 8140lm - 70W - 3000K - 70CRI - TBD[SKU] - Universal coupler 35-76mm | 5 kg | Universal coupler 35-76mm | LED | 1 | 70 | [8 empty] | CE. ENEC | [6 empty] | 66 | 3000 | 386x347x72 |  | 220-240V |  | 5 |  |  |  | 70 |  | 3000 |  | > 104000 |  | > 218000 |  |  | 116.29 |  |  | 9 | B5 | 25 | < 10% at 100.000 hours |  | Available | 730/559 | CIE(x=0.43. y=0.403) 5SDCM | Class I . Class II | IK09 |  |  | 35 |  | -40 | 1 | 70 | RAL 7035 | 50-60Hz | Passive | LED | dimmable | Road & Street | SLBT | Road & Street |  |  | 8140 | No sensor | [7 empty] | > 215000
TBD | SLBT/3/F/B5/55/30... | image | datasheet | deeplink | TUNGSRAM - SLBt - 6110lm - 55W - 3000K - 70CRI - TBD[SKU] - Universal coupler 35-76mm | 5 kg | Universal coupler 35-76mm | LED | 1 | 55 | [8 empty] | CE. ENEC | [6 empty] | 66 | 3000 | 386x347x72 |  | 220-240V |  | 5 |  |  |  | 70 |  | 3000 |  | > 104000 |  | > 218000 |  |  | 111.09 |  |  | 9 | B5 | 25 | < 10% at 100.000 hours |  | Available | 730/559 | CIE(x=0.43. y=0.403) 5SDCM | Class I . Class II | IK09 |  |  | 35 |  | -40 | 1 | 55 | RAL 7035 | 50-60Hz | Passive | LED | dimmable | Road & Street | SLBT | Road & Street |  |  | 6110 | No sensor | [7 empty] | > 215000
TBD | SLBT/3/F/B5/47/30... | image | datasheet | deeplink | TUNGSRAM - SLBt - 5490lm - 47W - 3000K - 70CRI - TBD[SKU] - Universal coupler 35-76mm | 5 kg | Universal coupler 35-76mm | LED | 1 | 47 | [8 empty] | CE. ENEC | [6 empty] | 66 | 3000 | 386x347x72 |  | 220-240V |  | 5 |  |  |  | 70 |  | 3000 |  | > 104000 |  | > 218000 |  |  | 116.81 |  |  | 9 | B5 | 25 | < 10% at 100.000 hours |  | Available | 730/559 | CIE(x=0.43. y=0.403) 5SDCM | Class I . Class II | IK09 |  |  | 35 |  | -40 | 1 | 47 | RAL 7035 | 50-60Hz | Passive | LED | dimmable | Road & Street | SLBT | Road & Street |  |  | 5490 | No sensor | [7 empty] | > 215000
TBD | SLBT/3/F/B5/41/30... | image | datasheet | deeplink | TUNGSRAM - SLBt - 4820lm - 41W - 3000K - 70CRI - TBD[SKU] - Universal coupler 35-76mm | 5 kg | Universal coupler 35-76mm | LED | 1 | 41 | [8 empty] | CE. ENEC | [6 empty] | 66 | 3000 | 386x347x72 |  | 220-240V |  | 5 |  |  |  | 70 |  | 3000 |  | > 104000 |  | > 218000 |  |  | 117.56 |  |  | 9 | B5 | 25 | < 10% at 100.000 hours |  | Available | 730/559 | CIE(x=0.43. y=0.403) 5SDCM | Class I . Class II | IK09 |  |  | 35 |  | -40 | 1 | 41 | RAL 7035 | 50-60Hz | Passive | LED | dimmable | Road & Street | SLBT | Road & Street |  |  | 4820 | No sensor | [7 empty] | > 215000
TBD | SLBT/3/F/B5/35/30... | image | datasheet | deeplink | TUNGSRAM - SLBt - 4100lm - 35W - 3000K - 70CRI - TBD[SKU] - Universal coupler 35-76mm | 5 kg | Universal coupler 35-76mm | LED | 1 | 35 | [8 empty] | CE. ENEC | [6 empty] | 66 | 3000 | 386x347x72 |  | 220-240V |  | 5 |  |  |  | 70 |  | 3000 |  | > 104000 |  | > 218000 |  |  | 117.14 |  |  | 9 | B5 | 25 | < 10% at 100.000 hours |  | Available | 730/559 | CIE(x=0.43. y=0.403) 5SDCM | Class I . Class II | IK09 |  |  | 35 |  | -40 | 1 | 35 | RAL 7035 | 50-60Hz | Passive | LED | dimmable | Road & Street | SLBT | Road & Street |  |  | 4100 | No sensor | [7 empty] | > 215000
TBD | SLBT/3/F/B5/28/30... | image | datasheet | deeplink | TUNGSRAM - SLBt - 3260lm - 28W - 3000K - 70CRI - TBD[SKU] - Universal coupler 35-76mm | 5 kg | Universal coupler 35-76mm | LED | 1 | 28 | [8 empty] | CE. ENEC | [6 empty] | 66 | 3000 | 386x347x72 |  | 220-240V |  | 5 |  |  |  | 70 |  | 3000 |  | > 104000 |  | > 218000 |  |  | 116.43 |  |  | 9 | B5 | 25 | < 10% at 100.000 hours |  | Available | 730/559 | CIE(x=0.43. y=0.403) 5SDCM | Class I . Class II | IK09 |  |  | 35 |  | -40 | 1 | 28 | RAL 7035 | 50-60Hz | Passive | LED | dimmable | Road & Street | SLBT | Road & Street |  |  | 3260 | No sensor | [7 empty] | > 215000
TBD | SLBT/3/F/B5/19/30... | image | datasheet | deeplink | TUNGSRAM - SLBt - 2250lm - 19W - 3000K - 70CRI - TBD[SKU] - Universal coupler 35-76mm | 5 kg | Universal coupler 35-76mm | LED | 1 | 19 | [8 empty] | CE. ENEC | [6 empty] | 66 | 3000 | 386x347x72 |  | 220-240V |  | 5 |  |  |  | 70 |  | 3000 |  | > 104000 |  | > 218000 |  |  | 118.42 |  |  | 9 | B5 | 25 | < 10% at 100.000 hours |  | Available | 730/559 | CIE(x=0.43. y=0.403) 5SDCM | Class I . Class II | IK09 |  |  | 35 |  | -40 | 1 | 19 | RAL 7035 | 50-60Hz | Passive | LED | dimmable | Road & Street | SLBT | Road & Street |  |  | 2250 | No sensor | [7 empty] | > 215000
TBD | SLBT/3/F/B5/14/30... | image | datasheet | deeplink | TUNGSRAM - SLBt - 1640lm - 14W - 3000K - 70CRI - TBD[SKU] - Universal coupler 35-76mm | 5 kg | Universal coupler 35-76mm | LED | 1 | 14 | [8 empty] | CE. ENEC | [6 empty] | 66 | 3000 | 386x347x72 |  | 220-240V |  | 5 |  |  |  | 70 |  | 3000 |  | > 104000 |  | > 218000 |  |  | 117.14 |  |  | 9 | B5 | 25 | < 10% at 100.000 hours |  | Available | 730/559 | CIE(x=0.43. y=0.403) 5SDCM | Class I . Class II | IK09 |  |  | 35 |  | -40 | 1 | 14 | RAL 7035 | 50-60Hz | Passive | LED | dimmable | Road & Street | SLBT | Road & Street |  |  | 1640 | No sensor | [7 empty] | > 215000
TBD | SLBT/3/F/E2/70/40... | image | datasheet | deeplink | TUNGSRAM - SLBt - 8220lm - 70W - 4000K - 70CRI - TBD[SKU] - Universal coupler 35-76mm | 5 kg | Universal coupler 35-76mm | LED | 1 | 70 | [8 empty] | CE. ENEC | [6 empty] | 66 | 4000 | 386x347x72 |  | 220-240V |  | 5 |  |  |  | 70 |  | 4000 |  | > 104000 |  | > 218000 |  |  | 117.43 |  |  | 9 | E2 | 25 | < 10% at 100.000 hours |  | Available | 740/559 | CIE(x=0.38. y=0.38) 5SDCM | Class I . Class II | IK09 |  |  | 35 |  | -40 | 1 | 70 | RAL 7035 | 50-60Hz | Passive | LED | dimmable | Road & Street | SLBT | Road & Street |  |  | 8220 | No sensor | [7 empty] | > 215000
TBD | SLBT/3/F/F5/70/40... | image | datasheet | deeplink | TUNGSRAM - SLBt - 8140lm - 70W - 4000K - 70CRI - TBD[SKU] - Universal coupler 35-76mm | 5 kg | Universal coupler 35-76mm | LED | 1 | 70 | [8 empty] | CE. ENEC | [6 empty] | 66 | 4000 | 386x347x72 |  | 220-240V |  | 5 |  |  |  | 70 |  | 4000 |  | > 104000 |  | > 218000 |  |  | 116.29 |  |  | 9 | F5 | 25 | < 10% at 100.000 hours |  | Available | 740/559 | CIE(x=0.38. y=0.38) 5SDCM | Class I . Class II | IK09 |  |  | 35 |  | -40 | 1 | 70 | RAL 7035 | 50-60Hz | Passive | LED | dimmable | Road & Street | SLBT | Road & Street |  |  | 8140 | No sensor | [7 empty] | > 215000
TBD | SLBT/3/F/E5/70/40... | image | datasheet | deeplink | TUNGSRAM - SLBt - 8250lm - 70W - 4000K - 70CRI - TBD[SKU] - Universal coupler 35-76mm | 5 kg | Universal coupler 35-76mm | LED | 1 | 70 | [8 empty] | CE. ENEC | [6 empty] | 66 | 4000 | 386x347x72 |  | 220-240V |  | 5 |  |  |  | 70 |  | 4000 |  | > 104000 |  | > 218000 |  |  | 117.86 |  |  | 9 | E5 | 25 | < 10% at 100.000 hours |  | Available | 740/559 | CIE(x=0.38. y=0.38) 5SDCM | Class I . Class II | IK09 |  |  | 35 |  | -40 | 1 | 70 | RAL 7035 | 50-60Hz | Passive | LED | dimmable | Road & Street | SLBT | Road & Street |  |  | 8250 | No sensor | [7 empty] | > 215000
TBD | SLBT/3/F/C5/70/40... | image | datasheet | deeplink | TUNGSRAM - SLBt - 8280lm - 70W - 4000K - 70CRI - TBD[SKU] - Universal coupler 35-76mm | 5 kg | Universal coupler 35-76mm | LED | 1 | 70 | [8 empty] | CE. ENEC | [6 empty] | 66 | 4000 | 386x347x72 |  | 220-240V |  | 5 |  |  |  | 70 |  | 4000 |  | > 104000 |  | > 218000 |  |  | 118.29 |  |  | 9 | C5 | 25 | < 10% at 100.000 hours |  | Available | 740/559 | CIE(x=0.38. y=0.38) 5SDCM | Class I . Class II | IK09 |  |  | 35 |  | -40 | 1 | 70 | RAL 7035 | 50-60Hz | Passive | LED | dimmable | Road & Street | SLBT | Road & Street |  |  | 8280 | No sensor | [7 empty] | > 215000
TBD | SLBT/3/F/B5/70/40... | image | datasheet | deeplink | TUNGSRAM - SLBt - 8360lm - 70W - 4000K - 70CRI - TBD[SKU] - Universal coupler 35-76mm | 5 kg | Universal coupler 35-76mm | LED | 1 | 70 | [8 empty] | CE. ENEC | [6 empty] | 66 | 4000 | 386x347x72 |  | 220-240V |  | 5 |  |  |  | 70 |  | 4000 |  | > 104000 |  | > 218000 |  |  | 119.43 |  |  | 9 | B5 | 25 | < 10% at 100.000 hours |  | Available | 740/559 | CIE(x=0.38. y=0.38) 5SDCM | Class I . Class II | IK09 |  |  | 35 |  | -40 | 1 | 70 | RAL 7035 | 50-60Hz | Passive | LED | dimmable | Road & Street | SLBT | Road & Street |  |  | 8360 | No sensor | [7 empty] | > 215000
TBD | SLBT/3/F/E2/55/40... | image | datasheet | deeplink | TUNGSRAM - SLBt - 6170lm - 55W - 4000K - 70CRI - TBD[SKU] - Universal coupler 35-76mm | 5 kg | Universal coupler 35-76mm | LED | 1 | 55 | [8 empty] | CE. ENEC | [6 empty] | 66 | 4000 | 386x347x72 |  | 220-240V |  | 5 |  |  |  | 70 |  | 4000 |  | > 104000 |  | > 218000 |  |  | 112.18 |  |  | 9 | E2 | 25 | < 10% at 100.000 hours |  | Available | 740/559 | CIE(x=0.38. y=0.38) 5SDCM | Class I . Class II | IK09 |  |  | 35 |  | -40 | 1 | 55 | RAL 7035 | 50-60Hz | Passive | LED | dimmable | Road & Street | SLBT | Road & Street |  |  | 6170 | No sensor | [7 empty] | > 215000
TBD | SLBT/3/F/F5/55/40... | image | datasheet | deeplink | TUNGSRAM - SLBt - 6110lm - 55W - 4000K - 70CRI - TBD[SKU] - Universal coupler 35-76mm | 5 kg | Universal coupler 35-76mm | LED | 1 | 55 | [8 empty] | CE. ENEC | [6 empty] | 66 | 4000 | 386x347x72 |  | 220-240V |  | 5 |  |  |  | 70 |  | 4000 |  | > 104000 |  | > 218000 |  |  | 111.09 |  |  | 9 | F5 | 25 | < 10% at 100.000 hours |  | Available | 740/559 | CIE(x=0.38. y=0.38) 5SDCM | Class I . Class II | IK09 |  |  | 35 |  | -40 | 1 | 55 | RAL 7035 | 50-60Hz | Passive | LED | dimmable | Road & Street | SLBT | Road & Street |  |  | 6110 | No sensor | [7 empty] | > 215000
TBD | SLBT/3/F/E5/55/40... | image | datasheet | deeplink | TUNGSRAM - SLBt - 6200lm - 55W - 4000K - 70CRI - TBD[SKU] - Universal coupler 35-76mm | 5 kg | Universal coupler 35-76mm | LED | 1 | 55 | [8 empty] | CE. ENEC | [6 empty] | 66 | 4000 | 386x347x72 |  | 220-240V |  | 5 |  |  |  | 70 |  | 4000 |  | > 104000 |  | > 218000 |  |  | 112.73 |  |  | 9 | E5 | 25 | < 10% at 100.000 hours |  | Available | 740/559 | CIE(x=0.38. y=0.38) 5SDCM | Class I . Class II | IK09 |  |  | 35 |  | -40 | 1 | 55 | RAL 7035 | 50-60Hz | Passive | LED | dimmable | Road & Street | SLBT | Road & Street |  |  | 6200 | No sensor | [7 empty] | > 215000
TBD | SLBT/3/F/C5/55/40... | image | datasheet | deeplink | TUNGSRAM - SLBt - 6210lm - 55W - 4000K - 70CRI - TBD[SKU] - Universal coupler 35-76mm | 5 kg | Universal coupler 35-76mm | LED | 1 | 55 | [8 empty] | CE. ENEC | [6 empty] | 66 | 4000 | 386x347x72 |  | 220-240V |  | 5 |  |  |  | 70 |  | 4000 |  | > 104000 |  | > 218000 |  |  | 112.91 |  |  | 9 | C5 | 25 | < 10% at 100.000 hours |  | Available | 740/559 | CIE(x=0.38. y=0.38) 5SDCM | Class I . Class II | IK09 |  |  | 35 |  | -40 | 1 | 55 | RAL 7035 | 50-60Hz | Passive | LED | dimmable | Road & Street | SLBT | Road & Street |  |  | 6210 | No sensor | [7 empty] | > 215000
TBD | SLBT/3/F/B5/55/40... | image | datasheet | deeplink | TUNGSRAM - SLBt - 6280lm - 55W - 4000K - 70CRI - TBD[SKU] - Universal coupler 35-76mm | 5 kg | Universal coupler 35-76mm | LED | 1 | 55 | [8 empty] | CE. ENEC | [6 empty] | 66 | 4000 | 386x347x72 |  | 220-240V |  | 5 |  |  |  | 70 |  | 4000 |  | > 104000 |  | > 218000 |  |  | 114.18 |  |  | 9 | B5 | 25 | < 10% at 100.000 hours |  | Available | 740/559 | CIE(x=0.38. y=0.38) 5SDCM | Class I . Class II | IK09 |  |  | 35 |  | -40 | 1 | 55 | RAL 7035 | 50-60Hz | Passive | LED | dimmable | Road & Street | SLBT | Road & Street |  |  | 6280 | No sensor | [7 empty] | > 215000
TBD | SLBT/3/F/E2/47/40... | image | datasheet | deeplink | TUNGSRAM - SLBt - 5540lm - 47W - 4000K - 70CRI - TBD[SKU] - Universal coupler 35-76mm | 5 kg | Universal coupler 35-76mm | LED | 1 | 47 | [8 empty] | CE. ENEC | [6 empty] | 66 | 4000 | 386x347x72 |  | 220-240V |  | 5 |  |  |  | 70 |  | 4000 |  | > 104000 |  | > 218000 |  |  | 117.87 |  |  | 9 | E2 | 25 | < 10% at 100.000 hours |  | Available | 740/559 | CIE(x=0.38. y=0.38) 5SDCM | Class I . Class II | IK09 |  |  | 35 |  | -40 | 1 | 47 | RAL 7035 | 50-60Hz | Passive | LED | dimmable | Road & Street | SLBT | Road & Street |  |  | 5540 | No sensor | [7 empty] | > 215000
TBD | SLBT/3/F/F5/47/40... | image | datasheet | deeplink | TUNGSRAM - SLBt - 5490lm - 47W - 4000K - 70CRI - TBD[SKU] - Universal coupler 35-76mm | 5 kg | Universal coupler 35-76mm | LED | 1 | 47 | [8 empty] | CE. ENEC | [6 empty] | 66 | 4000 | 386x347x72 |  | 220-240V |  | 5 |  |  |  | 70 |  | 4000 |  | > 104000 |  | > 218000 |  |  | 116.81 |  |  | 9 | F5 | 25 | < 10% at 100.000 hours |  | Available | 740/559 | CIE(x=0.38. y=0.38) 5SDCM | Class I . Class II | IK09 |  |  | 35 |  | -40 | 1 | 47 | RAL 7035 | 50-60Hz | Passive | LED | dimmable | Road & Street | SLBT | Road & Street |  |  | 5490 | No sensor | [7 empty] | > 215000
TBD | SLBT/3/F/E5/47/40... | image | datasheet | deeplink | TUNGSRAM - SLBt - 5560lm - 47W - 4000K - 70CRI - TBD[SKU] - Universal coupler 35-76mm | 5 kg | Universal coupler 35-76mm | LED | 1 | 47 | [8 empty] | CE. ENEC | [6 empty] | 66 | 4000 | 386x347x72 |  | 220-240V |  | 5 |  |  |  | 70 |  | 4000 |  | > 104000 |  | > 218000 |  |  | 118.3 |  |  | 9 | E5 | 25 | < 10% at 100.000 hours |  | Available | 740/559 | CIE(x=0.38. y=0.38) 5SDCM | Class I . Class II | IK09 |  |  | 35 |  | -40 | 1 | 47 | RAL 7035 | 50-60Hz | Passive | LED | dimmable | Road & Street | SLBT | Road & Street |  |  | 5560 | No sensor | [7 empty] | > 215000
TBD | SLBT/3/F/C5/47/40... | image | datasheet | deeplink | TUNGSRAM - SLBt - 5580lm - 47W - 4000K - 70CRI - TBD[SKU] - Universal coupler 35-76mm | 5 kg | Universal coupler 35-76mm | LED | 1 | 47 | [8 empty] | CE. ENEC | [6 empty] | 66 | 4000 | 386x347x72 |  | 220-240V |  | 5 |  |  |  | 70 |  | 4000 |  | > 104000 |  | > 218000 |  |  | 118.72 |  |  | 9 | C5 | 25 | < 10% at 100.000 hours |  | Available | 740/559 | CIE(x=0.38. y=0.38) 5SDCM | Class I . Class II | IK09 |  |  | 35 |  | -40 | 1 | 47 | RAL 7035 | 50-60Hz | Passive | LED | dimmable | Road & Street | SLBT | Road & Street |  |  | 5580 | No sensor | [7 empty] | > 215000
TBD | SLBT/3/F/B5/47/40... | image | datasheet | deeplink | TUNGSRAM - SLBt - 5640lm - 47W - 4000K - 70CRI - TBD[SKU] - Universal coupler 35-76mm | 5 kg | Universal coupler 35-76mm | LED | 1 | 47 | [8 empty] | CE. ENEC | [6 empty] | 66 | 4000 | 386x347x72 |  | 220-240V |  | 5 |  |  |  | 70 |  | 4000 |  | > 104000 |  | > 218000 |  |  | 120 |  |  | 9 | B5 | 25 | < 10% at 100.000 hours |  | Available | 740/559 | CIE(x=0.38. y=0.38) 5SDCM | Class I . Class II | IK09 |  |  | 35 |  | -40 | 1 | 47 | RAL 7035 | 50-60Hz | Passive | LED | dimmable | Road & Street | SLBT | Road & Street |  |  | 5640 | No sensor | [7 empty] | > 215000
TBD | SLBT/3/F/E2/41/40... | image | datasheet | deeplink | TUNGSRAM - SLBt - 4870lm - 41W - 4000K - 70CRI - TBD[SKU] - Universal coupler 35-76mm | 5 kg | Universal coupler 35-76mm | LED | 1 | 41 | [8 empty] | CE. ENEC | [6 empty] | 66 | 4000 | 386x347x72 |  | 220-240V |  | 5 |  |  |  | 70 |  | 4000 |  | > 104000 |  | > 218000 |  |  | 118.78 |  |  | 9 | E2 | 25 | < 10% at 100.000 hours |  | Available | 740/559 | CIE(x=0.38. y=0.38) 5SDCM | Class I . Class II | IK09 |  |  | 35 |  | -40 | 1 | 41 | RAL 7035 | 50-60Hz | Passive | LED | dimmable | Road & Street | SLBT | Road & Street |  |  | 4870 | No sensor | [7 empty] | > 215000
TBD | SLBT/3/F/F5/41/40... | image | datasheet | deeplink | TUNGSRAM - SLBt - 4830lm - 41W - 4000K - 70CRI - TBD[SKU] - Universal coupler 35-76mm | 5 kg | Universal coupler 35-76mm | LED | 1 | 41 | [8 empty] | CE. ENEC | [6 empty] | 66 | 4000 | 386x347x72 |  | 220-240V |  | 5 |  |  |  | 70 |  | 4000 |  | > 104000 |  | > 218000 |  |  | 117.8 |  |  | 9 | F5 | 25 | < 10% at 100.000 hours |  | Available | 740/559 | CIE(x=0.38. y=0.38) 5SDCM | Class I . Class II | IK09 |  |  | 35 |  | -40 | 1 | 41 | RAL 7035 | 50-60Hz | Passive | LED | dimmable | Road & Street | SLBT | Road & Street |  |  | 4830 | No sensor | [7 empty] | > 215000
TBD | SLBT/3/F/E5/41/40... | image | datasheet | deeplink | TUNGSRAM - SLBt - 4890lm - 41W - 4000K - 70CRI - TBD[SKU] - Universal coupler 35-76mm | 5 kg | Universal coupler 35-76mm | LED | 1 | 41 | [8 empty] | CE. ENEC | [6 empty] | 66 | 4000 | 386x347x72 |  | 220-240V |  | 5 |  |  |  | 70 |  | 4000 |  | > 104000 |  | > 218000 |  |  | 119.27 |  |  | 9 | E5 | 25 | < 10% at 100.000 hours |  | Available | 740/559 | CIE(x=0.38. y=0.38) 5SDCM | Class I . Class II | IK09 |  |  | 35 |  | -40 | 1 | 41 | RAL 7035 | 50-60Hz | Passive | LED | dimmable | Road & Street | SLBT | Road & Street |  |  | 4890 | No sensor | [7 empty] | > 215000
TBD | SLBT/3/F/C5/41/40... | image | datasheet | deeplink | TUNGSRAM - SLBt - 4900lm - 41W - 4000K - 70CRI - TBD[SKU] - Universal coupler 35-76mm | 5 kg | Universal coupler 35-76mm | LED | 1 | 41 | [8 empty] | CE. ENEC | [6 empty] | 66 | 4000 | 386x347x72 |  | 220-240V |  | 5 |  |  |  | 70 |  | 4000 |  | > 104000 |  | > 218000 |  |  | 119.51 |  |  | 9 | C5 | 25 | < 10% at 100.000 hours |  | Available | 740/559 | CIE(x=0.38. y=0.38) 5SDCM | Class I . Class II | IK09 |  |  | 35 |  | -40 | 1 | 41 | RAL 7035 | 50-60Hz | Passive | LED | dimmable | Road & Street | SLBT | Road & Street |  |  | 4900 | No sensor | [7 empty] | > 215000
TBD | SLBT/3/F/B5/41/40... | image | datasheet | deeplink | TUNGSRAM - SLBt - 4950lm - 41W - 4000K - 70CRI - TBD[SKU] - Universal coupler 35-76mm | 5 kg | Universal coupler 35-76mm | LED | 1 | 41 | [8 empty] | CE. ENEC | [6 empty] | 66 | 4000 | 386x347x72 |  | 220-240V |  | 5 |  |  |  | 70 |  | 4000 |  | > 104000 |  | > 218000 |  |  | 120.73 |  |  | 9 | B5 | 25 | < 10% at 100.000 hours |  | Available | 740/559 | CIE(x=0.38. y=0.38) 5SDCM | Class I . Class II | IK09 |  |  | 35 |  | -40 | 1 | 41 | RAL 7035 | 50-60Hz | Passive | LED | dimmable | Road & Street | SLBT | Road & Street |  |  | 4950 | No sensor | [7 empty] | > 215000
TBD | SLBT/3/F/E2/35/40... | image | datasheet | deeplink | TUNGSRAM - SLBt - 4130lm - 35W - 4000K - 70CRI - TBD[SKU] - Universal coupler 35-76mm | 5 kg | Universal coupler 35-76mm | LED | 1 | 35 | [8 empty] | CE. ENEC | [6 empty] | 66 | 4000 | 386x347x72 |  | 220-240V |  | 5 |  |  |  | 70 |  | 4000 |  | > 104000 |  | > 218000 |  |  | 118 |  |  | 9 | E2 | 25 | < 10% at 100.000 hours |  | Available | 740/559 | CIE(x=0.38. y=0.38) 5SDCM | Class I . Class II | IK09 |  |  | 35 |  | -40 | 1 | 35 | RAL 7035 | 50-60Hz | Passive | LED | dimmable | Road & Street | SLBT | Road & Street |  |  | 4130 | No sensor | [7 empty] | > 215000
TBD | SLBT/3/F/F5/35/40... | image | datasheet | deeplink | TUNGSRAM - SLBt - 4100lm - 35W - 4000K - 70CRI - TBD[SKU] - Universal coupler 35-76mm | 5 kg | Universal coupler 35-76mm | LED | 1 | 35 | [8 empty] | CE. ENEC | [6 empty] | 66 | 4000 | 386x347x72 |  | 220-240V |  | 5 |  |  |  | 70 |  | 4000 |  | > 104000 |  | > 218000 |  |  | 117.14 |  |  | 9 | F5 | 25 | < 10% at 100.000 hours |  | Available | 740/559 | CIE(x=0.38. y=0.38) 5SDCM | Class I . Class II | IK09 |  |  | 35 |  | -40 | 1 | 35 | RAL 7035 | 50-60Hz | Passive | LED | dimmable | Road & Street | SLBT | Road & Street |  |  | 4100 | No sensor | [7 empty] | > 215000
TBD | SLBT/3/F/E5/35/40... | image | datasheet | deeplink | TUNGSRAM - SLBt - 4150lm - 35W - 4000K - 70CRI - TBD[SKU] - Universal coupler 35-76mm | 5 kg | Universal coupler 35-76mm | LED | 1 | 35 | [8 empty] | CE. ENEC | [6 empty] | 66 | 4000 | 386x347x72 |  | 220-240V |  | 5 |  |  |  | 70 |  | 4000 |  | > 104000 |  | > 218000 |  |  | 118.57 |  |  | 9 | E5 | 25 | < 10% at 100.000 hours |  | Available | 740/559 | CIE(x=0.38. y=0.38) 5SDCM | Class I . Class II | IK09 |  |  | 35 |  | -40 | 1 | 35 | RAL 7035 | 50-60Hz | Passive | LED | dimmable | Road & Street | SLBT | Road & Street |  |  | 4150 | No sensor | [7 empty] | > 215000
TBD | SLBT/3/F/C5/35/40... | image | datasheet | deeplink | TUNGSRAM - SLBt - 4160lm - 35W - 4000K - 70CRI - TBD[SKU] - Universal coupler 35-76mm | 5 kg | Universal coupler 35-76mm | LED | 1 | 35 | [8 empty] | CE. ENEC | [6 empty] | 66 | 4000 | 386x347x72 |  | 220-240V |  | 5 |  |  |  | 70 |  | 4000 |  | > 104000 |  | > 218000 |  |  | 118.86 |  |  | 9 | C5 | 25 | < 10% at 100.000 hours |  | Available | 740/559 | CIE(x=0.38. y=0.38) 5SDCM | Class I . Class II | IK09 |  |  | 35 |  | -40 | 1 | 35 | RAL 7035 | 50-60Hz | Passive | LED | dimmable | Road & Street | SLBT | Road & Street |  |  | 4160 | No sensor | [7 empty] | > 215000
TBD | SLBT/3/F/B5/35/40... | image | datasheet | deeplink | TUNGSRAM - SLBt - 4210lm - 35W - 4000K - 70CRI - TBD[SKU] - Universal coupler 35-76mm | 5 kg | Universal coupler 35-76mm | LED | 1 | 35 | [8 empty] | CE. ENEC | [6 empty] | 66 | 4000 | 386x347x72 |  | 220-240V |  | 5 |  |  |  | 70 |  | 4000 |  | > 104000 |  | > 218000 |  |  | 120.29 |  |  | 9 | B5 | 25 | < 10% at 100.000 hours |  | Available | 740/559 | CIE(x=0.38. y=0.38) 5SDCM | Class I . Class II | IK09 |  |  | 35 |  | -40 | 1 | 35 | RAL 7035 | 50-60Hz | Passive | LED | dimmable | Road & Street | SLBT | Road & Street |  |  | 4210 | No sensor | [7 empty] | > 215000
TBD | SLBT/3/F/E2/28/40... | image | datasheet | deeplink | TUNGSRAM - SLBt - 3290lm - 28W - 4000K - 70CRI - TBD[SKU] - Universal coupler 35-76mm | 5 kg | Universal coupler 35-76mm | LED | 1 | 28 | [8 empty] | CE. ENEC | [6 empty] | 66 | 4000 | 386x347x72 |  | 220-240V |  | 5 |  |  |  | 70 |  | 4000 |  | > 104000 |  | > 218000 |  |  | 117.5 |  |  | 9 | E2 | 25 | < 10% at 100.000 hours |  | Available | 740/559 | CIE(x=0.38. y=0.38) 5SDCM | Class I . Class II | IK09 |  |  | 35 |  | -40 | 1 | 28 | RAL 7035 | 50-60Hz | Passive | LED | dimmable | Road & Street | SLBT | Road & Street |  |  | 3290 | No sensor | [7 empty] | > 215000
TBD | SLBT/3/F/F5/28/40... | image | datasheet | deeplink | TUNGSRAM - SLBt - 3260lm - 28W - 4000K - 70CRI - TBD[SKU] - Universal coupler 35-76mm | 5 kg | Universal coupler 35-76mm | LED | 1 | 28 | [8 empty] | CE. ENEC | [6 empty] | 66 | 4000 | 386x347x72 |  | 220-240V |  | 5 |  |  |  | 70 |  | 4000 |  | > 104000 |  | > 218000 |  |  | 116.43 |  |  | 9 | F5 | 25 | < 10% at 100.000 hours |  | Available | 740/559 | CIE(x=0.38. y=0.38) 5SDCM | Class I . Class II | IK09 |  |  | 35 |  | -40 | 1 | 28 | RAL 7035 | 50-60Hz | Passive | LED | dimmable | Road & Street | SLBT | Road & Street |  |  | 3260 | No sensor | [7 empty] | > 215000
TBD | SLBT/3/F/E5/28/40... | image | datasheet | deeplink | TUNGSRAM - SLBt - 3300lm - 28W - 4000K - 70CRI - TBD[SKU] - Universal coupler 35-76mm | 5 kg | Universal coupler 35-76mm | LED | 1 | 28 | [8 empty] | CE. ENEC | [6 empty] | 66 | 4000 | 386x347x72 |  | 220-240V |  | 5 |  |  |  | 70 |  | 4000 |  | > 104000 |  | > 218000 |  |  | 117.86 |  |  | 9 | E5 | 25 | < 10% at 100.000 hours |  | Available | 740/559 | CIE(x=0.38. y=0.38) 5SDCM | Class I . Class II | IK09 |  |  | 35 |  | -40 | 1 | 28 | RAL 7035 | 50-60Hz | Passive | LED | dimmable | Road & Street | SLBT | Road & Street |  |  | 3300 | No sensor | [7 empty] | > 215000
TBD | SLBT/3/F/C5/28/40... | image | datasheet | deeplink | TUNGSRAM - SLBt - 3310lm - 28W - 4000K - 70CRI - TBD[SKU] - Universal coupler 35-76mm | 5 kg | Universal coupler 35-76mm | LED | 1 | 28 | [8 empty] | CE. ENEC | [6 empty] | 66 | 4000 | 386x347x72 |  | 220-240V |  | 5 |  |  |  | 70 |  | 4000 |  | > 104000 |  | > 218000 |  |  | 118.21 |  |  | 9 | C5 | 25 | < 10% at 100.000 hours |  | Available | 740/559 | CIE(x=0.38. y=0.38) 5SDCM | Class I . Class II | IK09 |  |  | 35 |  | -40 | 1 | 28 | RAL 7035 | 50-60Hz | Passive | LED | dimmable | Road & Street | SLBT | Road & Street |  |  | 3310 | No sensor | [7 empty] | > 215000
TBD | SLBT/3/F/B5/28/40... | image | datasheet | deeplink | TUNGSRAM - SLBt - 3350lm - 28W - 4000K - 70CRI - TBD[SKU] - Universal coupler 35-76mm | 5 kg | Universal coupler 35-76mm | LED | 1 | 28 | [8 empty] | CE. ENEC | [6 empty] | 66 | 4000 | 386x347x72 |  | 220-240V |  | 5 |  |  |  | 70 |  | 4000 |  | > 104000 |  | > 218000 |  |  | 119.64 |  |  | 9 | B5 | 25 | < 10% at 100.000 hours |  | Available | 740/559 | CIE(x=0.38. y=0.38) 5SDCM | Class I . Class II | IK09 |  |  | 35 |  | -40 | 1 | 28 | RAL 7035 | 50-60Hz | Passive | LED | dimmable | Road & Street | SLBT | Road & Street |  |  | 3350 | No sensor | [7 empty] | > 215000
TBD | SLBT/3/F/E2/19/40... | image | datasheet | deeplink | TUNGSRAM - SLBt - 2280lm - 19W - 4000K - 70CRI - TBD[SKU] - Universal coupler 35-76mm | 5 kg | Universal coupler 35-76mm | LED | 1 | 19 | [8 empty] | CE. ENEC | [6 empty] | 66 | 4000 | 386x347x72 |  | 220-240V |  | 5 |  |  |  | 70 |  | 4000 |  | > 104000 |  | > 218000 |  |  | 120 |  |  | 9 | E2 | 25 | < 10% at 100.000 hours |  | Available | 740/559 | CIE(x=0.38. y=0.38) 5SDCM | Class I . Class II | IK09 |  |  | 35 |  | -40 | 1 | 19 | RAL 7035 | 50-60Hz | Passive | LED | dimmable | Road & Street | SLBT | Road & Street |  |  | 2280 | No sensor | [7 empty] | > 215000
TBD | SLBT/3/F/F5/19/40... | image | datasheet | deeplink | TUNGSRAM - SLBt - 2260lm - 19W - 4000K - 70CRI - TBD[SKU] - Universal coupler 35-76mm | 5 kg | Universal coupler 35-76mm | LED | 1 | 19 | [8 empty] | CE. ENEC | [6 empty] | 66 | 4000 | 386x347x72 |  | 220-240V |  | 5 |  |  |  | 70 |  | 4000 |  | > 104000 |  | > 218000 |  |  | 118.95 |  |  | 9 | F5 | 25 | < 10% at 100.000 hours |  | Available | 740/559 | CIE(x=0.38. y=0.38) 5SDCM | Class I . Class II | IK09 |  |  | 35 |  | -40 | 1 | 19 | RAL 7035 | 50-60Hz | Passive | LED | dimmable | Road & Street | SLBT | Road & Street |  |  | 2260 | No sensor | [7 empty] | > 215000
TBD | SLBT/3/F/E5/19/40... | image | datasheet | deeplink | TUNGSRAM - SLBt - 2290lm - 19W - 4000K - 70CRI - TBD[SKU] - Universal coupler 35-76mm | 5 kg | Universal coupler 35-76mm | LED | 1 | 19 | [8 empty] | CE. ENEC | [6 empty] | 66 | 4000 | 386x347x72 |  | 220-240V |  | 5 |  |  |  | 70 |  | 4000 |  | > 104000 |  | > 218000 |  |  | 120.53 |  |  | 9 | E5 | 25 | < 10% at 100.000 hours |  | Available | 740/559 | CIE(x=0.38. y=0.38) 5SDCM | Class I . Class II | IK09 |  |  | 35 |  | -40 | 1 | 19 | RAL 7035 | 50-60Hz | Passive | LED | dimmable | Road & Street | SLBT | Road & Street |  |  | 2290 | No sensor | [7 empty] | > 215000
TBD | SLBT/3/F/C5/19/40... | image | datasheet | deeplink | TUNGSRAM - SLBt - 2290lm - 19W - 4000K - 70CRI - TBD[SKU] - Universal coupler 35-76mm | 5 kg | Universal coupler 35-76mm | LED | 1 | 19 | [8 empty] | CE. ENEC | [6 empty] | 66 | 4000 | 386x347x72 |  | 220-240V |  | 5 |  |  |  | 70 |  | 4000 |  | > 104000 |  | > 218000 |  |  | 120.53 |  |  | 9 | C5 | 25 | < 10% at 100.000 hours |  | Available | 740/559 | CIE(x=0.38. y=0.38) 5SDCM | Class I . Class II | IK09 |  |  | 35 |  | -40 | 1 | 19 | RAL 7035 | 50-60Hz | Passive | LED | dimmable | Road & Street | SLBT | Road & Street |  |  | 2290 | No sensor | [7 empty] | > 215000
TBD | SLBT/3/F/B5/19/40... | image | datasheet | deeplink | TUNGSRAM - SLBt - 2320lm - 19W - 4000K - 70CRI - TBD[SKU] - Universal coupler 35-76mm | 5 kg | Universal coupler 35-76mm | LED | 1 | 19 | [8 empty] | CE. ENEC | [6 empty] | 66 | 4000 | 386x347x72 |  | 220-240V |  | 5 |  |  |  | 70 |  | 4000 |  | > 104000 |  | > 218000 |  |  | 122.11 |  |  | 9 | B5 | 25 | < 10% at 100.000 hours |  | Available | 740/559 | CIE(x=0.38. y=0.38) 5SDCM | Class I . Class II | IK09 |  |  | 35 |  | -40 | 1 | 19 | RAL 7035 | 50-60Hz | Passive | LED | dimmable | Road & Street | SLBT | Road & Street |  |  | 2320 | No sensor | [7 empty] | > 215000
TBD | SLBT/3/F/E2/14/40... | image | datasheet | deeplink | TUNGSRAM - SLBt - 1660lm - 14W - 4000K - 70CRI - TBD[SKU] - Universal coupler 35-76mm | 5 kg | Universal coupler 35-76mm | LED | 1 | 14 | [8 empty] | CE. ENEC | [6 empty] | 66 | 4000 | 386x347x72 |  | 220-240V |  | 5 |  |  |  | 70 |  | 4000 |  | > 104000 |  | > 218000 |  |  | 118.57 |  |  | 9 | E2 | 25 | < 10% at 100.000 hours |  | Available | 740/559 | CIE(x=0.38. y=0.38) 5SDCM | Class I . Class II | IK09 |  |  | 35 |  | -40 | 1 | 14 | RAL 7035 | 50-60Hz | Passive | LED | dimmable | Road & Street | SLBT | Road & Street |  |  | 1660 | No sensor | [7 empty] | > 215000
TBD | SLBT/3/F/F5/14/40... | image | datasheet | deeplink | TUNGSRAM - SLBt - 1640lm - 14W - 4000K - 70CRI - TBD[SKU] - Universal coupler 35-76mm | 5 kg | Universal coupler 35-76mm | LED | 1 | 14 | [8 empty] | CE. ENEC | [6 empty] | 66 | 4000 | 386x347x72 |  | 220-240V |  | 5 |  |  |  | 70 |  | 4000 |  | > 104000 |  | > 218000 |  |  | 117.14 |  |  | 9 | F5 | 25 | < 10% at 100.000 hours |  | Available | 740/559 | CIE(x=0.38. y=0.38) 5SDCM | Class I . Class II | IK09 |  |  | 35 |  | -40 | 1 | 14 | RAL 7035 | 50-60Hz | Passive | LED | dimmable | Road & Street | SLBT | Road & Street |  |  | 1640 | No sensor | [7 empty] | > 215000
TBD | SLBT/3/F/E5/14/40... | image | datasheet | deeplink | TUNGSRAM - SLBt - 1670lm - 14W - 4000K - 70CRI - TBD[SKU] - Universal coupler 35-76mm | 5 kg | Universal coupler 35-76mm | LED | 1 | 14 | [8 empty] | CE. ENEC | [6 empty] | 66 | 4000 | 386x347x72 |  | 220-240V |  | 5 |  |  |  | 70 |  | 4000 |  | > 104000 |  | > 218000 |  |  | 119.29 |  |  | 9 | E5 | 25 | < 10% at 100.000 hours |  | Available | 740/559 | CIE(x=0.38. y=0.38) 5SDCM | Class I . Class II | IK09 |  |  | 35 |  | -40 | 1 | 14 | RAL 7035 | 50-60Hz | Passive | LED | dimmable | Road & Street | SLBT | Road & Street |  |  | 1670 | No sensor | [7 empty] | > 215000
TBD | SLBT/3/F/C5/14/40... | image | datasheet | deeplink | TUNGSRAM - SLBt - 1670lm - 14W - 4000K - 70CRI - TBD[SKU] - Universal coupler 35-76mm | 5 kg | Universal coupler 35-76mm | LED | 1 | 14 | [8 empty] | CE. ENEC | [6 empty] | 66 | 4000 | 386x347x72 |  | 220-240V |  | 5 |  |  |  | 70 |  | 4000 |  | > 104000 |  | > 218000 |  |  | 119.29 |  |  | 9 | C5 | 25 | < 10% at 100.000 hours |  | Available | 740/559 | CIE(x=0.38. y=0.38) 5SDCM | Class I . Class II | IK09 |  |  | 35 |  | -40 | 1 | 14 | RAL 7035 | 50-60Hz | Passive | LED | dimmable | Road & Street | SLBT | Road & Street |  |  | 1670 | No sensor | [7 empty] | > 215000
TBD | SLBT/3/F/B5/14/40... | image | datasheet | deeplink | TUNGSRAM - SLBt - 1690lm - 14W - 4000K - 70CRI - TBD[SKU] - Universal coupler 35-76mm | 5 kg | Universal coupler 35-76mm | LED | 1 | 14 | [8 empty] | CE. ENEC | [6 empty] | 66 | 4000 | 386x347x72 |  | 220-240V |  | 5 |  |  |  | 70 |  | 4000 |  | > 104000 |  | > 218000 |  |  | 120.71 |  |  | 9 | B5 | 25 | < 10% at 100.000 hours |  | Available | 740/559 | CIE(x=0.38. y=0.38) 5SDCM | Class I . Class II | IK09 |  |  | 35 |  | -40 | 1 | 14 | RAL 7035 | 50-60Hz | Passive | LED | dimmable | Road & Street | SLBT | Road & Street |  |  | 1690 | No sensor | [7 empty] | > 215000
TBD | TMBt/4/F/SP5/175/50... | image | datasheet | deeplink | TUNGSRAM - TLBt/TMBt - 23640lm - 175W - 5000K - 70CRI - TBD[SKU] - B1 - Short bracket. B2 - Long bracket | 9 kg | B1 - Short bracket. B2 - Long bracket | LED | 1 | 175 | [8 empty] | CE | [6 empty] | 66 | 5000 | 510 x 316 x 148 |  | 220-240V |  | 5 |  |  |  | 70 |  | 5000 |  | > 78000 |  | > 181000 |  |  | 135.09 |  |  | 9 | SP5 | 25 | < 10% at 100.000 hours |  | Available | 750/559 | CIE(x= 0.34. y= 0.35) 5SDCM | Class I . Class II | IK08 |  |  | 50 |  | -40 | 1 | 175 | RAL 7035 | 50-60Hz | Passive | LED | dimmable | Tunnel | TMBt | Tunnel |  |  | 23640 | No sensor
TBD | TMBt/4/F/SG2/175/50... | image | datasheet | deeplink | TUNGSRAM - TLBt/TMBt - 23420lm - 175W - 5000K - 70CRI - TBD[SKU] - B1 - Short bracket. B2 - Long bracket | 9 kg | B1 - Short bracket. B2 - Long bracket | LED | 1 | 175 | [8 empty] | CE | [6 empty] | 66 | 5000 | 510 x 316 x 148 |  | 220-240V |  | 5 |  |  |  | 70 |  | 5000 |  | > 78000 |  | > 181000 |  |  | 133.83 |  |  | 9 | SG2 | 25 | < 10% at 100.000 hours |  | Available | 750/559 | CIE(x= 0.34. y= 0.35) 5SDCM | Class I . Class II | IK08 |  |  | 50 |  | -40 | 1 | 175 | RAL 9005 | 50-60Hz | Passive | LED | dimmable | Tunnel | TMBt | Tunnel |  |  | 23420 | No sensor
TBD | TMBt/4/F/SF5/175/50... | image | datasheet | deeplink | TUNGSRAM - TLBt/TMBt - 23340lm - 175W - 5000K - 70CRI - TBD[SKU] - B1 - Short bracket. B2 - Long bracket | 9 kg | B1 - Short bracket. B2 - Long bracket | LED | 1 | 175 | [8 empty] | CE | [6 empty] | 66 | 5000 | 510 x 316 x 148 |  | 220-240V |  | 5 |  |  |  | 70 |  | 5000 |  | > 78000 |  | > 181000 |  |  | 133.37 |  |  | 9 | SF5 | 25 | < 10% at 100.000 hours |  | Available | 750/559 | CIE(x= 0.34. y= 0.35) 5SDCM | Class I . Class II | IK08 |  |  | 50 |  | -40 | 1 | 175 | RAL 9005 | 50-60Hz | Passive | LED | dimmable | Tunnel | TMBt | Tunnel |  |  | 23340 | No sensor
TBD | TMBt/4/F/SE5/175/50... | image | datasheet | deeplink | TUNGSRAM - TLBt/TMBt - 23650lm - 175W - 5000K - 70CRI - TBD[SKU] - B1 - Short bracket. B2 - Long bracket | 9 kg | B1 - Short bracket. B2 - Long bracket | LED | 1 | 175 | [8 empty] | CE. ENEC | [6 empty] | 66 | 5000 | 510 x 316 x 148 |  | 220-240V |  | 5 |  |  |  | 70 |  | 5000 |  | > 78000 |  | > 181000 |  |  | 135.14 |  |  | 9 | SE5 | 25 | < 10% at 100.000 hours |  | Available | 750/559 | CIE(x= 0.34. y= 0.35) 5SDCM | Class I . Class II | IK08 |  |  | 50 |  | -40 | 1 | 175 | RAL 9005 | 50-60Hz | Passive | LED | dimmable | Tunnel | TMBt | Tunnel |  |  | 23650 | No sensor
TBD | TMBt/4/F/SE2/175/50... | image | datasheet | deeplink | TUNGSRAM - TLBt/TMBt - 23560lm - 175W - 5000K - 70CRI - TBD[SKU] - B1 - Short bracket. B2 - Long bracket | 9 kg | B1 - Short bracket. B2 - Long bracket | LED | 1 | 175 | [8 empty] | CE | [6 empty] | 66 | 5000 | 510 x 316 x 148 |  | 220-240V |  | 5 |  |  |  | 70 |  | 5000 |  | > 78000 |  | > 181000 |  |  | 134.63 |  |  | 9 | SE2 | 25 | < 10% at 100.000 hours |  | Available | 750/559 | CIE(x= 0.34. y= 0.35) 5SDCM | Class I . Class II | IK08 |  |  | 50 |  | -40 | 1 | 175 | RAL 9005 | 50-60Hz | Passive | LED | dimmable | Tunnel | TMBt | Tunnel |  |  | 23560 | No sensor
TBD | TMBt/4/F/SC5/175/50... | image | datasheet | deeplink | TUNGSRAM - TLBt/TMBt - 23720lm - 175W - 5000K - 70CRI - TBD[SKU] - B1 - Short bracket. B2 - Long bracket | 9 kg | B1 - Short bracket. B2 - Long bracket | LED | 1 | 175 | [8 empty] | CE | [6 empty] | 66 | 5000 | 510 x 316 x 148 |  | 220-240V |  | 5 |  |  |  | 70 |  | 5000 |  | > 78000 |  | > 181000 |  |  | 135.54 |  |  | 9 | SC5 | 25 | < 10% at 100.000 hours |  | Available | 750/559 | CIE(x= 0.34. y= 0.35) 5SDCM | Class I . Class II | IK08 |  |  | 50 |  | -40 | 1 | 175 | RAL 9005 | 50-60Hz | Passive | LED | dimmable | Tunnel | TMBt | Tunnel |  |  | 23720 | No sensor
TBD | TMBt/4/F/SB5/175/50... | image | datasheet | deeplink | TUNGSRAM - TLBt/TMBt - 23960lm - 175W - 5000K - 70CRI - TBD[SKU] - B1 - Short bracket. B2 - Long bracket | 9 kg | B1 - Short bracket. B2 - Long bracket | LED | 1 | 175 | [8 empty] | CE. ENEC | [6 empty] | 66 | 5000 | 510 x 316 x 148 |  | 220-240V |  | 5 |  |  |  | 70 |  | 5000 |  | > 78000 |  | > 181000 |  |  | 136.91 |  |  | 9 | SB5 | 25 | < 10% at 100.000 hours |  | Available | 750/559 | CIE(x= 0.34. y= 0.35) 5SDCM | Class I . Class II | IK08 |  |  | 50 |  | -40 | 1 | 175 | RAL 9005 | 50-60Hz | Passive | LED | dimmable | Tunnel | TMBt | Tunnel |  |  | 23960 | No sensor
TBD | TMBt/4/F/SB2/175/50... | image | datasheet | deeplink | TUNGSRAM - TLBt/TMBt - 23710lm - 175W - 5000K - 70CRI - TBD[SKU] - B1 - Short bracket. B2 - Long bracket | 9 kg | B1 - Short bracket. B2 - Long bracket | LED | 1 | 175 | [8 empty] | CE | [6 empty] | 66 | 5000 | 510 x 316 x 148 |  | 220-240V |  | 5 |  |  |  | 70 |  | 5000 |  | > 78000 |  | > 181000 |  |  | 135.49 |  |  | 9 | SB2 | 25 | < 10% at 100.000 hours |  | Available | 750/559 | CIE(x= 0.34. y= 0.35) 5SDCM | Class I . Class II | IK08 |  |  | 50 |  | -40 | 1 | 175 | RAL 9005 | 50-60Hz | Passive | LED | dimmable | Tunnel | TMBt | Tunnel |  |  | 23710 | No sensor
TBD | TMBt/4/F/AP5/175/50... | image | datasheet | deeplink | TUNGSRAM - TLBt/TMBt - 23430lm - 175W - 5000K - 70CRI - TBD[SKU] - B1 - Short bracket. B2 - Long bracket | 9 kg | B1 - Short bracket. B2 - Long bracket | LED | 1 | 175 | [8 empty] | CE | [6 empty] | 66 | 5000 | 510 x 316 x 148 |  | 220-240V |  | 5 |  |  |  | 70 |  | 5000 |  | > 78000 |  | > 181000 |  |  | 133.89 |  |  | 9 | AP5 | 25 | < 10% at 100.000 hours |  | Available | 750/559 | CIE(x= 0.34. y= 0.35) 5SDCM | Class I . Class II | IK08 |  |  | 50 |  | -40 | 1 | 175 | RAL 9005 | 50-60Hz | Passive | LED | dimmable | Tunnel | TMBt | Tunnel |  |  | 23430 | No sensor
TBD | TMBt/4/F/AG2/175/50... | image | datasheet | deeplink | TUNGSRAM - TLBt/TMBt - 23220lm - 175W - 5000K - 70CRI - TBD[SKU] - B1 - Short bracket. B2 - Long bracket | 9 kg | B1 - Short bracket. B2 - Long bracket | LED | 1 | 175 | [8 empty] | CE | [6 empty] | 66 | 5000 | 510 x 316 x 148 |  | 220-240V |  | 5 |  |  |  | 70 |  | 5000 |  | > 78000 |  | > 181000 |  |  | 132.69 |  |  | 9 | AG2 | 25 | < 10% at 100.000 hours |  | Available | 750/559 | CIE(x= 0.34. y= 0.35) 5SDCM | Class I . Class II | IK08 |  |  | 50 |  | -40 | 1 | 175 | RAL 9005 | 50-60Hz | Passive | LED | dimmable | Tunnel | TMBt | Tunnel |  |  | 23220 | No sensor
TBD | TMBt/4/F/AF5/175/50... | image | datasheet | deeplink | TUNGSRAM - TLBt/TMBt - 23130lm - 175W - 5000K - 70CRI - TBD[SKU] - B1 - Short bracket. B2 - Long bracket | 9 kg | B1 - Short bracket. B2 - Long bracket | LED | 1 | 175 | [8 empty] | CE | [6 empty] | 66 | 5000 | 510 x 316 x 148 |  | 220-240V |  | 5 |  |  |  | 70 |  | 5000 |  | > 78000 |  | > 181000 |  |  | 132.17 |  |  | 9 | AF5 | 25 | < 10% at 100.000 hours |  | Available | 750/559 | CIE(x= 0.34. y= 0.35) 5SDCM | Class I . Class II | IK08 |  |  | 50 |  | -40 | 1 | 175 | RAL 9005 | 50-60Hz | Passive | LED | dimmable | Tunnel | TMBt | Tunnel |  |  | 23130 | No sensor
TBD | TMBt/4/F/AE5/175/50... | image | datasheet | deeplink | TUNGSRAM - TLBt/TMBt - 23440lm - 175W - 5000K - 70CRI - TBD[SKU] - B1 - Short bracket. B2 - Long bracket | 9 kg | B1 - Short bracket. B2 - Long bracket | LED | 1 | 175 | [8 empty] | CE. ENEC | [6 empty] | 66 | 5000 | 510 x 316 x 148 |  | 220-240V |  | 5 |  |  |  | 70 |  | 5000 |  | > 78000 |  | > 181000 |  |  | 133.94 |  |  | 9 | AE5 | 25 | < 10% at 100.000 hours |  | Available | 750/559 | CIE(x= 0.34. y= 0.35) 5SDCM | Class I . Class II | IK08 |  |  | 50 |  | -40 | 1 | 175 | RAL 9005 | 50-60Hz | Passive | LED | dimmable | Tunnel | TMBt | Tunnel |  |  | 23440 | No sensor
TBD | TMBt/4/F/AE2/175/50... | image | datasheet | deeplink | TUNGSRAM - TLBt/TMBt - 23350lm - 175W - 5000K - 70CRI - TBD[SKU] - B1 - Short bracket. B2 - Long bracket | 9 kg | B1 - Short bracket. B2 - Long bracket | LED | 1 | 175 | [8 empty] | CE | [6 empty] | 66 | 5000 | 510 x 316 x 148 |  | 220-240V |  | 5 |  |  |  | 70 |  | 5000 |  | > 78000 |  | > 181000 |  |  | 133.43 |  |  | 9 | AE2 | 25 | < 10% at 100.000 hours |  | Available | 750/559 | CIE(x= 0.34. y= 0.35) 5SDCM | Class I . Class II | IK08 |  |  | 50 |  | -40 | 1 | 175 | RAL 9005 | 50-60Hz | Passive | LED | dimmable | Tunnel | TMBt | Tunnel |  |  | 23350 | No sensor
TBD | TMBt/4/F/AC5/175/50... | image | datasheet | deeplink | TUNGSRAM - TLBt/TMBt - 23500lm - 175W - 5000K - 70CRI - TBD[SKU] - B1 - Short bracket. B2 - Long bracket | 9 kg | B1 - Short bracket. B2 - Long bracket | LED | 1 | 175 | [8 empty] | CE | [6 empty] | 66 | 5000 | 510 x 316 x 148 |  | 220-240V |  | 5 |  |  |  | 70 |  | 5000 |  | > 78000 |  | > 181000 |  |  | 134.29 |  |  | 9 | AC5 | 25 | < 10% at 100.000 hours |  | Available | 750/559 | CIE(x= 0.34. y= 0.35) 5SDCM | Class I . Class II | IK08 |  |  | 50 |  | -40 | 1 | 175 | RAL 9005 | 50-60Hz | Passive | LED | dimmable | Tunnel | TMBt | Tunnel |  |  | 23500 | No sensor
TBD | TMBt/4/F/AB5/175/50... | image | datasheet | deeplink | TUNGSRAM - TLBt/TMBt - 23750lm - 175W - 5000K - 70CRI - TBD[SKU] - B1 - Short bracket. B2 - Long bracket | 9 kg | B1 - Short bracket. B2 - Long bracket | LED | 1 | 175 | [8 empty] | CE. ENEC | [6 empty] | 66 | 5000 | 510 x 316 x 148 |  | 220-240V |  | 5 |  |  |  | 70 |  | 5000 |  | > 78000 |  | > 181000 |  |  | 135.71 |  |  | 9 | AB5 | 25 | < 10% at 100.000 hours |  | Available | 750/559 | CIE(x= 0.34. y= 0.35) 5SDCM | Class I . Class II | IK08 |  |  | 50 |  | -40 | 1 | 175 | RAL 9005 | 50-60Hz | Passive | LED | dimmable | Tunnel | TMBt | Tunnel |  |  | 23750 | No sensor
TBD | TMBt/4/F/AB2/175/50... | image | datasheet | deeplink | TUNGSRAM - TLBt/TMBt - 23500lm - 175W - 5000K - 70CRI - TBD[SKU] - B1 - Short bracket. B2 - Long bracket | 9 kg | B1 - Short bracket. B2 - Long bracket | LED | 1 | 175 | [8 empty] | CE | [6 empty] | 66 | 5000 | 510 x 316 x 148 |  | 220-240V |  | 5 |  |  |  | 70 |  | 5000 |  | > 78000 |  | > 181000 |  |  | 134.29 |  |  | 9 | AB2 | 25 | < 10% at 100.000 hours |  | Available | 750/559 | CIE(x= 0.34. y= 0.35) 5SDCM | Class I . Class II | IK08 |  |  | 50 |  | -40 | 1 | 175 | RAL 9005 | 50-60Hz | Passive | LED | dimmable | Tunnel | TMBt | Tunnel |  |  | 23500 | No sensor
TBD | TMBt/4/F/Y5/175/50... | image | datasheet | deeplink | TUNGSRAM - TLBt/TMBt - 22750lm - 175W - 5000K - 70CRI - TBD[SKU] - B1 - Short bracket. B2 - Long bracket | 9 kg | B1 - Short bracket. B2 - Long bracket | LED | 1 | 175 | [8 empty] | CE. ENEC | [6 empty] | 66 | 5000 | 510 x 316 x 148 |  | 220-240V |  | 5 |  |  |  | 70 |  | 5000 |  | > 78000 |  | > 181000 |  |  | 130 |  |  | 9 | Y5 | 25 | < 10% at 100.000 hours |  | Available | 750/559 | CIE(x= 0.34. y= 0.35) 5SDCM | Class I . Class II | IK08 |  |  | 50 |  | -40 | 1 | 175 | RAL 9005 | 50-60Hz | Passive | LED | dimmable | Tunnel | TMBt | Tunnel |  |  | 22750 | No sensor
TBD | TMBt/4/F/SP5/153/50... | image | datasheet | deeplink | TUNGSRAM - TLBt/TMBt - 21100lm - 153W - 5000K - 70CRI - TBD[SKU] - B1 - Short bracket. B2 - Long bracket | 9 kg | B1 - Short bracket. B2 - Long bracket | LED | 1 | 153 | [8 empty] | CE | [6 empty] | 66 | 5000 | 510 x 316 x 148 |  | 220-240V |  | 5 |  |  |  | 70 |  | 5000 |  | > 78000 |  | > 181000 |  |  | 137.91 |  |  | 9 | SP5 | 25 | < 10% at 100.000 hours |  | Available | 750/559 | CIE(x= 0.34. y= 0.35) 5SDCM | Class I . Class II | IK08 |  |  | 50 |  | -40 | 1 | 153 | RAL 9005 | 50-60Hz | Passive | LED | dimmable | Tunnel | TMBt | Tunnel |  |  | 21100 | No sensor
TBD | TMBt/4/F/SG2/153/50... | image | datasheet | deeplink | TUNGSRAM - TLBt/TMBt - 20910lm - 153W - 5000K - 70CRI - TBD[SKU] - B1 - Short bracket. B2 - Long bracket | 9 kg | B1 - Short bracket. B2 - Long bracket | LED | 1 | 153 | [8 empty] | CE | [6 empty] | 66 | 5000 | 510 x 316 x 148 |  | 220-240V |  | 5 |  |  |  | 70 |  | 5000 |  | > 78000 |  | > 181000 |  |  | 136.67 |  |  | 9 | SG2 | 25 | < 10% at 100.000 hours |  | Available | 750/559 | CIE(x= 0.34. y= 0.35) 5SDCM | Class I . Class II | IK08 |  |  | 50 |  | -40 | 1 | 153 | RAL 9005 | 50-60Hz | Passive | LED | dimmable | Tunnel | TMBt | Tunnel |  |  | 20910 | No sensor
TBD | TMBt/4/F/SF5/153/50... | image | datasheet | deeplink | TUNGSRAM - TLBt/TMBt - 20830lm - 153W - 5000K - 70CRI - TBD[SKU] - B1 - Short bracket. B2 - Long bracket | 9 kg | B1 - Short bracket. B2 - Long bracket | LED | 1 | 153 | [8 empty] | CE | [6 empty] | 66 | 5000 | 510 x 316 x 148 |  | 220-240V |  | 5 |  |  |  | 70 |  | 5000 |  | > 78000 |  | > 181000 |  |  | 136.14 |  |  | 9 | SF5 | 25 | < 10% at 100.000 hours |  | Available | 750/559 | CIE(x= 0.34. y= 0.35) 5SDCM | Class I . Class II | IK08 |  |  | 50 |  | -40 | 1 | 153 | RAL 9005 | 50-60Hz | Passive | LED | dimmable | Tunnel | TMBt | Tunnel |  |  | 20830 | No sensor
TBD | TMBt/4/F/SE5/153/50... | image | datasheet | deeplink | TUNGSRAM - TLBt/TMBt - 21110lm - 153W - 5000K - 70CRI - TBD[SKU] - B1 - Short bracket. B2 - Long bracket | 9 kg | B1 - Short bracket. B2 - Long bracket | LED | 1 | 153 | [8 empty] | CE. ENEC | [6 empty] | 66 | 5000 | 510 x 316 x 148 |  | 220-240V |  | 5 |  |  |  | 70 |  | 5000 |  | > 78000 |  | > 181000 |  |  | 137.97 |  |  | 9 | SE5 | 25 | < 10% at 100.000 hours |  | Available | 750/559 | CIE(x= 0.34. y= 0.35) 5SDCM | Class I . Class II | IK08 |  |  | 50 |  | -40 | 1 | 153 | RAL 9005 | 50-60Hz | Passive | LED | dimmable | Tunnel | TMBt | Tunnel |  |  | 21110 | No sensor
TBD | TMBt/4/F/SE2/153/50... | image | datasheet | deeplink | TUNGSRAM - TLBt/TMBt - 21030lm - 153W - 5000K - 70CRI - TBD[SKU] - B1 - Short bracket. B2 - Long bracket | 9 kg | B1 - Short bracket. B2 - Long bracket | LED | 1 | 153 | [8 empty] | CE | [6 empty] | 66 | 5000 | 510 x 316 x 148 |  | 220-240V |  | 5 |  |  |  | 70 |  | 5000 |  | > 78000 |  | > 181000 |  |  | 137.45 |  |  | 9 | SE2 | 25 | < 10% at 100.000 hours |  | Available | 750/559 | CIE(x= 0.34. y= 0.35) 5SDCM | Class I . Class II | IK08 |  |  | 50 |  | -40 | 1 | 153 | RAL 9005 | 50-60Hz | Passive | LED | dimmable | Tunnel | TMBt | Tunnel |  |  | 21030 | No sensor
TBD | TMBt/4/F/SC5/153/50... | image | datasheet | deeplink | TUNGSRAM - TLBt/TMBt - 21170lm - 153W - 5000K - 70CRI - TBD[SKU] - B1 - Short bracket. B2 - Long bracket | 9 kg | B1 - Short bracket. B2 - Long bracket | LED | 1 | 153 | [8 empty] | CE | [6 empty] | 66 | 5000 | 510 x 316 x 148 |  | 220-240V |  | 5 |  |  |  | 70 |  | 5000 |  | > 78000 |  | > 181000 |  |  | 138.37 |  |  | 9 | SC5 | 25 | < 10% at 100.000 hours |  | Available | 750/559 | CIE(x= 0.34. y= 0.35) 5SDCM | Class I . Class II | IK08 |  |  | 50 |  | -40 | 1 | 153 | RAL 9005 | 50-60Hz | Passive | LED | dimmable | Tunnel | TMBt | Tunnel |  |  | 21170 | No sensor
TBD | TMBt/4/F/SB5/153/50... | image | datasheet | deeplink | TUNGSRAM - TLBt/TMBt - 21390lm - 153W - 5000K - 70CRI - TBD[SKU] - B1 - Short bracket. B2 - Long bracket | 9 kg | B1 - Short bracket. B2 - Long bracket | LED | 1 | 153 | [8 empty] | CE. ENEC | [6 empty] | 66 | 5000 | 510 x 316 x 148 |  | 220-240V |  | 5 |  |  |  | 70 |  | 5000 |  | > 78000 |  | > 181000 |  |  | 139.8 |  |  | 9 | SB5 | 25 | < 10% at 100.000 hours |  | Available | 750/559 | CIE(x= 0.34. y= 0.35) 5SDCM | Class I . Class II | IK08 |  |  | 50 |  | -40 | 1 | 153 | RAL 9005 | 50-60Hz | Passive | LED | dimmable | Tunnel | TMBt | Tunnel |  |  | 21390 | No sensor
TBD | TMBt/4/F/SB2/153/50... | image | datasheet | deeplink | TUNGSRAM - TLBt/TMBt - 21170lm - 153W - 5000K - 70CRI - TBD[SKU] - B1 - Short bracket. B2 - Long bracket | 9 kg | B1 - Short bracket. B2 - Long bracket | LED | 1 | 153 | [8 empty] | CE | [6 empty] | 66 | 5000 | 510 x 316 x 148 |  | 220-240V |  | 5 |  |  |  | 70 |  | 5000 |  | > 78000 |  | > 181000 |  |  | 138.37 |  |  | 9 | SB2 | 25 | < 10% at 100.000 hours |  | Available | 750/559 | CIE(x= 0.34. y= 0.35) 5SDCM | Class I . Class II | IK08 |  |  | 50 |  | -40 | 1 | 153 | RAL 9005 | 50-60Hz | Passive | LED | dimmable | Tunnel | TMBt | Tunnel |  |  | 21170 | No sensor
TBD | TMBt/4/F/AP5/153/50... | image | datasheet | deeplink | TUNGSRAM - TLBt/TMBt - 20910lm - 153W - 5000K - 70CRI - TBD[SKU] - B1 - Short bracket. B2 - Long bracket | 9 kg | B1 - Short bracket. B2 - Long bracket | LED | 1 | 153 | [8 empty] | CE | [6 empty] | 66 | 5000 | 510 x 316 x 148 |  | 220-240V |  | 5 |  |  |  | 70 |  | 5000 |  | > 78000 |  | > 181000 |  |  | 136.67 |  |  | 9 | AP5 | 25 | < 10% at 100.000 hours |  | Available | 750/559 | CIE(x= 0.34. y= 0.35) 5SDCM | Class I . Class II | IK08 |  |  | 50 |  | -40 | 1 | 153 | RAL 9005 | 50-60Hz | Passive | LED | dimmable | Tunnel | TMBt | Tunnel |  |  | 20910 | No sensor
TBD | TMBt/4/F/AG2/153/50... | image | datasheet | deeplink | TUNGSRAM - TLBt/TMBt - 20720lm - 153W - 5000K - 70CRI - TBD[SKU] - B1 - Short bracket. B2 - Long bracket | 9 kg | B1 - Short bracket. B2 - Long bracket | LED | 1 | 153 | [8 empty] | CE | [6 empty] | 66 | 5000 | 510 x 316 x 148 |  | 220-240V |  | 5 |  |  |  | 70 |  | 5000 |  | > 78000 |  | > 181000 |  |  | 135.42 |  |  | 9 | AG2 | 25 | < 10% at 100.000 hours |  | Available | 750/559 | CIE(x= 0.34. y= 0.35) 5SDCM | Class I . Class II | IK08 |  |  | 50 |  | -40 | 1 | 153 | RAL 9005 | 50-60Hz | Passive | LED | dimmable | Tunnel | TMBt | Tunnel |  |  | 20720 | No sensor
TBD | TMBt/4/F/AF5/153/50... | image | datasheet | deeplink | TUNGSRAM - TLBt/TMBt - 20640lm - 153W - 5000K - 70CRI - TBD[SKU] - B1 - Short bracket. B2 - Long bracket | 9 kg | B1 - Short bracket. B2 - Long bracket | LED | 1 | 153 | [8 empty] | CE | [6 empty] | 66 | 5000 | 510 x 316 x 148 |  | 220-240V |  | 5 |  |  |  | 70 |  | 5000 |  | > 78000 |  | > 181000 |  |  | 134.9 |  |  | 9 | AF5 | 25 | < 10% at 100.000 hours |  | Available | 750/559 | CIE(x= 0.34. y= 0.35) 5SDCM | Class I . Class II | IK08 |  |  | 50 |  | -40 | 1 | 153 | RAL 9005 | 50-60Hz | Passive | LED | dimmable | Tunnel | TMBt | Tunnel |  |  | 20640 | No sensor
TBD | TMBt/4/F/AE5/153/50... | image | datasheet | deeplink | TUNGSRAM - TLBt/TMBt - 20920lm - 153W - 5000K - 70CRI - TBD[SKU] - B1 - Short bracket. B2 - Long bracket | 9 kg | B1 - Short bracket. B2 - Long bracket | LED | 1 | 153 | [8 empty] | CE. ENEC | [6 empty] | 66 | 5000 | 510 x 316 x 148 |  | 220-240V |  | 5 |  |  |  | 70 |  | 5000 |  | > 78000 |  | > 181000 |  |  | 136.73 |  |  | 9 | AE5 | 25 | < 10% at 100.000 hours |  | Available | 750/559 | CIE(x= 0.34. y= 0.35) 5SDCM | Class I . Class II | IK08 |  |  | 50 |  | -40 | 1 | 153 | RAL 9005 | 50-60Hz | Passive | LED | dimmable | Tunnel | TMBt | Tunnel |  |  | 20920 | No sensor
TBD | TMBt/4/F/AE2/153/50... | image | datasheet | deeplink | TUNGSRAM - TLBt/TMBt - 20840lm - 153W - 5000K - 70CRI - TBD[SKU] - B1 - Short bracket. B2 - Long bracket | 9 kg | B1 - Short bracket. B2 - Long bracket | LED | 1 | 153 | [8 empty] | CE | [6 empty] | 66 | 5000 | 510 x 316 x 148 |  | 220-240V |  | 5 |  |  |  | 70 |  | 5000 |  | > 78000 |  | > 181000 |  |  | 136.21 |  |  | 9 | AE2 | 25 | < 10% at 100.000 hours |  | Available | 750/559 | CIE(x= 0.34. y= 0.35) 5SDCM | Class I . Class II | IK08 |  |  | 50 |  | -40 | 1 | 153 | RAL 9005 | 50-60Hz | Passive | LED | dimmable | Tunnel | TMBt | Tunnel |  |  | 20840 | No sensor
TBD | TMBt/4/F/AC5/153/50... | image | datasheet | deeplink | TUNGSRAM - TLBt/TMBt - 20980lm - 153W - 5000K - 70CRI - TBD[SKU] - B1 - Short bracket. B2 - Long bracket | 9 kg | B1 - Short bracket. B2 - Long bracket | LED | 1 | 153 | [8 empty] | CE | [6 empty] | 66 | 5000 | 510 x 316 x 148 |  | 220-240V |  | 5 |  |  |  | 70 |  | 5000 |  | > 78000 |  | > 181000 |  |  | 137.12 |  |  | 9 | AC5 | 25 | < 10% at 100.000 hours |  | Available | 750/559 | CIE(x= 0.34. y= 0.35) 5SDCM | Class I . Class II | IK08 |  |  | 50 |  | -40 | 1 | 153 | RAL 9005 | 50-60Hz | Passive | LED | dimmable | Tunnel | TMBt | Tunnel |  |  | 20980 | No sensor
TBD | TMBt/4/F/AB5/153/50... | image | datasheet | deeplink | TUNGSRAM - TLBt/TMBt - 21200lm - 153W - 5000K - 70CRI - TBD[SKU] - B1 - Short bracket. B2 - Long bracket | 9 kg | B1 - Short bracket. B2 - Long bracket | LED | 1 | 153 | [8 empty] | CE. ENEC | [6 empty] | 66 | 5000 | 510 x 316 x 148 |  | 220-240V |  | 5 |  |  |  | 70 |  | 5000 |  | > 78000 |  | > 181000 |  |  | 138.56 |  |  | 9 | AB5 | 25 | < 10% at 100.000 hours |  | Available | 750/559 | CIE(x= 0.34. y= 0.35) 5SDCM | Class I . Class II | IK08 |  |  | 50 |  | -40 | 1 | 153 | RAL 9005 | 50-60Hz | Passive | LED | dimmable | Tunnel | TMBt | Tunnel |  |  | 21200 | No sensor
TBD | TMBt/4/F/AB2/153/50... | image | datasheet | deeplink | TUNGSRAM - TLBt/TMBt - 20980lm - 153W - 5000K - 70CRI - TBD[SKU] - B1 - Short bracket. B2 - Long bracket | 9 kg | B1 - Short bracket. B2 - Long bracket | LED | 1 | 153 | [8 empty] | CE | [6 empty] | 66 | 5000 | 510 x 316 x 148 |  | 220-240V |  | 5 |  |  |  | 70 |  | 5000 |  | > 78000 |  | > 181000 |  |  | 137.12 |  |  | 9 | AB2 | 25 | < 10% at 100.000 hours |  | Available | 750/559 | CIE(x= 0.34. y= 0.35) 5SDCM | Class I . Class II | IK08 |  |  | 50 |  | -40 | 1 | 153 | RAL 9005 | 50-60Hz | Passive | LED | dimmable | Tunnel | TMBt | Tunnel |  |  | 20980 | No sensor
TBD | TMBt/4/F/Y5/153/50... | image | datasheet | deeplink | TUNGSRAM - TLBt/TMBt - 20310lm - 153W - 5000K - 70CRI - TBD[SKU] - B1 - Short bracket. B2 - Long bracket | 9 kg | B1 - Short bracket. B2 - Long bracket | LED | 1 | 153 | [8 empty] | CE. ENEC | [6 empty] | 66 | 5000 | 510 x 316 x 148 |  | 220-240V |  | 5 |  |  |  | 70 |  | 5000 |  | > 78000 |  | > 181000 |  |  | 132.75 |  |  | 9 | Y5 | 25 | < 10% at 100.000 hours |  | Available | 750/559 | CIE(x= 0.34. y= 0.35) 5SDCM | Class I . Class II | IK08 |  |  | 50 |  | -40 | 1 | 153 | RAL 9005 | 50-60Hz | Passive | LED | dimmable | Tunnel | TMBt | Tunnel |  |  | 20310 | No sensor
TBD | TMBt/4/F/SP5/131/50... | image | datasheet | deeplink | TUNGSRAM - TLBt/TMBt - 18710lm - 131W - 5000K - 70CRI - TBD[SKU] - B1 - Short bracket. B2 - Long bracket | 9 kg | B1 - Short bracket. B2 - Long bracket | LED | 1 | 131 | [8 empty] | CE | [6 empty] | 66 | 5000 | 510 x 316 x 148 |  | 220-240V |  | 5 |  |  |  | 70 |  | 5000 |  | > 78000 |  | > 181000 |  |  | 142.82 |  |  | 9 | SP5 | 25 | < 10% at 100.000 hours |  | Available | 750/559 | CIE(x= 0.34. y= 0.35) 5SDCM | Class I . Class II | IK08 |  |  | 50 |  | -40 | 1 | 131 | RAL 9005 | 50-60Hz | Passive | LED | dimmable | Tunnel | TMBt | Tunnel |  |  | 18710 | No sensor
TBD | TMBt/4/F/SG2/131/50... | image | datasheet | deeplink | TUNGSRAM - TLBt/TMBt - 18540lm - 131W - 5000K - 70CRI - TBD[SKU] - B1 - Short bracket. B2 - Long bracket | 9 kg | B1 - Short bracket. B2 - Long bracket | LED | 1 | 131 | [8 empty] | CE | [6 empty] | 66 | 5000 | 510 x 316 x 148 |  | 220-240V |  | 5 |  |  |  | 70 |  | 5000 |  | > 78000 |  | > 181000 |  |  | 141.53 |  |  | 9 | SG2 | 25 | < 10% at 100.000 hours |  | Available | 750/559 | CIE(x= 0.34. y= 0.35) 5SDCM | Class I . Class II | IK08 |  |  | 50 |  | -40 | 1 | 131 | RAL 9005 | 50-60Hz | Passive | LED | dimmable | Tunnel | TMBt | Tunnel |  |  | 18540 | No sensor
TBD | TMBt/4/F/SF5/131/50... | image | datasheet | deeplink | TUNGSRAM - TLBt/TMBt - 18470lm - 131W - 5000K - 70CRI - TBD[SKU] - B1 - Short bracket. B2 - Long bracket | 9 kg | B1 - Short bracket. B2 - Long bracket | LED | 1 | 131 | [8 empty] | CE | [6 empty] | 66 | 5000 | 510 x 316 x 148 |  | 220-240V |  | 5 |  |  |  | 70 |  | 5000 |  | > 78000 |  | > 181000 |  |  | 140.99 |  |  | 9 | SF5 | 25 | < 10% at 100.000 hours |  | Available | 750/559 | CIE(x= 0.34. y= 0.35) 5SDCM | Class I . Class II | IK08 |  |  | 50 |  | -40 | 1 | 131 | RAL 9005 | 50-60Hz | Passive | LED | dimmable | Tunnel | TMBt | Tunnel |  |  | 18470 | No sensor
TBD | TMBt/4/F/SE5/131/50... | image | datasheet | deeplink | TUNGSRAM - TLBt/TMBt - 18710lm - 131W - 5000K - 70CRI - TBD[SKU] - B1 - Short bracket. B2 - Long bracket | 9 kg | B1 - Short bracket. B2 - Long bracket | LED | 1 | 131 | [8 empty] | CE. ENEC | [6 empty] | 66 | 5000 | 510 x 316 x 148 |  | 220-240V |  | 5 |  |  |  | 70 |  | 5000 |  | > 78000 |  | > 181000 |  |  | 142.82 |  |  | 9 | SE5 | 25 | < 10% at 100.000 hours |  | Available | 750/559 | CIE(x= 0.34. y= 0.35) 5SDCM | Class I . Class II | IK08 |  |  | 50 |  | -40 | 1 | 131 | RAL 9005 | 50-60Hz | Passive | LED | dimmable | Tunnel | TMBt | Tunnel |  |  | 18710 | No sensor
TBD | TMBt/4/F/SE2/131/50... | image | datasheet | deeplink | TUNGSRAM - TLBt/TMBt - 18640lm - 131W - 5000K - 70CRI - TBD[SKU] - B1 - Short bracket. B2 - Long bracket | 9 kg | B1 - Short bracket. B2 - Long bracket | LED | 1 | 131 | [8 empty] | CE | [6 empty] | 66 | 5000 | 510 x 316 x 148 |  | 220-240V |  | 5 |  |  |  | 70 |  | 5000 |  | > 78000 |  | > 181000 |  |  | 142.29 |  |  | 9 | SE2 | 25 | < 10% at 100.000 hours |  | Available | 750/559 | CIE(x= 0.34. y= 0.35) 5SDCM | Class I . Class II | IK08 |  |  | 50 |  | -40 | 1 | 131 | RAL 9005 | 50-60Hz | Passive | LED | dimmable | Tunnel | TMBt | Tunnel |  |  | 18640 | No sensor
TBD | TMBt/4/F/SC5/131/50... | image | datasheet | deeplink | TUNGSRAM - TLBt/TMBt - 18770lm - 131W - 5000K - 70CRI - TBD[SKU] - B1 - Short bracket. B2 - Long bracket | 9 kg | B1 - Short bracket. B2 - Long bracket | LED | 1 | 131 | [8 empty] | CE | [6 empty] | 66 | 5000 | 510 x 316 x 148 |  | 220-240V |  | 5 |  |  |  | 70 |  | 5000 |  | > 78000 |  | > 181000 |  |  | 143.28 |  |  | 9 | SC5 | 25 | < 10% at 100.000 hours |  | Available | 750/559 | CIE(x= 0.34. y= 0.35) 5SDCM | Class I . Class II | IK08 |  |  | 50 |  | -40 | 1 | 131 | RAL 9005 | 50-60Hz | Passive | LED | dimmable | Tunnel | TMBt | Tunnel |  |  | 18770 | No sensor
TBD | TMBt/4/F/SB5/131/50... | image | datasheet | deeplink | TUNGSRAM - TLBt/TMBt - 18960lm - 131W - 5000K - 70CRI - TBD[SKU] - B1 - Short bracket. B2 - Long bracket | 9 kg | B1 - Short bracket. B2 - Long bracket | LED | 1 | 131 | [8 empty] | CE. ENEC | [6 empty] | 66 | 5000 | 510 x 316 x 148 |  | 220-240V |  | 5 |  |  |  | 70 |  | 5000 |  | > 78000 |  | > 181000 |  |  | 144.73 |  |  | 9 | SB5 | 25 | < 10% at 100.000 hours |  | Available | 750/559 | CIE(x= 0.34. y= 0.35) 5SDCM | Class I . Class II | IK08 |  |  | 50 |  | -40 | 1 | 131 | RAL 9005 | 50-60Hz | Passive | LED | dimmable | Tunnel | TMBt | Tunnel |  |  | 18960 | No sensor
TBD | TMBt/4/F/SB2/131/50... | image | datasheet | deeplink | TUNGSRAM - TLBt/TMBt - 18770lm - 131W - 5000K - 70CRI - TBD[SKU] - B1 - Short bracket. B2 - Long bracket | 9 kg | B1 - Short bracket. B2 - Long bracket | LED | 1 | 131 | [8 empty] | CE | [6 empty] | 66 | 5000 | 510 x 316 x 148 |  | 220-240V |  | 5 |  |  |  | 70 |  | 5000 |  | > 78000 |  | > 181000 |  |  | 143.28 |  |  | 9 | SB2 | 25 | < 10% at 100.000 hours |  | Available | 750/559 | CIE(x= 0.34. y= 0.35) 5SDCM | Class I . Class II | IK08 |  |  | 50 |  | -40 | 1 | 131 | RAL 9005 | 50-60Hz | Passive | LED | dimmable | Tunnel | TMBt | Tunnel |  |  | 18770 | No sensor
TBD | TMBt/4/F/AP5/131/50... | image | datasheet | deeplink | TUNGSRAM - TLBt/TMBt - 18540lm - 131W - 5000K - 70CRI - TBD[SKU] - B1 - Short bracket. B2 - Long bracket | 9 kg | B1 - Short bracket. B2 - Long bracket | LED | 1 | 131 | [8 empty] | CE | [6 empty] | 66 | 5000 | 510 x 316 x 148 |  | 220-240V |  | 5 |  |  |  | 70 |  | 5000 |  | > 78000 |  | > 181000 |  |  | 141.53 |  |  | 9 | AP5 | 25 | < 10% at 100.000 hours |  | Available | 750/559 | CIE(x= 0.34. y= 0.35) 5SDCM | Class I . Class II | IK08 |  |  | 50 |  | -40 | 1 | 131 | RAL 9005 | 50-60Hz | Passive | LED | dimmable | Tunnel | TMBt | Tunnel |  |  | 18540 | No sensor
TBD | TMBt/4/F/AG2/131/50... | image | datasheet | deeplink | TUNGSRAM - TLBt/TMBt - 18370lm - 131W - 5000K - 70CRI - TBD[SKU] - B1 - Short bracket. B2 - Long bracket | 9 kg | B1 - Short bracket. B2 - Long bracket | LED | 1 | 131 | [8 empty] | CE | [6 empty] | 66 | 5000 | 510 x 316 x 148 |  | 220-240V |  | 5 |  |  |  | 70 |  | 5000 |  | > 78000 |  | > 181000 |  |  | 140.23 |  |  | 9 | AG2 | 25 | < 10% at 100.000 hours |  | Available | 750/559 | CIE(x= 0.34. y= 0.35) 5SDCM | Class I . Class II | IK08 |  |  | 50 |  | -40 | 1 | 131 | RAL 9005 | 50-60Hz | Passive | LED | dimmable | Tunnel | TMBt | Tunnel |  |  | 18370 | No sensor
TBD | TMBt/4/F/AF5/131/50... | image | datasheet | deeplink | TUNGSRAM - TLBt/TMBt - 18300lm - 131W - 5000K - 70CRI - TBD[SKU] - B1 - Short bracket. B2 - Long bracket | 9 kg | B1 - Short bracket. B2 - Long bracket | LED | 1 | 131 | [8 empty] | CE | [6 empty] | 66 | 5000 | 510 x 316 x 148 |  | 220-240V |  | 5 |  |  |  | 70 |  | 5000 |  | > 78000 |  | > 181000 |  |  | 139.69 |  |  | 9 | AF5 | 25 | < 10% at 100.000 hours |  | Available | 750/559 | CIE(x= 0.34. y= 0.35) 5SDCM | Class I . Class II | IK08 |  |  | 50 |  | -40 | 1 | 131 | RAL 9005 | 50-60Hz | Passive | LED | dimmable | Tunnel | TMBt | Tunnel |  |  | 18300 | No sensor
TBD | TMBt/4/F/AE5/131/50... | image | datasheet | deeplink | TUNGSRAM - TLBt/TMBt - 18550lm - 131W - 5000K - 70CRI - TBD[SKU] - B1 - Short bracket. B2 - Long bracket | 9 kg | B1 - Short bracket. B2 - Long bracket | LED | 1 | 131 | [8 empty] | CE. ENEC | [6 empty] | 66 | 5000 | 510 x 316 x 148 |  | 220-240V |  | 5 |  |  |  | 70 |  | 5000 |  | > 78000 |  | > 181000 |  |  | 141.6 |  |  | 9 | AE5 | 25 | < 10% at 100.000 hours |  | Available | 750/559 | CIE(x= 0.34. y= 0.35) 5SDCM | Class I . Class II | IK08 |  |  | 50 |  | -40 | 1 | 131 | RAL 9005 | 50-60Hz | Passive | LED | dimmable | Tunnel | TMBt | Tunnel |  |  | 18550 | No sensor
TBD | TMBt/4/F/AE2/131/50... | image | datasheet | deeplink | TUNGSRAM - TLBt/TMBt - 18480lm - 131W - 5000K - 70CRI - TBD[SKU] - B1 - Short bracket. B2 - Long bracket | 9 kg | B1 - Short bracket. B2 - Long bracket | LED | 1 | 131 | [8 empty] | CE | [6 empty] | 66 | 5000 | 510 x 316 x 148 |  | 220-240V |  | 5 |  |  |  | 70 |  | 5000 |  | > 78000 |  | > 181000 |  |  | 141.07 |  |  | 9 | AE2 | 25 | < 10% at 100.000 hours |  | Available | 750/559 | CIE(x= 0.34. y= 0.35) 5SDCM | Class I . Class II | IK08 |  |  | 50 |  | -40 | 1 | 131 | RAL 9005 | 50-60Hz | Passive | LED | dimmable | Tunnel | TMBt | Tunnel |  |  | 18480 | No sensor
TBD | TMBt/4/F/AC5/131/50... | image | datasheet | deeplink | TUNGSRAM - TLBt/TMBt - 18600lm - 131W - 5000K - 70CRI - TBD[SKU] - B1 - Short bracket. B2 - Long bracket | 9 kg | B1 - Short bracket. B2 - Long bracket | LED | 1 | 131 | [8 empty] | CE | [6 empty] | 66 | 5000 | 510 x 316 x 148 |  | 220-240V |  | 5 |  |  |  | 70 |  | 5000 |  | > 78000 |  | > 181000 |  |  | 141.98 |  |  | 9 | AC5 | 25 | < 10% at 100.000 hours |  | Available | 750/559 | CIE(x= 0.34. y= 0.35) 5SDCM | Class I . Class II | IK08 |  |  | 50 |  | -40 | 1 | 131 | RAL 9005 | 50-60Hz | Passive | LED | dimmable | Tunnel | TMBt | Tunnel |  |  | 18600 | No sensor
TBD | TMBt/4/F/AB5/131/50... | image | datasheet | deeplink | TUNGSRAM - TLBt/TMBt - 18800lm - 131W - 5000K - 70CRI - TBD[SKU] - B1 - Short bracket. B2 - Long bracket | 9 kg | B1 - Short bracket. B2 - Long bracket | LED | 1 | 131 | [8 empty] | CE. ENEC | [6 empty] | 66 | 5000 | 510 x 316 x 148 |  | 220-240V |  | 5 |  |  |  | 70 |  | 5000 |  | > 78000 |  | > 181000 |  |  | 143.51 |  |  | 9 | AB5 | 25 | < 10% at 100.000 hours |  | Available | 750/559 | CIE(x= 0.34. y= 0.35) 5SDCM | Class I . Class II | IK08 |  |  | 50 |  | -40 | 1 | 131 | RAL 9005 | 50-60Hz | Passive | LED | dimmable | Tunnel | TMBt | Tunnel |  |  | 18800 | No sensor
TBD | TMBt/4/F/AB2/131/50... | image | datasheet | deeplink | TUNGSRAM - TLBt/TMBt - 18600lm - 131W - 5000K - 70CRI - TBD[SKU] - B1 - Short bracket. B2 - Long bracket | 9 kg | B1 - Short bracket. B2 - Long bracket | LED | 1 | 131 | [8 empty] | CE | [6 empty] | 66 | 5000 | 510 x 316 x 148 |  | 220-240V |  | 5 |  |  |  | 70 |  | 5000 |  | > 78000 |  | > 181000 |  |  | 141.98 |  |  | 9 | AB2 | 25 | < 10% at 100.000 hours |  | Available | 750/559 | CIE(x= 0.34. y= 0.35) 5SDCM | Class I . Class II | IK08 |  |  | 50 |  | -40 | 1 | 131 | RAL 9005 | 50-60Hz | Passive | LED | dimmable | Tunnel | TMBt | Tunnel |  |  | 18600 | No sensor
TBD | TMBt/4/F/Y5/131/50... | image | datasheet | deeplink | TUNGSRAM - TLBt/TMBt - 18010lm - 131W - 5000K - 70CRI - TBD[SKU] - B1 - Short bracket. B2 - Long bracket | 9 kg | B1 - Short bracket. B2 - Long bracket | LED | 1 | 131 | [8 empty] | CE. ENEC | [6 empty] | 66 | 5000 | 510 x 316 x 148 |  | 220-240V |  | 5 |  |  |  | 70 |  | 5000 |  | > 78000 |  | > 181000 |  |  | 137.48 |  |  | 9 | Y5 | 25 | < 10% at 100.000 hours |  | Available | 750/559 | CIE(x= 0.34. y= 0.35) 5SDCM | Class I . Class II | IK08 |  |  | 50 |  | -40 | 1 | 131 | RAL 9005 | 50-60Hz | Passive | LED | dimmable | Tunnel | TMBt | Tunnel |  |  | 18010 | No sensor
TBD | TMBt/4/F/SP5/175/30... | image | datasheet | deeplink | TUNGSRAM - TLBt/TMBt - 22040lm - 175W - 3000K - 70CRI - TBD[SKU] - B1 - Short bracket. B2 - Long bracket | 9 kg | B1 - Short bracket. B2 - Long bracket | LED | 1 | 175 | [8 empty] | CE | [6 empty] | 66 | 3000 | 510 x 316 x 148 |  | 220-240V |  | 5 |  |  |  | 70 |  | 3000 |  | > 78000 |  | > 181000 |  |  | 125.94 |  |  | 9 | SP5 | 25 | < 10% at 100.000 hours |  | Available | 730/559 | CIE(x=0.4338. y=0.403) 5SDCM | Class I . Class II | IK08 |  |  | 50 |  | -40 | 1 | 175 | RAL 9005 | 50-60Hz | Passive | LED | dimmable | Tunnel | TMBt | Tunnel |  |  | 22040 | No sensor
TBD | TMBt/4/F/SG2/175/30... | image | datasheet | deeplink | TUNGSRAM - TLBt/TMBt - 21830lm - 175W - 3000K - 70CRI - TBD[SKU] - B1 - Short bracket. B2 - Long bracket | 9 kg | B1 - Short bracket. B2 - Long bracket | LED | 1 | 175 | [8 empty] | CE | [6 empty] | 66 | 3000 | 510 x 316 x 148 |  | 220-240V |  | 5 |  |  |  | 70 |  | 3000 |  | > 78000 |  | > 181000 |  |  | 124.74 |  |  | 9 | SG2 | 25 | < 10% at 100.000 hours |  | Available | 730/559 | CIE(x=0.4338. y=0.403) 5SDCM | Class I . Class II | IK08 |  |  | 50 |  | -40 | 1 | 175 | RAL 9005 | 50-60Hz | Passive | LED | dimmable | Tunnel | TMBt | Tunnel |  |  | 21830 | No sensor
TBD | TMBt/4/F/SF5/175/30... | image | datasheet | deeplink | TUNGSRAM - TLBt/TMBt - 21750lm - 175W - 3000K - 70CRI - TBD[SKU] - B1 - Short bracket. B2 - Long bracket | 9 kg | B1 - Short bracket. B2 - Long bracket | LED | 1 | 175 | [8 empty] | CE | [6 empty] | 66 | 3000 | 510 x 316 x 148 |  | 220-240V |  | 5 |  |  |  | 70 |  | 3000 |  | > 78000 |  | > 181000 |  |  | 124.29 |  |  | 9 | SF5 | 25 | < 10% at 100.000 hours |  | Available | 730/559 | CIE(x=0.4338. y=0.403) 5SDCM | Class I . Class II | IK08 |  |  | 50 |  | -40 | 1 | 175 | RAL 9005 | 50-60Hz | Passive | LED | dimmable | Tunnel | TMBt | Tunnel |  |  | 21750 | No sensor
TBD | TMBt/4/F/SE5/175/30... | image | datasheet | deeplink | TUNGSRAM - TLBt/TMBt - 22040lm - 175W - 3000K - 70CRI - TBD[SKU] - B1 - Short bracket. B2 - Long bracket | 9 kg | B1 - Short bracket. B2 - Long bracket | LED | 1 | 175 | [8 empty] | CE. ENEC | [6 empty] | 66 | 3000 | 510 x 316 x 148 |  | 220-240V |  | 5 |  |  |  | 70 |  | 3000 |  | > 78000 |  | > 181000 |  |  | 125.94 |  |  | 9 | SE5 | 25 | < 10% at 100.000 hours |  | Available | 730/559 | CIE(x=0.4338. y=0.403) 5SDCM | Class I . Class II | IK08 |  |  | 50 |  | -40 | 1 | 175 | RAL 9005 | 50-60Hz | Passive | LED | dimmable | Tunnel | TMBt | Tunnel |  |  | 22040 | No sensor
TBD | TMBt/4/F/SE2/175/30... | image | datasheet | deeplink | TUNGSRAM - TLBt/TMBt - 21960lm - 175W - 3000K - 70CRI - TBD[SKU] - B1 - Short bracket. B2 - Long bracket | 9 kg | B1 - Short bracket. B2 - Long bracket | LED | 1 | 175 | [8 empty] | CE | [6 empty] | 66 | 3000 | 510 x 316 x 148 |  | 220-240V |  | 5 |  |  |  | 70 |  | 3000 |  | > 78000 |  | > 181000 |  |  | 125.49 |  |  | 9 | SE2 | 25 | < 10% at 100.000 hours |  | Available | 730/559 | CIE(x=0.4338. y=0.403) 5SDCM | Class I . Class II | IK08 |  |  | 50 |  | -40 | 1 | 175 | RAL 9005 | 50-60Hz | Passive | LED | dimmable | Tunnel | TMBt | Tunnel |  |  | 21960 | No sensor
TBD | TMBt/4/F/SC5/175/30... | image | datasheet | deeplink | TUNGSRAM - TLBt/TMBt - 22100lm - 175W - 3000K - 70CRI - TBD[SKU] - B1 - Short bracket. B2 - Long bracket | 9 kg | B1 - Short bracket. B2 - Long bracket | LED | 1 | 175 | [8 empty] | CE | [6 empty] | 66 | 3000 | 510 x 316 x 148 |  | 220-240V |  | 5 |  |  |  | 70 |  | 3000 |  | > 78000 |  | > 181000 |  |  | 126.29 |  |  | 9 | SC5 | 25 | < 10% at 100.000 hours |  | Available | 730/559 | CIE(x=0.4338. y=0.403) 5SDCM | Class I . Class II | IK08 |  |  | 50 |  | -40 | 1 | 175 | RAL 9005 | 50-60Hz | Passive | LED | dimmable | Tunnel | TMBt | Tunnel |  |  | 22100 | No sensor
TBD | TMBt/4/F/SB5/175/30... | image | datasheet | deeplink | TUNGSRAM - TLBt/TMBt - 22340lm - 175W - 3000K - 70CRI - TBD[SKU] - B1 - Short bracket. B2 - Long bracket | 9 kg | B1 - Short bracket. B2 - Long bracket | LED | 1 | 175 | [8 empty] | CE. ENEC | [6 empty] | 66 | 3000 | 510 x 316 x 148 |  | 220-240V |  | 5 |  |  |  | 70 |  | 3000 |  | > 78000 |  | > 181000 |  |  | 127.66 |  |  | 9 | SB5 | 25 | < 10% at 100.000 hours |  | Available | 730/559 | CIE(x=0.4338. y=0.403) 5SDCM | Class I . Class II | IK08 |  |  | 50 |  | -40 | 1 | 175 | RAL 9005 | 50-60Hz | Passive | LED | dimmable | Tunnel | TMBt | Tunnel |  |  | 22340 | No sensor
TBD | TMBt/4/F/SB2/175/30... | image | datasheet | deeplink | TUNGSRAM - TLBt/TMBt - 22100lm - 175W - 3000K - 70CRI - TBD[SKU] - B1 - Short bracket. B2 - Long bracket | 9 kg | B1 - Short bracket. B2 - Long bracket | LED | 1 | 175 | [8 empty] | CE | [6 empty] | 66 | 3000 | 510 x 316 x 148 |  | 220-240V |  | 5 |  |  |  | 70 |  | 3000 |  | > 78000 |  | > 181000 |  |  | 126.29 |  |  | 9 | SB2 | 25 | < 10% at 100.000 hours |  | Available | 730/559 | CIE(x=0.4338. y=0.403) 5SDCM | Class I . Class II | IK08 |  |  | 50 |  | -40 | 1 | 175 | RAL 9005 | 50-60Hz | Passive | LED | dimmable | Tunnel | TMBt | Tunnel |  |  | 22100 | No sensor
TBD | TMBt/4/F/AP5/175/30... | image | datasheet | deeplink | TUNGSRAM - TLBt/TMBt - 21840lm - 175W - 3000K - 70CRI - TBD[SKU] - B1 - Short bracket. B2 - Long bracket | 9 kg | B1 - Short bracket. B2 - Long bracket | LED | 1 | 175 | [8 empty] | CE | [6 empty] | 66 | 3000 | 510 x 316 x 148 |  | 220-240V |  | 5 |  |  |  | 70 |  | 3000 |  | > 78000 |  | > 181000 |  |  | 124.8 |  |  | 9 | AP5 | 25 | < 10% at 100.000 hours |  | Available | 730/559 | CIE(x=0.4338. y=0.403) 5SDCM | Class I . Class II | IK08 |  |  | 50 |  | -40 | 1 | 175 | RAL 9005 | 50-60Hz | Passive | LED | dimmable | Tunnel | TMBt | Tunnel |  |  | 21840 | No sensor
TBD | TMBt/4/F/AG2/175/30... | image | datasheet | deeplink | TUNGSRAM - TLBt/TMBt - 21640lm - 175W - 3000K - 70CRI - TBD[SKU] - B1 - Short bracket. B2 - Long bracket | 9 kg | B1 - Short bracket. B2 - Long bracket | LED | 1 | 175 | [8 empty] | CE | [6 empty] | 66 | 3000 | 510 x 316 x 148 |  | 220-240V |  | 5 |  |  |  | 70 |  | 3000 |  | > 78000 |  | > 181000 |  |  | 123.66 |  |  | 9 | AG2 | 25 | < 10% at 100.000 hours |  | Available | 730/559 | CIE(x=0.4338. y=0.403) 5SDCM | Class I . Class II | IK08 |  |  | 50 |  | -40 | 1 | 175 | RAL 9005 | 50-60Hz | Passive | LED | dimmable | Tunnel | TMBt | Tunnel |  |  | 21640 | No sensor
TBD | TMBt/4/F/AF5/175/30... | image | datasheet | deeplink | TUNGSRAM - TLBt/TMBt - 21560lm - 175W - 3000K - 70CRI - TBD[SKU] - B1 - Short bracket. B2 - Long bracket | 9 kg | B1 - Short bracket. B2 - Long bracket | LED | 1 | 175 | [8 empty] | CE | [6 empty] | 66 | 3000 | 510 x 316 x 148 |  | 220-240V |  | 5 |  |  |  | 70 |  | 3000 |  | > 78000 |  | > 181000 |  |  | 123.2 |  |  | 9 | AF5 | 25 | < 10% at 100.000 hours |  | Available | 730/559 | CIE(x=0.4338. y=0.403) 5SDCM | Class I . Class II | IK08 |  |  | 50 |  | -40 | 1 | 175 | RAL 9005 | 50-60Hz | Passive | LED | dimmable | Tunnel | TMBt | Tunnel |  |  | 21560 | No sensor
TBD | TMBt/4/F/AE5/175/30... | image | datasheet | deeplink | TUNGSRAM - TLBt/TMBt - 21840lm - 175W - 3000K - 70CRI - TBD[SKU] - B1 - Short bracket. B2 - Long bracket | 9 kg | B1 - Short bracket. B2 - Long bracket | LED | 1 | 175 | [8 empty] | CE. ENEC | [6 empty] | 66 | 3000 | 510 x 316 x 148 |  | 220-240V |  | 5 |  |  |  | 70 |  | 3000 |  | > 78000 |  | > 181000 |  |  | 124.8 |  |  | 9 | AE5 | 25 | < 10% at 100.000 hours |  | Available | 730/559 | CIE(x=0.4338. y=0.403) 5SDCM | Class I . Class II | IK08 |  |  | 50 |  | -40 | 1 | 175 | RAL 9005 | 50-60Hz | Passive | LED | dimmable | Tunnel | TMBt | Tunnel |  |  | 21840 | No sensor
TBD | TMBt/4/F/AE2/175/30... | image | datasheet | deeplink | TUNGSRAM - TLBt/TMBt - 21760lm - 175W - 3000K - 70CRI - TBD[SKU] - B1 - Short bracket. B2 - Long bracket | 9 kg | B1 - Short bracket. B2 - Long bracket | LED | 1 | 175 | [8 empty] | CE | [6 empty] | 66 | 3000 | 510 x 316 x 148 |  | 220-240V |  | 5 |  |  |  | 70 |  | 3000 |  | > 78000 |  | > 181000 |  |  | 124.34 |  |  | 9 | AE2 | 25 | < 10% at 100.000 hours |  | Available | 730/559 | CIE(x=0.4338. y=0.403) 5SDCM | Class I . Class II | IK08 |  |  | 50 |  | -40 | 1 | 175 | RAL 9005 | 50-60Hz | Passive | LED | dimmable | Tunnel | TMBt | Tunnel |  |  | 21760 | No sensor
TBD | TMBt/4/F/AC5/175/30... | image | datasheet | deeplink | TUNGSRAM - TLBt/TMBt - 21910lm - 175W - 3000K - 70CRI - TBD[SKU] - B1 - Short bracket. B2 - Long bracket | 9 kg | B1 - Short bracket. B2 - Long bracket | LED | 1 | 175 | [8 empty] | CE | [6 empty] | 66 | 3000 | 510 x 316 x 148 |  | 220-240V |  | 5 |  |  |  | 70 |  | 3000 |  | > 78000 |  | > 181000 |  |  | 125.2 |  |  | 9 | AC5 | 25 | < 10% at 100.000 hours |  | Available | 730/559 | CIE(x=0.4338. y=0.403) 5SDCM | Class I . Class II | IK08 |  |  | 50 |  | -40 | 1 | 175 | RAL 9005 | 50-60Hz | Passive | LED | dimmable | Tunnel | TMBt | Tunnel |  |  | 21910 | No sensor
TBD | TMBt/4/F/AB5/175/30... | image | datasheet | deeplink | TUNGSRAM - TLBt/TMBt - 22140lm - 175W - 3000K - 70CRI - TBD[SKU] - B1 - Short bracket. B2 - Long bracket | 9 kg | B1 - Short bracket. B2 - Long bracket | LED | 1 | 175 | [8 empty] | CE. ENEC | [6 empty] | 66 | 3000 | 510 x 316 x 148 |  | 220-240V |  | 5 |  |  |  | 70 |  | 3000 |  | > 78000 |  | > 181000 |  |  | 126.51 |  |  | 9 | AB5 | 25 | < 10% at 100.000 hours |  | Available | 730/559 | CIE(x=0.4338. y=0.403) 5SDCM | Class I . Class II | IK08 |  |  | 50 |  | -40 | 1 | 175 | RAL 9005 | 50-60Hz | Passive | LED | dimmable | Tunnel | TMBt | Tunnel |  |  | 22140 | No sensor
TBD | TMBt/4/F/AB2/175/30... | image | datasheet | deeplink | TUNGSRAM - TLBt/TMBt - 21910lm - 175W - 3000K - 70CRI - TBD[SKU] - B1 - Short bracket. B2 - Long bracket | 9 kg | B1 - Short bracket. B2 - Long bracket | LED | 1 | 175 | [8 empty] | CE | [6 empty] | 66 | 3000 | 510 x 316 x 148 |  | 220-240V |  | 5 |  |  |  | 70 |  | 3000 |  | > 78000 |  | > 181000 |  |  | 125.2 |  |  | 9 | AB2 | 25 | < 10% at 100.000 hours |  | Available | 730/559 | CIE(x=0.4338. y=0.403) 5SDCM | Class I . Class II | IK08 |  |  | 50 |  | -40 | 1 | 175 | RAL 9005 | 50-60Hz | Passive | LED | dimmable | Tunnel | TMBt | Tunnel |  |  | 21910 | No sensor
TBD | TMBt/4/F/Y5/175/30... | image | datasheet | deeplink | TUNGSRAM - TLBt/TMBt - 21210lm - 175W - 3000K - 70CRI - TBD[SKU] - B1 - Short bracket. B2 - Long bracket | 9 kg | B1 - Short bracket. B2 - Long bracket | LED | 1 | 175 | [8 empty] | CE. ENEC | [6 empty] | 66 | 3000 | 510 x 316 x 148 |  | 220-240V |  | 5 |  |  |  | 70 |  | 3000 |  | > 78000 |  | > 181000 |  |  | 121.2 |  |  | 9 | Y5 | 25 | < 10% at 100.000 hours |  | Available | 730/559 | CIE(x=0.4338. y=0.403) 5SDCM | Class I . Class II | IK08 |  |  | 50 |  | -40 | 1 | 175 | RAL 9005 | 50-60Hz | Passive | LED | dimmable | Tunnel | TMBt | Tunnel |  |  | 21210 | No sensor
TBD | TMBt/4/F/SP5/153/30... | image | datasheet | deeplink | TUNGSRAM - TLBt/TMBt - 19670lm - 153W - 3000K - 70CRI - TBD[SKU] - B1 - Short bracket. B2 - Long bracket | 9 kg | B1 - Short bracket. B2 - Long bracket | LED | 1 | 153 | [8 empty] | CE | [6 empty] | 66 | 3000 | 510 x 316 x 148 |  | 220-240V |  | 5 |  |  |  | 70 |  | 3000 |  | > 78000 |  | > 181000 |  |  | 128.56 |  |  | 9 | SP5 | 25 | < 10% at 100.000 hours |  | Available | 730/559 | CIE(x=0.4338. y=0.403) 5SDCM | Class I . Class II | IK08 |  |  | 50 |  | -40 | 1 | 153 | RAL 9005 | 50-60Hz | Passive | LED | dimmable | Tunnel | TMBt | Tunnel |  |  | 19670 | No sensor
TBD | TMBt/4/F/SG2/153/30... | image | datasheet | deeplink | TUNGSRAM - TLBt/TMBt - 19490lm - 153W - 3000K - 70CRI - TBD[SKU] - B1 - Short bracket. B2 - Long bracket | 9 kg | B1 - Short bracket. B2 - Long bracket | LED | 1 | 153 | [8 empty] | CE | [6 empty] | 66 | 3000 | 510 x 316 x 148 |  | 220-240V |  | 5 |  |  |  | 70 |  | 3000 |  | > 78000 |  | > 181000 |  |  | 127.39 |  |  | 9 | SG2 | 25 | < 10% at 100.000 hours |  | Available | 730/559 | CIE(x=0.4338. y=0.403) 5SDCM | Class I . Class II | IK08 |  |  | 50 |  | -40 | 1 | 153 | RAL 9005 | 50-60Hz | Passive | LED | dimmable | Tunnel | TMBt | Tunnel |  |  | 19490 | No sensor
TBD | TMBt/4/F/SF5/153/30... | image | datasheet | deeplink | TUNGSRAM - TLBt/TMBt - 19410lm - 153W - 3000K - 70CRI - TBD[SKU] - B1 - Short bracket. B2 - Long bracket | 9 kg | B1 - Short bracket. B2 - Long bracket | LED | 1 | 153 | [8 empty] | CE | [6 empty] | 66 | 3000 | 510 x 316 x 148 |  | 220-240V |  | 5 |  |  |  | 70 |  | 3000 |  | > 78000 |  | > 181000 |  |  | 126.86 |  |  | 9 | SF5 | 25 | < 10% at 100.000 hours |  | Available | 730/559 | CIE(x=0.4338. y=0.403) 5SDCM | Class I . Class II | IK08 |  |  | 50 |  | -40 | 1 | 153 | RAL 9005 | 50-60Hz | Passive | LED | dimmable | Tunnel | TMBt | Tunnel |  |  | 19410 | No sensor
TBD | TMBt/4/F/SE5/153/30... | image | datasheet | deeplink | TUNGSRAM - TLBt/TMBt - 19670lm - 153W - 3000K - 70CRI - TBD[SKU] - B1 - Short bracket. B2 - Long bracket | 9 kg | B1 - Short bracket. B2 - Long bracket | LED | 1 | 153 | [8 empty] | CE. ENEC | [6 empty] | 66 | 3000 | 510 x 316 x 148 |  | 220-240V |  | 5 |  |  |  | 70 |  | 3000 |  | > 78000 |  | > 181000 |  |  | 128.56 |  |  | 9 | SE5 | 25 | < 10% at 100.000 hours |  | Available | 730/559 | CIE(x=0.4338. y=0.403) 5SDCM | Class I . Class II | IK08 |  |  | 50 |  | -40 | 1 | 153 | RAL 9005 | 50-60Hz | Passive | LED | dimmable | Tunnel | TMBt | Tunnel |  |  | 19670 | No sensor
TBD | TMBt/4/F/SE2/153/30... | image | datasheet | deeplink | TUNGSRAM - TLBt/TMBt - 19600lm - 153W - 3000K - 70CRI - TBD[SKU] - B1 - Short bracket. B2 - Long bracket | 9 kg | B1 - Short bracket. B2 - Long bracket | LED | 1 | 153 | [8 empty] | CE | [6 empty] | 66 | 3000 | 510 x 316 x 148 |  | 220-240V |  | 5 |  |  |  | 70 |  | 3000 |  | > 78000 |  | > 181000 |  |  | 128.1 |  |  | 9 | SE2 | 25 | < 10% at 100.000 hours |  | Available | 730/559 | CIE(x=0.4338. y=0.403) 5SDCM | Class I . Class II | IK08 |  |  | 50 |  | -40 | 1 | 153 | RAL 9005 | 50-60Hz | Passive | LED | dimmable | Tunnel | TMBt | Tunnel |  |  | 19600 | No sensor
TBD | TMBt/4/F/SC5/153/30... | image | datasheet | deeplink | TUNGSRAM - TLBt/TMBt - 19730lm - 153W - 3000K - 70CRI - TBD[SKU] - B1 - Short bracket. B2 - Long bracket | 9 kg | B1 - Short bracket. B2 - Long bracket | LED | 1 | 153 | [8 empty] | CE | [6 empty] | 66 | 3000 | 510 x 316 x 148 |  | 220-240V |  | 5 |  |  |  | 70 |  | 3000 |  | > 78000 |  | > 181000 |  |  | 128.95 |  |  | 9 | SC5 | 25 | < 10% at 100.000 hours |  | Available | 730/559 | CIE(x=0.4338. y=0.403) 5SDCM | Class I . Class II | IK08 |  |  | 50 |  | -40 | 1 | 153 | RAL 9005 | 50-60Hz | Passive | LED | dimmable | Tunnel | TMBt | Tunnel |  |  | 19730 | No sensor
TBD | TMBt/4/F/SB5/153/30... | image | datasheet | deeplink | TUNGSRAM - TLBt/TMBt - 19930lm - 153W - 3000K - 70CRI - TBD[SKU] - B1 - Short bracket. B2 - Long bracket | 9 kg | B1 - Short bracket. B2 - Long bracket | LED | 1 | 153 | [8 empty] | CE. ENEC | [6 empty] | 66 | 3000 | 510 x 316 x 148 |  | 220-240V |  | 5 |  |  |  | 70 |  | 3000 |  | > 78000 |  | > 181000 |  |  | 130.26 |  |  | 9 | SB5 | 25 | < 10% at 100.000 hours |  | Available | 730/559 | CIE(x=0.4338. y=0.403) 5SDCM | Class I . Class II | IK08 |  |  | 50 |  | -40 | 1 | 153 | RAL 9005 | 50-60Hz | Passive | LED | dimmable | Tunnel | TMBt | Tunnel |  |  | 19930 | No sensor
TBD | TMBt/4/F/SB2/153/30... | image | datasheet | deeplink | TUNGSRAM - TLBt/TMBt - 19730lm - 153W - 3000K - 70CRI - TBD[SKU] - B1 - Short bracket. B2 - Long bracket | 9 kg | B1 - Short bracket. B2 - Long bracket | LED | 1 | 153 | [8 empty] | CE | [6 empty] | 66 | 3000 | 510 x 316 x 148 |  | 220-240V |  | 5 |  |  |  | 70 |  | 3000 |  | > 78000 |  | > 181000 |  |  | 128.95 |  |  | 9 | SB2 | 25 | < 10% at 100.000 hours |  | Available | 730/559 | CIE(x=0.4338. y=0.403) 5SDCM | Class I . Class II | IK08 |  |  | 50 |  | -40 | 1 | 153 | RAL 9005 | 50-60Hz | Passive | LED | dimmable | Tunnel | TMBt | Tunnel |  |  | 19730 | No sensor
TBD | TMBt/4/F/AP5/153/30... | image | datasheet | deeplink | TUNGSRAM - TLBt/TMBt - 19490lm - 153W - 3000K - 70CRI - TBD[SKU] - B1 - Short bracket. B2 - Long bracket | 9 kg | B1 - Short bracket. B2 - Long bracket | LED | 1 | 153 | [8 empty] | CE | [6 empty] | 66 | 3000 | 510 x 316 x 148 |  | 220-240V |  | 5 |  |  |  | 70 |  | 3000 |  | > 78000 |  | > 181000 |  |  | 127.39 |  |  | 9 | AP5 | 25 | < 10% at 100.000 hours |  | Available | 730/559 | CIE(x=0.4338. y=0.403) 5SDCM | Class I . Class II | IK08 |  |  | 50 |  | -40 | 1 | 153 | RAL 9005 | 50-60Hz | Passive | LED | dimmable | Tunnel | TMBt | Tunnel |  |  | 19490 | No sensor
TBD | TMBt/4/F/AG2/153/30... | image | datasheet | deeplink | TUNGSRAM - TLBt/TMBt - 19310lm - 153W - 3000K - 70CRI - TBD[SKU] - B1 - Short bracket. B2 - Long bracket | 9 kg | B1 - Short bracket. B2 - Long bracket | LED | 1 | 153 | [8 empty] | CE | [6 empty] | 66 | 3000 | 510 x 316 x 148 |  | 220-240V |  | 5 |  |  |  | 70 |  | 3000 |  | > 78000 |  | > 181000 |  |  | 126.21 |  |  | 9 | AG2 | 25 | < 10% at 100.000 hours |  | Available | 730/559 | CIE(x=0.4338. y=0.403) 5SDCM | Class I . Class II | IK08 |  |  | 50 |  | -40 | 1 | 153 | RAL 9005 | 50-60Hz | Passive | LED | dimmable | Tunnel | TMBt | Tunnel |  |  | 19310 | No sensor
TBD | TMBt/4/F/AF5/153/30... | image | datasheet | deeplink | TUNGSRAM - TLBt/TMBt - 19240lm - 153W - 3000K - 70CRI - TBD[SKU] - B1 - Short bracket. B2 - Long bracket | 9 kg | B1 - Short bracket. B2 - Long bracket | LED | 1 | 153 | [8 empty] | CE | [6 empty] | 66 | 3000 | 510 x 316 x 148 |  | 220-240V |  | 5 |  |  |  | 70 |  | 3000 |  | > 78000 |  | > 181000 |  |  | 125.75 |  |  | 9 | AF5 | 25 | < 10% at 100.000 hours |  | Available | 730/559 | CIE(x=0.4338. y=0.403) 5SDCM | Class I . Class II | IK08 |  |  | 50 |  | -40 | 1 | 153 | RAL 9005 | 50-60Hz | Passive | LED | dimmable | Tunnel | TMBt | Tunnel |  |  | 19240 | No sensor
TBD | TMBt/4/F/AE5/153/30... | image | datasheet | deeplink | TUNGSRAM - TLBt/TMBt - 19500lm - 153W - 3000K - 70CRI - TBD[SKU] - B1 - Short bracket. B2 - Long bracket | 9 kg | B1 - Short bracket. B2 - Long bracket | LED | 1 | 153 | [8 empty] | CE. ENEC | [6 empty] | 66 | 3000 | 510 x 316 x 148 |  | 220-240V |  | 5 |  |  |  | 70 |  | 3000 |  | > 78000 |  | > 181000 |  |  | 127.45 |  |  | 9 | AE5 | 25 | < 10% at 100.000 hours |  | Available | 730/559 | CIE(x=0.4338. y=0.403) 5SDCM | Class I . Class II | IK08 |  |  | 50 |  | -40 | 1 | 153 | RAL 9005 | 50-60Hz | Passive | LED | dimmable | Tunnel | TMBt | Tunnel |  |  | 19500 | No sensor
TBD | TMBt/4/F/AE2/153/30... | image | datasheet | deeplink | TUNGSRAM - TLBt/TMBt - 19420lm - 153W - 3000K - 70CRI - TBD[SKU] - B1 - Short bracket. B2 - Long bracket | 9 kg | B1 - Short bracket. B2 - Long bracket | LED | 1 | 153 | [8 empty] | CE | [6 empty] | 66 | 3000 | 510 x 316 x 148 |  | 220-240V |  | 5 |  |  |  | 70 |  | 3000 |  | > 78000 |  | > 181000 |  |  | 126.93 |  |  | 9 | AE2 | 25 | < 10% at 100.000 hours |  | Available | 730/559 | CIE(x=0.4338. y=0.403) 5SDCM | Class I . Class II | IK08 |  |  | 50 |  | -40 | 1 | 153 | RAL 9005 | 50-60Hz | Passive | LED | dimmable | Tunnel | TMBt | Tunnel |  |  | 19420 | No sensor
TBD | TMBt/4/F/AC5/153/30... | image | datasheet | deeplink | TUNGSRAM - TLBt/TMBt - 19550lm - 153W - 3000K - 70CRI - TBD[SKU] - B1 - Short bracket. B2 - Long bracket | 9 kg | B1 - Short bracket. B2 - Long bracket | LED | 1 | 153 | [8 empty] | CE | [6 empty] | 66 | 3000 | 510 x 316 x 148 |  | 220-240V |  | 5 |  |  |  | 70 |  | 3000 |  | > 78000 |  | > 181000 |  |  | 127.78 |  |  | 9 | AC5 | 25 | < 10% at 100.000 hours |  | Available | 730/559 | CIE(x=0.4338. y=0.403) 5SDCM | Class I . Class II | IK08 |  |  | 50 |  | -40 | 1 | 153 | RAL 9005 | 50-60Hz | Passive | LED | dimmable | Tunnel | TMBt | Tunnel |  |  | 19550 | No sensor
TBD | TMBt/4/F/AB5/153/30... | image | datasheet | deeplink | TUNGSRAM - TLBt/TMBt - 19760lm - 153W - 3000K - 70CRI - TBD[SKU] - B1 - Short bracket. B2 - Long bracket | 9 kg | B1 - Short bracket. B2 - Long bracket | LED | 1 | 153 | [8 empty] | CE. ENEC | [6 empty] | 66 | 3000 | 510 x 316 x 148 |  | 220-240V |  | 5 |  |  |  | 70 |  | 3000 |  | > 78000 |  | > 181000 |  |  | 129.15 |  |  | 9 | AB5 | 25 | < 10% at 100.000 hours |  | Available | 730/559 | CIE(x=0.4338. y=0.403) 5SDCM | Class I . Class II | IK08 |  |  | 50 |  | -40 | 1 | 153 | RAL 9005 | 50-60Hz | Passive | LED | dimmable | Tunnel | TMBt | Tunnel |  |  | 19760 | No sensor
TBD | TMBt/4/F/AB2/153/30... | image | datasheet | deeplink | TUNGSRAM - TLBt/TMBt - 19550lm - 153W - 3000K - 70CRI - TBD[SKU] - B1 - Short bracket. B2 - Long bracket | 9 kg | B1 - Short bracket. B2 - Long bracket | LED | 1 | 153 | [8 empty] | CE | [6 empty] | 66 | 3000 | 510 x 316 x 148 |  | 220-240V |  | 5 |  |  |  | 70 |  | 3000 |  | > 78000 |  | > 181000 |  |  | 127.78 |  |  | 9 | AB2 | 25 | < 10% at 100.000 hours |  | Available | 730/559 | CIE(x=0.4338. y=0.403) 5SDCM | Class I . Class II | IK08 |  |  | 50 |  | -40 | 1 | 153 | RAL 9005 | 50-60Hz | Passive | LED | dimmable | Tunnel | TMBt | Tunnel |  |  | 19550 | No sensor
TBD | TMBt/4/F/Y5/153/30... | image | datasheet | deeplink | TUNGSRAM - TLBt/TMBt - 18930lm - 153W - 3000K - 70CRI - TBD[SKU] - B1 - Short bracket. B2 - Long bracket | 9 kg | B1 - Short bracket. B2 - Long bracket | LED | 1 | 153 | [8 empty] | CE. ENEC | [6 empty] | 66 | 3000 | 510 x 316 x 148 |  | 220-240V |  | 5 |  |  |  | 70 |  | 3000 |  | > 78000 |  | > 181000 |  |  | 123.73 |  |  | 9 | Y5 | 25 | < 10% at 100.000 hours |  | Available | 730/559 | CIE(x=0.4338. y=0.403) 5SDCM | Class I . Class II | IK08 |  |  | 50 |  | -40 | 1 | 153 | RAL 9005 | 50-60Hz | Passive | LED | dimmable | Tunnel | TMBt | Tunnel |  |  | 18930 | No sensor
TBD | TMBt/4/F/SP5/131/30... | image | datasheet | deeplink | TUNGSRAM - TLBt/TMBt - 17440lm - 131W - 3000K - 70CRI - TBD[SKU] - B1 - Short bracket. B2 - Long bracket | 9 kg | B1 - Short bracket. B2 - Long bracket | LED | 1 | 131 | [8 empty] | CE | [6 empty] | 66 | 3000 | 510 x 316 x 148 |  | 220-240V |  | 5 |  |  |  | 70 |  | 3000 |  | > 78000 |  | > 181000 |  |  | 133.13 |  |  | 9 | SP5 | 25 | < 10% at 100.000 hours |  | Available | 730/559 | CIE(x=0.4338. y=0.403) 5SDCM | Class I . Class II | IK08 |  |  | 50 |  | -40 | 1 | 131 | RAL 9005 | 50-60Hz | Passive | LED | dimmable | Tunnel | TMBt | Tunnel |  |  | 17440 | No sensor
TBD | TMBt/4/F/SG2/131/30... | image | datasheet | deeplink | TUNGSRAM - TLBt/TMBt - 17280lm - 131W - 3000K - 70CRI - TBD[SKU] - B1 - Short bracket. B2 - Long bracket | 9 kg | B1 - Short bracket. B2 - Long bracket | LED | 1 | 131 | [8 empty] | CE | [6 empty] | 66 | 3000 | 510 x 316 x 148 |  | 220-240V |  | 5 |  |  |  | 70 |  | 3000 |  | > 78000 |  | > 181000 |  |  | 131.91 |  |  | 9 | SG2 | 25 | < 10% at 100.000 hours |  | Available | 730/559 | CIE(x=0.4338. y=0.403) 5SDCM | Class I . Class II | IK08 |  |  | 50 |  | -40 | 1 | 131 | RAL 9005 | 50-60Hz | Passive | LED | dimmable | Tunnel | TMBt | Tunnel |  |  | 17280 | No sensor
TBD | TMBt/4/F/SF5/131/30... | image | datasheet | deeplink | TUNGSRAM - TLBt/TMBt - 17210lm - 131W - 3000K - 70CRI - TBD[SKU] - B1 - Short bracket. B2 - Long bracket | 9 kg | B1 - Short bracket. B2 - Long bracket | LED | 1 | 131 | [8 empty] | CE | [6 empty] | 66 | 3000 | 510 x 316 x 148 |  | 220-240V |  | 5 |  |  |  | 70 |  | 3000 |  | > 78000 |  | > 181000 |  |  | 131.37 |  |  | 9 | SF5 | 25 | < 10% at 100.000 hours |  | Available | 730/559 | CIE(x=0.4338. y=0.403) 5SDCM | Class I . Class II | IK08 |  |  | 50 |  | -40 | 1 | 131 | RAL 9005 | 50-60Hz | Passive | LED | dimmable | Tunnel | TMBt | Tunnel |  |  | 17210 | No sensor
TBD | TMBt/4/F/SE5/131/30... | image | datasheet | deeplink | TUNGSRAM - TLBt/TMBt - 17440lm - 131W - 3000K - 70CRI - TBD[SKU] - B1 - Short bracket. B2 - Long bracket | 9 kg | B1 - Short bracket. B2 - Long bracket | LED | 1 | 131 | [8 empty] | CE. ENEC | [6 empty] | 66 | 3000 | 510 x 316 x 148 |  | 220-240V |  | 5 |  |  |  | 70 |  | 3000 |  | > 78000 |  | > 181000 |  |  | 133.13 |  |  | 9 | SE5 | 25 | < 10% at 100.000 hours |  | Available | 730/559 | CIE(x=0.4338. y=0.403) 5SDCM | Class I . Class II | IK08 |  |  | 50 |  | -40 | 1 | 131 | RAL 9005 | 50-60Hz | Passive | LED | dimmable | Tunnel | TMBt | Tunnel |  |  | 17440 | No sensor
TBD | TMBt/4/F/SE2/131/30... | image | datasheet | deeplink | TUNGSRAM - TLBt/TMBt - 17380lm - 131W - 3000K - 70CRI - TBD[SKU] - B1 - Short bracket. B2 - Long bracket | 9 kg | B1 - Short bracket. B2 - Long bracket | LED | 1 | 131 | [8 empty] | CE | [6 empty] | 66 | 3000 | 510 x 316 x 148 |  | 220-240V |  | 5 |  |  |  | 70 |  | 3000 |  | > 78000 |  | > 181000 |  |  | 132.67 |  |  | 9 | SE2 | 25 | < 10% at 100.000 hours |  | Available | 730/559 | CIE(x=0.4338. y=0.403) 5SDCM | Class I . Class II | IK08 |  |  | 50 |  | -40 | 1 | 131 | RAL 9005 | 50-60Hz | Passive | LED | dimmable | Tunnel | TMBt | Tunnel |  |  | 17380 | No sensor
TBD | TMBt/4/F/SC5/131/30... | image | datasheet | deeplink | TUNGSRAM - TLBt/TMBt - 17490lm - 131W - 3000K - 70CRI - TBD[SKU] - B1 - Short bracket. B2 - Long bracket | 9 kg | B1 - Short bracket. B2 - Long bracket | LED | 1 | 131 | [8 empty] | CE | [6 empty] | 66 | 3000 | 510 x 316 x 148 |  | 220-240V |  | 5 |  |  |  | 70 |  | 3000 |  | > 78000 |  | > 181000 |  |  | 133.51 |  |  | 9 | SC5 | 25 | < 10% at 100.000 hours |  | Available | 730/559 | CIE(x=0.4338. y=0.403) 5SDCM | Class I . Class II | IK08 |  |  | 50 |  | -40 | 1 | 131 | RAL 9005 | 50-60Hz | Passive | LED | dimmable | Tunnel | TMBt | Tunnel |  |  | 17490 | No sensor
TBD | TMBt/4/F/SB5/131/30... | image | datasheet | deeplink | TUNGSRAM - TLBt/TMBt - 17680lm - 131W - 3000K - 70CRI - TBD[SKU] - B1 - Short bracket. B2 - Long bracket | 9 kg | B1 - Short bracket. B2 - Long bracket | LED | 1 | 131 | [8 empty] | CE. ENEC | [6 empty] | 66 | 3000 | 510 x 316 x 148 |  | 220-240V |  | 5 |  |  |  | 70 |  | 3000 |  | > 78000 |  | > 181000 |  |  | 134.96 |  |  | 9 | SB5 | 25 | < 10% at 100.000 hours |  | Available | 730/559 | CIE(x=0.4338. y=0.403) 5SDCM | Class I . Class II | IK08 |  |  | 50 |  | -40 | 1 | 131 | RAL 9005 | 50-60Hz | Passive | LED | dimmable | Tunnel | TMBt | Tunnel |  |  | 17680 | No sensor
TBD | TMBt/4/F/SB2/131/30... | image | datasheet | deeplink | TUNGSRAM - TLBt/TMBt - 17490lm - 131W - 3000K - 70CRI - TBD[SKU] - B1 - Short bracket. B2 - Long bracket | 9 kg | B1 - Short bracket. B2 - Long bracket | LED | 1 | 131 | [8 empty] | CE | [6 empty] | 66 | 3000 | 510 x 316 x 148 |  | 220-240V |  | 5 |  |  |  | 70 |  | 3000 |  | > 78000 |  | > 181000 |  |  | 133.51 |  |  | 9 | SB2 | 25 | < 10% at 100.000 hours |  | Available | 730/559 | CIE(x=0.4338. y=0.403) 5SDCM | Class I . Class II | IK08 |  |  | 50 |  | -40 | 1 | 131 | RAL 9005 | 50-60Hz | Passive | LED | dimmable | Tunnel | TMBt | Tunnel |  |  | 17490 | No sensor
TBD | TMBt/4/F/AP5/131/30... | image | datasheet | deeplink | TUNGSRAM - TLBt/TMBt - 17280lm - 131W - 3000K - 70CRI - TBD[SKU] - B1 - Short bracket. B2 - Long bracket | 9 kg | B1 - Short bracket. B2 - Long bracket | LED | 1 | 131 | [8 empty] | CE | [6 empty] | 66 | 3000 | 510 x 316 x 148 |  | 220-240V |  | 5 |  |  |  | 70 |  | 3000 |  | > 78000 |  | > 181000 |  |  | 131.91 |  |  | 9 | AP5 | 25 | < 10% at 100.000 hours |  | Available | 730/559 | CIE(x=0.4338. y=0.403) 5SDCM | Class I . Class II | IK08 |  |  | 50 |  | -40 | 1 | 131 | RAL 9005 | 50-60Hz | Passive | LED | dimmable | Tunnel | TMBt | Tunnel |  |  | 17280 | No sensor
TBD | TMBt/4/F/AG2/131/30... | image | datasheet | deeplink | TUNGSRAM - TLBt/TMBt - 17120lm - 131W - 3000K - 70CRI - TBD[SKU] - B1 - Short bracket. B2 - Long bracket | 9 kg | B1 - Short bracket. B2 - Long bracket | LED | 1 | 131 | [8 empty] | CE | [6 empty] | 66 | 3000 | 510 x 316 x 148 |  | 220-240V |  | 5 |  |  |  | 70 |  | 3000 |  | > 78000 |  | > 181000 |  |  | 130.69 |  |  | 9 | AG2 | 25 | < 10% at 100.000 hours |  | Available | 730/559 | CIE(x=0.4338. y=0.403) 5SDCM | Class I . Class II | IK08 |  |  | 50 |  | -40 | 1 | 131 | RAL 9005 | 50-60Hz | Passive | LED | dimmable | Tunnel | TMBt | Tunnel |  |  | 17120 | No sensor
TBD | TMBt/4/F/AF5/131/30... | image | datasheet | deeplink | TUNGSRAM - TLBt/TMBt - 17060lm - 131W - 3000K - 70CRI - TBD[SKU] - B1 - Short bracket. B2 - Long bracket | 9 kg | B1 - Short bracket. B2 - Long bracket | LED | 1 | 131 | [8 empty] | CE | [6 empty] | 66 | 3000 | 510 x 316 x 148 |  | 220-240V |  | 5 |  |  |  | 70 |  | 3000 |  | > 78000 |  | > 181000 |  |  | 130.23 |  |  | 9 | AF5 | 25 | < 10% at 100.000 hours |  | Available | 730/559 | CIE(x=0.4338. y=0.403) 5SDCM | Class I . Class II | IK08 |  |  | 50 |  | -40 | 1 | 131 | RAL 9005 | 50-60Hz | Passive | LED | dimmable | Tunnel | TMBt | Tunnel |  |  | 17060 | No sensor
TBD | TMBt/4/F/AE5/131/30... | image | datasheet | deeplink | TUNGSRAM - TLBt/TMBt - 17290lm - 131W - 3000K - 70CRI - TBD[SKU] - B1 - Short bracket. B2 - Long bracket | 9 kg | B1 - Short bracket. B2 - Long bracket | LED | 1 | 131 | [8 empty] | CE. ENEC | [6 empty] | 66 | 3000 | 510 x 316 x 148 |  | 220-240V |  | 5 |  |  |  | 70 |  | 3000 |  | > 78000 |  | > 181000 |  |  | 131.98 |  |  | 9 | AE5 | 25 | < 10% at 100.000 hours |  | Available | 730/559 | CIE(x=0.4338. y=0.403) 5SDCM | Class I . Class II | IK08 |  |  | 50 |  | -40 | 1 | 131 | RAL 9005 | 50-60Hz | Passive | LED | dimmable | Tunnel | TMBt | Tunnel |  |  | 17290 | No sensor
TBD | TMBt/4/F/AE2/131/30... | image | datasheet | deeplink | TUNGSRAM - TLBt/TMBt - 17220lm - 131W - 3000K - 70CRI - TBD[SKU] - B1 - Short bracket. B2 - Long bracket | 9 kg | B1 - Short bracket. B2 - Long bracket | LED | 1 | 131 | [8 empty] | CE | [6 empty] | 66 | 3000 | 510 x 316 x 148 |  | 220-240V |  | 5 |  |  |  | 70 |  | 3000 |  | > 78000 |  | > 181000 |  |  | 131.45 |  |  | 9 | AE2 | 25 | < 10% at 100.000 hours |  | Available | 730/559 | CIE(x=0.4338. y=0.403) 5SDCM | Class I . Class II | IK08 |  |  | 50 |  | -40 | 1 | 131 | RAL 9005 | 50-60Hz | Passive | LED | dimmable | Tunnel | TMBt | Tunnel |  |  | 17220 | No sensor
TBD | TMBt/4/F/AC5/131/30... | image | datasheet | deeplink | TUNGSRAM - TLBt/TMBt - 17340lm - 131W - 3000K - 70CRI - TBD[SKU] - B1 - Short bracket. B2 - Long bracket | 9 kg | B1 - Short bracket. B2 - Long bracket | LED | 1 | 131 | [8 empty] | CE | [6 empty] | 66 | 3000 | 510 x 316 x 148 |  | 220-240V |  | 5 |  |  |  | 70 |  | 3000 |  | > 78000 |  | > 181000 |  |  | 132.37 |  |  | 9 | AC5 | 25 | < 10% at 100.000 hours |  | Available | 730/559 | CIE(x=0.4338. y=0.403) 5SDCM | Class I . Class II | IK08 |  |  | 50 |  | -40 | 1 | 131 | RAL 9005 | 50-60Hz | Passive | LED | dimmable | Tunnel | TMBt | Tunnel |  |  | 17340 | No sensor
TBD | TMBt/4/F/AB5/131/30... | image | datasheet | deeplink | TUNGSRAM - TLBt/TMBt - 17520lm - 131W - 3000K - 70CRI - TBD[SKU] - B1 - Short bracket. B2 - Long bracket | 9 kg | B1 - Short bracket. B2 - Long bracket | LED | 1 | 131 | [8 empty] | CE. ENEC | [6 empty] | 66 | 3000 | 510 x 316 x 148 |  | 220-240V |  | 5 |  |  |  | 70 |  | 3000 |  | > 78000 |  | > 181000 |  |  | 133.74 |  |  | 9 | AB5 | 25 | < 10% at 100.000 hours |  | Available | 730/559 | CIE(x=0.4338. y=0.403) 5SDCM | Class I . Class II | IK08 |  |  | 50 |  | -40 | 1 | 131 | RAL 9005 | 50-60Hz | Passive | LED | dimmable | Tunnel | TMBt | Tunnel |  |  | 17520 | No sensor
TBD | TMBt/4/F/AB2/131/30... | image | datasheet | deeplink | TUNGSRAM - TLBt/TMBt - 17340lm - 131W - 3000K - 70CRI - TBD[SKU] - B1 - Short bracket. B2 - Long bracket | 9 kg | B1 - Short bracket. B2 - Long bracket | LED | 1 | 131 | [8 empty] | CE | [6 empty] | 66 | 3000 | 510 x 316 x 148 |  | 220-240V |  | 5 |  |  |  | 70 |  | 3000 |  | > 78000 |  | > 181000 |  |  | 132.37 |  |  | 9 | AB2 | 25 | < 10% at 100.000 hours |  | Available | 730/559 | CIE(x=0.4338. y=0.403) 5SDCM | Class I . Class II | IK08 |  |  | 50 |  | -40 | 1 | 131 | RAL 9005 | 50-60Hz | Passive | LED | dimmable | Tunnel | TMBt | Tunnel |  |  | 17340 | No sensor
TBD | TMBt/4/F/Y5/131/30... | image | datasheet | deeplink | TUNGSRAM - TLBt/TMBt - 16780lm - 131W - 3000K - 70CRI - TBD[SKU] - B1 - Short bracket. B2 - Long bracket | 9 kg | B1 - Short bracket. B2 - Long bracket | LED | 1 | 131 | [8 empty] | CE. ENEC | [6 empty] | 66 | 3000 | 510 x 316 x 148 |  | 220-240V |  | 5 |  |  |  | 70 |  | 3000 |  | > 78000 |  | > 181000 |  |  | 128.09 |  |  | 9 | Y5 | 25 | < 10% at 100.000 hours |  | Available | 730/559 | CIE(x=0.4338. y=0.403) 5SDCM | Class I . Class II | IK08 |  |  | 50 |  | -40 | 1 | 131 | RAL 9005 | 50-60Hz | Passive | LED | dimmable | Tunnel | TMBt | Tunnel |  |  | 16780 | No sensor
TBD | TMBt/4/F/SP5/175/40... | image | datasheet | deeplink | TUNGSRAM - TLBt/TMBt - 22630lm - 175W - 4000K - 70CRI - TBD[SKU] - B1 - Short bracket. B2 - Long bracket | 9 kg | B1 - Short bracket. B2 - Long bracket | LED | 1 | 175 | [8 empty] | CE | [6 empty] | 66 | 4000 | 510 x 316 x 148 |  | 220-240V |  | 5 |  |  |  | 70 |  | 4000 |  | > 78000 |  | > 181000 |  |  | 129.31 |  |  | 9 | SP5 | 25 | < 10% at 100.000 hours |  | Available | 740/559 | CIE(x= 0.3818. y= 0.3797) 5SDCM | Class I . Class II | IK08 |  |  | 50 |  | -40 | 1 | 175 | RAL 9005 | 50-60Hz | Passive | LED | dimmable | Tunnel | TMBt | Tunnel |  |  | 22630 | No sensor
TBD | TMBt/4/F/SG2/175/40... | image | datasheet | deeplink | TUNGSRAM - TLBt/TMBt - 22420lm - 175W - 4000K - 70CRI - TBD[SKU] - B1 - Short bracket. B2 - Long bracket | 9 kg | B1 - Short bracket. B2 - Long bracket | LED | 1 | 175 | [8 empty] | CE | [6 empty] | 66 | 4000 | 510 x 316 x 148 |  | 220-240V |  | 5 |  |  |  | 70 |  | 4000 |  | > 78000 |  | > 181000 |  |  | 128.11 |  |  | 9 | SG2 | 25 | < 10% at 100.000 hours |  | Available | 740/559 | CIE(x= 0.3818. y= 0.3797) 5SDCM | Class I . Class II | IK08 |  |  | 50 |  | -40 | 1 | 175 | RAL 9005 | 50-60Hz | Passive | LED | dimmable | Tunnel | TMBt | Tunnel |  |  | 22420 | No sensor
TBD | TMBt/4/F/SF5/175/40... | image | datasheet | deeplink | TUNGSRAM - TLBt/TMBt - 22330lm - 175W - 4000K - 70CRI - TBD[SKU] - B1 - Short bracket. B2 - Long bracket | 9 kg | B1 - Short bracket. B2 - Long bracket | LED | 1 | 175 | [8 empty] | CE | [6 empty] | 66 | 4000 | 510 x 316 x 148 |  | 220-240V |  | 5 |  |  |  | 70 |  | 4000 |  | > 78000 |  | > 181000 |  |  | 127.6 |  |  | 9 | SF5 | 25 | < 10% at 100.000 hours |  | Available | 740/559 | CIE(x= 0.3818. y= 0.3797) 5SDCM | Class I . Class II | IK08 |  |  | 50 |  | -40 | 1 | 175 | RAL 9005 | 50-60Hz | Passive | LED | dimmable | Tunnel | TMBt | Tunnel |  |  | 22330 | No sensor
TBD | TMBt/4/F/SE5/175/40... | image | datasheet | deeplink | TUNGSRAM - TLBt/TMBt - 22630lm - 175W - 4000K - 70CRI - TBD[SKU] - B1 - Short bracket. B2 - Long bracket | 9 kg | B1 - Short bracket. B2 - Long bracket | LED | 1 | 175 | [8 empty] | CE. ENEC | [6 empty] | 66 | 4000 | 510 x 316 x 148 |  | 220-240V |  | 5 |  |  |  | 70 |  | 4000 |  | > 78000 |  | > 181000 |  |  | 129.31 |  |  | 9 | SE5 | 25 | < 10% at 100.000 hours |  | Available | 740/559 | CIE(x= 0.3818. y= 0.3797) 5SDCM | Class I . Class II | IK08 |  |  | 50 |  | -40 | 1 | 175 | RAL 9005 | 50-60Hz | Passive | LED | dimmable | Tunnel | TMBt | Tunnel |  |  | 22630 | No sensor
TBD | TMBt/4/F/SE2/175/40... | image | datasheet | deeplink | TUNGSRAM - TLBt/TMBt - 22540lm - 175W - 4000K - 70CRI - TBD[SKU] - B1 - Short bracket. B2 - Long bracket | 9 kg | B1 - Short bracket. B2 - Long bracket | LED | 1 | 175 | [8 empty] | CE | [6 empty] | 66 | 4000 | 510 x 316 x 148 |  | 220-240V |  | 5 |  |  |  | 70 |  | 4000 |  | > 78000 |  | > 181000 |  |  | 128.8 |  |  | 9 | SE2 | 25 | < 10% at 100.000 hours |  | Available | 740/559 | CIE(x= 0.3818. y= 0.3797) 5SDCM | Class I . Class II | IK08 |  |  | 50 |  | -40 | 1 | 175 | RAL 9005 | 50-60Hz | Passive | LED | dimmable | Tunnel | TMBt | Tunnel |  |  | 22540 | No sensor
TBD | TMBt/4/F/SC5/175/40... | image | datasheet | deeplink | TUNGSRAM - TLBt/TMBt - 22690lm - 175W - 4000K - 70CRI - TBD[SKU] - B1 - Short bracket. B2 - Long bracket | 9 kg | B1 - Short bracket. B2 - Long bracket | LED | 1 | 175 | [8 empty] | CE | [6 empty] | 66 | 4000 | 510 x 316 x 148 |  | 220-240V |  | 5 |  |  |  | 70 |  | 4000 |  | > 78000 |  | > 181000 |  |  | 129.66 |  |  | 9 | SC5 | 25 | < 10% at 100.000 hours |  | Available | 740/559 | CIE(x= 0.3818. y= 0.3797) 5SDCM | Class I . Class II | IK08 |  |  | 50 |  | -40 | 1 | 175 | RAL 9005 | 50-60Hz | Passive | LED | dimmable | Tunnel | TMBt | Tunnel |  |  | 22690 | No sensor
TBD | TMBt/4/F/SB5/175/40... | image | datasheet | deeplink | TUNGSRAM - TLBt/TMBt - 22930lm - 175W - 4000K - 70CRI - TBD[SKU] - B1 - Short bracket. B2 - Long bracket | 9 kg | B1 - Short bracket. B2 - Long bracket | LED | 1 | 175 | [8 empty] | CE. ENEC | [6 empty] | 66 | 4000 | 510 x 316 x 148 |  | 220-240V |  | 5 |  |  |  | 70 |  | 4000 |  | > 78000 |  | > 181000 |  |  | 131.03 |  |  | 9 | SB5 | 25 | < 10% at 100.000 hours |  | Available | 740/559 | CIE(x= 0.3818. y= 0.3797) 5SDCM | Class I . Class II | IK08 |  |  | 50 |  | -40 | 1 | 175 | RAL 9005 | 50-60Hz | Passive | LED | dimmable | Tunnel | TMBt | Tunnel |  |  | 22930 | No sensor
TBD | TMBt/4/F/SB2/175/40... | image | datasheet | deeplink | TUNGSRAM - TLBt/TMBt - 22690lm - 175W - 4000K - 70CRI - TBD[SKU] - B1 - Short bracket. B2 - Long bracket | 9 kg | B1 - Short bracket. B2 - Long bracket | LED | 1 | 175 | [8 empty] | CE | [6 empty] | 66 | 4000 | 510 x 316 x 148 |  | 220-240V |  | 5 |  |  |  | 70 |  | 4000 |  | > 78000 |  | > 181000 |  |  | 129.66 |  |  | 9 | SB2 | 25 | < 10% at 100.000 hours |  | Available | 740/559 | CIE(x= 0.3818. y= 0.3797) 5SDCM | Class I . Class II | IK08 |  |  | 50 |  | -40 | 1 | 175 | RAL 9005 | 50-60Hz | Passive | LED | dimmable | Tunnel | TMBt | Tunnel |  |  | 22690 | No sensor
TBD | TMBt/4/F/AP5/175/40... | image | datasheet | deeplink | TUNGSRAM - TLBt/TMBt - 22420lm - 175W - 4000K - 70CRI - TBD[SKU] - B1 - Short bracket. B2 - Long bracket | 9 kg | B1 - Short bracket. B2 - Long bracket | LED | 1 | 175 | [8 empty] | CE | [6 empty] | 66 | 4000 | 510 x 316 x 148 |  | 220-240V |  | 5 |  |  |  | 70 |  | 4000 |  | > 78000 |  | > 181000 |  |  | 128.11 |  |  | 9 | AP5 | 25 | < 10% at 100.000 hours |  | Available | 740/559 | CIE(x= 0.3818. y= 0.3797) 5SDCM | Class I . Class II | IK08 |  |  | 50 |  | -40 | 1 | 175 | RAL 9005 | 50-60Hz | Passive | LED | dimmable | Tunnel | TMBt | Tunnel |  |  | 22420 | No sensor
TBD | TMBt/4/F/AG2/175/40... | image | datasheet | deeplink | TUNGSRAM - TLBt/TMBt - 22220lm - 175W - 4000K - 70CRI - TBD[SKU] - B1 - Short bracket. B2 - Long bracket | 9 kg | B1 - Short bracket. B2 - Long bracket | LED | 1 | 175 | [8 empty] | CE | [6 empty] | 66 | 4000 | 510 x 316 x 148 |  | 220-240V |  | 5 |  |  |  | 70 |  | 4000 |  | > 78000 |  | > 181000 |  |  | 126.97 |  |  | 9 | AG2 | 25 | < 10% at 100.000 hours |  | Available | 740/559 | CIE(x= 0.3818. y= 0.3797) 5SDCM | Class I . Class II | IK08 |  |  | 50 |  | -40 | 1 | 175 | RAL 9005 | 50-60Hz | Passive | LED | dimmable | Tunnel | TMBt | Tunnel |  |  | 22220 | No sensor
TBD | TMBt/4/F/AF5/175/40... | image | datasheet | deeplink | TUNGSRAM - TLBt/TMBt - 22130lm - 175W - 4000K - 70CRI - TBD[SKU] - B1 - Short bracket. B2 - Long bracket | 9 kg | B1 - Short bracket. B2 - Long bracket | LED | 1 | 175 | [8 empty] | CE | [6 empty] | 66 | 4000 | 510 x 316 x 148 |  | 220-240V |  | 5 |  |  |  | 70 |  | 4000 |  | > 78000 |  | > 181000 |  |  | 126.46 |  |  | 9 | AF5 | 25 | < 10% at 100.000 hours |  | Available | 740/559 | CIE(x= 0.3818. y= 0.3797) 5SDCM | Class I . Class II | IK08 |  |  | 50 |  | -40 | 1 | 175 | RAL 9005 | 50-60Hz | Passive | LED | dimmable | Tunnel | TMBt | Tunnel |  |  | 22130 | No sensor
TBD | TMBt/4/F/AE5/175/40... | image | datasheet | deeplink | TUNGSRAM - TLBt/TMBt - 22430lm - 175W - 4000K - 70CRI - TBD[SKU] - B1 - Short bracket. B2 - Long bracket | 9 kg | B1 - Short bracket. B2 - Long bracket | LED | 1 | 175 | [8 empty] | CE. ENEC | [6 empty] | 66 | 4000 | 510 x 316 x 148 |  | 220-240V |  | 5 |  |  |  | 70 |  | 4000 |  | > 78000 |  | > 181000 |  |  | 128.17 |  |  | 9 | AE5 | 25 | < 10% at 100.000 hours |  | Available | 740/559 | CIE(x= 0.3818. y= 0.3797) 5SDCM | Class I . Class II | IK08 |  |  | 50 |  | -40 | 1 | 175 | RAL 9005 | 50-60Hz | Passive | LED | dimmable | Tunnel | TMBt | Tunnel |  |  | 22430 | No sensor
TBD | TMBt/4/F/AE2/175/40... | image | datasheet | deeplink | TUNGSRAM - TLBt/TMBt - 22340lm - 175W - 4000K - 70CRI - TBD[SKU] - B1 - Short bracket. B2 - Long bracket | 9 kg | B1 - Short bracket. B2 - Long bracket | LED | 1 | 175 | [8 empty] | CE | [6 empty] | 66 | 4000 | 510 x 316 x 148 |  | 220-240V |  | 5 |  |  |  | 70 |  | 4000 |  | > 78000 |  | > 181000 |  |  | 127.66 |  |  | 9 | AE2 | 25 | < 10% at 100.000 hours |  | Available | 740/559 | CIE(x= 0.3818. y= 0.3797) 5SDCM | Class I . Class II | IK08 |  |  | 50 |  | -40 | 1 | 175 | RAL 9005 | 50-60Hz | Passive | LED | dimmable | Tunnel | TMBt | Tunnel |  |  | 22340 | No sensor
TBD | TMBt/4/F/AC5/175/40... | image | datasheet | deeplink | TUNGSRAM - TLBt/TMBt - 22490lm - 175W - 4000K - 70CRI - TBD[SKU] - B1 - Short bracket. B2 - Long bracket | 9 kg | B1 - Short bracket. B2 - Long bracket | LED | 1 | 175 | [8 empty] | CE | [6 empty] | 66 | 4000 | 510 x 316 x 148 |  | 220-240V |  | 5 |  |  |  | 70 |  | 4000 |  | > 78000 |  | > 181000 |  |  | 128.51 |  |  | 9 | AC5 | 25 | < 10% at 100.000 hours |  | Available | 740/559 | CIE(x= 0.3818. y= 0.3797) 5SDCM | Class I . Class II | IK08 |  |  | 50 |  | -40 | 1 | 175 | RAL 9005 | 50-60Hz | Passive | LED | dimmable | Tunnel | TMBt | Tunnel |  |  | 22490 | No sensor
TBD | TMBt/4/F/AB5/175/40... | image | datasheet | deeplink | TUNGSRAM - TLBt/TMBt - 22730lm - 175W - 4000K - 70CRI - TBD[SKU] - B1 - Short bracket. B2 - Long bracket | 9 kg | B1 - Short bracket. B2 - Long bracket | LED | 1 | 175 | [8 empty] | CE. ENEC | [6 empty] | 66 | 4000 | 510 x 316 x 148 |  | 220-240V |  | 5 |  |  |  | 70 |  | 4000 |  | > 78000 |  | > 181000 |  |  | 129.89 |  |  | 9 | AB5 | 25 | < 10% at 100.000 hours |  | Available | 740/559 | CIE(x= 0.3818. y= 0.3797) 5SDCM | Class I . Class II | IK08 |  |  | 50 |  | -40 | 1 | 175 | RAL 9005 | 50-60Hz | Passive | LED | dimmable | Tunnel | TMBt | Tunnel |  |  | 22730 | No sensor
TBD | TMBt/4/F/AB2/175/40... | image | datasheet | deeplink | TUNGSRAM - TLBt/TMBt - 22490lm - 175W - 4000K - 70CRI - TBD[SKU] - B1 - Short bracket. B2 - Long bracket | 9 kg | B1 - Short bracket. B2 - Long bracket | LED | 1 | 175 | [8 empty] | CE | [6 empty] | 66 | 4000 | 510 x 316 x 148 |  | 220-240V |  | 5 |  |  |  | 70 |  | 4000 |  | > 78000 |  | > 181000 |  |  | 128.51 |  |  | 9 | AB2 | 25 | < 10% at 100.000 hours |  | Available | 740/559 | CIE(x= 0.3818. y= 0.3797) 5SDCM | Class I . Class II | IK08 |  |  | 50 |  | -40 | 1 | 175 | RAL 9005 | 50-60Hz | Passive | LED | dimmable | Tunnel | TMBt | Tunnel |  |  | 22490 | No sensor
TBD | TMBt/4/F/Y5/175/40... | image | datasheet | deeplink | TUNGSRAM - TLBt/TMBt - 21770lm - 175W - 4000K - 70CRI - TBD[SKU] - B1 - Short bracket. B2 - Long bracket | 9 kg | B1 - Short bracket. B2 - Long bracket | LED | 1 | 175 | [8 empty] | CE. ENEC | [6 empty] | 66 | 4000 | 510 x 316 x 148 |  | 220-240V |  | 5 |  |  |  | 70 |  | 4000 |  | > 78000 |  | > 181000 |  |  | 124.4 |  |  | 9 | Y5 | 25 | < 10% at 100.000 hours |  | Available | 740/559 | CIE(x= 0.3818. y= 0.3797) 5SDCM | Class I . Class II | IK08 |  |  | 50 |  | -40 | 1 | 175 | RAL 9005 | 50-60Hz | Passive | LED | dimmable | Tunnel | TMBt | Tunnel |  |  | 21770 | No sensor
TBD | TMBt/4/F/SP5/153/40... | image | datasheet | deeplink | TUNGSRAM - TLBt/TMBt - 20190lm - 153W - 4000K - 70CRI - TBD[SKU] - B1 - Short bracket. B2 - Long bracket | 9 kg | B1 - Short bracket. B2 - Long bracket | LED | 1 | 153 | [8 empty] | CE | [6 empty] | 66 | 4000 | 510 x 316 x 148 |  | 220-240V |  | 5 |  |  |  | 70 |  | 4000 |  | > 78000 |  | > 181000 |  |  | 131.96 |  |  | 9 | SP5 | 25 | < 10% at 100.000 hours |  | Available | 740/559 | CIE(x= 0.3818. y= 0.3797) 5SDCM | Class I . Class II | IK08 |  |  | 50 |  | -40 | 1 | 153 | RAL 9005 | 50-60Hz | Passive | LED | dimmable | Tunnel | TMBt | Tunnel |  |  | 20190 | No sensor
TBD | TMBt/4/F/SG2/153/40... | image | datasheet | deeplink | TUNGSRAM - TLBt/TMBt - 20010lm - 153W - 4000K - 70CRI - TBD[SKU] - B1 - Short bracket. B2 - Long bracket | 9 kg | B1 - Short bracket. B2 - Long bracket | LED | 1 | 153 | [8 empty] | CE | [6 empty] | 66 | 4000 | 510 x 316 x 148 |  | 220-240V |  | 5 |  |  |  | 70 |  | 4000 |  | > 78000 |  | > 181000 |  |  | 130.78 |  |  | 9 | SG2 | 25 | < 10% at 100.000 hours |  | Available | 740/559 | CIE(x= 0.3818. y= 0.3797) 5SDCM | Class I . Class II | IK08 |  |  | 50 |  | -40 | 1 | 153 | RAL 9005 | 50-60Hz | Passive | LED | dimmable | Tunnel | TMBt | Tunnel |  |  | 20010 | No sensor
TBD | TMBt/4/F/SF5/153/40... | image | datasheet | deeplink | TUNGSRAM - TLBt/TMBt - 19930lm - 153W - 4000K - 70CRI - TBD[SKU] - B1 - Short bracket. B2 - Long bracket | 9 kg | B1 - Short bracket. B2 - Long bracket | LED | 1 | 153 | [8 empty] | CE | [6 empty] | 66 | 4000 | 510 x 316 x 148 |  | 220-240V |  | 5 |  |  |  | 70 |  | 4000 |  | > 78000 |  | > 181000 |  |  | 130.26 |  |  | 9 | SF5 | 25 | < 10% at 100.000 hours |  | Available | 740/559 | CIE(x= 0.3818. y= 0.3797) 5SDCM | Class I . Class II | IK08 |  |  | 50 |  | -40 | 1 | 153 | RAL 9005 | 50-60Hz | Passive | LED | dimmable | Tunnel | TMBt | Tunnel |  |  | 19930 | No sensor
TBD | TMBt/4/F/SE5/153/40... | image | datasheet | deeplink | TUNGSRAM - TLBt/TMBt - 20200lm - 153W - 4000K - 70CRI - TBD[SKU] - B1 - Short bracket. B2 - Long bracket | 9 kg | B1 - Short bracket. B2 - Long bracket | LED | 1 | 153 | [8 empty] | CE. ENEC | [6 empty] | 66 | 4000 | 510 x 316 x 148 |  | 220-240V |  | 5 |  |  |  | 70 |  | 4000 |  | > 78000 |  | > 181000 |  |  | 132.03 |  |  | 9 | SE5 | 25 | < 10% at 100.000 hours |  | Available | 740/559 | CIE(x= 0.3818. y= 0.3797) 5SDCM | Class I . Class II | IK08 |  |  | 50 |  | -40 | 1 | 153 | RAL 9005 | 50-60Hz | Passive | LED | dimmable | Tunnel | TMBt | Tunnel |  |  | 20200 | No sensor
TBD | TMBt/4/F/SE2/153/40... | image | datasheet | deeplink | TUNGSRAM - TLBt/TMBt - 20120lm - 153W - 4000K - 70CRI - TBD[SKU] - B1 - Short bracket. B2 - Long bracket | 9 kg | B1 - Short bracket. B2 - Long bracket | LED | 1 | 153 | [8 empty] | CE | [6 empty] | 66 | 4000 | 510 x 316 x 148 |  | 220-240V |  | 5 |  |  |  | 70 |  | 4000 |  | > 78000 |  | > 181000 |  |  | 131.5 |  |  | 9 | SE2 | 25 | < 10% at 100.000 hours |  | Available | 740/559 | CIE(x= 0.3818. y= 0.3797) 5SDCM | Class I . Class II | IK08 |  |  | 50 |  | -40 | 1 | 153 | RAL 9005 | 50-60Hz | Passive | LED | dimmable | Tunnel | TMBt | Tunnel |  |  | 20120 | No sensor
TBD | TMBt/4/F/SC5/153/40... | image | datasheet | deeplink | TUNGSRAM - TLBt/TMBt - 20260lm - 153W - 4000K - 70CRI - TBD[SKU] - B1 - Short bracket. B2 - Long bracket | 9 kg | B1 - Short bracket. B2 - Long bracket | LED | 1 | 153 | [8 empty] | CE | [6 empty] | 66 | 4000 | 510 x 316 x 148 |  | 220-240V |  | 5 |  |  |  | 70 |  | 4000 |  | > 78000 |  | > 181000 |  |  | 132.42 |  |  | 9 | SC5 | 25 | < 10% at 100.000 hours |  | Available | 740/559 | CIE(x= 0.3818. y= 0.3797) 5SDCM | Class I . Class II | IK08 |  |  | 50 |  | -40 | 1 | 153 | RAL 9005 | 50-60Hz | Passive | LED | dimmable | Tunnel | TMBt | Tunnel |  |  | 20260 | No sensor
TBD | TMBt/4/F/SB5/153/40... | image | datasheet | deeplink | TUNGSRAM - TLBt/TMBt - 20470lm - 153W - 4000K - 70CRI - TBD[SKU] - B1 - Short bracket. B2 - Long bracket | 9 kg | B1 - Short bracket. B2 - Long bracket | LED | 1 | 153 | [8 empty] | CE. ENEC | [6 empty] | 66 | 4000 | 510 x 316 x 148 |  | 220-240V |  | 5 |  |  |  | 70 |  | 4000 |  | > 78000 |  | > 181000 |  |  | 133.79 |  |  | 9 | SB5 | 25 | < 10% at 100.000 hours |  | Available | 740/559 | CIE(x= 0.3818. y= 0.3797) 5SDCM | Class I . Class II | IK08 |  |  | 50 |  | -40 | 1 | 153 | RAL 9005 | 50-60Hz | Passive | LED | dimmable | Tunnel | TMBt | Tunnel |  |  | 20470 | No sensor
TBD | TMBt/4/F/SB2/153/40... | image | datasheet | deeplink | TUNGSRAM - TLBt/TMBt - 20250lm - 153W - 4000K - 70CRI - TBD[SKU] - B1 - Short bracket. B2 - Long bracket | 9 kg | B1 - Short bracket. B2 - Long bracket | LED | 1 | 153 | [8 empty] | CE | [6 empty] | 66 | 4000 | 510 x 316 x 148 |  | 220-240V |  | 5 |  |  |  | 70 |  | 4000 |  | > 78000 |  | > 181000 |  |  | 132.35 |  |  | 9 | SB2 | 25 | < 10% at 100.000 hours |  | Available | 740/559 | CIE(x= 0.3818. y= 0.3797) 5SDCM | Class I . Class II | IK08 |  |  | 50 |  | -40 | 1 | 153 | RAL 9005 | 50-60Hz | Passive | LED | dimmable | Tunnel | TMBt | Tunnel |  |  | 20250 | No sensor
TBD | TMBt/4/F/AP5/153/40... | image | datasheet | deeplink | TUNGSRAM - TLBt/TMBt - 20010lm - 153W - 4000K - 70CRI - TBD[SKU] - B1 - Short bracket. B2 - Long bracket | 9 kg | B1 - Short bracket. B2 - Long bracket | LED | 1 | 153 | [8 empty] | CE | [6 empty] | 66 | 4000 | 510 x 316 x 148 |  | 220-240V |  | 5 |  |  |  | 70 |  | 4000 |  | > 78000 |  | > 181000 |  |  | 130.78 |  |  | 9 | AP5 | 25 | < 10% at 100.000 hours |  | Available | 740/559 | CIE(x= 0.3818. y= 0.3797) 5SDCM | Class I . Class II | IK08 |  |  | 50 |  | -40 | 1 | 153 | RAL 9005 | 50-60Hz | Passive | LED | dimmable | Tunnel | TMBt | Tunnel |  |  | 20010 | No sensor
TBD | TMBt/4/F/AG2/153/40... | image | datasheet | deeplink | TUNGSRAM - TLBt/TMBt - 19830lm - 153W - 4000K - 70CRI - TBD[SKU] - B1 - Short bracket. B2 - Long bracket | 9 kg | B1 - Short bracket. B2 - Long bracket | LED | 1 | 153 | [8 empty] | CE | [6 empty] | 66 | 4000 | 510 x 316 x 148 |  | 220-240V |  | 5 |  |  |  | 70 |  | 4000 |  | > 78000 |  | > 181000 |  |  | 129.61 |  |  | 9 | AG2 | 25 | < 10% at 100.000 hours |  | Available | 740/559 | CIE(x= 0.3818. y= 0.3797) 5SDCM | Class I . Class II | IK08 |  |  | 50 |  | -40 | 1 | 153 | RAL 9005 | 50-60Hz | Passive | LED | dimmable | Tunnel | TMBt | Tunnel |  |  | 19830 | No sensor
TBD | TMBt/4/F/AF5/153/40... | image | datasheet | deeplink | TUNGSRAM - TLBt/TMBt - 19750lm - 153W - 4000K - 70CRI - TBD[SKU] - B1 - Short bracket. B2 - Long bracket | 9 kg | B1 - Short bracket. B2 - Long bracket | LED | 1 | 153 | [8 empty] | CE | [6 empty] | 66 | 4000 | 510 x 316 x 148 |  | 220-240V |  | 5 |  |  |  | 70 |  | 4000 |  | > 78000 |  | > 181000 |  |  | 129.08 |  |  | 9 | AF5 | 25 | < 10% at 100.000 hours |  | Available | 740/559 | CIE(x= 0.3818. y= 0.3797) 5SDCM | Class I . Class II | IK08 |  |  | 50 |  | -40 | 1 | 153 | RAL 9005 | 50-60Hz | Passive | LED | dimmable | Tunnel | TMBt | Tunnel |  |  | 19750 | No sensor
TBD | TMBt/4/F/AE5/153/40... | image | datasheet | deeplink | TUNGSRAM - TLBt/TMBt - 20020lm - 153W - 4000K - 70CRI - TBD[SKU] - B1 - Short bracket. B2 - Long bracket | 9 kg | B1 - Short bracket. B2 - Long bracket | LED | 1 | 153 | [8 empty] | CE. ENEC | [6 empty] | 66 | 4000 | 510 x 316 x 148 |  | 220-240V |  | 5 |  |  |  | 70 |  | 4000 |  | > 78000 |  | > 181000 |  |  | 130.85 |  |  | 9 | AE5 | 25 | < 10% at 100.000 hours |  | Available | 740/559 | CIE(x= 0.3818. y= 0.3797) 5SDCM | Class I . Class II | IK08 |  |  | 50 |  | -40 | 1 | 153 | RAL 9005 | 50-60Hz | Passive | LED | dimmable | Tunnel | TMBt | Tunnel |  |  | 20020 | No sensor
TBD | TMBt/4/F/AE2/153/40... | image | datasheet | deeplink | TUNGSRAM - TLBt/TMBt - 19940lm - 153W - 4000K - 70CRI - TBD[SKU] - B1 - Short bracket. B2 - Long bracket | 9 kg | B1 - Short bracket. B2 - Long bracket | LED | 1 | 153 | [8 empty] | CE | [6 empty] | 66 | 4000 | 510 x 316 x 148 |  | 220-240V |  | 5 |  |  |  | 70 |  | 4000 |  | > 78000 |  | > 181000 |  |  | 130.33 |  |  | 9 | AE2 | 25 | < 10% at 100.000 hours |  | Available | 740/559 | CIE(x= 0.3818. y= 0.3797) 5SDCM | Class I . Class II | IK08 |  |  | 50 |  | -40 | 1 | 153 | RAL 9005 | 50-60Hz | Passive | LED | dimmable | Tunnel | TMBt | Tunnel |  |  | 19940 | No sensor
TBD | TMBt/4/F/AC5/153/40... | image | datasheet | deeplink | TUNGSRAM - TLBt/TMBt - 20070lm - 153W - 4000K - 70CRI - TBD[SKU] - B1 - Short bracket. B2 - Long bracket | 9 kg | B1 - Short bracket. B2 - Long bracket | LED | 1 | 153 | [8 empty] | CE | [6 empty] | 66 | 4000 | 510 x 316 x 148 |  | 220-240V |  | 5 |  |  |  | 70 |  | 4000 |  | > 78000 |  | > 181000 |  |  | 131.18 |  |  | 9 | AC5 | 25 | < 10% at 100.000 hours |  | Available | 740/559 | CIE(x= 0.3818. y= 0.3797) 5SDCM | Class I . Class II | IK08 |  |  | 50 |  | -40 | 1 | 153 | RAL 9005 | 50-60Hz | Passive | LED | dimmable | Tunnel | TMBt | Tunnel |  |  | 20070 | No sensor
TBD | TMBt/4/F/AB5/153/40... | image | datasheet | deeplink | TUNGSRAM - TLBt/TMBt - 20280lm - 153W - 4000K - 70CRI - TBD[SKU] - B1 - Short bracket. B2 - Long bracket | 9 kg | B1 - Short bracket. B2 - Long bracket | LED | 1 | 153 | [8 empty] | CE. ENEC | [6 empty] | 66 | 4000 | 510 x 316 x 148 |  | 220-240V |  | 5 |  |  |  | 70 |  | 4000 |  | > 78000 |  | > 181000 |  |  | 132.55 |  |  | 9 | AB5 | 25 | < 10% at 100.000 hours |  | Available | 740/559 | CIE(x= 0.3818. y= 0.3797) 5SDCM | Class I . Class II | IK08 |  |  | 50 |  | -40 | 1 | 153 | RAL 9005 | 50-60Hz | Passive | LED | dimmable | Tunnel | TMBt | Tunnel |  |  | 20280 | No sensor
TBD | TMBt/4/F/AB2/153/40... | image | datasheet | deeplink | TUNGSRAM - TLBt/TMBt - 20070lm - 153W - 4000K - 70CRI - TBD[SKU] - B1 - Short bracket. B2 - Long bracket | 9 kg | B1 - Short bracket. B2 - Long bracket | LED | 1 | 153 | [8 empty] | CE | [6 empty] | 66 | 4000 | 510 x 316 x 148 |  | 220-240V |  | 5 |  |  |  | 70 |  | 4000 |  | > 78000 |  | > 181000 |  |  | 131.18 |  |  | 9 | AB2 | 25 | < 10% at 100.000 hours |  | Available | 740/559 | CIE(x= 0.3818. y= 0.3797) 5SDCM | Class I . Class II | IK08 |  |  | 50 |  | -40 | 1 | 153 | RAL 9005 | 50-60Hz | Passive | LED | dimmable | Tunnel | TMBt | Tunnel |  |  | 20070 | No sensor
TBD | TMBt/4/F/Y5/153/40... | image | datasheet | deeplink | TUNGSRAM - TLBt/TMBt - 19430lm - 153W - 4000K - 70CRI - TBD[SKU] - B1 - Short bracket. B2 - Long bracket | 9 kg | B1 - Short bracket. B2 - Long bracket | LED | 1 | 153 | [8 empty] | CE. ENEC | [6 empty] | 66 | 4000 | 510 x 316 x 148 |  | 220-240V |  | 5 |  |  |  | 70 |  | 4000 |  | > 78000 |  | > 181000 |  |  | 126.99 |  |  | 9 | Y5 | 25 | < 10% at 100.000 hours |  | Available | 740/559 | CIE(x= 0.3818. y= 0.3797) 5SDCM | Class I . Class II | IK08 |  |  | 50 |  | -40 | 1 | 153 | RAL 9005 | 50-60Hz | Passive | LED | dimmable | Tunnel | TMBt | Tunnel |  |  | 19430 | No sensor
TBD | TMBt/4/F/SP5/131/40... | image | datasheet | deeplink | TUNGSRAM - TLBt/TMBt - 17910lm - 131W - 4000K - 70CRI - TBD[SKU] - B1 - Short bracket. B2 - Long bracket | 9 kg | B1 - Short bracket. B2 - Long bracket | LED | 1 | 131 | [8 empty] | CE | [6 empty] | 66 | 4000 | 510 x 316 x 148 |  | 220-240V |  | 5 |  |  |  | 70 |  | 4000 |  | > 78000 |  | > 181000 |  |  | 136.72 |  |  | 9 | SP5 | 25 | < 10% at 100.000 hours |  | Available | 740/559 | CIE(x= 0.3818. y= 0.3797) 5SDCM | Class I . Class II | IK08 |  |  | 50 |  | -40 | 1 | 131 | RAL 9005 | 50-60Hz | Passive | LED | dimmable | Tunnel | TMBt | Tunnel |  |  | 17910 | No sensor
TBD | TMBt/4/F/SG2/131/40... | image | datasheet | deeplink | TUNGSRAM - TLBt/TMBt - 17740lm - 131W - 4000K - 70CRI - TBD[SKU] - B1 - Short bracket. B2 - Long bracket | 9 kg | B1 - Short bracket. B2 - Long bracket | LED | 1 | 131 | [8 empty] | CE | [6 empty] | 66 | 4000 | 510 x 316 x 148 |  | 220-240V |  | 5 |  |  |  | 70 |  | 4000 |  | > 78000 |  | > 181000 |  |  | 135.42 |  |  | 9 | SG2 | 25 | < 10% at 100.000 hours |  | Available | 740/559 | CIE(x= 0.3818. y= 0.3797) 5SDCM | Class I . Class II | IK08 |  |  | 50 |  | -40 | 1 | 131 | RAL 9005 | 50-60Hz | Passive | LED | dimmable | Tunnel | TMBt | Tunnel |  |  | 17740 | No sensor
TBD | TMBt/4/F/SF5/131/40... | image | datasheet | deeplink | TUNGSRAM - TLBt/TMBt - 17670lm - 131W - 4000K - 70CRI - TBD[SKU] - B1 - Short bracket. B2 - Long bracket | 9 kg | B1 - Short bracket. B2 - Long bracket | LED | 1 | 131 | [8 empty] | CE | [6 empty] | 66 | 4000 | 510 x 316 x 148 |  | 220-240V |  | 5 |  |  |  | 70 |  | 4000 |  | > 78000 |  | > 181000 |  |  | 134.89 |  |  | 9 | SF5 | 25 | < 10% at 100.000 hours |  | Available | 740/559 | CIE(x= 0.3818. y= 0.3797) 5SDCM | Class I . Class II | IK08 |  |  | 50 |  | -40 | 1 | 131 | RAL 9005 | 50-60Hz | Passive | LED | dimmable | Tunnel | TMBt | Tunnel |  |  | 17670 | No sensor
TBD | TMBt/4/F/SE5/131/40... | image | datasheet | deeplink | TUNGSRAM - TLBt/TMBt - 17910lm - 131W - 4000K - 70CRI - TBD[SKU] - B1 - Short bracket. B2 - Long bracket | 9 kg | B1 - Short bracket. B2 - Long bracket | LED | 1 | 131 | [8 empty] | CE. ENEC | [6 empty] | 66 | 4000 | 510 x 316 x 148 |  | 220-240V |  | 5 |  |  |  | 70 |  | 4000 |  | > 78000 |  | > 181000 |  |  | 136.72 |  |  | 9 | SE5 | 25 | < 10% at 100.000 hours |  | Available | 740/559 | CIE(x= 0.3818. y= 0.3797) 5SDCM | Class I . Class II | IK08 |  |  | 50 |  | -40 | 1 | 131 | RAL 9005 | 50-60Hz | Passive | LED | dimmable | Tunnel | TMBt | Tunnel |  |  | 17910 | No sensor
TBD | TMBt/4/F/SE2/131/40... | image | datasheet | deeplink | TUNGSRAM - TLBt/TMBt - 17840lm - 131W - 4000K - 70CRI - TBD[SKU] - B1 - Short bracket. B2 - Long bracket | 9 kg | B1 - Short bracket. B2 - Long bracket | LED | 1 | 131 | [8 empty] | CE | [6 empty] | 66 | 4000 | 510 x 316 x 148 |  | 220-240V |  | 5 |  |  |  | 70 |  | 4000 |  | > 78000 |  | > 181000 |  |  | 136.18 |  |  | 9 | SE2 | 25 | < 10% at 100.000 hours |  | Available | 740/559 | CIE(x= 0.3818. y= 0.3797) 5SDCM | Class I . Class II | IK08 |  |  | 50 |  | -40 | 1 | 131 | RAL 9005 | 50-60Hz | Passive | LED | dimmable | Tunnel | TMBt | Tunnel |  |  | 17840 | No sensor
TBD | TMBt/4/F/SC5/131/40... | image | datasheet | deeplink | TUNGSRAM - TLBt/TMBt - 17960lm - 131W - 4000K - 70CRI - TBD[SKU] - B1 - Short bracket. B2 - Long bracket | 9 kg | B1 - Short bracket. B2 - Long bracket | LED | 1 | 131 | [8 empty] | CE | [6 empty] | 66 | 4000 | 510 x 316 x 148 |  | 220-240V |  | 5 |  |  |  | 70 |  | 4000 |  | > 78000 |  | > 181000 |  |  | 137.1 |  |  | 9 | SC5 | 25 | < 10% at 100.000 hours |  | Available | 740/559 | CIE(x= 0.3818. y= 0.3797) 5SDCM | Class I . Class II | IK08 |  |  | 50 |  | -40 | 1 | 131 | RAL 9005 | 50-60Hz | Passive | LED | dimmable | Tunnel | TMBt | Tunnel |  |  | 17960 | No sensor
TBD | TMBt/4/F/SB5/131/40... | image | datasheet | deeplink | TUNGSRAM - TLBt/TMBt - 18150lm - 131W - 4000K - 70CRI - TBD[SKU] - B1 - Short bracket. B2 - Long bracket | 9 kg | B1 - Short bracket. B2 - Long bracket | LED | 1 | 131 | [8 empty] | CE. ENEC | [6 empty] | 66 | 4000 | 510 x 316 x 148 |  | 220-240V |  | 5 |  |  |  | 70 |  | 4000 |  | > 78000 |  | > 181000 |  |  | 138.55 |  |  | 9 | SB5 | 25 | < 10% at 100.000 hours |  | Available | 740/559 | CIE(x= 0.3818. y= 0.3797) 5SDCM | Class I . Class II | IK08 |  |  | 50 |  | -40 | 1 | 131 | RAL 9005 | 50-60Hz | Passive | LED | dimmable | Tunnel | TMBt | Tunnel |  |  | 18150 | No sensor
TBD | TMBt/4/F/SB2/131/40... | image | datasheet | deeplink | TUNGSRAM - TLBt/TMBt - 17960lm - 131W - 4000K - 70CRI - TBD[SKU] - B1 - Short bracket. B2 - Long bracket | 9 kg | B1 - Short bracket. B2 - Long bracket | LED | 1 | 131 | [8 empty] | CE | [6 empty] | 66 | 4000 | 510 x 316 x 148 |  | 220-240V |  | 5 |  |  |  | 70 |  | 4000 |  | > 78000 |  | > 181000 |  |  | 137.1 |  |  | 9 | SB2 | 25 | < 10% at 100.000 hours |  | Available | 740/559 | CIE(x= 0.3818. y= 0.3797) 5SDCM | Class I . Class II | IK08 |  |  | 50 |  | -40 | 1 | 131 | RAL 9005 | 50-60Hz | Passive | LED | dimmable | Tunnel | TMBt | Tunnel |  |  | 17960 | No sensor
TBD | TMBt/4/F/AP5/131/40... | image | datasheet | deeplink | TUNGSRAM - TLBt/TMBt - 17750lm - 131W - 4000K - 70CRI - TBD[SKU] - B1 - Short bracket. B2 - Long bracket | 9 kg | B1 - Short bracket. B2 - Long bracket | LED | 1 | 131 | [8 empty] | CE | [6 empty] | 66 | 4000 | 510 x 316 x 148 |  | 220-240V |  | 5 |  |  |  | 70 |  | 4000 |  | > 78000 |  | > 181000 |  |  | 135.5 |  |  | 9 | AP5 | 25 | < 10% at 100.000 hours |  | Available | 740/559 | CIE(x= 0.3818. y= 0.3797) 5SDCM | Class I . Class II | IK08 |  |  | 50 |  | -40 | 1 | 131 | RAL 9005 | 50-60Hz | Passive | LED | dimmable | Tunnel | TMBt | Tunnel |  |  | 17750 | No sensor
TBD | TMBt/4/F/AG2/131/40... | image | datasheet | deeplink | TUNGSRAM - TLBt/TMBt - 17580lm - 131W - 4000K - 70CRI - TBD[SKU] - B1 - Short bracket. B2 - Long bracket | 9 kg | B1 - Short bracket. B2 - Long bracket | LED | 1 | 131 | [8 empty] | CE | [6 empty] | 66 | 4000 | 510 x 316 x 148 |  | 220-240V |  | 5 |  |  |  | 70 |  | 4000 |  | > 78000 |  | > 181000 |  |  | 134.2 |  |  | 9 | AG2 | 25 | < 10% at 100.000 hours |  | Available | 740/559 | CIE(x= 0.3818. y= 0.3797) 5SDCM | Class I . Class II | IK08 |  |  | 50 |  | -40 | 1 | 131 | RAL 9005 | 50-60Hz | Passive | LED | dimmable | Tunnel | TMBt | Tunnel |  |  | 17580 | No sensor
TBD | TMBt/4/F/AF5/131/40... | image | datasheet | deeplink | TUNGSRAM - TLBt/TMBt - 17520lm - 131W - 4000K - 70CRI - TBD[SKU] - B1 - Short bracket. B2 - Long bracket | 9 kg | B1 - Short bracket. B2 - Long bracket | LED | 1 | 131 | [8 empty] | CE | [6 empty] | 66 | 4000 | 510 x 316 x 148 |  | 220-240V |  | 5 |  |  |  | 70 |  | 4000 |  | > 78000 |  | > 181000 |  |  | 133.74 |  |  | 9 | AF5 | 25 | < 10% at 100.000 hours |  | Available | 740/559 | CIE(x= 0.3818. y= 0.3797) 5SDCM | Class I . Class II | IK08 |  |  | 50 |  | -40 | 1 | 131 | RAL 9005 | 50-60Hz | Passive | LED | dimmable | Tunnel | TMBt | Tunnel |  |  | 17520 | No sensor
TBD | TMBt/4/F/AE5/131/40... | image | datasheet | deeplink | TUNGSRAM - TLBt/TMBt - 17750lm - 131W - 4000K - 70CRI - TBD[SKU] - B1 - Short bracket. B2 - Long bracket | 9 kg | B1 - Short bracket. B2 - Long bracket | LED | 1 | 131 | [8 empty] | CE. ENEC | [6 empty] | 66 | 4000 | 510 x 316 x 148 |  | 220-240V |  | 5 |  |  |  | 70 |  | 4000 |  | > 78000 |  | > 181000 |  |  | 135.5 |  |  | 9 | AE5 | 25 | < 10% at 100.000 hours |  | Available | 740/559 | CIE(x= 0.3818. y= 0.3797) 5SDCM | Class I . Class II | IK08 |  |  | 50 |  | -40 | 1 | 131 | RAL 9005 | 50-60Hz | Passive | LED | dimmable | Tunnel | TMBt | Tunnel |  |  | 17750 | No sensor
TBD | TMBt/4/F/AE2/131/40... | image | datasheet | deeplink | TUNGSRAM - TLBt/TMBt - 17680lm - 131W - 4000K - 70CRI - TBD[SKU] - B1 - Short bracket. B2 - Long bracket | 9 kg | B1 - Short bracket. B2 - Long bracket | LED | 1 | 131 | [8 empty] | CE | [6 empty] | 66 | 4000 | 510 x 316 x 148 |  | 220-240V |  | 5 |  |  |  | 70 |  | 4000 |  | > 78000 |  | > 181000 |  |  | 134.96 |  |  | 9 | AE2 | 25 | < 10% at 100.000 hours |  | Available | 740/559 | CIE(x= 0.3818. y= 0.3797) 5SDCM | Class I . Class II | IK08 |  |  | 50 |  | -40 | 1 | 131 | RAL 9005 | 50-60Hz | Passive | LED | dimmable | Tunnel | TMBt | Tunnel |  |  | 17680 | No sensor
TBD | TMBt/4/F/AC5/131/40... | image | datasheet | deeplink | TUNGSRAM - TLBt/TMBt - 17800lm - 131W - 4000K - 70CRI - TBD[SKU] - B1 - Short bracket. B2 - Long bracket | 9 kg | B1 - Short bracket. B2 - Long bracket | LED | 1 | 131 | [8 empty] | CE | [6 empty] | 66 | 4000 | 510 x 316 x 148 |  | 220-240V |  | 5 |  |  |  | 70 |  | 4000 |  | > 78000 |  | > 181000 |  |  | 135.88 |  |  | 9 | AC5 | 25 | < 10% at 100.000 hours |  | Available | 740/559 | CIE(x= 0.3818. y= 0.3797) 5SDCM | Class I . Class II | IK08 |  |  | 50 |  | -40 | 1 | 131 | RAL 9005 | 50-60Hz | Passive | LED | dimmable | Tunnel | TMBt | Tunnel |  |  | 17800 | No sensor
TBD | TMBt/4/F/AB5/131/40... | image | datasheet | deeplink | TUNGSRAM - TLBt/TMBt - 17990lm - 131W - 4000K - 70CRI - TBD[SKU] - B1 - Short bracket. B2 - Long bracket | 9 kg | B1 - Short bracket. B2 - Long bracket | LED | 1 | 131 | [8 empty] | CE. ENEC | [6 empty] | 66 | 4000 | 510 x 316 x 148 |  | 220-240V |  | 5 |  |  |  | 70 |  | 4000 |  | > 78000 |  | > 181000 |  |  | 137.33 |  |  | 9 | AB5 | 25 | < 10% at 100.000 hours |  | Available | 740/559 | CIE(x= 0.3818. y= 0.3797) 5SDCM | Class I . Class II | IK08 |  |  | 50 |  | -40 | 1 | 131 | RAL 9005 | 50-60Hz | Passive | LED | dimmable | Tunnel | TMBt | Tunnel |  |  | 17990 | No sensor
TBD | TMBt/4/F/AB2/131/40... | image | datasheet | deeplink | TUNGSRAM - TLBt/TMBt - 17800lm - 131W - 4000K - 70CRI - TBD[SKU] - B1 - Short bracket. B2 - Long bracket | 9 kg | B1 - Short bracket. B2 - Long bracket | LED | 1 | 131 | [8 empty] | CE | [6 empty] | 66 | 4000 | 510 x 316 x 148 |  | 220-240V |  | 5 |  |  |  | 70 |  | 4000 |  | > 78000 |  | > 181000 |  |  | 135.88 |  |  | 9 | AB2 | 25 | < 10% at 100.000 hours |  | Available | 740/559 | CIE(x= 0.3818. y= 0.3797) 5SDCM | Class I . Class II | IK08 |  |  | 50 |  | -40 | 1 | 131 | RAL 9005 | 50-60Hz | Passive | LED | dimmable | Tunnel | TMBt | Tunnel |  |  | 17800 | No sensor
TBD | TMBt/4/F/Y5/131/40... | image | datasheet | deeplink | TUNGSRAM - TLBt/TMBt - 17230lm - 131W - 4000K - 70CRI - TBD[SKU] - B1 - Short bracket. B2 - Long bracket | 9 kg | B1 - Short bracket. B2 - Long bracket | LED | 1 | 131 | [8 empty] | CE. ENEC | [6 empty] | 66 | 4000 | 510 x 316 x 148 |  | 220-240V |  | 5 |  |  |  | 70 |  | 4000 |  | > 78000 |  | > 181000 |  |  | 131.53 |  |  | 9 | Y5 | 25 | < 10% at 100.000 hours |  | Available | 740/559 | CIE(x= 0.3818. y= 0.3797) 5SDCM | Class I . Class II | IK08 |  |  | 50 |  | -40 | 1 | 131 | RAL 9005 | 50-60Hz | Passive | LED | dimmable | Tunnel | TMBt | Tunnel |  |  | 17230 | No sensor
TBD | TLBt/4/F/AP5/91/50... | image | datasheet | deeplink | TUNGSRAM - TLBt/TMBt - 11930lm - 91W - 5000K - 70CRI - TBD[SKU] - B1 - Short bracket. B2 - Long bracket | 9 kg | B1 - Short bracket. B2 - Long bracket | LED | 1 | 91 | [8 empty] | CE | [6 empty] | 66 | 5000 | 510 x 316 x 148 |  | 220-240V |  | 5 |  |  |  | 70 |  | 5000 |  | > 79000 |  | > 181000 |  |  | 131.1 |  |  | 9 | AP5 | 25 | < 10% at 100.000 hours |  | Available | 750/559 | CIE(x= 0.34. y= 0.35) 5SDCM | Class I . Class II | IK08 |  |  | 50 |  | -40 | 1 | 91 | RAL 9005 | 50-60Hz | Passive | LED | dimmable | Tunnel | TLBt | Tunnel |  |  | 11930 | No sensor
TBD | TLBt/4/F/AG2/91/50... | image | datasheet | deeplink | TUNGSRAM - TLBt/TMBt - 11820lm - 91W - 5000K - 70CRI - TBD[SKU] - B1 - Short bracket. B2 - Long bracket | 9 kg | B1 - Short bracket. B2 - Long bracket | LED | 1 | 91 | [8 empty] | CE | [6 empty] | 66 | 5000 | 510 x 316 x 148 |  | 220-240V |  | 5 |  |  |  | 70 |  | 5000 |  | > 79000 |  | > 181000 |  |  | 129.89 |  |  | 9 | AG2 | 25 | < 10% at 100.000 hours |  | Available | 750/559 | CIE(x= 0.34. y= 0.35) 5SDCM | Class I . Class II | IK08 |  |  | 50 |  | -40 | 1 | 91 | RAL 9005 | 50-60Hz | Passive | LED | dimmable | Tunnel | TLBt | Tunnel |  |  | 11820 | No sensor
TBD | TLBt/4/F/AF5/91/50... | image | datasheet | deeplink | TUNGSRAM - TLBt/TMBt - 11770lm - 91W - 5000K - 70CRI - TBD[SKU] - B1 - Short bracket. B2 - Long bracket | 9 kg | B1 - Short bracket. B2 - Long bracket | LED | 1 | 91 | [8 empty] | CE | [6 empty] | 66 | 5000 | 510 x 316 x 148 |  | 220-240V |  | 5 |  |  |  | 70 |  | 5000 |  | > 79000 |  | > 181000 |  |  | 129.34 |  |  | 9 | AF5 | 25 | < 10% at 100.000 hours |  | Available | 750/559 | CIE(x= 0.34. y= 0.35) 5SDCM | Class I . Class II | IK08 |  |  | 50 |  | -40 | 1 | 91 | RAL 9005 | 50-60Hz | Passive | LED | dimmable | Tunnel | TLBt | Tunnel |  |  | 11770 | No sensor
TBD | TLBt/4/F/AE5/91/50... | image | datasheet | deeplink | TUNGSRAM - TLBt/TMBt - 11930lm - 91W - 5000K - 70CRI - TBD[SKU] - B1 - Short bracket. B2 - Long bracket | 9 kg | B1 - Short bracket. B2 - Long bracket | LED | 1 | 91 | [8 empty] | CE. ENEC | [6 empty] | 66 | 5000 | 510 x 316 x 148 |  | 220-240V |  | 5 |  |  |  | 70 |  | 5000 |  | > 79000 |  | > 181000 |  |  | 131.1 |  |  | 9 | AE5 | 25 | < 10% at 100.000 hours |  | Available | 750/559 | CIE(x= 0.34. y= 0.35) 5SDCM | Class I . Class II | IK08 |  |  | 50 |  | -40 | 1 | 91 | RAL 9005 | 50-60Hz | Passive | LED | dimmable | Tunnel | TLBt | Tunnel |  |  | 11930 | No sensor
TBD | TLBt/4/F/AE2/91/50... | image | datasheet | deeplink | TUNGSRAM - TLBt/TMBt - 11880lm - 91W - 5000K - 70CRI - TBD[SKU] - B1 - Short bracket. B2 - Long bracket | 9 kg | B1 - Short bracket. B2 - Long bracket | LED | 1 | 91 | [8 empty] | CE | [6 empty] | 66 | 5000 | 510 x 316 x 148 |  | 220-240V |  | 5 |  |  |  | 70 |  | 5000 |  | > 79000 |  | > 181000 |  |  | 130.55 |  |  | 9 | AE2 | 25 | < 10% at 100.000 hours |  | Available | 750/559 | CIE(x= 0.34. y= 0.35) 5SDCM | Class I . Class II | IK08 |  |  | 50 |  | -40 | 1 | 91 | RAL 9005 | 50-60Hz | Passive | LED | dimmable | Tunnel | TLBt | Tunnel |  |  | 11880 | No sensor
TBD | TLBt/4/F/AC5/91/50... | image | datasheet | deeplink | TUNGSRAM - TLBt/TMBt - 11960lm - 91W - 5000K - 70CRI - TBD[SKU] - B1 - Short bracket. B2 - Long bracket | 9 kg | B1 - Short bracket. B2 - Long bracket | LED | 1 | 91 | [8 empty] | CE | [6 empty] | 66 | 5000 | 510 x 316 x 148 |  | 220-240V |  | 5 |  |  |  | 70 |  | 5000 |  | > 79000 |  | > 181000 |  |  | 131.43 |  |  | 9 | AC5 | 25 | < 10% at 100.000 hours |  | Available | 750/559 | CIE(x= 0.34. y= 0.35) 5SDCM | Class I . Class II | IK08 |  |  | 50 |  | -40 | 1 | 91 | RAL 9005 | 50-60Hz | Passive | LED | dimmable | Tunnel | TLBt | Tunnel |  |  | 11960 | No sensor
TBD | TLBt/4/F/AB5/91/50... | image | datasheet | deeplink | TUNGSRAM - TLBt/TMBt - 12090lm - 91W - 5000K - 70CRI - TBD[SKU] - B1 - Short bracket. B2 - Long bracket | 9 kg | B1 - Short bracket. B2 - Long bracket | LED | 1 | 91 | [8 empty] | CE. ENEC | [6 empty] | 66 | 5000 | 510 x 316 x 148 |  | 220-240V |  | 5 |  |  |  | 70 |  | 5000 |  | > 79000 |  | > 181000 |  |  | 132.86 |  |  | 9 | AB5 | 25 | < 10% at 100.000 hours |  | Available | 750/559 | CIE(x= 0.34. y= 0.35) 5SDCM | Class I . Class II | IK08 |  |  | 50 |  | -40 | 1 | 91 | RAL 9005 | 50-60Hz | Passive | LED | dimmable | Tunnel | TLBt | Tunnel |  |  | 12090 | No sensor
TBD | TLBt/4/F/AB2/91/50... | image | datasheet | deeplink | TUNGSRAM - TLBt/TMBt - 11960lm - 91W - 5000K - 70CRI - TBD[SKU] - B1 - Short bracket. B2 - Long bracket | 9 kg | B1 - Short bracket. B2 - Long bracket | LED | 1 | 91 | [8 empty] | CE | [6 empty] | 66 | 5000 | 510 x 316 x 148 |  | 220-240V |  | 5 |  |  |  | 70 |  | 5000 |  | > 79000 |  | > 181000 |  |  | 131.43 |  |  | 9 | AB2 | 25 | < 10% at 100.000 hours |  | Available | 750/559 | CIE(x= 0.34. y= 0.35) 5SDCM | Class I . Class II | IK08 |  |  | 50 |  | -40 | 1 | 91 | RAL 9005 | 50-60Hz | Passive | LED | dimmable | Tunnel | TLBt | Tunnel |  |  | 11960 | No sensor
TBD | TLBt/4/F/Y5/91/50... | image | datasheet | deeplink | TUNGSRAM - TLBt/TMBt - 11580lm - 91W - 5000K - 70CRI - TBD[SKU] - B1 - Short bracket. B2 - Long bracket | 9 kg | B1 - Short bracket. B2 - Long bracket | LED | 1 | 91 | [8 empty] | CE. ENEC | [6 empty] | 66 | 5000 | 510 x 316 x 148 |  | 220-240V |  | 5 |  |  |  | 70 |  | 5000 |  | > 79000 |  | > 181000 |  |  | 127.25 |  |  | 9 | Y5 | 25 | < 10% at 100.000 hours |  | Available | 750/559 | CIE(x= 0.34. y= 0.35) 5SDCM | Class I . Class II | IK08 |  |  | 50 |  | -40 | 1 | 91 | RAL 9005 | 50-60Hz | Passive | LED | dimmable | Tunnel | TLBt | Tunnel |  |  | 11580 | No sensor
TBD | TLBt/4/F/AP5/68/50... | image | datasheet | deeplink | TUNGSRAM - TLBt/TMBt - 9450lm - 68W - 5000K - 70CRI - TBD[SKU] - B1 - Short bracket. B2 - Long bracket | 9 kg | B1 - Short bracket. B2 - Long bracket | LED | 1 | 68 | [8 empty] | CE | [6 empty] | 66 | 5000 | 510 x 316 x 148 |  | 220-240V |  | 5 |  |  |  | 70 |  | 5000 |  | > 79000 |  | > 181000 |  |  | 138.97 |  |  | 9 | AP5 | 25 | < 10% at 100.000 hours |  | Available | 750/559 | CIE(x= 0.34. y= 0.35) 5SDCM | Class I . Class II | IK08 |  |  | 50 |  | -40 | 1 | 68 | RAL 9005 | 50-60Hz | Passive | LED | dimmable | Tunnel | TLBt | Tunnel |  |  | 9450 | No sensor
TBD | TLBt/4/F/AG2/68/50... | image | datasheet | deeplink | TUNGSRAM - TLBt/TMBt - 9360lm - 68W - 5000K - 70CRI - TBD[SKU] - B1 - Short bracket. B2 - Long bracket | 9 kg | B1 - Short bracket. B2 - Long bracket | LED | 1 | 68 | [8 empty] | CE | [6 empty] | 66 | 5000 | 510 x 316 x 148 |  | 220-240V |  | 5 |  |  |  | 70 |  | 5000 |  | > 79000 |  | > 181000 |  |  | 137.65 |  |  | 9 | AG2 | 25 | < 10% at 100.000 hours |  | Available | 750/559 | CIE(x= 0.34. y= 0.35) 5SDCM | Class I . Class II | IK08 |  |  | 50 |  | -40 | 1 | 68 | RAL 9005 | 50-60Hz | Passive | LED | dimmable | Tunnel | TLBt | Tunnel |  |  | 9360 | No sensor
TBD | TLBt/4/F/AF5/68/50... | image | datasheet | deeplink | TUNGSRAM - TLBt/TMBt - 9320lm - 68W - 5000K - 70CRI - TBD[SKU] - B1 - Short bracket. B2 - Long bracket | 9 kg | B1 - Short bracket. B2 - Long bracket | LED | 1 | 68 | [8 empty] | CE | [6 empty] | 66 | 5000 | 510 x 316 x 148 |  | 220-240V |  | 5 |  |  |  | 70 |  | 5000 |  | > 79000 |  | > 181000 |  |  | 137.06 |  |  | 9 | AF5 | 25 | < 10% at 100.000 hours |  | Available | 750/559 | CIE(x= 0.34. y= 0.35) 5SDCM | Class I . Class II | IK08 |  |  | 50 |  | -40 | 1 | 68 | RAL 9005 | 50-60Hz | Passive | LED | dimmable | Tunnel | TLBt | Tunnel |  |  | 9320 | No sensor
TBD | TLBt/4/F/AE5/68/50... | image | datasheet | deeplink | TUNGSRAM - TLBt/TMBt - 9450lm - 68W - 5000K - 70CRI - TBD[SKU] - B1 - Short bracket. B2 - Long bracket | 9 kg | B1 - Short bracket. B2 - Long bracket | LED | 1 | 68 | [8 empty] | CE. ENEC | [6 empty] | 66 | 5000 | 510 x 316 x 148 |  | 220-240V |  | 5 |  |  |  | 70 |  | 5000 |  | > 79000 |  | > 181000 |  |  | 138.97 |  |  | 9 | AE5 | 25 | < 10% at 100.000 hours |  | Available | 750/559 | CIE(x= 0.34. y= 0.35) 5SDCM | Class I . Class II | IK08 |  |  | 50 |  | -40 | 1 | 68 | RAL 9005 | 50-60Hz | Passive | LED | dimmable | Tunnel | TLBt | Tunnel |  |  | 9450 | No sensor
TBD | TLBt/4/F/AE2/68/50... | image | datasheet | deeplink | TUNGSRAM - TLBt/TMBt - 9410lm - 68W - 5000K - 70CRI - TBD[SKU] - B1 - Short bracket. B2 - Long bracket | 9 kg | B1 - Short bracket. B2 - Long bracket | LED | 1 | 68 | [8 empty] | CE | [6 empty] | 66 | 5000 | 510 x 316 x 148 |  | 220-240V |  | 5 |  |  |  | 70 |  | 5000 |  | > 79000 |  | > 181000 |  |  | 138.38 |  |  | 9 | AE2 | 25 | < 10% at 100.000 hours |  | Available | 750/559 | CIE(x= 0.34. y= 0.35) 5SDCM | Class I . Class II | IK08 |  |  | 50 |  | -40 | 1 | 68 | RAL 9005 | 50-60Hz | Passive | LED | dimmable | Tunnel | TLBt | Tunnel |  |  | 9410 | No sensor
TBD | TLBt/4/F/AC5/68/50... | image | datasheet | deeplink | TUNGSRAM - TLBt/TMBt - 9480lm - 68W - 5000K - 70CRI - TBD[SKU] - B1 - Short bracket. B2 - Long bracket | 9 kg | B1 - Short bracket. B2 - Long bracket | LED | 1 | 68 | [8 empty] | CE | [6 empty] | 66 | 5000 | 510 x 316 x 148 |  | 220-240V |  | 5 |  |  |  | 70 |  | 5000 |  | > 79000 |  | > 181000 |  |  | 139.41 |  |  | 9 | AC5 | 25 | < 10% at 100.000 hours |  | Available | 750/559 | CIE(x= 0.34. y= 0.35) 5SDCM | Class I . Class II | IK08 |  |  | 50 |  | -40 | 1 | 68 | RAL 9005 | 50-60Hz | Passive | LED | dimmable | Tunnel | TLBt | Tunnel |  |  | 9480 | No sensor
TBD | TLBt/4/F/AB5/68/50... | image | datasheet | deeplink | TUNGSRAM - TLBt/TMBt - 9570lm - 68W - 5000K - 70CRI - TBD[SKU] - B1 - Short bracket. B2 - Long bracket | 9 kg | B1 - Short bracket. B2 - Long bracket | LED | 1 | 68 | [8 empty] | CE. ENEC | [6 empty] | 66 | 5000 | 510 x 316 x 148 |  | 220-240V |  | 5 |  |  |  | 70 |  | 5000 |  | > 79000 |  | > 181000 |  |  | 140.74 |  |  | 9 | AB5 | 25 | < 10% at 100.000 hours |  | Available | 750/559 | CIE(x= 0.34. y= 0.35) 5SDCM | Class I . Class II | IK08 |  |  | 50 |  | -40 | 1 | 68 | RAL 9005 | 50-60Hz | Passive | LED | dimmable | Tunnel | TLBt | Tunnel |  |  | 9570 | No sensor
TBD | TLBt/4/F/AB2/68/50... | image | datasheet | deeplink | TUNGSRAM - TLBt/TMBt - 9470lm - 68W - 5000K - 70CRI - TBD[SKU] - B1 - Short bracket. B2 - Long bracket | 9 kg | B1 - Short bracket. B2 - Long bracket | LED | 1 | 68 | [8 empty] | CE | [6 empty] | 66 | 5000 | 510 x 316 x 148 |  | 220-240V |  | 5 |  |  |  | 70 |  | 5000 |  | > 79000 |  | > 181000 |  |  | 139.26 |  |  | 9 | AB2 | 25 | < 10% at 100.000 hours |  | Available | 750/559 | CIE(x= 0.34. y= 0.35) 5SDCM | Class I . Class II | IK08 |  |  | 50 |  | -40 | 1 | 68 | RAL 9005 | 50-60Hz | Passive | LED | dimmable | Tunnel | TLBt | Tunnel |  |  | 9470 | No sensor
TBD | TLBt/4/F/Y5/68/50... | image | datasheet | deeplink | TUNGSRAM - TLBt/TMBt - 9170lm - 68W - 5000K - 70CRI - TBD[SKU] - B1 - Short bracket. B2 - Long bracket | 9 kg | B1 - Short bracket. B2 - Long bracket | LED | 1 | 68 | [8 empty] | CE. ENEC | [6 empty] | 66 | 5000 | 510 x 316 x 148 |  | 220-240V |  | 5 |  |  |  | 70 |  | 5000 |  | > 79000 |  | > 181000 |  |  | 134.85 |  |  | 9 | Y5 | 25 | < 10% at 100.000 hours |  | Available | 750/559 | CIE(x= 0.34. y= 0.35) 5SDCM | Class I . Class II | IK08 |  |  | 50 |  | -40 | 1 | 68 | RAL 9005 | 50-60Hz | Passive | LED | dimmable | Tunnel | TLBt | Tunnel |  |  | 9170 | No sensor
TBD | TLBt/4/F/AP5/56/50... | image | datasheet | deeplink | TUNGSRAM - TLBt/TMBt - 8030lm - 56W - 5000K - 70CRI - TBD[SKU] - B1 - Short bracket. B2 - Long bracket | 9 kg | B1 - Short bracket. B2 - Long bracket | LED | 1 | 56 | [8 empty] | CE | [6 empty] | 66 | 5000 | 510 x 316 x 148 |  | 220-240V |  | 5 |  |  |  | 70 |  | 5000 |  | > 79000 |  | > 181000 |  |  | 143.39 |  |  | 9 | AP5 | 25 | < 10% at 100.000 hours |  | Available | 750/559 | CIE(x= 0.34. y= 0.35) 5SDCM | Class I . Class II | IK08 |  |  | 50 |  | -40 | 1 | 56 | RAL 9005 | 50-60Hz | Passive | LED | dimmable | Tunnel | TLBt | Tunnel |  |  | 8030 | No sensor
TBD | TLBt/4/F/AG2/56/50... | image | datasheet | deeplink | TUNGSRAM - TLBt/TMBt - 7960lm - 56W - 5000K - 70CRI - TBD[SKU] - B1 - Short bracket. B2 - Long bracket | 9 kg | B1 - Short bracket. B2 - Long bracket | LED | 1 | 56 | [8 empty] | CE | [6 empty] | 66 | 5000 | 510 x 316 x 148 |  | 220-240V |  | 5 |  |  |  | 70 |  | 5000 |  | > 79000 |  | > 181000 |  |  | 142.14 |  |  | 9 | AG2 | 25 | < 10% at 100.000 hours |  | Available | 750/559 | CIE(x= 0.34. y= 0.35) 5SDCM | Class I . Class II | IK08 |  |  | 50 |  | -40 | 1 | 56 | RAL 9005 | 50-60Hz | Passive | LED | dimmable | Tunnel | TLBt | Tunnel |  |  | 7960 | No sensor
TBD | TLBt/4/F/AF5/56/50... | image | datasheet | deeplink | TUNGSRAM - TLBt/TMBt - 7930lm - 56W - 5000K - 70CRI - TBD[SKU] - B1 - Short bracket. B2 - Long bracket | 9 kg | B1 - Short bracket. B2 - Long bracket | LED | 1 | 56 | [8 empty] | CE | [6 empty] | 66 | 5000 | 510 x 316 x 148 |  | 220-240V |  | 5 |  |  |  | 70 |  | 5000 |  | > 79000 |  | > 181000 |  |  | 141.61 |  |  | 9 | AF5 | 25 | < 10% at 100.000 hours |  | Available | 750/559 | CIE(x= 0.34. y= 0.35) 5SDCM | Class I . Class II | IK08 |  |  | 50 |  | -40 | 1 | 56 | RAL 9005 | 50-60Hz | Passive | LED | dimmable | Tunnel | TLBt | Tunnel |  |  | 7930 | No sensor
TBD | TLBt/4/F/AE5/56/50... | image | datasheet | deeplink | TUNGSRAM - TLBt/TMBt - 8040lm - 56W - 5000K - 70CRI - TBD[SKU] - B1 - Short bracket. B2 - Long bracket | 9 kg | B1 - Short bracket. B2 - Long bracket | LED | 1 | 56 | [8 empty] | CE. ENEC | [6 empty] | 66 | 5000 | 510 x 316 x 148 |  | 220-240V |  | 5 |  |  |  | 70 |  | 5000 |  | > 79000 |  | > 181000 |  |  | 143.57 |  |  | 9 | AE5 | 25 | < 10% at 100.000 hours |  | Available | 750/559 | CIE(x= 0.34. y= 0.35) 5SDCM | Class I . Class II | IK08 |  |  | 50 |  | -40 | 1 | 56 | RAL 9005 | 50-60Hz | Passive | LED | dimmable | Tunnel | TLBt | Tunnel |  |  | 8040 | No sensor
TBD | TLBt/4/F/AE2/56/50... | image | datasheet | deeplink | TUNGSRAM - TLBt/TMBt - 8010lm - 56W - 5000K - 70CRI - TBD[SKU] - B1 - Short bracket. B2 - Long bracket | 9 kg | B1 - Short bracket. B2 - Long bracket | LED | 1 | 56 | [8 empty] | CE | [6 empty] | 66 | 5000 | 510 x 316 x 148 |  | 220-240V |  | 5 |  |  |  | 70 |  | 5000 |  | > 79000 |  | > 181000 |  |  | 143.04 |  |  | 9 | AE2 | 25 | < 10% at 100.000 hours |  | Available | 750/559 | CIE(x= 0.34. y= 0.35) 5SDCM | Class I . Class II | IK08 |  |  | 50 |  | -40 | 1 | 56 | RAL 9005 | 50-60Hz | Passive | LED | dimmable | Tunnel | TLBt | Tunnel |  |  | 8010 | No sensor
TBD | TLBt/4/F/AC5/56/50... | image | datasheet | deeplink | TUNGSRAM - TLBt/TMBt - 8060lm - 56W - 5000K - 70CRI - TBD[SKU] - B1 - Short bracket. B2 - Long bracket | 9 kg | B1 - Short bracket. B2 - Long bracket | LED | 1 | 56 | [8 empty] | CE | [6 empty] | 66 | 5000 | 510 x 316 x 148 |  | 220-240V |  | 5 |  |  |  | 70 |  | 5000 |  | > 79000 |  | > 181000 |  |  | 143.93 |  |  | 9 | AC5 | 25 | < 10% at 100.000 hours |  | Available | 750/559 | CIE(x= 0.34. y= 0.35) 5SDCM | Class I . Class II | IK08 |  |  | 50 |  | -40 | 1 | 56 | RAL 9005 | 50-60Hz | Passive | LED | dimmable | Tunnel | TLBt | Tunnel |  |  | 8060 | No sensor
TBD | TLBt/4/F/AB5/56/50... | image | datasheet | deeplink | TUNGSRAM - TLBt/TMBt - 8140lm - 56W - 5000K - 70CRI - TBD[SKU] - B1 - Short bracket. B2 - Long bracket | 9 kg | B1 - Short bracket. B2 - Long bracket | LED | 1 | 56 | [8 empty] | CE. ENEC | [6 empty] | 66 | 5000 | 510 x 316 x 148 |  | 220-240V |  | 5 |  |  |  | 70 |  | 5000 |  | > 79000 |  | > 181000 |  |  | 145.36 |  |  | 9 | AB5 | 25 | < 10% at 100.000 hours |  | Available | 750/559 | CIE(x= 0.34. y= 0.35) 5SDCM | Class I . Class II | IK08 |  |  | 50 |  | -40 | 1 | 56 | RAL 9005 | 50-60Hz | Passive | LED | dimmable | Tunnel | TLBt | Tunnel |  |  | 8140 | No sensor
TBD | TLBt/4/F/AB2/56/50... | image | datasheet | deeplink | TUNGSRAM - TLBt/TMBt - 8060lm - 56W - 5000K - 70CRI - TBD[SKU] - B1 - Short bracket. B2 - Long bracket | 9 kg | B1 - Short bracket. B2 - Long bracket | LED | 1 | 56 | [8 empty] | CE | [6 empty] | 66 | 5000 | 510 x 316 x 148 |  | 220-240V |  | 5 |  |  |  | 70 |  | 5000 |  | > 79000 |  | > 181000 |  |  | 143.93 |  |  | 9 | AB2 | 25 | < 10% at 100.000 hours |  | Available | 750/559 | CIE(x= 0.34. y= 0.35) 5SDCM | Class I . Class II | IK08 |  |  | 50 |  | -40 | 1 | 56 | RAL 9005 | 50-60Hz | Passive | LED | dimmable | Tunnel | TLBt | Tunnel |  |  | 8060 | No sensor
TBD | TLBt/4/F/Y5/56/50... | image | datasheet | deeplink | TUNGSRAM - TLBt/TMBt - 7800lm - 56W - 5000K - 70CRI - TBD[SKU] - B1 - Short bracket. B2 - Long bracket | 9 kg | B1 - Short bracket. B2 - Long bracket | LED | 1 | 56 | [8 empty] | CE. ENEC | [6 empty] | 66 | 5000 | 510 x 316 x 148 |  | 220-240V |  | 5 |  |  |  | 70 |  | 5000 |  | > 79000 |  | > 181000 |  |  | 139.29 |  |  | 9 | Y5 | 25 | < 10% at 100.000 hours |  | Available | 750/559 | CIE(x= 0.34. y= 0.35) 5SDCM | Class I . Class II | IK08 |  |  | 50 |  | -40 | 1 | 56 | RAL 9005 | 50-60Hz | Passive | LED | dimmable | Tunnel | TLBt | Tunnel |  |  | 7800 | No sensor
TBD | TLBt/4/F/AP5/44/50... | image | datasheet | deeplink | TUNGSRAM - TLBt/TMBt - 6380lm - 44W - 5000K - 70CRI - TBD[SKU] - B1 - Short bracket. B2 - Long bracket | 9 kg | B1 - Short bracket. B2 - Long bracket | LED | 1 | 44 | [8 empty] | CE | [6 empty] | 66 | 5000 | 510 x 316 x 148 |  | 220-240V |  | 5 |  |  |  | 70 |  | 5000 |  | > 79000 |  | > 181000 |  |  | 145 |  |  | 9 | AP5 | 25 | < 10% at 100.000 hours |  | Available | 750/559 | CIE(x= 0.34. y= 0.35) 5SDCM | Class I . Class II | IK08 |  |  | 50 |  | -40 | 1 | 44 | RAL 9005 | 50-60Hz | Passive | LED | dimmable | Tunnel | TLBt | Tunnel |  |  | 6380 | No sensor
TBD | TLBt/4/F/AG2/44/50... | image | datasheet | deeplink | TUNGSRAM - TLBt/TMBt - 6320lm - 44W - 5000K - 70CRI - TBD[SKU] - B1 - Short bracket. B2 - Long bracket | 9 kg | B1 - Short bracket. B2 - Long bracket | LED | 1 | 44 | [8 empty] | CE | [6 empty] | 66 | 5000 | 510 x 316 x 148 |  | 220-240V |  | 5 |  |  |  | 70 |  | 5000 |  | > 79000 |  | > 181000 |  |  | 143.64 |  |  | 9 | AG2 | 25 | < 10% at 100.000 hours |  | Available | 750/559 | CIE(x= 0.34. y= 0.35) 5SDCM | Class I . Class II | IK08 |  |  | 50 |  | -40 | 1 | 44 | RAL 9005 | 50-60Hz | Passive | LED | dimmable | Tunnel | TLBt | Tunnel |  |  | 6320 | No sensor
TBD | TLBt/4/F/AF5/44/50... | image | datasheet | deeplink | TUNGSRAM - TLBt/TMBt - 6300lm - 44W - 5000K - 70CRI - TBD[SKU] - B1 - Short bracket. B2 - Long bracket | 9 kg | B1 - Short bracket. B2 - Long bracket | LED | 1 | 44 | [8 empty] | CE | [6 empty] | 66 | 5000 | 510 x 316 x 148 |  | 220-240V |  | 5 |  |  |  | 70 |  | 5000 |  | > 79000 |  | > 181000 |  |  | 143.18 |  |  | 9 | AF5 | 25 | < 10% at 100.000 hours |  | Available | 750/559 | CIE(x= 0.34. y= 0.35) 5SDCM | Class I . Class II | IK08 |  |  | 50 |  | -40 | 1 | 44 | RAL 9005 | 50-60Hz | Passive | LED | dimmable | Tunnel | TLBt | Tunnel |  |  | 6300 | No sensor
TBD | TLBt/4/F/AE5/44/50... | image | datasheet | deeplink | TUNGSRAM - TLBt/TMBt - 6390lm - 44W - 5000K - 70CRI - TBD[SKU] - B1 - Short bracket. B2 - Long bracket | 9 kg | B1 - Short bracket. B2 - Long bracket | LED | 1 | 44 | [8 empty] | CE. ENEC | [6 empty] | 66 | 5000 | 510 x 316 x 148 |  | 220-240V |  | 5 |  |  |  | 70 |  | 5000 |  | > 79000 |  | > 181000 |  |  | 145.23 |  |  | 9 | AE5 | 25 | < 10% at 100.000 hours |  | Available | 750/559 | CIE(x= 0.34. y= 0.35) 5SDCM | Class I . Class II | IK08 |  |  | 50 |  | -40 | 1 | 44 | RAL 9005 | 50-60Hz | Passive | LED | dimmable | Tunnel | TLBt | Tunnel |  |  | 6390 | No sensor
TBD | TLBt/4/F/AE2/44/50... | image | datasheet | deeplink | TUNGSRAM - TLBt/TMBt - 6360lm - 44W - 5000K - 70CRI - TBD[SKU] - B1 - Short bracket. B2 - Long bracket | 9 kg | B1 - Short bracket. B2 - Long bracket | LED | 1 | 44 | [8 empty] | CE | [6 empty] | 66 | 5000 | 510 x 316 x 148 |  | 220-240V |  | 5 |  |  |  | 70 |  | 5000 |  | > 79000 |  | > 181000 |  |  | 144.55 |  |  | 9 | AE2 | 25 | < 10% at 100.000 hours |  | Available | 750/559 | CIE(x= 0.34. y= 0.35) 5SDCM | Class I . Class II | IK08 |  |  | 50 |  | -40 | 1 | 44 | RAL 9005 | 50-60Hz | Passive | LED | dimmable | Tunnel | TLBt | Tunnel |  |  | 6360 | No sensor
TBD | TLBt/4/F/AC5/44/50... | image | datasheet | deeplink | TUNGSRAM - TLBt/TMBt - 6400lm - 44W - 5000K - 70CRI - TBD[SKU] - B1 - Short bracket. B2 - Long bracket | 9 kg | B1 - Short bracket. B2 - Long bracket | LED | 1 | 44 | [8 empty] | CE | [6 empty] | 66 | 5000 | 510 x 316 x 148 |  | 220-240V |  | 5 |  |  |  | 70 |  | 5000 |  | > 79000 |  | > 181000 |  |  | 145.45 |  |  | 9 | AC5 | 25 | < 10% at 100.000 hours |  | Available | 750/559 | CIE(x= 0.34. y= 0.35) 5SDCM | Class I . Class II | IK08 |  |  | 50 |  | -40 | 1 | 44 | RAL 9005 | 50-60Hz | Passive | LED | dimmable | Tunnel | TLBt | Tunnel |  |  | 6400 | No sensor
TBD | TLBt/4/F/AB5/44/50... | image | datasheet | deeplink | TUNGSRAM - TLBt/TMBt - 6470lm - 44W - 5000K - 70CRI - TBD[SKU] - B1 - Short bracket. B2 - Long bracket | 9 kg | B1 - Short bracket. B2 - Long bracket | LED | 1 | 44 | [8 empty] | CE. ENEC | [6 empty] | 66 | 5000 | 510 x 316 x 148 |  | 220-240V |  | 5 |  |  |  | 70 |  | 5000 |  | > 79000 |  | > 181000 |  |  | 147.05 |  |  | 9 | AB5 | 25 | < 10% at 100.000 hours |  | Available | 750/559 | CIE(x= 0.34. y= 0.35) 5SDCM | Class I . Class II | IK08 |  |  | 50 |  | -40 | 1 | 44 | RAL 9005 | 50-60Hz | Passive | LED | dimmable | Tunnel | TLBt | Tunnel |  |  | 6470 | No sensor
TBD | TLBt/4/F/AB2/44/50... | image | datasheet | deeplink | TUNGSRAM - TLBt/TMBt - 6400lm - 44W - 5000K - 70CRI - TBD[SKU] - B1 - Short bracket. B2 - Long bracket | 9 kg | B1 - Short bracket. B2 - Long bracket | LED | 1 | 44 | [8 empty] | CE | [6 empty] | 66 | 5000 | 510 x 316 x 148 |  | 220-240V |  | 5 |  |  |  | 70 |  | 5000 |  | > 79000 |  | > 181000 |  |  | 145.45 |  |  | 9 | AB2 | 25 | < 10% at 100.000 hours |  | Available | 750/559 | CIE(x= 0.34. y= 0.35) 5SDCM | Class I . Class II | IK08 |  |  | 50 |  | -40 | 1 | 44 | RAL 9005 | 50-60Hz | Passive | LED | dimmable | Tunnel | TLBt | Tunnel |  |  | 6400 | No sensor
TBD | TLBt/4/F/Y5/44/50... | image | datasheet | deeplink | TUNGSRAM - TLBt/TMBt - 6200lm - 44W - 5000K - 70CRI - TBD[SKU] - B1 - Short bracket. B2 - Long bracket | 9 kg | B1 - Short bracket. B2 - Long bracket | LED | 1 | 44 | [8 empty] | CE. ENEC | [6 empty] | 66 | 5000 | 510 x 316 x 148 |  | 220-240V |  | 5 |  |  |  | 70 |  | 5000 |  | > 79000 |  | > 181000 |  |  | 140.91 |  |  | 9 | Y5 | 25 | < 10% at 100.000 hours |  | Available | 750/559 | CIE(x= 0.34. y= 0.35) 5SDCM | Class I . Class II | IK08 |  |  | 50 |  | -40 | 1 | 44 | RAL 9005 | 50-60Hz | Passive | LED | dimmable | Tunnel | TLBt | Tunnel |  |  | 6200 | No sensor
TBD | TLBt/4/F/AP5/33/50... | image | datasheet | deeplink | TUNGSRAM - TLBt/TMBt - 4920lm - 33W - 5000K - 70CRI - TBD[SKU] - B1 - Short bracket. B2 - Long bracket | 9 kg | B1 - Short bracket. B2 - Long bracket | LED | 1 | 33 | [8 empty] | CE | [6 empty] | 66 | 5000 | 510 x 316 x 148 |  | 220-240V |  | 5 |  |  |  | 70 |  | 5000 |  | > 79000 |  | > 181000 |  |  | 149.09 |  |  | 9 | AP5 | 25 | < 10% at 100.000 hours |  | Available | 750/559 | CIE(x= 0.34. y= 0.35) 5SDCM | Class I . Class II | IK08 |  |  | 50 |  | -40 | 1 | 33 | RAL 9005 | 50-60Hz | Passive | LED | dimmable | Tunnel | TLBt | Tunnel |  |  | 4920 | No sensor
TBD | TLBt/4/F/AG2/33/50... | image | datasheet | deeplink | TUNGSRAM - TLBt/TMBt - 4870lm - 33W - 5000K - 70CRI - TBD[SKU] - B1 - Short bracket. B2 - Long bracket | 9 kg | B1 - Short bracket. B2 - Long bracket | LED | 1 | 33 | [8 empty] | CE | [6 empty] | 66 | 5000 | 510 x 316 x 148 |  | 220-240V |  | 5 |  |  |  | 70 |  | 5000 |  | > 79000 |  | > 181000 |  |  | 147.58 |  |  | 9 | AG2 | 25 | < 10% at 100.000 hours |  | Available | 750/559 | CIE(x= 0.34. y= 0.35) 5SDCM | Class I . Class II | IK08 |  |  | 50 |  | -40 | 1 | 33 | RAL 9005 | 50-60Hz | Passive | LED | dimmable | Tunnel | TLBt | Tunnel |  |  | 4870 | No sensor
TBD | TLBt/4/F/AF5/33/50... | image | datasheet | deeplink | TUNGSRAM - TLBt/TMBt - 4850lm - 33W - 5000K - 70CRI - TBD[SKU] - B1 - Short bracket. B2 - Long bracket | 9 kg | B1 - Short bracket. B2 - Long bracket | LED | 1 | 33 | [8 empty] | CE | [6 empty] | 66 | 5000 | 510 x 316 x 148 |  | 220-240V |  | 5 |  |  |  | 70 |  | 5000 |  | > 79000 |  | > 181000 |  |  | 146.97 |  |  | 9 | AF5 | 25 | < 10% at 100.000 hours |  | Available | 750/559 | CIE(x= 0.34. y= 0.35) 5SDCM | Class I . Class II | IK08 |  |  | 50 |  | -40 | 1 | 33 | RAL 9005 | 50-60Hz | Passive | LED | dimmable | Tunnel | TLBt | Tunnel |  |  | 4850 | No sensor
TBD | TLBt/4/F/AE5/33/50... | image | datasheet | deeplink | TUNGSRAM - TLBt/TMBt - 4920lm - 33W - 5000K - 70CRI - TBD[SKU] - B1 - Short bracket. B2 - Long bracket | 9 kg | B1 - Short bracket. B2 - Long bracket | LED | 1 | 33 | [8 empty] | CE. ENEC | [6 empty] | 66 | 5000 | 510 x 316 x 148 |  | 220-240V |  | 5 |  |  |  | 70 |  | 5000 |  | > 79000 |  | > 181000 |  |  | 149.09 |  |  | 9 | AE5 | 25 | < 10% at 100.000 hours |  | Available | 750/559 | CIE(x= 0.34. y= 0.35) 5SDCM | Class I . Class II | IK08 |  |  | 50 |  | -40 | 1 | 33 | RAL 9005 | 50-60Hz | Passive | LED | dimmable | Tunnel | TLBt | Tunnel |  |  | 4920 | No sensor
TBD | TLBt/4/F/AE2/33/50... | image | datasheet | deeplink | TUNGSRAM - TLBt/TMBt - 4900lm - 33W - 5000K - 70CRI - TBD[SKU] - B1 - Short bracket. B2 - Long bracket | 9 kg | B1 - Short bracket. B2 - Long bracket | LED | 1 | 33 | [8 empty] | CE | [6 empty] | 66 | 5000 | 510 x 316 x 148 |  | 220-240V |  | 5 |  |  |  | 70 |  | 5000 |  | > 79000 |  | > 181000 |  |  | 148.48 |  |  | 9 | AE2 | 25 | < 10% at 100.000 hours |  | Available | 750/559 | CIE(x= 0.34. y= 0.35) 5SDCM | Class I . Class II | IK08 |  |  | 50 |  | -40 | 1 | 33 | RAL 9005 | 50-60Hz | Passive | LED | dimmable | Tunnel | TLBt | Tunnel |  |  | 4900 | No sensor
TBD | TLBt/4/F/AC5/33/50... | image | datasheet | deeplink | TUNGSRAM - TLBt/TMBt - 4930lm - 33W - 5000K - 70CRI - TBD[SKU] - B1 - Short bracket. B2 - Long bracket | 9 kg | B1 - Short bracket. B2 - Long bracket | LED | 1 | 33 | [8 empty] | CE | [6 empty] | 66 | 5000 | 510 x 316 x 148 |  | 220-240V |  | 5 |  |  |  | 70 |  | 5000 |  | > 79000 |  | > 181000 |  |  | 149.39 |  |  | 9 | AC5 | 25 | < 10% at 100.000 hours |  | Available | 750/559 | CIE(x= 0.34. y= 0.35) 5SDCM | Class I . Class II | IK08 |  |  | 50 |  | -40 | 1 | 33 | RAL 9005 | 50-60Hz | Passive | LED | dimmable | Tunnel | TLBt | Tunnel |  |  | 4930 | No sensor
TBD | TLBt/4/F/AB5/33/50... | image | datasheet | deeplink | TUNGSRAM - TLBt/TMBt - 4980lm - 33W - 5000K - 70CRI - TBD[SKU] - B1 - Short bracket. B2 - Long bracket | 9 kg | B1 - Short bracket. B2 - Long bracket | LED | 1 | 33 | [8 empty] | CE. ENEC | [6 empty] | 66 | 5000 | 510 x 316 x 148 |  | 220-240V |  | 5 |  |  |  | 70 |  | 5000 |  | > 79000 |  | > 181000 |  |  | 150.91 |  |  | 9 | AB5 | 25 | < 10% at 100.000 hours |  | Available | 750/559 | CIE(x= 0.34. y= 0.35) 5SDCM | Class I . Class II | IK08 |  |  | 50 |  | -40 | 1 | 33 | RAL 9005 | 50-60Hz | Passive | LED | dimmable | Tunnel | TLBt | Tunnel |  |  | 4980 | No sensor
TBD | TLBt/4/F/AB2/33/50... | image | datasheet | deeplink | TUNGSRAM - TLBt/TMBt - 4930lm - 33W - 5000K - 70CRI - TBD[SKU] - B1 - Short bracket. B2 - Long bracket | 9 kg | B1 - Short bracket. B2 - Long bracket | LED | 1 | 33 | [8 empty] | CE | [6 empty] | 66 | 5000 | 510 x 316 x 148 |  | 220-240V |  | 5 |  |  |  | 70 |  | 5000 |  | > 79000 |  | > 181000 |  |  | 149.39 |  |  | 9 | AB2 | 25 | < 10% at 100.000 hours |  | Available | 750/559 | CIE(x= 0.34. y= 0.35) 5SDCM | Class I . Class II | IK08 |  |  | 50 |  | -40 | 1 | 33 | RAL 9005 | 50-60Hz | Passive | LED | dimmable | Tunnel | TLBt | Tunnel |  |  | 4930 | No sensor
TBD | TLBt/4/F/Y5/33/50... | image | datasheet | deeplink | TUNGSRAM - TLBt/TMBt - 4770lm - 33W - 5000K - 70CRI - TBD[SKU] - B1 - Short bracket. B2 - Long bracket | 9 kg | B1 - Short bracket. B2 - Long bracket | LED | 1 | 33 | [8 empty] | CE. ENEC | [6 empty] | 66 | 5000 | 510 x 316 x 148 |  | 220-240V |  | 5 |  |  |  | 70 |  | 5000 |  | > 79000 |  | > 181000 |  |  | 144.55 |  |  | 9 | Y5 | 25 | < 10% at 100.000 hours |  | Available | 750/559 | CIE(x= 0.34. y= 0.35) 5SDCM | Class I . Class II | IK08 |  |  | 50 |  | -40 | 1 | 33 | RAL 9005 | 50-60Hz | Passive | LED | dimmable | Tunnel | TLBt | Tunnel |  |  | 4770 | No sensor
TBD | TLBt/4/F/AP5/91/30... | image | datasheet | deeplink | TUNGSRAM - TLBt/TMBt - 11120lm - 91W - 3000K - 70CRI - TBD[SKU] - B1 - Short bracket. B2 - Long bracket | 9 kg | B1 - Short bracket. B2 - Long bracket | LED | 1 | 91 | [8 empty] | CE | [6 empty] | 66 | 3000 | 510 x 316 x 148 |  | 220-240V |  | 5 |  |  |  | 70 |  | 3000 |  | > 79000 |  | > 181000 |  |  | 122.2 |  |  | 9 | AP5 | 25 | < 10% at 100.000 hours |  | Available | 730/559 | CIE(x=0.4338. y=0.403) 5SDCM | Class I . Class II | IK08 |  |  | 50 |  | -40 | 1 | 91 | RAL 9005 | 50-60Hz | Passive | LED | dimmable | Tunnel | TLBt | Tunnel |  |  | 11120 | No sensor
TBD | TLBt/4/F/AG2/91/30... | image | datasheet | deeplink | TUNGSRAM - TLBt/TMBt - 11010lm - 91W - 3000K - 70CRI - TBD[SKU] - B1 - Short bracket. B2 - Long bracket | 9 kg | B1 - Short bracket. B2 - Long bracket | LED | 1 | 91 | [8 empty] | CE | [6 empty] | 66 | 3000 | 510 x 316 x 148 |  | 220-240V |  | 5 |  |  |  | 70 |  | 3000 |  | > 79000 |  | > 181000 |  |  | 120.99 |  |  | 9 | AG2 | 25 | < 10% at 100.000 hours |  | Available | 730/559 | CIE(x=0.4338. y=0.403) 5SDCM | Class I . Class II | IK08 |  |  | 50 |  | -40 | 1 | 91 | RAL 9005 | 50-60Hz | Passive | LED | dimmable | Tunnel | TLBt | Tunnel |  |  | 11010 | No sensor
TBD | TLBt/4/F/AF5/91/30... | image | datasheet | deeplink | TUNGSRAM - TLBt/TMBt - 10970lm - 91W - 3000K - 70CRI - TBD[SKU] - B1 - Short bracket. B2 - Long bracket | 9 kg | B1 - Short bracket. B2 - Long bracket | LED | 1 | 91 | [8 empty] | CE | [6 empty] | 66 | 3000 | 510 x 316 x 148 |  | 220-240V |  | 5 |  |  |  | 70 |  | 3000 |  | > 79000 |  | > 181000 |  |  | 120.55 |  |  | 9 | AF5 | 25 | < 10% at 100.000 hours |  | Available | 730/559 | CIE(x=0.4338. y=0.403) 5SDCM | Class I . Class II | IK08 |  |  | 50 |  | -40 | 1 | 91 | RAL 9005 | 50-60Hz | Passive | LED | dimmable | Tunnel | TLBt | Tunnel |  |  | 10970 | No sensor
TBD | TLBt/4/F/AE5/91/30... | image | datasheet | deeplink | TUNGSRAM - TLBt/TMBt - 11120lm - 91W - 3000K - 70CRI - TBD[SKU] - B1 - Short bracket. B2 - Long bracket | 9 kg | B1 - Short bracket. B2 - Long bracket | LED | 1 | 91 | [8 empty] | CE. ENEC | [6 empty] | 66 | 3000 | 510 x 316 x 148 |  | 220-240V |  | 5 |  |  |  | 70 |  | 3000 |  | > 79000 |  | > 181000 |  |  | 122.2 |  |  | 9 | AE5 | 25 | < 10% at 100.000 hours |  | Available | 730/559 | CIE(x=0.4338. y=0.403) 5SDCM | Class I . Class II | IK08 |  |  | 50 |  | -40 | 1 | 91 | RAL 9005 | 50-60Hz | Passive | LED | dimmable | Tunnel | TLBt | Tunnel |  |  | 11120 | No sensor
TBD | TLBt/4/F/AE2/91/30... | image | datasheet | deeplink | TUNGSRAM - TLBt/TMBt - 11080lm - 91W - 3000K - 70CRI - TBD[SKU] - B1 - Short bracket. B2 - Long bracket | 9 kg | B1 - Short bracket. B2 - Long bracket | LED | 1 | 91 | [8 empty] | CE | [6 empty] | 66 | 3000 | 510 x 316 x 148 |  | 220-240V |  | 5 |  |  |  | 70 |  | 3000 |  | > 79000 |  | > 181000 |  |  | 121.76 |  |  | 9 | AE2 | 25 | < 10% at 100.000 hours |  | Available | 730/559 | CIE(x=0.4338. y=0.403) 5SDCM | Class I . Class II | IK08 |  |  | 50 |  | -40 | 1 | 91 | RAL 9005 | 50-60Hz | Passive | LED | dimmable | Tunnel | TLBt | Tunnel |  |  | 11080 | No sensor
TBD | TLBt/4/F/AC5/91/30... | image | datasheet | deeplink | TUNGSRAM - TLBt/TMBt - 11150lm - 91W - 3000K - 70CRI - TBD[SKU] - B1 - Short bracket. B2 - Long bracket | 9 kg | B1 - Short bracket. B2 - Long bracket | LED | 1 | 91 | [8 empty] | CE | [6 empty] | 66 | 3000 | 510 x 316 x 148 |  | 220-240V |  | 5 |  |  |  | 70 |  | 3000 |  | > 79000 |  | > 181000 |  |  | 122.53 |  |  | 9 | AC5 | 25 | < 10% at 100.000 hours |  | Available | 730/559 | CIE(x=0.4338. y=0.403) 5SDCM | Class I . Class II | IK08 |  |  | 50 |  | -40 | 1 | 91 | RAL 9005 | 50-60Hz | Passive | LED | dimmable | Tunnel | TLBt | Tunnel |  |  | 11150 | No sensor
TBD | TLBt/4/F/AB5/91/30... | image | datasheet | deeplink | TUNGSRAM - TLBt/TMBt - 11270lm - 91W - 3000K - 70CRI - TBD[SKU] - B1 - Short bracket. B2 - Long bracket | 9 kg | B1 - Short bracket. B2 - Long bracket | LED | 1 | 91 | [8 empty] | CE. ENEC | [6 empty] | 66 | 3000 | 510 x 316 x 148 |  | 220-240V |  | 5 |  |  |  | 70 |  | 3000 |  | > 79000 |  | > 181000 |  |  | 123.85 |  |  | 9 | AB5 | 25 | < 10% at 100.000 hours |  | Available | 730/559 | CIE(x=0.4338. y=0.403) 5SDCM | Class I . Class II | IK08 |  |  | 50 |  | -40 | 1 | 91 | RAL 9005 | 50-60Hz | Passive | LED | dimmable | Tunnel | TLBt | Tunnel |  |  | 11270 | No sensor
TBD | TLBt/4/F/AB2/91/30... | image | datasheet | deeplink | TUNGSRAM - TLBt/TMBt - 11150lm - 91W - 3000K - 70CRI - TBD[SKU] - B1 - Short bracket. B2 - Long bracket | 9 kg | B1 - Short bracket. B2 - Long bracket | LED | 1 | 91 | [8 empty] | CE | [6 empty] | 66 | 3000 | 510 x 316 x 148 |  | 220-240V |  | 5 |  |  |  | 70 |  | 3000 |  | > 79000 |  | > 181000 |  |  | 122.53 |  |  | 9 | AB2 | 25 | < 10% at 100.000 hours |  | Available | 730/559 | CIE(x=0.4338. y=0.403) 5SDCM | Class I . Class II | IK08 |  |  | 50 |  | -40 | 1 | 91 | RAL 9005 | 50-60Hz | Passive | LED | dimmable | Tunnel | TLBt | Tunnel |  |  | 11150 | No sensor
TBD | TLBt/4/F/Y5/91/30... | image | datasheet | deeplink | TUNGSRAM - TLBt/TMBt - 10790lm - 91W - 3000K - 70CRI - TBD[SKU] - B1 - Short bracket. B2 - Long bracket | 9 kg | B1 - Short bracket. B2 - Long bracket | LED | 1 | 91 | [8 empty] | CE. ENEC | [6 empty] | 66 | 3000 | 510 x 316 x 148 |  | 220-240V |  | 5 |  |  |  | 70 |  | 3000 |  | > 79000 |  | > 181000 |  |  | 118.57 |  |  | 9 | Y5 | 25 | < 10% at 100.000 hours |  | Available | 730/559 | CIE(x=0.4338. y=0.403) 5SDCM | Class I . Class II | IK08 |  |  | 50 |  | -40 | 1 | 91 | RAL 9005 | 50-60Hz | Passive | LED | dimmable | Tunnel | TLBt | Tunnel |  |  | 10790 | No sensor
TBD | TLBt/4/F/AP5/68/30... | image | datasheet | deeplink | TUNGSRAM - TLBt/TMBt - 8800lm - 68W - 3000K - 70CRI - TBD[SKU] - B1 - Short bracket. B2 - Long bracket | 9 kg | B1 - Short bracket. B2 - Long bracket | LED | 1 | 68 | [8 empty] | CE | [6 empty] | 66 | 3000 | 510 x 316 x 148 |  | 220-240V |  | 5 |  |  |  | 70 |  | 3000 |  | > 79000 |  | > 181000 |  |  | 129.41 |  |  | 9 | AP5 | 25 | < 10% at 100.000 hours |  | Available | 730/559 | CIE(x=0.4338. y=0.403) 5SDCM | Class I . Class II | IK08 |  |  | 50 |  | -40 | 1 | 68 | RAL 9005 | 50-60Hz | Passive | LED | dimmable | Tunnel | TLBt | Tunnel |  |  | 8800 | No sensor
TBD | TLBt/4/F/AG2/68/30... | image | datasheet | deeplink | TUNGSRAM - TLBt/TMBt - 8720lm - 68W - 3000K - 70CRI - TBD[SKU] - B1 - Short bracket. B2 - Long bracket | 9 kg | B1 - Short bracket. B2 - Long bracket | LED | 1 | 68 | [8 empty] | CE | [6 empty] | 66 | 3000 | 510 x 316 x 148 |  | 220-240V |  | 5 |  |  |  | 70 |  | 3000 |  | > 79000 |  | > 181000 |  |  | 128.24 |  |  | 9 | AG2 | 25 | < 10% at 100.000 hours |  | Available | 730/559 | CIE(x=0.4338. y=0.403) 5SDCM | Class I . Class II | IK08 |  |  | 50 |  | -40 | 1 | 68 | RAL 9005 | 50-60Hz | Passive | LED | dimmable | Tunnel | TLBt | Tunnel |  |  | 8720 | No sensor
TBD | TLBt/4/F/AF5/68/30... | image | datasheet | deeplink | TUNGSRAM - TLBt/TMBt - 8690lm - 68W - 3000K - 70CRI - TBD[SKU] - B1 - Short bracket. B2 - Long bracket | 9 kg | B1 - Short bracket. B2 - Long bracket | LED | 1 | 68 | [8 empty] | CE | [6 empty] | 66 | 3000 | 510 x 316 x 148 |  | 220-240V |  | 5 |  |  |  | 70 |  | 3000 |  | > 79000 |  | > 181000 |  |  | 127.79 |  |  | 9 | AF5 | 25 | < 10% at 100.000 hours |  | Available | 730/559 | CIE(x=0.4338. y=0.403) 5SDCM | Class I . Class II | IK08 |  |  | 50 |  | -40 | 1 | 68 | RAL 9005 | 50-60Hz | Passive | LED | dimmable | Tunnel | TLBt | Tunnel |  |  | 8690 | No sensor
TBD | TLBt/4/F/AE5/68/30... | image | datasheet | deeplink | TUNGSRAM - TLBt/TMBt - 8810lm - 68W - 3000K - 70CRI - TBD[SKU] - B1 - Short bracket. B2 - Long bracket | 9 kg | B1 - Short bracket. B2 - Long bracket | LED | 1 | 68 | [8 empty] | CE. ENEC | [6 empty] | 66 | 3000 | 510 x 316 x 148 |  | 220-240V |  | 5 |  |  |  | 70 |  | 3000 |  | > 79000 |  | > 181000 |  |  | 129.56 |  |  | 9 | AE5 | 25 | < 10% at 100.000 hours |  | Available | 730/559 | CIE(x=0.4338. y=0.403) 5SDCM | Class I . Class II | IK08 |  |  | 50 |  | -40 | 1 | 68 | RAL 9005 | 50-60Hz | Passive | LED | dimmable | Tunnel | TLBt | Tunnel |  |  | 8810 | No sensor
TBD | TLBt/4/F/AE2/68/30... | image | datasheet | deeplink | TUNGSRAM - TLBt/TMBt - 8770lm - 68W - 3000K - 70CRI - TBD[SKU] - B1 - Short bracket. B2 - Long bracket | 9 kg | B1 - Short bracket. B2 - Long bracket | LED | 1 | 68 | [8 empty] | CE | [6 empty] | 66 | 3000 | 510 x 316 x 148 |  | 220-240V |  | 5 |  |  |  | 70 |  | 3000 |  | > 79000 |  | > 181000 |  |  | 128.97 |  |  | 9 | AE2 | 25 | < 10% at 100.000 hours |  | Available | 730/559 | CIE(x=0.4338. y=0.403) 5SDCM | Class I . Class II | IK08 |  |  | 50 |  | -40 | 1 | 68 | RAL 9005 | 50-60Hz | Passive | LED | dimmable | Tunnel | TLBt | Tunnel |  |  | 8770 | No sensor
TBD | TLBt/4/F/AC5/68/30... | image | datasheet | deeplink | TUNGSRAM - TLBt/TMBt - 8830lm - 68W - 3000K - 70CRI - TBD[SKU] - B1 - Short bracket. B2 - Long bracket | 9 kg | B1 - Short bracket. B2 - Long bracket | LED | 1 | 68 | [8 empty] | CE | [6 empty] | 66 | 3000 | 510 x 316 x 148 |  | 220-240V |  | 5 |  |  |  | 70 |  | 3000 |  | > 79000 |  | > 181000 |  |  | 129.85 |  |  | 9 | AC5 | 25 | < 10% at 100.000 hours |  | Available | 730/559 | CIE(x=0.4338. y=0.403) 5SDCM | Class I . Class II | IK08 |  |  | 50 |  | -40 | 1 | 68 | RAL 9005 | 50-60Hz | Passive | LED | dimmable | Tunnel | TLBt | Tunnel |  |  | 8830 | No sensor
TBD | TLBt/4/F/AB5/68/30... | image | datasheet | deeplink | TUNGSRAM - TLBt/TMBt - 8920lm - 68W - 3000K - 70CRI - TBD[SKU] - B1 - Short bracket. B2 - Long bracket | 9 kg | B1 - Short bracket. B2 - Long bracket | LED | 1 | 68 | [8 empty] | CE. ENEC | [6 empty] | 66 | 3000 | 510 x 316 x 148 |  | 220-240V |  | 5 |  |  |  | 70 |  | 3000 |  | > 79000 |  | > 181000 |  |  | 131.18 |  |  | 9 | AB5 | 25 | < 10% at 100.000 hours |  | Available | 730/559 | CIE(x=0.4338. y=0.403) 5SDCM | Class I . Class II | IK08 |  |  | 50 |  | -40 | 1 | 68 | RAL 9005 | 50-60Hz | Passive | LED | dimmable | Tunnel | TLBt | Tunnel |  |  | 8920 | No sensor
TBD | TLBt/4/F/AB2/68/30... | image | datasheet | deeplink | TUNGSRAM - TLBt/TMBt - 8830lm - 68W - 3000K - 70CRI - TBD[SKU] - B1 - Short bracket. B2 - Long bracket | 9 kg | B1 - Short bracket. B2 - Long bracket | LED | 1 | 68 | [8 empty] | CE | [6 empty] | 66 | 3000 | 510 x 316 x 148 |  | 220-240V |  | 5 |  |  |  | 70 |  | 3000 |  | > 79000 |  | > 181000 |  |  | 129.85 |  |  | 9 | AB2 | 25 | < 10% at 100.000 hours |  | Available | 730/559 | CIE(x=0.4338. y=0.403) 5SDCM | Class I . Class II | IK08 |  |  | 50 |  | -40 | 1 | 68 | RAL 9005 | 50-60Hz | Passive | LED | dimmable | Tunnel | TLBt | Tunnel |  |  | 8830 | No sensor
TBD | TLBt/4/F/Y5/68/30... | image | datasheet | deeplink | TUNGSRAM - TLBt/TMBt - 8550lm - 68W - 3000K - 70CRI - TBD[SKU] - B1 - Short bracket. B2 - Long bracket | 9 kg | B1 - Short bracket. B2 - Long bracket | LED | 1 | 68 | [8 empty] | CE. ENEC | [6 empty] | 66 | 3000 | 510 x 316 x 148 |  | 220-240V |  | 5 |  |  |  | 70 |  | 3000 |  | > 79000 |  | > 181000 |  |  | 125.74 |  |  | 9 | Y5 | 25 | < 10% at 100.000 hours |  | Available | 730/559 | CIE(x=0.4338. y=0.403) 5SDCM | Class I . Class II | IK08 |  |  | 50 |  | -40 | 1 | 68 | RAL 9005 | 50-60Hz | Passive | LED | dimmable | Tunnel | TLBt | Tunnel |  |  | 8550 | No sensor
TBD | TLBt/4/F/AP5/56/30... | image | datasheet | deeplink | TUNGSRAM - TLBt/TMBt - 7490lm - 56W - 3000K - 70CRI - TBD[SKU] - B1 - Short bracket. B2 - Long bracket | 9 kg | B1 - Short bracket. B2 - Long bracket | LED | 1 | 56 | [8 empty] | CE | [6 empty] | 66 | 3000 | 510 x 316 x 148 |  | 220-240V |  | 5 |  |  |  | 70 |  | 3000 |  | > 79000 |  | > 181000 |  |  | 133.75 |  |  | 9 | AP5 | 25 | < 10% at 100.000 hours |  | Available | 730/559 | CIE(x=0.4338. y=0.403) 5SDCM | Class I . Class II | IK08 |  |  | 50 |  | -40 | 1 | 56 | RAL 9005 | 50-60Hz | Passive | LED | dimmable | Tunnel | TLBt | Tunnel |  |  | 7490 | No sensor
TBD | TLBt/4/F/AG2/56/30... | image | datasheet | deeplink | TUNGSRAM - TLBt/TMBt - 7420lm - 56W - 3000K - 70CRI - TBD[SKU] - B1 - Short bracket. B2 - Long bracket | 9 kg | B1 - Short bracket. B2 - Long bracket | LED | 1 | 56 | [8 empty] | CE | [6 empty] | 66 | 3000 | 510 x 316 x 148 |  | 220-240V |  | 5 |  |  |  | 70 |  | 3000 |  | > 79000 |  | > 181000 |  |  | 132.5 |  |  | 9 | AG2 | 25 | < 10% at 100.000 hours |  | Available | 730/559 | CIE(x=0.4338. y=0.403) 5SDCM | Class I . Class II | IK08 |  |  | 50 |  | -40 | 1 | 56 | RAL 9005 | 50-60Hz | Passive | LED | dimmable | Tunnel | TLBt | Tunnel |  |  | 7420 | No sensor
TBD | TLBt/4/F/AF5/56/30... | image | datasheet | deeplink | TUNGSRAM - TLBt/TMBt - 7390lm - 56W - 3000K - 70CRI - TBD[SKU] - B1 - Short bracket. B2 - Long bracket | 9 kg | B1 - Short bracket. B2 - Long bracket | LED | 1 | 56 | [8 empty] | CE | [6 empty] | 66 | 3000 | 510 x 316 x 148 |  | 220-240V |  | 5 |  |  |  | 70 |  | 3000 |  | > 79000 |  | > 181000 |  |  | 131.96 |  |  | 9 | AF5 | 25 | < 10% at 100.000 hours |  | Available | 730/559 | CIE(x=0.4338. y=0.403) 5SDCM | Class I . Class II | IK08 |  |  | 50 |  | -40 | 1 | 56 | RAL 9005 | 50-60Hz | Passive | LED | dimmable | Tunnel | TLBt | Tunnel |  |  | 7390 | No sensor
TBD | TLBt/4/F/AE5/56/30... | image | datasheet | deeplink | TUNGSRAM - TLBt/TMBt - 7490lm - 56W - 3000K - 70CRI - TBD[SKU] - B1 - Short bracket. B2 - Long bracket | 9 kg | B1 - Short bracket. B2 - Long bracket | LED | 1 | 56 | [8 empty] | CE. ENEC | [6 empty] | 66 | 3000 | 510 x 316 x 148 |  | 220-240V |  | 5 |  |  |  | 70 |  | 3000 |  | > 79000 |  | > 181000 |  |  | 133.75 |  |  | 9 | AE5 | 25 | < 10% at 100.000 hours |  | Available | 730/559 | CIE(x=0.4338. y=0.403) 5SDCM | Class I . Class II | IK08 |  |  | 50 |  | -40 | 1 | 56 | RAL 9005 | 50-60Hz | Passive | LED | dimmable | Tunnel | TLBt | Tunnel |  |  | 7490 | No sensor
TBD | TLBt/4/F/AE2/56/30... | image | datasheet | deeplink | TUNGSRAM - TLBt/TMBt - 7460lm - 56W - 3000K - 70CRI - TBD[SKU] - B1 - Short bracket. B2 - Long bracket | 9 kg | B1 - Short bracket. B2 - Long bracket | LED | 1 | 56 | [8 empty] | CE | [6 empty] | 66 | 3000 | 510 x 316 x 148 |  | 220-240V |  | 5 |  |  |  | 70 |  | 3000 |  | > 79000 |  | > 181000 |  |  | 133.21 |  |  | 9 | AE2 | 25 | < 10% at 100.000 hours |  | Available | 730/559 | CIE(x=0.4338. y=0.403) 5SDCM | Class I . Class II | IK08 |  |  | 50 |  | -40 | 1 | 56 | RAL 9005 | 50-60Hz | Passive | LED | dimmable | Tunnel | TLBt | Tunnel |  |  | 7460 | No sensor
TBD | TLBt/4/F/AC5/56/30... | image | datasheet | deeplink | TUNGSRAM - TLBt/TMBt - 7510lm - 56W - 3000K - 70CRI - TBD[SKU] - B1 - Short bracket. B2 - Long bracket | 9 kg | B1 - Short bracket. B2 - Long bracket | LED | 1 | 56 | [8 empty] | CE | [6 empty] | 66 | 3000 | 510 x 316 x 148 |  | 220-240V |  | 5 |  |  |  | 70 |  | 3000 |  | > 79000 |  | > 181000 |  |  | 134.11 |  |  | 9 | AC5 | 25 | < 10% at 100.000 hours |  | Available | 730/559 | CIE(x=0.4338. y=0.403) 5SDCM | Class I . Class II | IK08 |  |  | 50 |  | -40 | 1 | 56 | RAL 9005 | 50-60Hz | Passive | LED | dimmable | Tunnel | TLBt | Tunnel |  |  | 7510 | No sensor
TBD | TLBt/4/F/AB5/56/30... | image | datasheet | deeplink | TUNGSRAM - TLBt/TMBt - 7590lm - 56W - 3000K - 70CRI - TBD[SKU] - B1 - Short bracket. B2 - Long bracket | 9 kg | B1 - Short bracket. B2 - Long bracket | LED | 1 | 56 | [8 empty] | CE. ENEC | [6 empty] | 66 | 3000 | 510 x 316 x 148 |  | 220-240V |  | 5 |  |  |  | 70 |  | 3000 |  | > 79000 |  | > 181000 |  |  | 135.54 |  |  | 9 | AB5 | 25 | < 10% at 100.000 hours |  | Available | 730/559 | CIE(x=0.4338. y=0.403) 5SDCM | Class I . Class II | IK08 |  |  | 50 |  | -40 | 1 | 56 | RAL 9005 | 50-60Hz | Passive | LED | dimmable | Tunnel | TLBt | Tunnel |  |  | 7590 | No sensor
TBD | TLBt/4/F/AB2/56/30... | image | datasheet | deeplink | TUNGSRAM - TLBt/TMBt - 7510lm - 56W - 3000K - 70CRI - TBD[SKU] - B1 - Short bracket. B2 - Long bracket | 9 kg | B1 - Short bracket. B2 - Long bracket | LED | 1 | 56 | [8 empty] | CE | [6 empty] | 66 | 3000 | 510 x 316 x 148 |  | 220-240V |  | 5 |  |  |  | 70 |  | 3000 |  | > 79000 |  | > 181000 |  |  | 134.11 |  |  | 9 | AB2 | 25 | < 10% at 100.000 hours |  | Available | 730/559 | CIE(x=0.4338. y=0.403) 5SDCM | Class I . Class II | IK08 |  |  | 50 |  | -40 | 1 | 56 | RAL 9005 | 50-60Hz | Passive | LED | dimmable | Tunnel | TLBt | Tunnel |  |  | 7510 | No sensor
TBD | TLBt/4/F/Y5/56/30... | image | datasheet | deeplink | TUNGSRAM - TLBt/TMBt - 7270lm - 56W - 3000K - 70CRI - TBD[SKU] - B1 - Short bracket. B2 - Long bracket | 9 kg | B1 - Short bracket. B2 - Long bracket | LED | 1 | 56 | [8 empty] | CE. ENEC | [6 empty] | 66 | 3000 | 510 x 316 x 148 |  | 220-240V |  | 5 |  |  |  | 70 |  | 3000 |  | > 79000 |  | > 181000 |  |  | 129.82 |  |  | 9 | Y5 | 25 | < 10% at 100.000 hours |  | Available | 730/559 | CIE(x=0.4338. y=0.403) 5SDCM | Class I . Class II | IK08 |  |  | 50 |  | -40 | 1 | 56 | RAL 9005 | 50-60Hz | Passive | LED | dimmable | Tunnel | TLBt | Tunnel |  |  | 7270 | No sensor
TBD | TLBt/4/F/AP5/44/30... | image | datasheet | deeplink | TUNGSRAM - TLBt/TMBt - 5950lm - 44W - 3000K - 70CRI - TBD[SKU] - B1 - Short bracket. B2 - Long bracket | 9 kg | B1 - Short bracket. B2 - Long bracket | LED | 1 | 44 | [8 empty] | CE | [6 empty] | 66 | 3000 | 510 x 316 x 148 |  | 220-240V |  | 5 |  |  |  | 70 |  | 3000 |  | > 79000 |  | > 181000 |  |  | 135.23 |  |  | 9 | AP5 | 25 | < 10% at 100.000 hours |  | Available | 730/559 | CIE(x=0.4338. y=0.403) 5SDCM | Class I . Class II | IK08 |  |  | 50 |  | -40 | 1 | 44 | RAL 9005 | 50-60Hz | Passive | LED | dimmable | Tunnel | TLBt | Tunnel |  |  | 5950 | No sensor
TBD | TLBt/4/F/AG2/44/30... | image | datasheet | deeplink | TUNGSRAM - TLBt/TMBt - 5890lm - 44W - 3000K - 70CRI - TBD[SKU] - B1 - Short bracket. B2 - Long bracket | 9 kg | B1 - Short bracket. B2 - Long bracket | LED | 1 | 44 | [8 empty] | CE | [6 empty] | 66 | 3000 | 510 x 316 x 148 |  | 220-240V |  | 5 |  |  |  | 70 |  | 3000 |  | > 79000 |  | > 181000 |  |  | 133.86 |  |  | 9 | AG2 | 25 | < 10% at 100.000 hours |  | Available | 730/559 | CIE(x=0.4338. y=0.403) 5SDCM | Class I . Class II | IK08 |  |  | 50 |  | -40 | 1 | 44 | RAL 9005 | 50-60Hz | Passive | LED | dimmable | Tunnel | TLBt | Tunnel |  |  | 5890 | No sensor
TBD | TLBt/4/F/AF5/44/30... | image | datasheet | deeplink | TUNGSRAM - TLBt/TMBt - 5870lm - 44W - 3000K - 70CRI - TBD[SKU] - B1 - Short bracket. B2 - Long bracket | 9 kg | B1 - Short bracket. B2 - Long bracket | LED | 1 | 44 | [8 empty] | CE | [6 empty] | 66 | 3000 | 510 x 316 x 148 |  | 220-240V |  | 5 |  |  |  | 70 |  | 3000 |  | > 79000 |  | > 181000 |  |  | 133.41 |  |  | 9 | AF5 | 25 | < 10% at 100.000 hours |  | Available | 730/559 | CIE(x=0.4338. y=0.403) 5SDCM | Class I . Class II | IK08 |  |  | 50 |  | -40 | 1 | 44 | RAL 9005 | 50-60Hz | Passive | LED | dimmable | Tunnel | TLBt | Tunnel |  |  | 5870 | No sensor
TBD | TLBt/4/F/AE5/44/30... | image | datasheet | deeplink | TUNGSRAM - TLBt/TMBt - 5950lm - 44W - 3000K - 70CRI - TBD[SKU] - B1 - Short bracket. B2 - Long bracket | 9 kg | B1 - Short bracket. B2 - Long bracket | LED | 1 | 44 | [8 empty] | CE. ENEC | [6 empty] | 66 | 3000 | 510 x 316 x 148 |  | 220-240V |  | 5 |  |  |  | 70 |  | 3000 |  | > 79000 |  | > 181000 |  |  | 135.23 |  |  | 9 | AE5 | 25 | < 10% at 100.000 hours |  | Available | 730/559 | CIE(x=0.4338. y=0.403) 5SDCM | Class I . Class II | IK08 |  |  | 50 |  | -40 | 1 | 44 | RAL 9005 | 50-60Hz | Passive | LED | dimmable | Tunnel | TLBt | Tunnel |  |  | 5950 | No sensor
TBD | TLBt/4/F/AE2/44/30... | image | datasheet | deeplink | TUNGSRAM - TLBt/TMBt - 5930lm - 44W - 3000K - 70CRI - TBD[SKU] - B1 - Short bracket. B2 - Long bracket | 9 kg | B1 - Short bracket. B2 - Long bracket | LED | 1 | 44 | [8 empty] | CE | [6 empty] | 66 | 3000 | 510 x 316 x 148 |  | 220-240V |  | 5 |  |  |  | 70 |  | 3000 |  | > 79000 |  | > 181000 |  |  | 134.77 |  |  | 9 | AE2 | 25 | < 10% at 100.000 hours |  | Available | 730/559 | CIE(x=0.4338. y=0.403) 5SDCM | Class I . Class II | IK08 |  |  | 50 |  | -40 | 1 | 44 | RAL 9005 | 50-60Hz | Passive | LED | dimmable | Tunnel | TLBt | Tunnel |  |  | 5930 | No sensor
TBD | TLBt/4/F/AC5/44/30... | image | datasheet | deeplink | TUNGSRAM - TLBt/TMBt - 5970lm - 44W - 3000K - 70CRI - TBD[SKU] - B1 - Short bracket. B2 - Long bracket | 9 kg | B1 - Short bracket. B2 - Long bracket | LED | 1 | 44 | [8 empty] | CE | [6 empty] | 66 | 3000 | 510 x 316 x 148 |  | 220-240V |  | 5 |  |  |  | 70 |  | 3000 |  | > 79000 |  | > 181000 |  |  | 135.68 |  |  | 9 | AC5 | 25 | < 10% at 100.000 hours |  | Available | 730/559 | CIE(x=0.4338. y=0.403) 5SDCM | Class I . Class II | IK08 |  |  | 50 |  | -40 | 1 | 44 | RAL 9005 | 50-60Hz | Passive | LED | dimmable | Tunnel | TLBt | Tunnel |  |  | 5970 | No sensor
TBD | TLBt/4/F/AB5/44/30... | image | datasheet | deeplink | TUNGSRAM - TLBt/TMBt - 6030lm - 44W - 3000K - 70CRI - TBD[SKU] - B1 - Short bracket. B2 - Long bracket | 9 kg | B1 - Short bracket. B2 - Long bracket | LED | 1 | 44 | [8 empty] | CE. ENEC | [6 empty] | 66 | 3000 | 510 x 316 x 148 |  | 220-240V |  | 5 |  |  |  | 70 |  | 3000 |  | > 79000 |  | > 181000 |  |  | 137.05 |  |  | 9 | AB5 | 25 | < 10% at 100.000 hours |  | Available | 730/559 | CIE(x=0.4338. y=0.403) 5SDCM | Class I . Class II | IK08 |  |  | 50 |  | -40 | 1 | 44 | RAL 9005 | 50-60Hz | Passive | LED | dimmable | Tunnel | TLBt | Tunnel |  |  | 6030 | No sensor
TBD | TLBt/4/F/AB2/44/30... | image | datasheet | deeplink | TUNGSRAM - TLBt/TMBt - 5970lm - 44W - 3000K - 70CRI - TBD[SKU] - B1 - Short bracket. B2 - Long bracket | 9 kg | B1 - Short bracket. B2 - Long bracket | LED | 1 | 44 | [8 empty] | CE | [6 empty] | 66 | 3000 | 510 x 316 x 148 |  | 220-240V |  | 5 |  |  |  | 70 |  | 3000 |  | > 79000 |  | > 181000 |  |  | 135.68 |  |  | 9 | AB2 | 25 | < 10% at 100.000 hours |  | Available | 730/559 | CIE(x=0.4338. y=0.403) 5SDCM | Class I . Class II | IK08 |  |  | 50 |  | -40 | 1 | 44 | RAL 9005 | 50-60Hz | Passive | LED | dimmable | Tunnel | TLBt | Tunnel |  |  | 5970 | No sensor
TBD | TLBt/4/F/Y5/44/30... | image | datasheet | deeplink | TUNGSRAM - TLBt/TMBt - 5780lm - 44W - 3000K - 70CRI - TBD[SKU] - B1 - Short bracket. B2 - Long bracket | 9 kg | B1 - Short bracket. B2 - Long bracket | LED | 1 | 44 | [8 empty] | CE. ENEC | [6 empty] | 66 | 3000 | 510 x 316 x 148 |  | 220-240V |  | 5 |  |  |  | 70 |  | 3000 |  | > 79000 |  | > 181000 |  |  | 131.36 |  |  | 9 | Y5 | 25 | < 10% at 100.000 hours |  | Available | 730/559 | CIE(x=0.4338. y=0.403) 5SDCM | Class I . Class II | IK08 |  |  | 50 |  | -40 | 1 | 44 | RAL 9005 | 50-60Hz | Passive | LED | dimmable | Tunnel | TLBt | Tunnel |  |  | 5780 | No sensor
TBD | TLBt/4/F/AP5/33/30... | image | datasheet | deeplink | TUNGSRAM - TLBt/TMBt - 4580lm - 33W - 3000K - 70CRI - TBD[SKU] - B1 - Short bracket. B2 - Long bracket | 9 kg | B1 - Short bracket. B2 - Long bracket | LED | 1 | 33 | [8 empty] | CE | [6 empty] | 66 | 3000 | 510 x 316 x 148 |  | 220-240V |  | 5 |  |  |  | 70 |  | 3000 |  | > 79000 |  | > 181000 |  |  | 138.79 |  |  | 9 | AP5 | 25 | < 10% at 100.000 hours |  | Available | 730/559 | CIE(x=0.4338. y=0.403) 5SDCM | Class I . Class II | IK08 |  |  | 50 |  | -40 | 1 | 33 | RAL 9005 | 50-60Hz | Passive | LED | dimmable | Tunnel | TLBt | Tunnel |  |  | 4580 | No sensor
TBD | TLBt/4/F/AG2/33/30... | image | datasheet | deeplink | TUNGSRAM - TLBt/TMBt - 4540lm - 33W - 3000K - 70CRI - TBD[SKU] - B1 - Short bracket. B2 - Long bracket | 9 kg | B1 - Short bracket. B2 - Long bracket | LED | 1 | 33 | [8 empty] | CE | [6 empty] | 66 | 3000 | 510 x 316 x 148 |  | 220-240V |  | 5 |  |  |  | 70 |  | 3000 |  | > 79000 |  | > 181000 |  |  | 137.58 |  |  | 9 | AG2 | 25 | < 10% at 100.000 hours |  | Available | 730/559 | CIE(x=0.4338. y=0.403) 5SDCM | Class I . Class II | IK08 |  |  | 50 |  | -40 | 1 | 33 | RAL 9005 | 50-60Hz | Passive | LED | dimmable | Tunnel | TLBt | Tunnel |  |  | 4540 | No sensor
TBD | TLBt/4/F/AF5/33/30... | image | datasheet | deeplink | TUNGSRAM - TLBt/TMBt - 4520lm - 33W - 3000K - 70CRI - TBD[SKU] - B1 - Short bracket. B2 - Long bracket | 9 kg | B1 - Short bracket. B2 - Long bracket | LED | 1 | 33 | [8 empty] | CE | [6 empty] | 66 | 3000 | 510 x 316 x 148 |  | 220-240V |  | 5 |  |  |  | 70 |  | 3000 |  | > 79000 |  | > 181000 |  |  | 136.97 |  |  | 9 | AF5 | 25 | < 10% at 100.000 hours |  | Available | 730/559 | CIE(x=0.4338. y=0.403) 5SDCM | Class I . Class II | IK08 |  |  | 50 |  | -40 | 1 | 33 | RAL 9005 | 50-60Hz | Passive | LED | dimmable | Tunnel | TLBt | Tunnel |  |  | 4520 | No sensor
TBD | TLBt/4/F/AE5/33/30... | image | datasheet | deeplink | TUNGSRAM - TLBt/TMBt - 4580lm - 33W - 3000K - 70CRI - TBD[SKU] - B1 - Short bracket. B2 - Long bracket | 9 kg | B1 - Short bracket. B2 - Long bracket | LED | 1 | 33 | [8 empty] | CE. ENEC | [6 empty] | 66 | 3000 | 510 x 316 x 148 |  | 220-240V |  | 5 |  |  |  | 70 |  | 3000 |  | > 79000 |  | > 181000 |  |  | 138.79 |  |  | 9 | AE5 | 25 | < 10% at 100.000 hours |  | Available | 730/559 | CIE(x=0.4338. y=0.403) 5SDCM | Class I . Class II | IK08 |  |  | 50 |  | -40 | 1 | 33 | RAL 9005 | 50-60Hz | Passive | LED | dimmable | Tunnel | TLBt | Tunnel |  |  | 4580 | No sensor
TBD | TLBt/4/F/AE2/33/30... | image | datasheet | deeplink | TUNGSRAM - TLBt/TMBt - 4560lm - 33W - 3000K - 70CRI - TBD[SKU] - B1 - Short bracket. B2 - Long bracket | 9 kg | B1 - Short bracket. B2 - Long bracket | LED | 1 | 33 | [8 empty] | CE | [6 empty] | 66 | 3000 | 510 x 316 x 148 |  | 220-240V |  | 5 |  |  |  | 70 |  | 3000 |  | > 79000 |  | > 181000 |  |  | 138.18 |  |  | 9 | AE2 | 25 | < 10% at 100.000 hours |  | Available | 730/559 | CIE(x=0.4338. y=0.403) 5SDCM | Class I . Class II | IK08 |  |  | 50 |  | -40 | 1 | 33 | RAL 9005 | 50-60Hz | Passive | LED | dimmable | Tunnel | TLBt | Tunnel |  |  | 4560 | No sensor
TBD | TLBt/4/F/AC5/33/30... | image | datasheet | deeplink | TUNGSRAM - TLBt/TMBt - 4600lm - 33W - 3000K - 70CRI - TBD[SKU] - B1 - Short bracket. B2 - Long bracket | 9 kg | B1 - Short bracket. B2 - Long bracket | LED | 1 | 33 | [8 empty] | CE | [6 empty] | 66 | 3000 | 510 x 316 x 148 |  | 220-240V |  | 5 |  |  |  | 70 |  | 3000 |  | > 79000 |  | > 181000 |  |  | 139.39 |  |  | 9 | AC5 | 25 | < 10% at 100.000 hours |  | Available | 730/559 | CIE(x=0.4338. y=0.403) 5SDCM | Class I . Class II | IK08 |  |  | 50 |  | -40 | 1 | 33 | RAL 9005 | 50-60Hz | Passive | LED | dimmable | Tunnel | TLBt | Tunnel |  |  | 4600 | No sensor
TBD | TLBt/4/F/AB5/33/30... | image | datasheet | deeplink | TUNGSRAM - TLBt/TMBt - 4640lm - 33W - 3000K - 70CRI - TBD[SKU] - B1 - Short bracket. B2 - Long bracket | 9 kg | B1 - Short bracket. B2 - Long bracket | LED | 1 | 33 | [8 empty] | CE. ENEC | [6 empty] | 66 | 3000 | 510 x 316 x 148 |  | 220-240V |  | 5 |  |  |  | 70 |  | 3000 |  | > 79000 |  | > 181000 |  |  | 140.61 |  |  | 9 | AB5 | 25 | < 10% at 100.000 hours |  | Available | 730/559 | CIE(x=0.4338. y=0.403) 5SDCM | Class I . Class II | IK08 |  |  | 50 |  | -40 | 1 | 33 | RAL 9005 | 50-60Hz | Passive | LED | dimmable | Tunnel | TLBt | Tunnel |  |  | 4640 | No sensor
TBD | TLBt/4/F/AB2/33/30... | image | datasheet | deeplink | TUNGSRAM - TLBt/TMBt - 4590lm - 33W - 3000K - 70CRI - TBD[SKU] - B1 - Short bracket. B2 - Long bracket | 9 kg | B1 - Short bracket. B2 - Long bracket | LED | 1 | 33 | [8 empty] | CE | [6 empty] | 66 | 3000 | 510 x 316 x 148 |  | 220-240V |  | 5 |  |  |  | 70 |  | 3000 |  | > 79000 |  | > 181000 |  |  | 139.09 |  |  | 9 | AB2 | 25 | < 10% at 100.000 hours |  | Available | 730/559 | CIE(x=0.4338. y=0.403) 5SDCM | Class I . Class II | IK08 |  |  | 50 |  | -40 | 1 | 33 | RAL 9005 | 50-60Hz | Passive | LED | dimmable | Tunnel | TLBt | Tunnel |  |  | 4590 | No sensor
TBD | TLBt/4/F/Y5/33/30... | image | datasheet | deeplink | TUNGSRAM - TLBt/TMBt - 4450lm - 33W - 3000K - 70CRI - TBD[SKU] - B1 - Short bracket. B2 - Long bracket | 9 kg | B1 - Short bracket. B2 - Long bracket | LED | 1 | 33 | [8 empty] | CE. ENEC | [6 empty] | 66 | 3000 | 510 x 316 x 148 |  | 220-240V |  | 5 |  |  |  | 70 |  | 3000 |  | > 79000 |  | > 181000 |  |  | 134.85 |  |  | 9 | Y5 | 25 | < 10% at 100.000 hours |  | Available | 730/559 | CIE(x=0.4338. y=0.403) 5SDCM | Class I . Class II | IK08 |  |  | 50 |  | -40 | 1 | 33 | RAL 9005 | 50-60Hz | Passive | LED | dimmable | Tunnel | TLBt | Tunnel |  |  | 4450 | No sensor
TBD | TLBt/4/F/AP5/91/40... | image | datasheet | deeplink | TUNGSRAM - TLBt/TMBt - 11410lm - 91W - 4000K - 70CRI - TBD[SKU] - B1 - Short bracket. B2 - Long bracket | 9 kg | B1 - Short bracket. B2 - Long bracket | LED | 1 | 91 | [8 empty] | CE | [6 empty] | 66 | 4000 | 510 x 316 x 148 |  | 220-240V |  | 5 |  |  |  | 70 |  | 4000 |  | > 79000 |  | > 181000 |  |  | 125.38 |  |  | 9 | AP5 | 25 | < 10% at 100.000 hours |  | Available | 740/559 | CIE(x= 0.3818. y= 0.3797) 5SDCM | Class I . Class II | IK08 |  |  | 50 |  | -40 | 1 | 91 | RAL 9005 | 50-60Hz | Passive | LED | dimmable | Tunnel | TLBt | Tunnel |  |  | 11410 | No sensor
TBD | TLBt/4/F/AG2/91/40... | image | datasheet | deeplink | TUNGSRAM - TLBt/TMBt - 11310lm - 91W - 4000K - 70CRI - TBD[SKU] - B1 - Short bracket. B2 - Long bracket | 9 kg | B1 - Short bracket. B2 - Long bracket | LED | 1 | 91 | [8 empty] | CE | [6 empty] | 66 | 4000 | 510 x 316 x 148 |  | 220-240V |  | 5 |  |  |  | 70 |  | 4000 |  | > 79000 |  | > 181000 |  |  | 124.29 |  |  | 9 | AG2 | 25 | < 10% at 100.000 hours |  | Available | 740/559 | CIE(x= 0.3818. y= 0.3797) 5SDCM | Class I . Class II | IK08 |  |  | 50 |  | -40 | 1 | 91 | RAL 9005 | 50-60Hz | Passive | LED | dimmable | Tunnel | TLBt | Tunnel |  |  | 11310 | No sensor
TBD | TLBt/4/F/AF5/91/40... | image | datasheet | deeplink | TUNGSRAM - TLBt/TMBt - 11270lm - 91W - 4000K - 70CRI - TBD[SKU] - B1 - Short bracket. B2 - Long bracket | 9 kg | B1 - Short bracket. B2 - Long bracket | LED | 1 | 91 | [8 empty] | CE | [6 empty] | 66 | 4000 | 510 x 316 x 148 |  | 220-240V |  | 5 |  |  |  | 70 |  | 4000 |  | > 79000 |  | > 181000 |  |  | 123.85 |  |  | 9 | AF5 | 25 | < 10% at 100.000 hours |  | Available | 740/559 | CIE(x= 0.3818. y= 0.3797) 5SDCM | Class I . Class II | IK08 |  |  | 50 |  | -40 | 1 | 91 | RAL 9005 | 50-60Hz | Passive | LED | dimmable | Tunnel | TLBt | Tunnel |  |  | 11270 | No sensor
TBD | TLBt/4/F/AE5/91/40... | image | datasheet | deeplink | TUNGSRAM - TLBt/TMBt - 11420lm - 91W - 4000K - 70CRI - TBD[SKU] - B1 - Short bracket. B2 - Long bracket | 9 kg | B1 - Short bracket. B2 - Long bracket | LED | 1 | 91 | [8 empty] | CE. ENEC | [6 empty] | 66 | 4000 | 510 x 316 x 148 |  | 220-240V |  | 5 |  |  |  | 70 |  | 4000 |  | > 79000 |  | > 181000 |  |  | 125.49 |  |  | 9 | AE5 | 25 | < 10% at 100.000 hours |  | Available | 740/559 | CIE(x= 0.3818. y= 0.3797) 5SDCM | Class I . Class II | IK08 |  |  | 50 |  | -40 | 1 | 91 | RAL 9005 | 50-60Hz | Passive | LED | dimmable | Tunnel | TLBt | Tunnel |  |  | 11420 | No sensor
TBD | TLBt/4/F/AE2/91/40... | image | datasheet | deeplink | TUNGSRAM - TLBt/TMBt - 11370lm - 91W - 4000K - 70CRI - TBD[SKU] - B1 - Short bracket. B2 - Long bracket | 9 kg | B1 - Short bracket. B2 - Long bracket | LED | 1 | 91 | [8 empty] | CE | [6 empty] | 66 | 4000 | 510 x 316 x 148 |  | 220-240V |  | 5 |  |  |  | 70 |  | 4000 |  | > 79000 |  | > 181000 |  |  | 124.95 |  |  | 9 | AE2 | 25 | < 10% at 100.000 hours |  | Available | 740/559 | CIE(x= 0.3818. y= 0.3797) 5SDCM | Class I . Class II | IK08 |  |  | 50 |  | -40 | 1 | 91 | RAL 9005 | 50-60Hz | Passive | LED | dimmable | Tunnel | TLBt | Tunnel |  |  | 11370 | No sensor
TBD | TLBt/4/F/AC5/91/40... | image | datasheet | deeplink | TUNGSRAM - TLBt/TMBt - 11450lm - 91W - 4000K - 70CRI - TBD[SKU] - B1 - Short bracket. B2 - Long bracket | 9 kg | B1 - Short bracket. B2 - Long bracket | LED | 1 | 91 | [8 empty] | CE | [6 empty] | 66 | 4000 | 510 x 316 x 148 |  | 220-240V |  | 5 |  |  |  | 70 |  | 4000 |  | > 79000 |  | > 181000 |  |  | 125.82 |  |  | 9 | AC5 | 25 | < 10% at 100.000 hours |  | Available | 740/559 | CIE(x= 0.3818. y= 0.3797) 5SDCM | Class I . Class II | IK08 |  |  | 50 |  | -40 | 1 | 91 | RAL 9005 | 50-60Hz | Passive | LED | dimmable | Tunnel | TLBt | Tunnel |  |  | 11450 | No sensor
TBD | TLBt/4/F/AB5/91/40... | image | datasheet | deeplink | TUNGSRAM - TLBt/TMBt - 11570lm - 91W - 4000K - 70CRI - TBD[SKU] - B1 - Short bracket. B2 - Long bracket | 9 kg | B1 - Short bracket. B2 - Long bracket | LED | 1 | 91 | [8 empty] | CE. ENEC | [6 empty] | 66 | 4000 | 510 x 316 x 148 |  | 220-240V |  | 5 |  |  |  | 70 |  | 4000 |  | > 79000 |  | > 181000 |  |  | 127.14 |  |  | 9 | AB5 | 25 | < 10% at 100.000 hours |  | Available | 740/559 | CIE(x= 0.3818. y= 0.3797) 5SDCM | Class I . Class II | IK08 |  |  | 50 |  | -40 | 1 | 91 | RAL 9005 | 50-60Hz | Passive | LED | dimmable | Tunnel | TLBt | Tunnel |  |  | 11570 | No sensor
TBD | TLBt/4/F/AB2/91/40... | image | datasheet | deeplink | TUNGSRAM - TLBt/TMBt - 11450lm - 91W - 4000K - 70CRI - TBD[SKU] - B1 - Short bracket. B2 - Long bracket | 9 kg | B1 - Short bracket. B2 - Long bracket | LED | 1 | 91 | [8 empty] | CE | [6 empty] | 66 | 4000 | 510 x 316 x 148 |  | 220-240V |  | 5 |  |  |  | 70 |  | 4000 |  | > 79000 |  | > 181000 |  |  | 125.82 |  |  | 9 | AB2 | 25 | < 10% at 100.000 hours |  | Available | 740/559 | CIE(x= 0.3818. y= 0.3797) 5SDCM | Class I . Class II | IK08 |  |  | 50 |  | -40 | 1 | 91 | RAL 9005 | 50-60Hz | Passive | LED | dimmable | Tunnel | TLBt | Tunnel |  |  | 11450 | No sensor
TBD | TLBt/4/F/Y5/91/40... | image | datasheet | deeplink | TUNGSRAM - TLBt/TMBt - 11080lm - 91W - 4000K - 70CRI - TBD[SKU] - B1 - Short bracket. B2 - Long bracket | 9 kg | B1 - Short bracket. B2 - Long bracket | LED | 1 | 91 | [8 empty] | CE. ENEC | [6 empty] | 66 | 4000 | 510 x 316 x 148 |  | 220-240V |  | 5 |  |  |  | 70 |  | 4000 |  | > 79000 |  | > 181000 |  |  | 121.76 |  |  | 9 | Y5 | 25 | < 10% at 100.000 hours |  | Available | 740/559 | CIE(x= 0.3818. y= 0.3797) 5SDCM | Class I . Class II | IK08 |  |  | 50 |  | -40 | 1 | 91 | RAL 9005 | 50-60Hz | Passive | LED | dimmable | Tunnel | TLBt | Tunnel |  |  | 11080 | No sensor
TBD | TLBt/4/F/AP5/68/40... | image | datasheet | deeplink | TUNGSRAM - TLBt/TMBt - 9040lm - 68W - 4000K - 70CRI - TBD[SKU] - B1 - Short bracket. B2 - Long bracket | 9 kg | B1 - Short bracket. B2 - Long bracket | LED | 1 | 68 | [8 empty] | CE | [6 empty] | 66 | 4000 | 510 x 316 x 148 |  | 220-240V |  | 5 |  |  |  | 70 |  | 4000 |  | > 79000 |  | > 181000 |  |  | 132.94 |  |  | 9 | AP5 | 25 | < 10% at 100.000 hours |  | Available | 740/559 | CIE(x= 0.3818. y= 0.3797) 5SDCM | Class I . Class II | IK08 |  |  | 50 |  | -40 | 1 | 68 | RAL 9005 | 50-60Hz | Passive | LED | dimmable | Tunnel | TLBt | Tunnel |  |  | 9040 | No sensor
TBD | TLBt/4/F/AG2/68/40... | image | datasheet | deeplink | TUNGSRAM - TLBt/TMBt - 8960lm - 68W - 4000K - 70CRI - TBD[SKU] - B1 - Short bracket. B2 - Long bracket | 9 kg | B1 - Short bracket. B2 - Long bracket | LED | 1 | 68 | [8 empty] | CE | [6 empty] | 66 | 4000 | 510 x 316 x 148 |  | 220-240V |  | 5 |  |  |  | 70 |  | 4000 |  | > 79000 |  | > 181000 |  |  | 131.76 |  |  | 9 | AG2 | 25 | < 10% at 100.000 hours |  | Available | 740/559 | CIE(x= 0.3818. y= 0.3797) 5SDCM | Class I . Class II | IK08 |  |  | 50 |  | -40 | 1 | 68 | RAL 9005 | 50-60Hz | Passive | LED | dimmable | Tunnel | TLBt | Tunnel |  |  | 8960 | No sensor
TBD | TLBt/4/F/AF5/68/40... | image | datasheet | deeplink | TUNGSRAM - TLBt/TMBt - 8920lm - 68W - 4000K - 70CRI - TBD[SKU] - B1 - Short bracket. B2 - Long bracket | 9 kg | B1 - Short bracket. B2 - Long bracket | LED | 1 | 68 | [8 empty] | CE | [6 empty] | 66 | 4000 | 510 x 316 x 148 |  | 220-240V |  | 5 |  |  |  | 70 |  | 4000 |  | > 79000 |  | > 181000 |  |  | 131.18 |  |  | 9 | AF5 | 25 | < 10% at 100.000 hours |  | Available | 740/559 | CIE(x= 0.3818. y= 0.3797) 5SDCM | Class I . Class II | IK08 |  |  | 50 |  | -40 | 1 | 68 | RAL 9005 | 50-60Hz | Passive | LED | dimmable | Tunnel | TLBt | Tunnel |  |  | 8920 | No sensor
TBD | TLBt/4/F/AE5/68/40... | image | datasheet | deeplink | TUNGSRAM - TLBt/TMBt - 9040lm - 68W - 4000K - 70CRI - TBD[SKU] - B1 - Short bracket. B2 - Long bracket | 9 kg | B1 - Short bracket. B2 - Long bracket | LED | 1 | 68 | [8 empty] | CE. ENEC | [6 empty] | 66 | 4000 | 510 x 316 x 148 |  | 220-240V |  | 5 |  |  |  | 70 |  | 4000 |  | > 79000 |  | > 181000 |  |  | 132.94 |  |  | 9 | AE5 | 25 | < 10% at 100.000 hours |  | Available | 740/559 | CIE(x= 0.3818. y= 0.3797) 5SDCM | Class I . Class II | IK08 |  |  | 50 |  | -40 | 1 | 68 | RAL 9005 | 50-60Hz | Passive | LED | dimmable | Tunnel | TLBt | Tunnel |  |  | 9040 | No sensor
TBD | TLBt/4/F/AE2/68/40... | image | datasheet | deeplink | TUNGSRAM - TLBt/TMBt - 9010lm - 68W - 4000K - 70CRI - TBD[SKU] - B1 - Short bracket. B2 - Long bracket | 9 kg | B1 - Short bracket. B2 - Long bracket | LED | 1 | 68 | [8 empty] | CE | [6 empty] | 66 | 4000 | 510 x 316 x 148 |  | 220-240V |  | 5 |  |  |  | 70 |  | 4000 |  | > 79000 |  | > 181000 |  |  | 132.5 |  |  | 9 | AE2 | 25 | < 10% at 100.000 hours |  | Available | 740/559 | CIE(x= 0.3818. y= 0.3797) 5SDCM | Class I . Class II | IK08 |  |  | 50 |  | -40 | 1 | 68 | RAL 9005 | 50-60Hz | Passive | LED | dimmable | Tunnel | TLBt | Tunnel |  |  | 9010 | No sensor
TBD | TLBt/4/F/AC5/68/40... | image | datasheet | deeplink | TUNGSRAM - TLBt/TMBt - 9070lm - 68W - 4000K - 70CRI - TBD[SKU] - B1 - Short bracket. B2 - Long bracket | 9 kg | B1 - Short bracket. B2 - Long bracket | LED | 1 | 68 | [8 empty] | CE | [6 empty] | 66 | 4000 | 510 x 316 x 148 |  | 220-240V |  | 5 |  |  |  | 70 |  | 4000 |  | > 79000 |  | > 181000 |  |  | 133.38 |  |  | 9 | AC5 | 25 | < 10% at 100.000 hours |  | Available | 740/559 | CIE(x= 0.3818. y= 0.3797) 5SDCM | Class I . Class II | IK08 |  |  | 50 |  | -40 | 1 | 68 | RAL 9005 | 50-60Hz | Passive | LED | dimmable | Tunnel | TLBt | Tunnel |  |  | 9070 | No sensor
TBD | TLBt/4/F/AB5/68/40... | image | datasheet | deeplink | TUNGSRAM - TLBt/TMBt - 9160lm - 68W - 4000K - 70CRI - TBD[SKU] - B1 - Short bracket. B2 - Long bracket | 9 kg | B1 - Short bracket. B2 - Long bracket | LED | 1 | 68 | [8 empty] | CE. ENEC | [6 empty] | 66 | 4000 | 510 x 316 x 148 |  | 220-240V |  | 5 |  |  |  | 70 |  | 4000 |  | > 79000 |  | > 181000 |  |  | 134.71 |  |  | 9 | AB5 | 25 | < 10% at 100.000 hours |  | Available | 740/559 | CIE(x= 0.3818. y= 0.3797) 5SDCM | Class I . Class II | IK08 |  |  | 50 |  | -40 | 1 | 68 | RAL 9005 | 50-60Hz | Passive | LED | dimmable | Tunnel | TLBt | Tunnel |  |  | 9160 | No sensor
TBD | TLBt/4/F/AB2/68/40... | image | datasheet | deeplink | TUNGSRAM - TLBt/TMBt - 9070lm - 68W - 4000K - 70CRI - TBD[SKU] - B1 - Short bracket. B2 - Long bracket | 9 kg | B1 - Short bracket. B2 - Long bracket | LED | 1 | 68 | [8 empty] | CE | [6 empty] | 66 | 4000 | 510 x 316 x 148 |  | 220-240V |  | 5 |  |  |  | 70 |  | 4000 |  | > 79000 |  | > 181000 |  |  | 133.38 |  |  | 9 | AB2 | 25 | < 10% at 100.000 hours |  | Available | 740/559 | CIE(x= 0.3818. y= 0.3797) 5SDCM | Class I . Class II | IK08 |  |  | 50 |  | -40 | 1 | 68 | RAL 9005 | 50-60Hz | Passive | LED | dimmable | Tunnel | TLBt | Tunnel |  |  | 9070 | No sensor
TBD | TLBt/4/F/Y5/68/40... | image | datasheet | deeplink | TUNGSRAM - TLBt/TMBt - 8780lm - 68W - 4000K - 70CRI - TBD[SKU] - B1 - Short bracket. B2 - Long bracket | 9 kg | B1 - Short bracket. B2 - Long bracket | LED | 1 | 68 | [8 empty] | CE. ENEC | [6 empty] | 66 | 4000 | 510 x 316 x 148 |  | 220-240V |  | 5 |  |  |  | 70 |  | 4000 |  | > 79000 |  | > 181000 |  |  | 129.12 |  |  | 9 | Y5 | 25 | < 10% at 100.000 hours |  | Available | 740/559 | CIE(x= 0.3818. y= 0.3797) 5SDCM | Class I . Class II | IK08 |  |  | 50 |  | -40 | 1 | 68 | RAL 9005 | 50-60Hz | Passive | LED | dimmable | Tunnel | TLBt | Tunnel |  |  | 8780 | No sensor
TBD | TLBt/4/F/AP5/56/40... | image | datasheet | deeplink | TUNGSRAM - TLBt/TMBt - 7690lm - 56W - 4000K - 70CRI - TBD[SKU] - B1 - Short bracket. B2 - Long bracket | 9 kg | B1 - Short bracket. B2 - Long bracket | LED | 1 | 56 | [8 empty] | CE | [6 empty] | 66 | 4000 | 510 x 316 x 148 |  | 220-240V |  | 5 |  |  |  | 70 |  | 4000 |  | > 79000 |  | > 181000 |  |  | 137.32 |  |  | 9 | AP5 | 25 | < 10% at 100.000 hours |  | Available | 740/559 | CIE(x= 0.3818. y= 0.3797) 5SDCM | Class I . Class II | IK08 |  |  | 50 |  | -40 | 1 | 56 | RAL 9005 | 50-60Hz | Passive | LED | dimmable | Tunnel | TLBt | Tunnel |  |  | 7690 | No sensor
TBD | TLBt/4/F/AG2/56/40... | image | datasheet | deeplink | TUNGSRAM - TLBt/TMBt - 7620lm - 56W - 4000K - 70CRI - TBD[SKU] - B1 - Short bracket. B2 - Long bracket | 9 kg | B1 - Short bracket. B2 - Long bracket | LED | 1 | 56 | [8 empty] | CE | [6 empty] | 66 | 4000 | 510 x 316 x 148 |  | 220-240V |  | 5 |  |  |  | 70 |  | 4000 |  | > 79000 |  | > 181000 |  |  | 136.07 |  |  | 9 | AG2 | 25 | < 10% at 100.000 hours |  | Available | 740/559 | CIE(x= 0.3818. y= 0.3797) 5SDCM | Class I . Class II | IK08 |  |  | 50 |  | -40 | 1 | 56 | RAL 9005 | 50-60Hz | Passive | LED | dimmable | Tunnel | TLBt | Tunnel |  |  | 7620 | No sensor
TBD | TLBt/4/F/AF5/56/40... | image | datasheet | deeplink | TUNGSRAM - TLBt/TMBt - 7590lm - 56W - 4000K - 70CRI - TBD[SKU] - B1 - Short bracket. B2 - Long bracket | 9 kg | B1 - Short bracket. B2 - Long bracket | LED | 1 | 56 | [8 empty] | CE | [6 empty] | 66 | 4000 | 510 x 316 x 148 |  | 220-240V |  | 5 |  |  |  | 70 |  | 4000 |  | > 79000 |  | > 181000 |  |  | 135.54 |  |  | 9 | AF5 | 25 | < 10% at 100.000 hours |  | Available | 740/559 | CIE(x= 0.3818. y= 0.3797) 5SDCM | Class I . Class II | IK08 |  |  | 50 |  | -40 | 1 | 56 | RAL 9005 | 50-60Hz | Passive | LED | dimmable | Tunnel | TLBt | Tunnel |  |  | 7590 | No sensor
TBD | TLBt/4/F/AE5/56/40... | image | datasheet | deeplink | TUNGSRAM - TLBt/TMBt - 7690lm - 56W - 4000K - 70CRI - TBD[SKU] - B1 - Short bracket. B2 - Long bracket | 9 kg | B1 - Short bracket. B2 - Long bracket | LED | 1 | 56 | [8 empty] | CE. ENEC | [6 empty] | 66 | 4000 | 510 x 316 x 148 |  | 220-240V |  | 5 |  |  |  | 70 |  | 4000 |  | > 79000 |  | > 181000 |  |  | 137.32 |  |  | 9 | AE5 | 25 | < 10% at 100.000 hours |  | Available | 740/559 | CIE(x= 0.3818. y= 0.3797) 5SDCM | Class I . Class II | IK08 |  |  | 50 |  | -40 | 1 | 56 | RAL 9005 | 50-60Hz | Passive | LED | dimmable | Tunnel | TLBt | Tunnel |  |  | 7690 | No sensor
TBD | TLBt/4/F/AE2/56/40... | image | datasheet | deeplink | TUNGSRAM - TLBt/TMBt - 7660lm - 56W - 4000K - 70CRI - TBD[SKU] - B1 - Short bracket. B2 - Long bracket | 9 kg | B1 - Short bracket. B2 - Long bracket | LED | 1 | 56 | [8 empty] | CE | [6 empty] | 66 | 4000 | 510 x 316 x 148 |  | 220-240V |  | 5 |  |  |  | 70 |  | 4000 |  | > 79000 |  | > 181000 |  |  | 136.79 |  |  | 9 | AE2 | 25 | < 10% at 100.000 hours |  | Available | 740/559 | CIE(x= 0.3818. y= 0.3797) 5SDCM | Class I . Class II | IK08 |  |  | 50 |  | -40 | 1 | 56 | RAL 9005 | 50-60Hz | Passive | LED | dimmable | Tunnel | TLBt | Tunnel |  |  | 7660 | No sensor
TBD | TLBt/4/F/AC5/56/40... | image | datasheet | deeplink | TUNGSRAM - TLBt/TMBt - 7710lm - 56W - 4000K - 70CRI - TBD[SKU] - B1 - Short bracket. B2 - Long bracket | 9 kg | B1 - Short bracket. B2 - Long bracket | LED | 1 | 56 | [8 empty] | CE | [6 empty] | 66 | 4000 | 510 x 316 x 148 |  | 220-240V |  | 5 |  |  |  | 70 |  | 4000 |  | > 79000 |  | > 181000 |  |  | 137.68 |  |  | 9 | AC5 | 25 | < 10% at 100.000 hours |  | Available | 740/559 | CIE(x= 0.3818. y= 0.3797) 5SDCM | Class I . Class II | IK08 |  |  | 50 |  | -40 | 1 | 56 | RAL 9005 | 50-60Hz | Passive | LED | dimmable | Tunnel | TLBt | Tunnel |  |  | 7710 | No sensor
TBD | TLBt/4/F/AB5/56/40... | image | datasheet | deeplink | TUNGSRAM - TLBt/TMBt - 7790lm - 56W - 4000K - 70CRI - TBD[SKU] - B1 - Short bracket. B2 - Long bracket | 9 kg | B1 - Short bracket. B2 - Long bracket | LED | 1 | 56 | [8 empty] | CE. ENEC | [6 empty] | 66 | 4000 | 510 x 316 x 148 |  | 220-240V |  | 5 |  |  |  | 70 |  | 4000 |  | > 79000 |  | > 181000 |  |  | 139.11 |  |  | 9 | AB5 | 25 | < 10% at 100.000 hours |  | Available | 740/559 | CIE(x= 0.3818. y= 0.3797) 5SDCM | Class I . Class II | IK08 |  |  | 50 |  | -40 | 1 | 56 | RAL 9005 | 50-60Hz | Passive | LED | dimmable | Tunnel | TLBt | Tunnel |  |  | 7790 | No sensor
TBD | TLBt/4/F/AB2/56/40... | image | datasheet | deeplink | TUNGSRAM - TLBt/TMBt - 7710lm - 56W - 4000K - 70CRI - TBD[SKU] - B1 - Short bracket. B2 - Long bracket | 9 kg | B1 - Short bracket. B2 - Long bracket | LED | 1 | 56 | [8 empty] | CE | [6 empty] | 66 | 4000 | 510 x 316 x 148 |  | 220-240V |  | 5 |  |  |  | 70 |  | 4000 |  | > 79000 |  | > 181000 |  |  | 137.68 |  |  | 9 | AB2 | 25 | < 10% at 100.000 hours |  | Available | 740/559 | CIE(x= 0.3818. y= 0.3797) 5SDCM | Class I . Class II | IK08 |  |  | 50 |  | -40 | 1 | 56 | RAL 9005 | 50-60Hz | Passive | LED | dimmable | Tunnel | TLBt | Tunnel |  |  | 7710 | No sensor
TBD | TLBt/4/F/Y5/56/40... | image | datasheet | deeplink | TUNGSRAM - TLBt/TMBt - 7460lm - 56W - 4000K - 70CRI - TBD[SKU] - B1 - Short bracket. B2 - Long bracket | 9 kg | B1 - Short bracket. B2 - Long bracket | LED | 1 | 56 | [8 empty] | CE. ENEC | [6 empty] | 66 | 4000 | 510 x 316 x 148 |  | 220-240V |  | 5 |  |  |  | 70 |  | 4000 |  | > 79000 |  | > 181000 |  |  | 133.21 |  |  | 9 | Y5 | 25 | < 10% at 100.000 hours |  | Available | 740/559 | CIE(x= 0.3818. y= 0.3797) 5SDCM | Class I . Class II | IK08 |  |  | 50 |  | -40 | 1 | 56 | RAL 9005 | 50-60Hz | Passive | LED | dimmable | Tunnel | TLBt | Tunnel |  |  | 7460 | No sensor
TBD | TLBt/4/F/AP5/44/40... | image | datasheet | deeplink | TUNGSRAM - TLBt/TMBt - 6110lm - 44W - 4000K - 70CRI - TBD[SKU] - B1 - Short bracket. B2 - Long bracket | 9 kg | B1 - Short bracket. B2 - Long bracket | LED | 1 | 44 | [8 empty] | CE | [6 empty] | 66 | 4000 | 510 x 316 x 148 |  | 220-240V |  | 5 |  |  |  | 70 |  | 4000 |  | > 79000 |  | > 181000 |  |  | 138.86 |  |  | 9 | AP5 | 25 | < 10% at 100.000 hours |  | Available | 740/559 | CIE(x= 0.3818. y= 0.3797) 5SDCM | Class I . Class II | IK08 |  |  | 50 |  | -40 | 1 | 44 | RAL 9005 | 50-60Hz | Passive | LED | dimmable | Tunnel | TLBt | Tunnel |  |  | 6110 | No sensor
TBD | TLBt/4/F/AG2/44/40... | image | datasheet | deeplink | TUNGSRAM - TLBt/TMBt - 6050lm - 44W - 4000K - 70CRI - TBD[SKU] - B1 - Short bracket. B2 - Long bracket | 9 kg | B1 - Short bracket. B2 - Long bracket | LED | 1 | 44 | [8 empty] | CE | [6 empty] | 66 | 4000 | 510 x 316 x 148 |  | 220-240V |  | 5 |  |  |  | 70 |  | 4000 |  | > 79000 |  | > 181000 |  |  | 137.5 |  |  | 9 | AG2 | 25 | < 10% at 100.000 hours |  | Available | 740/559 | CIE(x= 0.3818. y= 0.3797) 5SDCM | Class I . Class II | IK08 |  |  | 50 |  | -40 | 1 | 44 | RAL 9005 | 50-60Hz | Passive | LED | dimmable | Tunnel | TLBt | Tunnel |  |  | 6050 | No sensor
TBD | TLBt/4/F/AF5/44/40... | image | datasheet | deeplink | TUNGSRAM - TLBt/TMBt - 6030lm - 44W - 4000K - 70CRI - TBD[SKU] - B1 - Short bracket. B2 - Long bracket | 9 kg | B1 - Short bracket. B2 - Long bracket | LED | 1 | 44 | [8 empty] | CE | [6 empty] | 66 | 4000 | 510 x 316 x 148 |  | 220-240V |  | 5 |  |  |  | 70 |  | 4000 |  | > 79000 |  | > 181000 |  |  | 137.05 |  |  | 9 | AF5 | 25 | < 10% at 100.000 hours |  | Available | 740/559 | CIE(x= 0.3818. y= 0.3797) 5SDCM | Class I . Class II | IK08 |  |  | 50 |  | -40 | 1 | 44 | RAL 9005 | 50-60Hz | Passive | LED | dimmable | Tunnel | TLBt | Tunnel |  |  | 6030 | No sensor
TBD | TLBt/4/F/AE5/44/40... | image | datasheet | deeplink | TUNGSRAM - TLBt/TMBt - 6110lm - 44W - 4000K - 70CRI - TBD[SKU] - B1 - Short bracket. B2 - Long bracket | 9 kg | B1 - Short bracket. B2 - Long bracket | LED | 1 | 44 | [8 empty] | CE. ENEC | [6 empty] | 66 | 4000 | 510 x 316 x 148 |  | 220-240V |  | 5 |  |  |  | 70 |  | 4000 |  | > 79000 |  | > 181000 |  |  | 138.86 |  |  | 9 | AE5 | 25 | < 10% at 100.000 hours |  | Available | 740/559 | CIE(x= 0.3818. y= 0.3797) 5SDCM | Class I . Class II | IK08 |  |  | 50 |  | -40 | 1 | 44 | RAL 9005 | 50-60Hz | Passive | LED | dimmable | Tunnel | TLBt | Tunnel |  |  | 6110 | No sensor
TBD | TLBt/4/F/AE2/44/40... | image | datasheet | deeplink | TUNGSRAM - TLBt/TMBt - 6090lm - 44W - 4000K - 70CRI - TBD[SKU] - B1 - Short bracket. B2 - Long bracket | 9 kg | B1 - Short bracket. B2 - Long bracket | LED | 1 | 44 | [8 empty] | CE | [6 empty] | 66 | 4000 | 510 x 316 x 148 |  | 220-240V |  | 5 |  |  |  | 70 |  | 4000 |  | > 79000 |  | > 181000 |  |  | 138.41 |  |  | 9 | AE2 | 25 | < 10% at 100.000 hours |  | Available | 740/559 | CIE(x= 0.3818. y= 0.3797) 5SDCM | Class I . Class II | IK08 |  |  | 50 |  | -40 | 1 | 44 | RAL 9005 | 50-60Hz | Passive | LED | dimmable | Tunnel | TLBt | Tunnel |  |  | 6090 | No sensor
TBD | TLBt/4/F/AC5/44/40... | image | datasheet | deeplink | TUNGSRAM - TLBt/TMBt - 6130lm - 44W - 4000K - 70CRI - TBD[SKU] - B1 - Short bracket. B2 - Long bracket | 9 kg | B1 - Short bracket. B2 - Long bracket | LED | 1 | 44 | [8 empty] | CE | [6 empty] | 66 | 4000 | 510 x 316 x 148 |  | 220-240V |  | 5 |  |  |  | 70 |  | 4000 |  | > 79000 |  | > 181000 |  |  | 139.32 |  |  | 9 | AC5 | 25 | < 10% at 100.000 hours |  | Available | 740/559 | CIE(x= 0.3818. y= 0.3797) 5SDCM | Class I . Class II | IK08 |  |  | 50 |  | -40 | 1 | 44 | RAL 9005 | 50-60Hz | Passive | LED | dimmable | Tunnel | TLBt | Tunnel |  |  | 6130 | No sensor
TBD | TLBt/4/F/AB5/44/40... | image | datasheet | deeplink | TUNGSRAM - TLBt/TMBt - 6190lm - 44W - 4000K - 70CRI - TBD[SKU] - B1 - Short bracket. B2 - Long bracket | 9 kg | B1 - Short bracket. B2 - Long bracket | LED | 1 | 44 | [8 empty] | CE. ENEC | [6 empty] | 66 | 4000 | 510 x 316 x 148 |  | 220-240V |  | 5 |  |  |  | 70 |  | 4000 |  | > 79000 |  | > 181000 |  |  | 140.68 |  |  | 9 | AB5 | 25 | < 10% at 100.000 hours |  | Available | 740/559 | CIE(x= 0.3818. y= 0.3797) 5SDCM | Class I . Class II | IK08 |  |  | 50 |  | -40 | 1 | 44 | RAL 9005 | 50-60Hz | Passive | LED | dimmable | Tunnel | TLBt | Tunnel |  |  | 6190 | No sensor
TBD | TLBt/4/F/AB2/44/40... | image | datasheet | deeplink | TUNGSRAM - TLBt/TMBt - 6130lm - 44W - 4000K - 70CRI - TBD[SKU] - B1 - Short bracket. B2 - Long bracket | 9 kg | B1 - Short bracket. B2 - Long bracket | LED | 1 | 44 | [8 empty] | CE | [6 empty] | 66 | 4000 | 510 x 316 x 148 |  | 220-240V |  | 5 |  |  |  | 70 |  | 4000 |  | > 79000 |  | > 181000 |  |  | 139.32 |  |  | 9 | AB2 | 25 | < 10% at 100.000 hours |  | Available | 740/559 | CIE(x= 0.3818. y= 0.3797) 5SDCM | Class I . Class II | IK08 |  |  | 50 |  | -40 | 1 | 44 | RAL 9005 | 50-60Hz | Passive | LED | dimmable | Tunnel | TLBt | Tunnel |  |  | 6130 | No sensor
TBD | TLBt/4/F/Y5/44/40... | image | datasheet | deeplink | TUNGSRAM - TLBt/TMBt - 5930lm - 44W - 4000K - 70CRI - TBD[SKU] - B1 - Short bracket. B2 - Long bracket | 9 kg | B1 - Short bracket. B2 - Long bracket | LED | 1 | 44 | [8 empty] | CE. ENEC | [6 empty] | 66 | 4000 | 510 x 316 x 148 |  | 220-240V |  | 5 |  |  |  | 70 |  | 4000 |  | > 79000 |  | > 181000 |  |  | 134.77 |  |  | 9 | Y5 | 25 | < 10% at 100.000 hours |  | Available | 740/559 | CIE(x= 0.3818. y= 0.3797) 5SDCM | Class I . Class II | IK08 |  |  | 50 |  | -40 | 1 | 44 | RAL 9005 | 50-60Hz | Passive | LED | dimmable | Tunnel | TLBt | Tunnel |  |  | 5930 | No sensor
TBD | TLBt/4/F/AP5/33/40... | image | datasheet | deeplink | TUNGSRAM - TLBt/TMBt - 4700lm - 33W - 4000K - 70CRI - TBD[SKU] - B1 - Short bracket. B2 - Long bracket | 9 kg | B1 - Short bracket. B2 - Long bracket | LED | 1 | 33 | [8 empty] | CE | [6 empty] | 66 | 4000 | 510 x 316 x 148 |  | 220-240V |  | 5 |  |  |  | 70 |  | 4000 |  | > 79000 |  | > 181000 |  |  | 142.42 |  |  | 9 | AP5 | 25 | < 10% at 100.000 hours |  | Available | 740/559 | CIE(x= 0.3818. y= 0.3797) 5SDCM | Class I . Class II | IK08 |  |  | 50 |  | -40 | 1 | 33 | RAL 9005 | 50-60Hz | Passive | LED | dimmable | Tunnel | TLBt | Tunnel |  |  | 4700 | No sensor
TBD | TLBt/4/F/AG2/33/40... | image | datasheet | deeplink | TUNGSRAM - TLBt/TMBt - 4660lm - 33W - 4000K - 70CRI - TBD[SKU] - B1 - Short bracket. B2 - Long bracket | 9 kg | B1 - Short bracket. B2 - Long bracket | LED | 1 | 33 | [8 empty] | CE | [6 empty] | 66 | 4000 | 510 x 316 x 148 |  | 220-240V |  | 5 |  |  |  | 70 |  | 4000 |  | > 79000 |  | > 181000 |  |  | 141.21 |  |  | 9 | AG2 | 25 | < 10% at 100.000 hours |  | Available | 740/559 | CIE(x= 0.3818. y= 0.3797) 5SDCM | Class I . Class II | IK08 |  |  | 50 |  | -40 | 1 | 33 | RAL 9005 | 50-60Hz | Passive | LED | dimmable | Tunnel | TLBt | Tunnel |  |  | 4660 | No sensor
TBD | TLBt/4/F/AF5/33/40... | image | datasheet | deeplink | TUNGSRAM - TLBt/TMBt - 4640lm - 33W - 4000K - 70CRI - TBD[SKU] - B1 - Short bracket. B2 - Long bracket | 9 kg | B1 - Short bracket. B2 - Long bracket | LED | 1 | 33 | [8 empty] | CE | [6 empty] | 66 | 4000 | 510 x 316 x 148 |  | 220-240V |  | 5 |  |  |  | 70 |  | 4000 |  | > 79000 |  | > 181000 |  |  | 140.61 |  |  | 9 | AF5 | 25 | < 10% at 100.000 hours |  | Available | 740/559 | CIE(x= 0.3818. y= 0.3797) 5SDCM | Class I . Class II | IK08 |  |  | 50 |  | -40 | 1 | 33 | RAL 9005 | 50-60Hz | Passive | LED | dimmable | Tunnel | TLBt | Tunnel |  |  | 4640 | No sensor
TBD | TLBt/4/F/AE5/33/40... | image | datasheet | deeplink | TUNGSRAM - TLBt/TMBt - 4700lm - 33W - 4000K - 70CRI - TBD[SKU] - B1 - Short bracket. B2 - Long bracket | 9 kg | B1 - Short bracket. B2 - Long bracket | LED | 1 | 33 | [8 empty] | CE. ENEC | [6 empty] | 66 | 4000 | 510 x 316 x 148 |  | 220-240V |  | 5 |  |  |  | 70 |  | 4000 |  | > 79000 |  | > 181000 |  |  | 142.42 |  |  | 9 | AE5 | 25 | < 10% at 100.000 hours |  | Available | 740/559 | CIE(x= 0.3818. y= 0.3797) 5SDCM | Class I . Class II | IK08 |  |  | 50 |  | -40 | 1 | 33 | RAL 9005 | 50-60Hz | Passive | LED | dimmable | Tunnel | TLBt | Tunnel |  |  | 4700 | No sensor
TBD | TLBt/4/F/AE2/33/40... | image | datasheet | deeplink | TUNGSRAM - TLBt/TMBt - 4690lm - 33W - 4000K - 70CRI - TBD[SKU] - B1 - Short bracket. B2 - Long bracket | 9 kg | B1 - Short bracket. B2 - Long bracket | LED | 1 | 33 | [8 empty] | CE | [6 empty] | 66 | 4000 | 510 x 316 x 148 |  | 220-240V |  | 5 |  |  |  | 70 |  | 4000 |  | > 79000 |  | > 181000 |  |  | 142.12 |  |  | 9 | AE2 | 25 | < 10% at 100.000 hours |  | Available | 740/559 | CIE(x= 0.3818. y= 0.3797) 5SDCM | Class I . Class II | IK08 |  |  | 50 |  | -40 | 1 | 33 | RAL 9005 | 50-60Hz | Passive | LED | dimmable | Tunnel | TLBt | Tunnel |  |  | 4690 | No sensor
TBD | TLBt/4/F/AC5/33/40... | image | datasheet | deeplink | TUNGSRAM - TLBt/TMBt - 4720lm - 33W - 4000K - 70CRI - TBD[SKU] - B1 - Short bracket. B2 - Long bracket | 9 kg | B1 - Short bracket. B2 - Long bracket | LED | 1 | 33 | [8 empty] | CE | [6 empty] | 66 | 4000 | 510 x 316 x 148 |  | 220-240V |  | 5 |  |  |  | 70 |  | 4000 |  | > 79000 |  | > 181000 |  |  | 143.03 |  |  | 9 | AC5 | 25 | < 10% at 100.000 hours |  | Available | 740/559 | CIE(x= 0.3818. y= 0.3797) 5SDCM | Class I . Class II | IK08 |  |  | 50 |  | -40 | 1 | 33 | RAL 9005 | 50-60Hz | Passive | LED | dimmable | Tunnel | TLBt | Tunnel |  |  | 4720 | No sensor
TBD | TLBt/4/F/AB5/33/40... | image | datasheet | deeplink | TUNGSRAM - TLBt/TMBt - 4770lm - 33W - 4000K - 70CRI - TBD[SKU] - B1 - Short bracket. B2 - Long bracket | 9 kg | B1 - Short bracket. B2 - Long bracket | LED | 1 | 33 | [8 empty] | CE. ENEC | [6 empty] | 66 | 4000 | 510 x 316 x 148 |  | 220-240V |  | 5 |  |  |  | 70 |  | 4000 |  | > 79000 |  | > 181000 |  |  | 144.55 |  |  | 9 | AB5 | 25 | < 10% at 100.000 hours |  | Available | 740/559 | CIE(x= 0.3818. y= 0.3797) 5SDCM | Class I . Class II | IK08 |  |  | 50 |  | -40 | 1 | 33 | RAL 9005 | 50-60Hz | Passive | LED | dimmable | Tunnel | TLBt | Tunnel |  |  | 4770 | No sensor
TBD | TLBt/4/F/AB2/33/40... | image | datasheet | deeplink | TUNGSRAM - TLBt/TMBt - 4720lm - 33W - 4000K - 70CRI - TBD[SKU] - B1 - Short bracket. B2 - Long bracket | 9 kg | B1 - Short bracket. B2 - Long bracket | LED | 1 | 33 | [8 empty] | CE | [6 empty] | 66 | 4000 | 510 x 316 x 148 |  | 220-240V |  | 5 |  |  |  | 70 |  | 4000 |  | > 79000 |  | > 181000 |  |  | 143.03 |  |  | 9 | AB2 | 25 | < 10% at 100.000 hours |  | Available | 740/559 | CIE(x= 0.3818. y= 0.3797) 5SDCM | Class I . Class II | IK08 |  |  | 50 |  | -40 | 1 | 33 | RAL 9005 | 50-60Hz | Passive | LED | dimmable | Tunnel | TLBt | Tunnel |  |  | 4720 | No sensor
TBD | TLBt/4/F/Y5/33/40... | image | datasheet | deeplink | TUNGSRAM - TLBt/TMBt - 4570lm - 33W - 4000K - 70CRI - TBD[SKU] - B1 - Short bracket. B2 - Long bracket | 9 kg | B1 - Short bracket. B2 - Long bracket | LED | 1 | 33 | [8 empty] | CE. ENEC | [6 empty] | 66 | 4000 | 510 x 316 x 148 |  | 220-240V |  | 5 |  |  |  | 70 |  | 4000 |  | > 79000 |  | > 181000 |  |  | 138.48 |  |  | 9 | Y5 | 25 | < 10% at 100.000 hours |  | Available | 740/559 | CIE(x= 0.3818. y= 0.3797) 5SDCM | Class I . Class II | IK08 |  |  | 50 |  | -40 | 1 | 33 | RAL 9005 | 50-60Hz | Passive | LED | dimmable | Tunnel | TLBt | Tunnel |  |  | 4570 | No sensor
93121869 | Tung Panel HL 2x2 S 48W 840 19 DS | image | datasheet | deeplink | TUNGSRAM - Tung Panel Standard - 5280lm - 48W - 4000K - 90CRI - 93121869[SKU] - Recessed. suspended. surface mount | 2.2 | Recessed. surface mount. suspended | LED | 1 | 48 |  | 20 | 20 |  | Class II |  | CE. UKCA. Morocco |  | CE. Morocco. UKCA | [6 empty] | 20 | 90 | 595 x 595 x 9 |  | 220-240V |  | 5 | F | 90 | max 4 | >=80 |  | 4000 |  |  | >=0.9 |  |  | 50000 | 110 |  |  |  | Medium | 25 |  |  | Available |  |  | Class II | IK03 | 20 | 20 | 40 | 200 | -10 | 1 | 48 | White RAL9003 | 50-60Hz | Passive | LED | none | Panel luminaires | Tung Panel Standard | Office. Public buildings. Retail and commercial buildings. Healthcare |  | =19 | 5280 | No sensor |  | RG0 | 15994100102608
93120524 | Tung Panel P 1X4 S 24W 840 19 | image | datasheet | deeplink | TUNGSRAM - Tung Panel Premium - 3000lm - 24W - 4000K - 80CRI - 93120524[SKU] - Recessed | 2.2 | Recessed | LED | 1 | 24 | [8 empty] | CE. Morocco. UKCA | [5 empty] | 50000 | 20 | 4000 | 620 x 620 x 13 |  | 220-240V |  | 5 |  | 90 | max 4 | >80 |  | 4000 |  |  | >=0.95 |  |  | >50000 | 125 |  |  |  |  | 40 |  |  | Available |  |  | Class II | IK03 | 20 | 20 | 40 | 105 | -20 | 1 | 24 | White RAL9003 | 50/60Hz | Passive | LED | none | Panels | Tung Panel Premium | Office. Public buildings. Retail and commercial buildings. Healthcare |  | =19 | 3000 | No sensor |  | RG0 | 15994100088780
93120523 | Tung Panel P 2X2 S 24W 840 19 | image | datasheet | deeplink | TUNGSRAM - Tung Panel Premium - 3000lm - 24W - 4000K - 80CRI - 93120523[SKU] - Recessed | 2.2 | Recessed | LED | 1 | 24 | [8 empty] | CE. Morocco. UKCA | [5 empty] | 50000 | 20 | 4000 | 620 x 620 x 13 |  | 220-240V |  | 5 |  | 90 | max 4 | >80 |  | 4000 |  |  | >=0.95 |  |  | >50000 | 125 |  |  |  |  | 40 |  |  | Available |  |  | Class II | IK03 | 20 | 20 | 40 | 105 | -20 | 1 | 24 | White RAL9003 | 50/60Hz | Passive | LED | none | Panels | Tung Panel Premium | Office. Public buildings. Retail and commercial buildings. Healthcare |  | =19 | 3000 | No sensor |  | RG0 | 15994100088773
93119757 | TUNG Bollard G1 23W 840 S A1 ST 9005 | image | datasheet | deeplink | TUNGSRAM - Bollard - 2100lm - 23W - 4000K - 80CRI - 93119757[SKU] - Cement base/Ground mounted | 4.6 | Cement base/Ground mounted | LED | 1 | 23 | [8 empty] | CE | [6 empty] | 65 | 4000 | 980x160 |  | 220-240V |  | 5 |  |  |  | 80 |  | 4000 |  | > 35000 |  | > 50000 |  |  | 91 |  |  | 9 | NONE | 25 | <1.6% at 50.000 hours |  | Available | 840/669 | CIE(x= 0.38. y= 0.38) 6SDCM | Class I | IK10 |  |  | 40 |  | -30 | 1 | 23 | RAL9005 | 50-60Hz | Passive | LED | none | Decorative&Pedestrian | Bollard | Decorative&Pedestrian |  |  | 2100 | No sensor | > 40000 | [6 empty] | > 40000
93119756 | TUNG Bollard G1 23W 830 S A1 ST 9005 | image | datasheet | deeplink | TUNGSRAM - Bollard - 2000lm - 23W - 3000K - 80CRI - 93119756[SKU] - Cement base/Ground mounted | 4.6 | Cement base/Ground mounted | LED | 1 | 23 | [8 empty] | CE | [6 empty] | 65 | 3000 | 980x160 |  | 220-240V |  | 5 |  |  |  | 80 |  | 3000 |  | > 35000 |  | > 50000 |  |  | 87 |  |  | 9 | NONE | 25 | <1.6% at 50.000 hours |  | Available | 830/669 | CIE(x=0.44. y=0.403) 6SDCM | Class I | IK10 |  |  | 40 |  | -30 | 1 | 23 | RAL9005 | 50-60Hz | Passive | LED | none | Decorative&Pedestrian | Bollard | Decorative&Pedestrian |  |  | 2000 | No sensor | > 40000 | [6 empty] | > 40000
93119735 | TUNG Bollard G1 11W 840 S A1 ST 9005 | image | datasheet | deeplink | TUNGSRAM - Bollard - 1000lm - 11W - 4000K - 80CRI - 93119735[SKU] - Cement base/Ground mounted | 4.4 | Cement base/Ground mounted | LED | 1 | 11 | [8 empty] | CE | [6 empty] | 65 | 4000 | 980x160 |  | 220-240V |  | 5 |  |  |  | 80 |  | 4000 |  | > 35000 |  | > 50000 |  |  | 91 |  |  | 9 | NONE | 25 | <1.6% at 50.000 hours |  | Available | 840/669 | CIE(x= 0.38. y= 0.38) 6SDCM | Class I | IK10 |  |  | 40 |  | -30 | 1 | 11 | RAL9005 | 50-60Hz | Passive | LED | none | Decorative&Pedestrian | Bollard | Decorative&Pedestrian |  |  | 1000 | No sensor | > 40000 | [6 empty] | > 40000
93119734 | TUNG Bollard G1 11W 830 S A1 ST 9005 | image | datasheet | deeplink | TUNGSRAM - Bollard - 960lm - 11W - 3000K - 80CRI - 93119734[SKU] - Cement base/Ground mounted | 4.4 | Cement base/Ground mounted | LED | 1 | 11 | [8 empty] | CE | [6 empty] | 65 | 3000 | 980x160 |  | 220-240V |  | 5 |  |  |  | 80 |  | 3000 |  | > 35000 |  | > 50000 |  |  | 87 |  |  | 9 | NONE | 25 | <1.6% at 50.000 hours |  | Available | 830/669 | CIE(x=0.44. y=0.403) 6SDCM | Class I | IK10 |  |  | 40 |  | -30 | 1 | 11 | RAL9005 | 50-60Hz | Passive | LED | none | Decorative&Pedestrian | Bollard | Decorative&Pedestrian |  |  | 960 | No sensor | > 40000 | [6 empty] | > 40000
93117185 | High Bay TU Gen1 150W 6500K 1A 110° DS | image | datasheet | deeplink | TUNGSRAM - Round IP65 G1 for Saudi Arabia - 20250lm - 150W - 6500K - 80CRI - 93117185[SKU] - Suspended/Wall mounted | 2.5 | Suspended/Wall mounted | LED | 1 | 150 | [8 empty] | CE | [6 empty] | 65 | 6500 | ø300x202 |  | 110-240 |  | 5 |  | 110° |  | 80 |  | 6500 |  |  | >=0.95 |  |  | 50000 | 135 | [7 empty] | Available |  |  | Class I | IK08 |  |  | 50 |  | -20 | 1 | 150 | Black | 50-60 |  | LED | dimmable | High Bay Round IP65 | Round IP65 G1 for Saudi | Indoor industrial |  |  | 20250 | No sensor |  |  |  | 90° reflector. 70° reflector. chain. surface mount kit
93117184 | High Bay TU Gen1 150W 4000K 1A 110° DS | image | datasheet | deeplink | TUNGSRAM - Round IP65 G1 for Saudi Arabia - 20250lm - 150W - 4000K - 80CRI - 93117184[SKU] - Suspended/Wall mounted | 2.5 | Suspended/Wall mounted | LED | 1 | 150 | [8 empty] | CE | [6 empty] | 65 | 4000 | ø300x202 |  | 110-240 |  | 5 |  | 110° |  | 80 |  | 4000 |  |  | >=0.95 |  |  | 50000 | 135 | [7 empty] | Available |  |  | Class I | IK08 |  |  | 50 |  | -20 | 1 | 150 | Black | 50-60 |  | LED | dimmable | High Bay Round IP65 | Round IP65 G1 for Saudi | Indoor industrial |  |  | 20250 | No sensor |  |  |  | 90° reflector. 70° reflector. chain. surface mount kit
93117183 | High Bay TU Gen1 110W 6500K 1A 110° DS | image | datasheet | deeplink | TUNGSRAM - Round IP65 G1 for Saudi Arabia - 14850lm - 110W - 6500K - 80CRI - 93117183[SKU] - Suspended/Wall mounted | 2.43 | Suspended/Wall mounted | LED | 1 | 110 | [8 empty] | CE | [6 empty] | 65 | 6500 | ø300x212 |  | 110-240 |  | 5 |  | 110° |  | 80 |  | 6500 |  |  | >=0.95 |  |  | 50000 | 135 | [7 empty] | Available |  |  | Class I | IK08 |  |  | 50 |  | -20 | 1 | 110 | Black | 50-60 |  | LED | dimmable | High Bay Round IP65 | Round IP65 G1 for Saudi | Indoor industrial |  |  | 14850 | No sensor |  |  |  | 90° reflector. 70° reflector. chain. surface mount kit
93117182 | High Bay TU Gen1 110W 4000K 1A 110° DS | image | datasheet | deeplink | TUNGSRAM - Round IP65 G1 for Saudi Arabia - 14850lm - 110W - 4000K - 80CRI - 93117182[SKU] - Suspended/Wall mounted | 2.43 | Suspended/Wall mounted | LED | 1 | 110 | [8 empty] | CE | [6 empty] | 65 | 4000 | ø300x212 |  | 110-240 |  | 5 |  | 110° |  | 80 |  | 4000 |  |  | >=0.95 |  |  | 50000 | 135 | [7 empty] | Available |  |  | Class I | IK08 |  |  | 50 |  | -20 | 1 | 110 | Black | 50-60 |  | LED | dimmable | High Bay Round IP65 | Round IP65 G1 for Saudi | Indoor industrial |  |  | 14850 | No sensor |  |  |  | 90° reflector. 70° reflector. chain. surface mount kit
93121436 | High Bay TU Gen1B 200W 840 2S 110° DS 52 | image | datasheet | deeplink | TUNGSRAM - Round IP65 G1 for MEA - 27000lm - 200W - 4000K - 80CRI - 93121436[SKU] - Suspended/Wall mounted | 3.7 | Suspended/Wall mounted | LED | 1 | 200 | [8 empty] | CE | [6 empty] | 65 | 4000 | ø280x187 |  | 220-240 |  | 5 |  | 110° |  | 80 |  | 4000 |  |  | >=0.9 |  |  | 50000 | 135 | [7 empty] | Available |  |  | Class I | IK08 |  |  | 50 |  | -30 | 1 | 200 | Black | 50-60 |  | LED | dimmable | High Bay Round IP65 | Round IP65 G1 for MEA | Indoor industrial |  |  | 27000 | No sensor |  |  |  | 90° optical lens. chain. bracket. PC reflector with cover
93121455 | High Bay TU Gen1B 200W 840 2S 110° 52 | image | datasheet | deeplink | TUNGSRAM - Round IP65 G1 for MEA - 27000lm - 200W - 4000K - 80CRI - 93121455[SKU] - Suspended/Wall mounted | 3.7 | Suspended/Wall mounted | LED | 1 | 200 | [8 empty] | CE | [6 empty] | 65 | 4000 | ø280x187 |  | 220-240 |  | 5 |  | 110° |  | 80 |  | 4000 |  |  | >=0.9 |  |  | 50000 | 135 | [7 empty] | Available |  |  | Class I | IK08 |  |  | 50 |  | -30 | 1 | 200 | Black | 50-60 |  | LED | dimmable | High Bay Round IP65 | Round IP65 G1 for MEA | Indoor industrial |  |  | 27000 | No sensor |  |  |  | 90° optical lens. chain. bracket. PC reflector with cover
93121454 | High Bay TU Gen1B 150W 840 2S 110° 52 | image | datasheet | deeplink | TUNGSRAM - Round IP65 G1 for MEA - 20250lm - 150W - 4000K - 80CRI - 93121454[SKU] - Suspended/Wall mounted | 3.4 | Suspended/Wall mounted | LED | 1 | 150 | [8 empty] | CE | [6 empty] | 65 | 4000 | ø280x187 |  | 220-240 |  | 5 |  | 110° |  | 80 |  | 4000 |  |  | >=0.9 |  |  | 50000 | 135 | [7 empty] | Available |  |  | Class I | IK08 |  |  | 50 |  | -30 | 1 | 150 | Black | 50-60 |  | LED | dimmable | High Bay Round IP65 | Round IP65 G1 for MEA | Indoor industrial |  |  | 20250 | No sensor |  |  |  | 90° optical lens. chain. bracket. PC reflector with cover
93121453 | High Bay TU Gen1B 120W 840 2S 110° 52 | image | datasheet | deeplink | TUNGSRAM - Round IP65 G1 for MEA - 16200lm - 120W - 4000K - 80CRI - 93121453[SKU] - Suspended/Wall mounted | 2.9 | Suspended/Wall mounted | LED | 1 | 120 | [8 empty] | CE | [6 empty] | 65 | 4000 | ø250x175 |  | 220-240 |  | 5 |  | 110° |  | 80 |  | 4000 |  |  | >=0.9 |  |  | 50000 | 135 | [7 empty] | Available |  |  | Class I | IK08 |  |  | 50 |  | -30 | 1 | 120 | Black | 50-60 |  | LED | dimmable | High Bay Round IP65 | Round IP65 G1 for MEA | Indoor industrial |  |  | 16200 | No sensor |  |  |  | 90° optical lens. chain. bracket. PC reflector with cover
93121452 | High Bay TU Gen1B 200W 850 2S 110° DS 52 | image | datasheet | deeplink | TUNGSRAM - Round IP65 G1 for MEA - 27000lm - 200W - 5000K - 80CRI - 93121452[SKU] - Suspended/Wall mounted | 3.7 | Suspended/Wall mounted | LED | 1 | 200 | [8 empty] | CE | [6 empty] | 65 | 5000 | ø280x187 |  | 220-240 |  | 5 |  | 110° |  | 80 |  | 5000 |  |  | >=0.9 |  |  | 50000 | 135 | [7 empty] | Available |  |  | Class I | IK08 |  |  | 50 |  | -30 | 1 | 200 | Black | 50-60 |  | LED | dimmable | High Bay Round IP65 | Round IP65 G1 for MEA | Indoor industrial |  |  | 27000 | No sensor |  |  |  | 90° optical lens. chain. bracket. PC reflector with cover
93121451 | High Bay TU Gen1B 150W 850 2S 110° DS 52 | image | datasheet | deeplink | TUNGSRAM - Round IP65 G1 for MEA - 20250lm - 150W - 5000K - 80CRI - 93121451[SKU] - Suspended/Wall mounted | 3.4 | Suspended/Wall mounted | LED | 1 | 150 | [8 empty] | CE | [6 empty] | 65 | 5000 | ø280x187 |  | 220-240 |  | 5 |  | 110° |  | 80 |  | 5000 |  |  | >=0.9 |  |  | 50000 | 135 | [7 empty] | Available |  |  | Class I | IK08 |  |  | 50 |  | -30 | 1 | 150 | Black | 50-60 |  | LED | dimmable | High Bay Round IP65 | Round IP65 G1 for MEA | Indoor industrial |  |  | 20250 | No sensor |  |  |  | 90° optical lens. chain. bracket. PC reflector with cover
93121450 | High Bay TU Gen1B 120W 850 2S 110° DS 52 | image | datasheet | deeplink | TUNGSRAM - Round IP65 G1 for MEA - 16200lm - 120W - 5000K - 80CRI - 93121450[SKU] - Suspended/Wall mounted | 2.9 | Suspended/Wall mounted | LED | 1 | 120 | [8 empty] | CE | [6 empty] | 65 | 5000 | ø250x175 |  | 220-240 |  | 5 |  | 110° |  | 80 |  | 5000 |  |  | >=0.9 |  |  | 50000 | 135 | [7 empty] | Available |  |  | Class I | IK08 |  |  | 50 |  | -30 | 1 | 120 | Black | 50-60 |  | LED | dimmable | High Bay Round IP65 | Round IP65 G1 for MEA | Indoor industrial |  |  | 16200 | No sensor |  |  |  | 90° optical lens. chain. bracket. PC reflector with cover
93121448 | High Bay TU Gen1B 200W 4000K 2D 110° DS | image | datasheet | deeplink | TUNGSRAM - Round IP65 G1 - 29000lm - 200W - 4000K - 80CRI - 93121448[SKU] - Suspended/Wall mounted | 2.86 | Suspended/Wall mounted | LED | 1 | 200 | [8 empty] | CE | [6 empty] | 65 | 4000 | ø360x207 |  | 220-240 |  | 5 | E | 110° |  | 80 |  | 4000 |  |  | >=0.9 |  |  | 50000 | 145 | [7 empty] | Available |  |  | Class I | IK08 |  |  | 50 |  | -20 | 1 | 200 | Black | 50-60 |  | LED | dimmable | High Bay Round IP65 | Round IP65 G1 | Indoor industrial |  |  | 29000 | No sensor |  |  |  | chain. surface mount kit
93121458 | High Bay TU Gen1B 200W 4000K 2D 110° | image | datasheet | deeplink | TUNGSRAM - Round IP65 G1 - 29000lm - 200W - 4000K - 80CRI - 93121458[SKU] - Suspended/Wall mounted | 2.86 | Suspended/Wall mounted | LED | 1 | 200 | [8 empty] | CE | [6 empty] | 65 | 4000 | ø360x207 |  | 220-240 |  | 5 | E | 110° |  | 80 |  | 4000 |  |  | >=0.9 |  |  | 50000 | 145 | [7 empty] | Available |  |  | Class I | IK08 |  |  | 50 |  | -20 | 1 | 200 | Black | 50-60 |  | LED | dimmable | High Bay Round IP65 | Round IP65 G1 | Indoor industrial |  |  | 29000 | No sensor |  |  |  | chain. surface mount kit
93121446 | High Bay TU Gen1B 150W 4000K 2D 110° DS | image | datasheet | deeplink | TUNGSRAM - Round IP65 G1 - 22500lm - 150W - 4000K - 80CRI - 93121446[SKU] - Suspended/Wall mounted | 2.26 | Suspended/Wall mounted | LED | 1 | 150 | [8 empty] | CE | [6 empty] | 65 | 4000 | ø300x202 |  | 220-240 |  | 5 | E | 110° |  | 80 |  | 4000 |  |  | >=0.9 |  |  | 50000 | 150 | [7 empty] | Available |  |  | Class I | IK08 |  |  | 50 |  | -20 | 1 | 150 | Black | 50-60 |  | LED | dimmable | High Bay Round IP65 | Round IP65 G1 | Indoor industrial |  |  | 22500 | No sensor |  |  |  | chain. surface mount kit
93121456 | High Bay TU Gen1B 150W 4000K 2D 110 | image | datasheet | deeplink | TUNGSRAM - Round IP65 G1 - 22500lm - 150W - 4000K - 80CRI - 93121456[SKU] - Suspended/Wall mounted | 2.26 | Suspended/Wall mounted | LED | 1 | 150 | [8 empty] | CE | [6 empty] | 65 | 4000 | ø300x202 |  | 220-240 |  | 5 | E | 110° |  | 80 |  | 4000 |  |  | >=0.9 |  |  | 50000 | 150 | [7 empty] | Available |  |  | Class I | IK08 |  |  | 50 |  | -20 | 1 | 150 | Black | 50-60 |  | LED | dimmable | High Bay Round IP65 | Round IP65 G1 | Indoor industrial |  |  | 22500 | No sensor |  |  |  | chain. surface mount kit
93121449 | High Bay TU Gen1B 200W 6500K 2A 110° DS | image | datasheet | deeplink | TUNGSRAM - Round IP65 G1 - 29000lm - 200W - 6500K - 80CRI - 93121449[SKU] - Suspended/Wall mounted | 2.86 | Suspended/Wall mounted | LED | 1 | 200 | [8 empty] | CE | [6 empty] | 65 | 6500 | ø360x207 |  | 220-240 |  | 5 | E | 110° |  | 80 |  | 6500 |  |  | >=0.9 |  |  | 50000 | 145 | [7 empty] | Available |  |  | Class I | IK08 |  |  | 50 |  | -20 | 1 | 200 | Black | 50-60 |  | LED | dimmable | High Bay Round IP65 | Round IP65 G1 | Indoor industrial |  |  | 29000 | No sensor |  |  |  | chain. surface mount kit
93121459 | High Bay TU Gen1B 200W 6500K 2A 110° | image | datasheet | deeplink | TUNGSRAM - Round IP65 G1 - 29000lm - 200W - 6500K - 80CRI - 93121459[SKU] - Suspended/Wall mounted | 2.86 | Suspended/Wall mounted | LED | 1 | 200 | [8 empty] | CE | [6 empty] | 65 | 6500 | ø360x207 |  | 220-240 |  | 5 | E | 110° |  | 80 |  | 6500 |  |  | >=0.9 |  |  | 50000 | 145 | [7 empty] | Available |  |  | Class I | IK08 |  |  | 50 |  | -20 | 1 | 200 | Black | 50-60 |  | LED | dimmable | High Bay Round IP65 | Round IP65 G1 | Indoor industrial |  |  | 29000 | No sensor |  |  |  | chain. surface mount kit
93121447 | High Bay TU Gen1B 200W 4000K 2A 110° DS | image | datasheet | deeplink | TUNGSRAM - Round IP65 G1 - 29000lm - 200W - 4000K - 80CRI - 93121447[SKU] - Suspended/Wall mounted | 2.86 | Suspended/Wall mounted | LED | 1 | 200 | [8 empty] | CE | [6 empty] | 65 | 4000 | ø360x207 |  | 220-240 |  | 5 | E | 110° |  | 80 |  | 4000 |  |  | >=0.9 |  |  | 50000 | 145 | [7 empty] | Available |  |  | Class I | IK08 |  |  | 50 |  | -20 | 1 | 200 | Black | 50-60 |  | LED | dimmable | High Bay Round IP65 | Round IP65 G1 | Indoor industrial |  |  | 29000 | No sensor |  |  |  | chain. surface mount kit
93121457 | High Bay TU Gen1B 200W 4000K 2A 110° | image | datasheet | deeplink | TUNGSRAM - Round IP65 G1 - 29000lm - 200W - 4000K - 80CRI - 93121457[SKU] - Suspended/Wall mounted | 2.86 | Suspended/Wall mounted | LED | 1 | 200 | [8 empty] | CE | [6 empty] | 65 | 4000 | ø360x207 |  | 220-240 |  | 5 | E | 110° |  | 80 |  | 4000 |  |  | >=0.9 |  |  | 50000 | 145 | [7 empty] | Available |  |  | Class I | IK08 |  |  | 50 |  | -20 | 1 | 200 | Black | 50-60 |  | LED | dimmable | High Bay Round IP65 | Round IP65 G1 | Indoor industrial |  |  | 29000 | No sensor |  |  |  | chain. surface mount kit
93115804 | High Bay TU Gen1 140W 6500K 2A 110° DS | image | datasheet | deeplink | TUNGSRAM - Round IP65 G1 - 20300lm - 140W - 6500K - 80CRI - 93115804[SKU] - Suspended/Wall mounted | 2.75 | Suspended/Wall mounted | LED | 1 | 140 | [8 empty] | CE | [6 empty] | 65 | 6500 | ø300x201 |  | 220-240 |  | 5 | D | 110° |  | 80 |  | 6500 |  |  | >=0.9 |  |  | 50000 | 145 | [7 empty] | Available |  |  | Class I | IK08 |  |  | 50 |  | -20 | 1 | 140 | Black | 50-60 |  | LED | dimmable | High Bay Round IP65 | Round IP65 G1 | Indoor industrial |  |  | 20300 | No sensor |  |  |  | 90° reflector. 70° reflector. chain. surface mount kit
93115798 | High Bay TU Gen1 140W 6500K 2A 110° | image | datasheet | deeplink | TUNGSRAM - Round IP65 G1 - 20300lm - 140W - 6500K - 80CRI - 93115798[SKU] - Suspended/Wall mounted | 2.75 | Suspended/Wall mounted | LED | 1 | 140 | [8 empty] | CE | [6 empty] | 65 | 6500 | ø300x201 |  | 220-240 |  | 5 | D | 110° |  | 80 |  | 6500 |  |  | >=0.9 |  |  | 50000 | 145 | [7 empty] | Available |  |  | Class I | IK08 |  |  | 50 |  | -20 | 1 | 140 | Black | 50-60 |  | LED | dimmable | High Bay Round IP65 | Round IP65 G1 | Indoor industrial |  |  | 20300 | No sensor |  |  |  | 90° reflector. 70° reflector. chain. surface mount kit
93115800 | High Bay TU Gen1 140W 4000K 2A 110° DS | image | datasheet | deeplink | TUNGSRAM - Round IP65 G1 - 20300lm - 140W - 4000K - 80CRI - 93115800[SKU] - Suspended/Wall mounted | 2.75 | Suspended/Wall mounted | LED | 1 | 140 | [8 empty] | CE | [6 empty] | 65 | 4000 | ø300x201 |  | 220-240 |  | 5 | D | 110° |  | 80 |  | 4000 |  |  | >=0.9 |  |  | 50000 | 145 | [7 empty] | Available |  |  | Class I | IK08 |  |  | 50 |  | -20 | 1 | 140 | Black | 50-60 |  | LED | dimmable | High Bay Round IP65 | Round IP65 G1 | Indoor industrial |  |  | 20300 | No sensor |  |  |  | 90° reflector. 70° reflector. chain. surface mount kit
93115794 | High Bay TU Gen1 140W 4000K 2A 110° | image | datasheet | deeplink | TUNGSRAM - Round IP65 G1 - 20300lm - 140W - 4000K - 80CRI - 93115794[SKU] - Suspended/Wall mounted | 2.75 | Suspended/Wall mounted | LED | 1 | 140 | [8 empty] | CE | [6 empty] | 65 | 4000 | ø300x201 |  | 220-240 |  | 5 | D | 110° |  | 80 |  | 4000 |  |  | >=0.9 |  |  | 50000 | 145 | [7 empty] | Available |  |  | Class I | IK08 |  |  | 50 |  | -20 | 1 | 140 | Black | 50-60 |  | LED | dimmable | High Bay Round IP65 | Round IP65 G1 | Indoor industrial |  |  | 20300 | No sensor |  |  |  | 90° reflector. 70° reflector. chain. surface mount kit
93115803 | High Bay TU Gen1 105W 6500K 2A 110° DS | image | datasheet | deeplink | TUNGSRAM - Round IP65 G1 - 15225lm - 105W - 6500K - 80CRI - 93115803[SKU] - Suspended/Wall mounted | 2.65 | Suspended/Wall mounted | LED | 1 | 105 | [8 empty] | CE | [6 empty] | 65 | 6500 | ø300x201 |  | 220-240 |  | 5 | D | 110° |  | 80 |  | 6500 |  |  | >=0.9 |  |  | 50000 | 145 | [7 empty] | Available |  |  | Class I | IK08 |  |  | 50 |  | -20 | 1 | 105 | Black | 50-60 |  | LED | dimmable | High Bay Round IP65 | Round IP65 G1 | Indoor industrial |  |  | 15225 | No sensor |  |  |  | 90° reflector. 70° reflector. chain. surface mount kit
93115797 | High Bay TU Gen1 105W 6500K 2A 110° | image | datasheet | deeplink | TUNGSRAM - Round IP65 G1 - 15225lm - 105W - 6500K - 80CRI - 93115797[SKU] - Suspended/Wall mounted | 2.65 | Suspended/Wall mounted | LED | 1 | 105 | [8 empty] | CE | [6 empty] | 65 | 6500 | ø300x201 |  | 220-240 |  | 5 | D | 110° |  | 80 |  | 6500 |  |  | >=0.9 |  |  | 50000 | 145 | [7 empty] | Available |  |  | Class I | IK08 |  |  | 50 |  | -20 | 1 | 105 | Black | 50-60 |  | LED | dimmable | High Bay Round IP65 | Round IP65 G1 | Indoor industrial |  |  | 15225 | No sensor |  |  |  | 90° reflector. 70° reflector. chain. surface mount kit
93115799 | High Bay TU Gen1 105W 4000K 2A 110° DS | image | datasheet | deeplink | TUNGSRAM - Round IP65 G1 - 15225lm - 105W - 4000K - 80CRI - 93115799[SKU] - Suspended/Wall mounted | 2.65 | Suspended/Wall mounted | LED | 1 | 105 | [8 empty] | CE | [6 empty] | 65 | 4000 | ø300x201 |  | 220-240 |  | 5 | D | 110° |  | 80 |  | 4000 |  |  | >=0.9 |  |  | 50000 | 145 | [7 empty] | Available |  |  | Class I | IK08 |  |  | 50 |  | -20 | 1 | 105 | Black | 50-60 |  | LED | dimmable | High Bay Round IP65 | Round IP65 G1 | Indoor industrial |  |  | 15225 | No sensor |  |  |  | 90° reflector. 70° reflector. chain. surface mount kit
93115793 | High Bay TU Gen1 105W 4000K 2A 110° | image | datasheet | deeplink | TUNGSRAM - Round IP65 G1 - 15225lm - 105W - 4000K - 80CRI - 93115793[SKU] - Suspended/Wall mounted | 2.65 | Suspended/Wall mounted | LED | 1 | 105 | [8 empty] | CE | [6 empty] | 65 | 4000 | ø300x201 |  | 220-240 |  | 5 | D | 110° |  | 80 |  | 4000 |  |  | >=0.9 |  |  | 50000 | 145 | [7 empty] | Available |  |  | Class I | IK08 |  |  | 50 |  | -20 | 1 | 105 | Black | 50-60 |  | LED | dimmable | High Bay Round IP65 | Round IP65 G1 | Indoor industrial |  |  | 15225 | No sensor |  |  |  | 90° reflector. 70° reflector. chain. surface mount kit
93115802 | High Bay TU Gen1 70W 6500K 2A 110° DS | image | datasheet | deeplink | TUNGSRAM - Round IP65 G1 - 10150lm - 70W - 6500K - 80CRI - 93115802[SKU] - Suspended/Wall mounted | 2.6 | Suspended/Wall mounted | LED | 1 | 70 | [8 empty] | CE | [6 empty] | 65 | 6500 | ø300x201 |  | 220-240 |  | 5 | D | 110° |  | 80 |  | 6500 |  |  | >=0.9 |  |  | 50000 | 145 | [7 empty] | Available |  |  | Class I | IK08 |  |  | 50 |  | -20 | 1 | 70 | Black | 50-60 |  | LED | dimmable | High Bay Round IP65 | Round IP65 G1 | Indoor industrial |  |  | 10150 | No sensor |  |  |  | 90° reflector. 70° reflector. chain. surface mount kit
93115796 | High Bay TU Gen1 70W 6500K 2A 110° | image | datasheet | deeplink | TUNGSRAM - Round IP65 G1 - 10150lm - 70W - 6500K - 80CRI - 93115796[SKU] - Suspended/Wall mounted | 2.6 | Suspended/Wall mounted | LED | 1 | 70 | [8 empty] | CE | [6 empty] | 65 | 6500 | ø300x201 |  | 220-240 |  | 5 | D | 110° |  | 80 |  | 6500 |  |  | >=0.9 |  |  | 50000 | 145 | [7 empty] | Available |  |  | Class I | IK08 |  |  | 50 |  | -20 | 1 | 70 | Black | 50-60 |  | LED | dimmable | High Bay Round IP65 | Round IP65 G1 | Indoor industrial |  |  | 10150 | No sensor |  |  |  | 90° reflector. 70° reflector. chain. surface mount kit
93115801 | High Bay TU Gen1 70W 4000K 2A 110° DS | image | datasheet | deeplink | TUNGSRAM - Round IP65 G1 - 10150lm - 70W - 4000K - 80CRI - 93115801[SKU] - Suspended/Wall mounted | 2.6 | Suspended/Wall mounted | LED | 1 | 70 | [8 empty] | CE | [6 empty] | 65 | 4000 | ø300x201 |  | 220-240 |  | 5 | D | 110° |  | 80 |  | 4000 |  |  | >=0.9 |  |  | 50000 | 145 | [7 empty] | Available |  |  | Class I | IK08 |  |  | 50 |  | -20 | 1 | 70 | Black | 50-60 |  | LED | dimmable | High Bay Round IP65 | Round IP65 G1 | Indoor industrial |  |  | 10150 | No sensor |  |  |  | 90° reflector. 70° reflector. chain. surface mount kit
93115795 | High Bay TU Gen1 70W 4000K 2A 110° | image | datasheet | deeplink | TUNGSRAM - Round IP65 G1 - 10150lm - 70W - 4000K - 80CRI - 93115795[SKU] - Suspended/Wall mounted | 2.6 | Suspended/Wall mounted | LED | 1 | 70 | [8 empty] | CE | [6 empty] | 65 | 4000 | ø300x201 |  | 220-240 |  | 5 | D | 110° |  | 80 |  | 4000 |  |  | >=0.9 |  |  | 50000 | 145 | [7 empty] | Available |  |  | Class I | IK08 |  |  | 50 |  | -20 | 1 | 70 | Black | 50-60 |  | LED | dimmable | High Bay Round IP65 | Round IP65 G1 | Indoor industrial |  |  | 10150 | No sensor |  |  |  | 90° reflector. 70° reflector. chain. surface mount kit
93120686 | TU DLR G2 200MM 3000LM 865 S 80D W | image | datasheet | deeplink | TUNGSRAM - TU DLR G2 - 3000lm - 23.5W - 6500K - 80CRI - 93120686[SKU] - Recessed | 1.1 | Recessed | LED | 1 | 23.5 | [8 empty] | CE. Morocco. UKCA | [5 empty] | 50000 | 54 | 6500 | 228 x 228 x 99 |  | 220-240V |  | 5 | E | 80 | max 3 | >80 |  | 6500 |  | 40000 | >0.9 | 50000 |  | 50000 | 128 |  |  |  | Wide | 45 |  |  | Available |  |  | Class II | IK06 | 54 | 40 | 45 | 105 | -20 | 1 | 23.5 | White (RAL9016) | 50/60Hz | Passive | LED | none | Downlights | TU DLR G2 | General lighting / Office; Shop / Supermarket / Hotel / Hospitality |  |  | 3000 | No sensor | 40000 | RG0 | 15994100092121 |  |  |  |  | 50000
93120685 | TU DLR G2 200MM 3000LM 840 S 80D W | image | datasheet | deeplink | TUNGSRAM - TU DLR G2 - 3000lm - 23.5W - 4000K - 80CRI - 93120685[SKU] - Recessed | 1.1 | Recessed | LED | 1 | 23.5 | [8 empty] | CE. Morocco. UKCA | [5 empty] | 50000 | 54 | 4000 | 228 x 228 x 99 |  | 220-240V |  | 5 | E | 80 | max 3 | >80 |  | 4000 |  | 40000 | >0.9 | 50000 |  | 50000 | 128 |  |  |  | Wide | 45 |  |  | Available |  |  | Class II | IK06 | 54 | 40 | 45 | 105 | -20 | 1 | 23.5 | White (RAL9016) | 50/60Hz | Passive | LED | none | Downlights | TU DLR G2 | General lighting / Office; Shop / Supermarket / Hotel / Hospitality |  |  | 3000 | No sensor | 40000 | RG0 | 15994100092138 |  |  |  |  | 50000
93120684 | TU DLR G2 200MM 2800LM 830 S 80D W | image | datasheet | deeplink | TUNGSRAM - TU DLR G2 - 2800lm - 23.5W - 3000K - 80CRI - 93120684[SKU] - Recessed | 1.1 | Recessed | LED | 1 | 23.5 | [8 empty] | CE. Morocco. UKCA | [5 empty] | 50000 | 54 | 3000 | 228 x 228 x 99 |  | 220-240V |  | 5 | E | 80 | max 3 | >80 |  | 3000 |  | 40000 | >0.9 | 50000 |  | 50000 | 119 |  |  |  | Wide | 45 |  |  | Available |  |  | Class II | IK06 | 54 | 40 | 45 | 105 | -20 | 1 | 23.5 | White (RAL9016) | 50/60Hz | Passive | LED | none | Downlights | TU DLR G2 | General lighting / Office; Shop / Supermarket / Hotel / Hospitality |  |  | 2800 | No sensor | 40000 | RG0 | 15994100092145 |  |  |  |  | 50000
93120683 | TU DLR G2 200MM 2270LM 865 S 80D W | image | datasheet | deeplink | TUNGSRAM - TU DLR G2 - 2270lm - 17W - 6500K - 80CRI - 93120683[SKU] - Recessed | 1.1 | Recessed | LED | 1 | 17 | [8 empty] | CE. Morocco. UKCA | [5 empty] | 50000 | 54 | 6500 | 228 x 228 x 99 |  | 220-240V |  | 5 | D | 80 | max 3 | >80 |  | 6500 |  | 40000 | >0.9 | 50000 |  | 50000 | 134 |  |  |  | Wide | 45 |  |  | Available |  |  | Class II | IK06 | 54 | 40 | 45 | 78 | -20 | 1 | 17 | White (RAL9016) | 50/60Hz | Passive | LED | none | Downlights | TU DLR G2 | General lighting / Office; Shop / Supermarket / Hotel / Hospitality |  |  | 2270 | No sensor | 40000 | RG0 | 15994100092152 |  |  |  |  | 50000
93120682 | TU DLR G2 200MM 2270LM 840 S 80D W | image | datasheet | deeplink | TUNGSRAM - TU DLR G2 - 2270lm - 17W - 4000K - 80CRI - 93120682[SKU] - Recessed | 1.1 | Recessed | LED | 1 | 17 | [8 empty] | CE. Morocco. UKCA | [5 empty] | 50000 | 54 | 4000 | 228 x 228 x 99 |  | 220-240V |  | 5 | D | 80 | max 3 | >80 |  | 4000 |  | 40000 | >0.9 | 50000 |  | 50000 | 134 |  |  |  | Wide | 45 |  |  | Available |  |  | Class II | IK06 | 54 | 40 | 45 | 78 | -20 | 1 | 17 | White (RAL9016) | 50/60Hz | Passive | LED | none | Downlights | TU DLR G2 | General lighting / Office; Shop / Supermarket / Hotel / Hospitality |  |  | 2270 | No sensor | 40000 | RG0 | 15994100092169 |  |  |  |  | 50000
93120687 | TU DLR G2 200MM 2100LM 830 S 80D B | image | datasheet | deeplink | TUNGSRAM - TU DLR G2 - 2100lm - 17W - 3000K - 80CRI - 93120687[SKU] - Recessed | 1.1 | Recessed | LED | 1 | 17 | [8 empty] | CE. Morocco. UKCA | [5 empty] | 50000 | 54 | 3000 | 228 x 228 x 99 |  | 220-240V |  | 5 | E | 80 | max 3 | >80 |  | 3000 |  | 40000 | >0.9 | 50000 |  | 50000 | 124 |  |  |  | Wide | 45 |  |  | Available |  |  | Class II | IK06 | 54 | 40 | 45 | 78 | -20 | 1 | 17 | Black (RAL9005) | 50/60Hz | Passive | LED | none | Downlights | TU DLR G2 | General lighting / Office; Shop / Supermarket / Hotel / Hospitality |  |  | 2100 | No sensor | 40000 | RG0 | 15994100092114 |  |  |  |  | 50000
93120681 | TU DLR G2 200MM 2100LM 830 S 80D W | image | datasheet | deeplink | TUNGSRAM - TU DLR G2 - 2100lm - 17W - 3000K - 80CRI - 93120681[SKU] - Recessed | 1.1 | Recessed | LED | 1 | 17 | [8 empty] | CE. Morocco. UKCA | [5 empty] | 50000 | 54 | 3000 | 228 x 228 x 99 |  | 220-240V |  | 5 | E | 80 | max 3 | >80 |  | 3000 |  | 40000 | >0.9 | 50000 |  | 50000 | 124 |  |  |  | Wide | 45 |  |  | Available |  |  | Class II | IK06 | 54 | 40 | 45 | 78 | -20 | 1 | 17 | White (RAL9016) | 50/60Hz | Passive | LED | none | Downlights | TU DLR G2 | General lighting / Office; Shop / Supermarket / Hotel / Hospitality |  |  | 2100 | No sensor | 40000 | RG0 | 15994100092220 |  |  |  |  | 50000
93120702 | TU DLR G2 150MM 2060LM 865 S 80D W | image | datasheet | deeplink | TUNGSRAM - TU DLR G2 - 2060lm - 17W - 6500K - 80CRI - 93120702[SKU] - Recessed | 0.7 | Recessed | LED | 1 | 17 | [8 empty] | CE. Morocco. UKCA | [5 empty] | 50000 | 54 | 6500 | 172 x 172 x 90 |  | 220-240V |  | 5 | E | 80 | max 3 | >80 |  | 6500 |  | 40000 | >0.9 | 50000 |  | 50000 | 121 |  |  |  | Wide | 45 |  |  | Available |  |  | Class II | IK06 | 54 | 40 | 45 | 78 | -20 | 1 | 17 | White (RAL9016) | 50/60Hz | Passive | LED | none | Downlights | TU DLR G2 | General lighting / Office; Shop / Supermarket / Hotel / Hospitality |  |  | 2060 | No sensor | 40000 | RG0 | 15994100092237 |  |  |  |  | 50000
93120701 | TU DLR G2 150MM 2060LM 840 S 80D W | image | datasheet | deeplink | TUNGSRAM - TU DLR G2 - 2060lm - 17W - 4000K - 80CRI - 93120701[SKU] - Recessed | 0.7 | Recessed | LED | 1 | 17 | [8 empty] | CE. Morocco. UKCA | [5 empty] | 50000 | 54 | 4000 | 172 x 172 x 90 |  | 220-240V |  | 5 | E | 80 | max 3 | >80 |  | 4000 |  | 40000 | >0.9 | 50000 |  | 50000 | 121 |  |  |  | Wide | 45 |  |  | Available |  |  | Class II | IK06 | 54 | 40 | 45 | 78 | -20 | 1 | 17 | White (RAL9016) | 50/60Hz | Passive | LED | none | Downlights | TU DLR G2 | General lighting / Office; Shop / Supermarket / Hotel / Hospitality |  |  | 2060 | No sensor | 40000 | RG0 | 15994100092244 |  |  |  |  | 50000
93120700 | TU DLR G2 150MM 1900LM 830 S 80D W | image | datasheet | deeplink | TUNGSRAM - TU DLR G2 - 1900lm - 17W - 3000K - 80CRI - 93120700[SKU] - Recessed | 0.7 | Recessed | LED | 1 | 17 | [8 empty] | CE. Morocco. UKCA | [5 empty] | 50000 | 54 | 3000 | 172 x 172 x 90 |  | 220-240V |  | 5 | E | 80 | max 3 | >80 |  | 3000 |  | 40000 | >0.9 | 50000 |  | 50000 | 112 |  |  |  | Wide | 45 |  |  | Available |  |  | Class II | IK06 | 54 | 40 | 45 | 78 | -20 | 1 | 17 | White (RAL9016) | 50/60Hz | Passive | LED | none | Downlights | TU DLR G2 | General lighting / Office; Shop / Supermarket / Hotel / Hospitality |  |  | 1900 | No sensor | 40000 | RG0 | 15994100092251 |  |  |  |  | 50000
93120699 | TU DLR G2 125MM 1800LM 865 S 80D W | image | datasheet | deeplink | TUNGSRAM - TU DLR G2 - 1800lm - 15W - 6500K - 80CRI - 93120699[SKU] - Recessed | 0.5 | Recessed | LED | 1 | 15 | [8 empty] | CE. Morocco. UKCA | [5 empty] | 50000 | 54 | 6500 | 145 x 145 x 78 |  | 220-240V |  | 5 | E | 80 | max 3 | >80 |  | 6500 |  | 40000 | >0.9 | 50000 |  | 50000 | 120 |  |  |  | Wide | 45 |  |  | Available |  |  | Class II | IK06 | 54 | 40 | 45 | 70 | -20 | 1 | 15 | White (RAL9016) | 50/60Hz | Passive | LED | none | Downlights | TU DLR G2 | General lighting / Office; Shop / Supermarket / Hotel / Hospitality |  |  | 1800 | No sensor | 40000 | RG0 | 15994100092268 |  |  |  |  | 50000
93120698 | TU DLR G2 125MM 1800LM 840 S 80D W | image | datasheet | deeplink | TUNGSRAM - TU DLR G2 - 1800lm - 15W - 4000K - 80CRI - 93120698[SKU] - Recessed | 0.5 | Recessed | LED | 1 | 15 | [8 empty] | CE. Morocco. UKCA | [5 empty] | 50000 | 54 | 4000 | 145 x 145 x 78 |  | 220-240V |  | 5 | E | 80 | max 3 | >80 |  | 4000 |  | 40000 | >0.9 | 50000 |  | 50000 | 120 |  |  |  | Wide | 45 |  |  | Available |  |  | Class II | IK06 | 54 | 40 | 45 | 70 | -20 | 1 | 15 | White (RAL9016) | 50/60Hz | Passive | LED | none | Downlights | TU DLR G2 | General lighting / Office; Shop / Supermarket / Hotel / Hospitality |  |  | 1800 | No sensor | 40000 | RG0 | 15994100092275 |  |  |  |  | 50000
93120697 | TU DLR G2 125MM 1650LM 830 S 80D W | image | datasheet | deeplink | TUNGSRAM - TU DLR G2 - 1650lm - 15W - 3000K - 80CRI - 93120697[SKU] - Recessed | 0.5 | Recessed | LED | 1 | 15 | [8 empty] | CE. Morocco. UKCA | [5 empty] | 50000 | 54 | 3000 | 145 x 145 x 78 |  | 220-240V |  | 5 | E | 80 | max 3 | >80 |  | 3000 |  | 40000 | >0.9 | 50000 |  | 50000 | 110 |  |  |  | Wide | 45 |  |  | Available |  |  | Class II | IK06 | 54 | 40 | 45 | 70 | -20 | 1 | 15 | White (RAL9016) | 50/60Hz | Passive | LED | none | Downlights | TU DLR G2 | General lighting / Office; Shop / Supermarket / Hotel / Hospitality |  |  | 1650 | No sensor | 40000 | RG0 | 15994100092282 |  |  |  |  | 50000
93121294 | TU DLR G2 150MM 1150LM 840 S 80D W | image | datasheet | deeplink | TUNGSRAM - TU DLR G2 - 1150lm - 9W - 4000K - 80CRI - 93121294[SKU] - Recessed | 0.7 | Recessed | LED | 1 | 9 | [8 empty] | CE. Morocco. UKCA | [5 empty] | 50000 | 54 | 4000 | 172 x 172 x 90 |  | 220-240V |  | 5 | D | 80 | max 3 | >80 |  | 4000 |  | 40000 | >0.9 | 50000 |  | 50000 | 128 |  |  |  | Wide | 45 |  |  | Available |  |  | Class II | IK06 | 54 | 40 | 45 | 44 | -20 | 1 | 9 | White (RAL9016) | 50/60Hz | Passive | LED | none | Downlights | TU DLR G2 | General lighting / Office; Shop / Supermarket / Hotel / Hospitality |  |  | 1150 | No sensor | 40000 | RG0 | 15994100097522 |  |  |  |  | 50000
93121293 | TU DLR G2 150MM 1050LM 830 S 80D W | image | datasheet | deeplink | TUNGSRAM - TU DLR G2 - 1050lm - 9W - 3000K - 80CRI - 93121293[SKU] - Recessed | 0.7 | Recessed | LED | 1 | 9 | [8 empty] | CE. Morocco. UKCA | [5 empty] | 50000 | 54 | 3000 | 172 x 172 x 90 |  | 220-240V |  | 5 | E | 80 | max 3 | >80 |  | 3000 |  | 40000 | >0.9 | 50000 |  | 50000 | 117 |  |  |  | Wide | 45 |  |  | Available |  |  | Class II | IK06 | 54 | 40 | 45 | 44 | -20 | 1 | 9 | White (RAL9016) | 50/60Hz | Passive | LED | none | Downlights | TU DLR G2 | General lighting / Office; Shop / Supermarket / Hotel / Hospitality |  |  | 1050 | No sensor | 40000 | RG0 | 15994100097515 |  |  |  |  | 50000
93120696 | TU DLR G2 125MM 1150LM 865 S 80D W | image | datasheet | deeplink | TUNGSRAM - TU DLR G2 - 1150lm - 9W - 6500K - 80CRI - 93120696[SKU] - Recessed | 0.5 | Recessed | LED | 1 | 9 | [8 empty] | CE. Morocco. UKCA | [5 empty] | 50000 | 54 | 6500 | 145 x 145 x 78 |  | 220-240V |  | 5 | D | 80 | max 3 | >80 |  | 6500 |  | 40000 | >0.9 | 50000 |  | 50000 | 128 |  |  |  | Wide | 45 |  |  | Available |  |  | Class II | IK06 | 54 | 40 | 45 | 44 | -20 | 1 | 9 | White (RAL9016) | 50/60Hz | Passive | LED | none | Downlights | TU DLR G2 | General lighting / Office; Shop / Supermarket / Hotel / Hospitality |  |  | 1150 | No sensor | 40000 | RG0 | 15994100092299 |  |  |  |  | 50000
93120605 | TU DLR G2 125MM 1150LM 840 S 80D W | image | datasheet | deeplink | TUNGSRAM - TU DLR G2 - 1150lm - 9W - 4000K - 80CRI - 93120605[SKU] - Recessed | 0.5 | Recessed | LED | 1 | 9 | [8 empty] | CE. Morocco. UKCA | [5 empty] | 50000 | 54 | 4000 | 145 x 145 x 78 |  | 220-240V |  | 5 | D | 80 | max 3 | >80 |  | 4000 |  | 40000 | >0.9 | 50000 |  | 50000 | 128 |  |  |  | Wide | 45 |  |  | Available |  |  | Class II | IK06 | 54 | 40 | 45 | 44 | -20 | 1 | 9 | White (RAL9016) | 50/60Hz | Passive | LED | none | Downlights | TU DLR G2 | General lighting / Office; Shop / Supermarket / Hotel / Hospitality |  |  | 1150 | No sensor | 40000 | RG0 | 15994100092305 |  |  |  |  | 50000
93120604 | TU DLR G2 125MM 1050LM 830 S 80D W | image | datasheet | deeplink | TUNGSRAM - TU DLR G2 - 1050lm - 9W - 3000K - 80CRI - 93120604[SKU] - Recessed | 0.5 | Recessed | LED | 1 | 9 | [8 empty] | CE. Morocco. UKCA | [5 empty] | 50000 | 54 | 3000 | 145 x 145 x 78 |  | 220-240V |  | 5 | E | 80 | max 3 | >80 |  | 3000 |  | 40000 | >0.9 | 50000 |  | 50000 | 117 |  |  |  | Wide | 45 |  |  | Available |  |  | Class II | IK06 | 54 | 40 | 45 | 44 | -20 | 1 | 9 | White (RAL9016) | 50/60Hz | Passive | LED | none | Downlights | TU DLR G2 | General lighting / Office; Shop / Supermarket / Hotel / Hospitality |  |  | 1050 | No sensor | 40000 | RG0 | 15994100092312 |  |  |  |  | 50000
93120705 | TU DLR G2 90MM 960LM 865 S 80D W | image | datasheet | deeplink | TUNGSRAM - TU DLR G2 - 960lm - 9W - 6500K - 80CRI - 93120705[SKU] - Recessed | 0.3 | Recessed | LED | 1 | 9 | [8 empty] | CE. Morocco. UKCA | [5 empty] | 50000 | 54 | 6500 | 95 x 95 x 54 |  | 220-240V |  | 5 | E | 80 | max 3 | >80 |  | 6500 |  | 40000 | >0.9 | 50000 |  | 50000 | 107 |  |  |  | Wide | 45 |  |  | Available |  |  | Class II | IK06 | 54 | 40 | 45 | 44 | -20 | 1 | 9 | White (RAL9016) | 50/60Hz | Passive | LED | none | Downlights | TU DLR G2 | General lighting / Office; Shop / Supermarket / Hotel / Hospitality |  |  | 960 | No sensor | 40000 | RG0 | 15994100092329 |  |  |  |  | 50000
93120704 | TU DLR G2 90MM 960LM 840 S 80D W | image | datasheet | deeplink | TUNGSRAM - TU DLR G2 - 960lm - 9W - 4000K - 80CRI - 93120704[SKU] - Recessed | 0.3 | Recessed | LED | 1 | 9 | [8 empty] | CE. Morocco. UKCA | [5 empty] | 50000 | 54 | 4000 | 95 x 95 x 54 |  | 220-240V |  | 5 | E | 80 | max 3 | >80 |  | 4000 |  | 40000 | >0.9 | 50000 |  | 50000 | 107 |  |  |  | Wide | 45 |  |  | Available |  |  | Class II | IK06 | 54 | 40 | 45 | 44 | -20 | 1 | 9 | White (RAL9016) | 50/60Hz | Passive | LED | none | Downlights | TU DLR G2 | General lighting / Office; Shop / Supermarket / Hotel / Hospitality |  |  | 960 | No sensor | 40000 | RG0 | 15994100092176 |  |  |  |  | 50000
93120703 | TU DLR G2 90MM 960LM 830 S 80D W | image | datasheet | deeplink | TUNGSRAM - TU DLR G2 - 960lm - 9W - 3000K - 80CRI - 93120703[SKU] - Recessed | 0.3 | Recessed | LED | 1 | 9 | [8 empty] | CE. Morocco. UKCA | [5 empty] | 50000 | 54 | 3000 | 95 x 95 x 54 |  | 220-240V |  | 5 | E | 80 | max 3 | >80 |  | 3000 |  | 40000 | >0.9 | 50000 |  | 50000 | 107 |  |  |  | Wide | 45 |  |  | Available |  |  | Class II | IK06 | 54 | 40 | 45 | 44 | -20 | 1 | 9 | White (RAL9016) | 50/60Hz | Passive | LED | none | Downlights | TU DLR G2 | General lighting / Office; Shop / Supermarket / Hotel / Hospitality |  |  | 960 | No sensor | 40000 | RG0 | 15994100092183 |  |  |  |  | 50000
TBD | SMIX/MV/QCQ/200/40... | image | datasheet | deeplink | TUNGSRAM - SMIx - 28000lm - 200W - 4000K - 70CRI - TBD[SKU] - Universal coupler 42-60mm | 8 | Universal coupler 42-60mm | LED | 1 | 200 | [8 empty] | ENEC | [6 empty] | 66 | 4000 | 567x368x140 |  | 120-277V |  | 5 |  |  |  | 70 |  | 4000 |  | 120000 |  | 293000 |  |  | 140 |  |  | 9 | QCQ | 25 | < 10% at 100.000 hours |  | Available | 740/559 | CIE(x= 0.38. y= 0.38) 5SDCM | Class I | IK08 |  |  | 50 |  | -40 | 1 | 200 | RAL7035 | 50/60Hz | Passive | LED | dimmable | Road&Street | SMIx/MV | Road&Street |  |  | 28000 | No sensor | 122000 | [6 empty] | 287100
TBD | SMIX/MV/FFF/200/40... | image | datasheet | deeplink | TUNGSRAM - SMIx - 28000lm - 200W - 4000K - 70CRI - TBD[SKU] - Universal coupler 42-60mm | 8 | Universal coupler 42-60mm | LED | 1 | 200 | [8 empty] | ENEC | [6 empty] | 66 | 4000 | 567x368x140 |  | 120-277V |  | 5 |  |  |  | 70 |  | 4000 |  | 120000 |  | 293000 |  |  | 140 |  |  | 9 | FFF | 25 | < 10% at 100.000 hours |  | Available | 740/559 | CIE(x= 0.38. y= 0.38) 5SDCM | Class I | IK08 |  |  | 50 |  | -40 | 1 | 200 | RAL7035 | 50/60Hz | Passive | LED | dimmable | Road&Street | SMIx/MV | Road&Street |  |  | 28000 | No sensor | 122000 | [6 empty] | 287100
TBD | SMIX/MV/CFC/200/40... | image | datasheet | deeplink | TUNGSRAM - SMIx - 28000lm - 200W - 4000K - 70CRI - TBD[SKU] - Universal coupler 42-60mm | 8 | Universal coupler 42-60mm | LED | 1 | 200 | [8 empty] | ENEC | [6 empty] | 66 | 4000 | 567x368x140 |  | 120-277V |  | 5 |  |  |  | 70 |  | 4000 |  | 120000 |  | 293000 |  |  | 140 |  |  | 9 | CFC | 25 | < 10% at 100.000 hours |  | Available | 740/559 | CIE(x= 0.38. y= 0.38) 5SDCM | Class I | IK08 |  |  | 50 |  | -40 | 1 | 200 | RAL7035 | 50/60Hz | Passive | LED | dimmable | Road&Street | SMIx/MV | Road&Street |  |  | 28000 | No sensor | 122000 | [6 empty] | 287100
TBD | SMIX/MV/QCQ/200/30... | image | datasheet | deeplink | TUNGSRAM - SMIx - 26740lm - 200W - 3000K - 70CRI - TBD[SKU] - Universal coupler 42-60mm | 8 | Universal coupler 42-60mm | LED | 1 | 200 | [8 empty] | ENEC | [6 empty] | 66 | 3000 | 567x368x140 |  | 120-277V |  | 5 |  |  |  | 70 |  | 3000 |  | 120000 |  | 293000 |  |  | 133.7 |  |  | 9 | QCQ | 25 | < 10% at 100.000 hours |  | Available | 730/559 | CIE(x=0.44. y=0.40) 5SDCM | Class I | IK08 |  |  | 50 |  | -40 | 1 | 200 | RAL7035 | 50/60Hz | Passive | LED | dimmable | Road&Street | SMIx/MV | Road&Street |  |  | 26740 | No sensor | 122000 | [6 empty] | 287100
TBD | SMIX/MV/FFF/200/30... | image | datasheet | deeplink | TUNGSRAM - SMIx - 26740lm - 200W - 3000K - 70CRI - TBD[SKU] - Universal coupler 42-60mm | 8 | Universal coupler 42-60mm | LED | 1 | 200 | [8 empty] | ENEC | [6 empty] | 66 | 3000 | 567x368x140 |  | 120-277V |  | 5 |  |  |  | 70 |  | 3000 |  | 120000 |  | 293000 |  |  | 133.7 |  |  | 9 | FFF | 25 | < 10% at 100.000 hours |  | Available | 730/559 | CIE(x=0.44. y=0.40) 5SDCM | Class I | IK08 |  |  | 50 |  | -40 | 1 | 200 | RAL7035 | 50/60Hz | Passive | LED | dimmable | Road&Street | SMIx/MV | Road&Street |  |  | 26740 | No sensor | 122000 | [6 empty] | 287100
TBD | SMIX/MV/CFC/200/30... | image | datasheet | deeplink | TUNGSRAM - SMIx - 26740lm - 200W - 3000K - 70CRI - TBD[SKU] - Universal coupler 42-60mm | 8 | Universal coupler 42-60mm | LED | 1 | 200 | [8 empty] | ENEC | [6 empty] | 66 | 3000 | 567x368x140 |  | 120-277V |  | 5 |  |  |  | 70 |  | 3000 |  | 120000 |  | 293000 |  |  | 133.7 |  |  | 9 | CFC | 25 | < 10% at 100.000 hours |  | Available | 730/559 | CIE(x=0.44. y=0.40) 5SDCM | Class I | IK08 |  |  | 50 |  | -40 | 1 | 200 | RAL7035 | 50/60Hz | Passive | LED | dimmable | Road&Street | SMIx/MV | Road&Street |  |  | 26740 | No sensor | 122000 | [6 empty] | 287100
TBD | SMIX/2S/YYY/100/50/... | image | datasheet | deeplink | TUNGSRAM - SMIx/2S - 13150lm - 100W - 5000K - 70CRI - TBD[SKU] - Universal coupler 30-60mm | 7.4 | Universal coupler 30-60mm | LED | 1 | 100 | [8 empty] | CE. ENEC | [6 empty] | 66 | 5000 | 499x365x95 |  | 220-240V |  | 5 |  |  |  | 70 |  | 5000 |  | 106000 |  | 258000 |  |  | 131.5 |  |  | 9 | YYY | 25 | < 10% at 100.000 hours |  | Available | 750/559 | CIE(x=0.345. y=0.355) 5 SDCM | Class I | IK08 |  |  | 50 |  | -40 | 1 | 100 | RAL7035 | 50-60Hz | Passive | LED | dimmable | Road&Street | SMIx/2S | Road&Street |  |  | 13150 | No sensor | 108000 | [6 empty] | 255000
TBD | SMIX/2S/XXX/100/50/... | image | datasheet | deeplink | TUNGSRAM - SMIx/2S - 13320lm - 100W - 5000K - 70CRI - TBD[SKU] - Universal coupler 30-60mm | 7.4 | Universal coupler 30-60mm | LED | 1 | 100 | [8 empty] | CE. ENEC | [6 empty] | 66 | 5000 | 499x365x95 |  | 220-240V |  | 5 |  |  |  | 70 |  | 5000 |  | 106000 |  | 258000 |  |  | 133.2 |  |  | 9 | XXX | 25 | < 10% at 100.000 hours |  | Available | 750/559 | CIE(x=0.345. y=0.355) 5 SDCM | Class I | IK08 |  |  | 50 |  | -40 | 1 | 100 | RAL7035 | 50-60Hz | Passive | LED | dimmable | Road&Street | SMIx/2S | Road&Street |  |  | 13320 | No sensor | 108000 | [6 empty] | 255000
TBD | SMIX/2S/WWW/100/50/... | image | datasheet | deeplink | TUNGSRAM - SMIx/2S - 13310lm - 100W - 5000K - 70CRI - TBD[SKU] - Universal coupler 30-60mm | 7.4 | Universal coupler 30-60mm | LED | 1 | 100 | [8 empty] | CE. ENEC | [6 empty] | 66 | 5000 | 499x365x95 |  | 220-240V |  | 5 |  |  |  | 70 |  | 5000 |  | 106000 |  | 258000 |  |  | 133.1 |  |  | 9 | WWW | 25 | < 10% at 100.000 hours |  | Available | 750/559 | CIE(x=0.345. y=0.355) 5 SDCM | Class I | IK08 |  |  | 50 |  | -40 | 1 | 100 | RAL7035 | 50-60Hz | Passive | LED | dimmable | Road&Street | SMIx/2S | Road&Street |  |  | 13310 | No sensor | 108000 | [6 empty] | 255000
TBD | SMIX/2S/VVV/100/50/... | image | datasheet | deeplink | TUNGSRAM - SMIx/2S - 13570lm - 100W - 5000K - 70CRI - TBD[SKU] - Universal coupler 30-60mm | 7.4 | Universal coupler 30-60mm | LED | 1 | 100 | [8 empty] | CE. ENEC | [6 empty] | 66 | 5000 | 499x365x95 |  | 220-240V |  | 5 |  |  |  | 70 |  | 5000 |  | 106000 |  | 258000 |  |  | 135.7 |  |  | 9 | VVV | 25 | < 10% at 100.000 hours |  | Available | 750/559 | CIE(x=0.345. y=0.355) 5 SDCM | Class I | IK08 |  |  | 50 |  | -40 | 1 | 100 | RAL7035 | 50-60Hz | Passive | LED | dimmable | Road&Street | SMIx/2S | Road&Street |  |  | 13570 | No sensor | 108000 | [6 empty] | 255000
TBD | SMIX/2S/UUU/100/50/... | image | datasheet | deeplink | TUNGSRAM - SMIx/2S - 12870lm - 100W - 5000K - 70CRI - TBD[SKU] - Universal coupler 30-60mm | 7.4 | Universal coupler 30-60mm | LED | 1 | 100 | [8 empty] | CE. ENEC | [6 empty] | 66 | 5000 | 499x365x95 |  | 220-240V |  | 5 |  |  |  | 70 |  | 5000 |  | 106000 |  | 258000 |  |  | 128.7 |  |  | 9 | UUU | 25 | < 10% at 100.000 hours |  | Available | 750/559 | CIE(x=0.345. y=0.355) 5 SDCM | Class I | IK08 |  |  | 50 |  | -40 | 1 | 100 | RAL7035 | 50-60Hz | Passive | LED | dimmable | Road&Street | SMIx/2S | Road&Street |  |  | 12870 | No sensor | 108000 | [6 empty] | 255000
TBD | SMIX/2S/SSS/100/50/... | image | datasheet | deeplink | TUNGSRAM - SMIx/2S - 13090lm - 100W - 5000K - 70CRI - TBD[SKU] - Universal coupler 30-60mm | 7.4 | Universal coupler 30-60mm | LED | 1 | 100 | [8 empty] | CE. ENEC | [6 empty] | 66 | 5000 | 499x365x95 |  | 220-240V |  | 5 |  |  |  | 70 |  | 5000 |  | 106000 |  | 258000 |  |  | 130.9 |  |  | 9 | SSS | 25 | < 10% at 100.000 hours |  | Available | 750/559 | CIE(x=0.345. y=0.355) 5 SDCM | Class I | IK08 |  |  | 50 |  | -40 | 1 | 100 | RAL7035 | 50-60Hz | Passive | LED | dimmable | Road&Street | SMIx/2S | Road&Street |  |  | 13090 | No sensor | 108000 | [6 empty] | 255000
TBD | SMIX/2S/QQQ/100/50/... | image | datasheet | deeplink | TUNGSRAM - SMIx/2S - 13280lm - 100W - 5000K - 70CRI - TBD[SKU] - Universal coupler 30-60mm | 7.4 | Universal coupler 30-60mm | LED | 1 | 100 | [8 empty] | CE. ENEC | [6 empty] | 66 | 5000 | 499x365x95 |  | 220-240V |  | 5 |  |  |  | 70 |  | 5000 |  | 106000 |  | 258000 |  |  | 132.8 |  |  | 9 | QQQ | 25 | < 10% at 100.000 hours |  | Available | 750/559 | CIE(x=0.345. y=0.355) 5 SDCM | Class I | IK08 |  |  | 50 |  | -40 | 1 | 100 | RAL7035 | 50-60Hz | Passive | LED | dimmable | Road&Street | SMIx/2S | Road&Street |  |  | 13280 | No sensor | 108000 | [6 empty] | 255000
TBD | SMIX/2S/PPP/100/50/... | image | datasheet | deeplink | TUNGSRAM - SMIx/2S - 13400lm - 100W - 5000K - 70CRI - TBD[SKU] - Universal coupler 30-60mm | 7.4 | Universal coupler 30-60mm | LED | 1 | 100 | [8 empty] | CE. ENEC | [6 empty] | 66 | 5000 | 499x365x95 |  | 220-240V |  | 5 |  |  |  | 70 |  | 5000 |  | 106000 |  | 258000 |  |  | 134 |  |  | 9 | PPP | 25 | < 10% at 100.000 hours |  | Available | 750/559 | CIE(x=0.345. y=0.355) 5 SDCM | Class I | IK08 |  |  | 50 |  | -40 | 1 | 100 | RAL7035 | 50-60Hz | Passive | LED | dimmable | Road&Street | SMIx/2S | Road&Street |  |  | 13400 | No sensor | 108000 | [6 empty] | 255000
TBD | SMIX/2S/OOO/100/50/... | image | datasheet | deeplink | TUNGSRAM - SMIx/2S - 13130lm - 100W - 5000K - 70CRI - TBD[SKU] - Universal coupler 30-60mm | 7.4 | Universal coupler 30-60mm | LED | 1 | 100 | [8 empty] | CE. ENEC | [6 empty] | 66 | 5000 | 499x365x95 |  | 220-240V |  | 5 |  |  |  | 70 |  | 5000 |  | 106000 |  | 258000 |  |  | 131.3 |  |  | 9 | OOO | 25 | < 10% at 100.000 hours |  | Available | 750/559 | CIE(x=0.345. y=0.355) 5 SDCM | Class I | IK08 |  |  | 50 |  | -40 | 1 | 100 | RAL7035 | 50-60Hz | Passive | LED | dimmable | Road&Street | SMIx/2S | Road&Street |  |  | 13130 | No sensor | 108000 | [6 empty] | 255000
TBD | SMIX/2S/NNN/100/50/... | image | datasheet | deeplink | TUNGSRAM - SMIx/2S - 13590lm - 100W - 5000K - 70CRI - TBD[SKU] - Universal coupler 30-60mm | 7.4 | Universal coupler 30-60mm | LED | 1 | 100 | [8 empty] | CE. ENEC | [6 empty] | 66 | 5000 | 499x365x95 |  | 220-240V |  | 5 |  |  |  | 70 |  | 5000 |  | 106000 |  | 258000 |  |  | 135.9 |  |  | 9 | NNN | 25 | < 10% at 100.000 hours |  | Available | 750/559 | CIE(x=0.345. y=0.355) 5 SDCM | Class I | IK08 |  |  | 50 |  | -40 | 1 | 100 | RAL7035 | 50-60Hz | Passive | LED | dimmable | Road&Street | SMIx/2S | Road&Street |  |  | 13590 | No sensor | 108000 | [6 empty] | 255000
TBD | SMIX/2S/MMM/100/50/... | image | datasheet | deeplink | TUNGSRAM - SMIx/2S - 13620lm - 100W - 5000K - 70CRI - TBD[SKU] - Universal coupler 30-60mm | 7.4 | Universal coupler 30-60mm | LED | 1 | 100 | [8 empty] | CE. ENEC | [6 empty] | 66 | 5000 | 499x365x95 |  | 220-240V |  | 5 |  |  |  | 70 |  | 5000 |  | 106000 |  | 258000 |  |  | 136.2 |  |  | 9 | MMM | 25 | < 10% at 100.000 hours |  | Available | 750/559 | CIE(x=0.345. y=0.355) 5 SDCM | Class I | IK08 |  |  | 50 |  | -40 | 1 | 100 | RAL7035 | 50-60Hz | Passive | LED | dimmable | Road&Street | SMIx/2S | Road&Street |  |  | 13620 | No sensor | 108000 | [6 empty] | 255000
TBD | SMIX/2S/LLL/100/50/... | image | datasheet | deeplink | TUNGSRAM - SMIx/2S - 13440lm - 100W - 5000K - 70CRI - TBD[SKU] - Universal coupler 30-60mm | 7.4 | Universal coupler 30-60mm | LED | 1 | 100 | [8 empty] | CE. ENEC | [6 empty] | 66 | 5000 | 499x365x95 |  | 220-240V |  | 5 |  |  |  | 70 |  | 5000 |  | 106000 |  | 258000 |  |  | 134.4 |  |  | 9 | LLL | 25 | < 10% at 100.000 hours |  | Available | 750/559 | CIE(x=0.345. y=0.355) 5 SDCM | Class I | IK08 |  |  | 50 |  | -40 | 1 | 100 | RAL7035 | 50-60Hz | Passive | LED | dimmable | Road&Street | SMIx/2S | Road&Street |  |  | 13440 | No sensor | 108000 | [6 empty] | 255000
TBD | SMIX/2S/KKK/100/50/... | image | datasheet | deeplink | TUNGSRAM - SMIx/2S - 13440lm - 100W - 5000K - 70CRI - TBD[SKU] - Universal coupler 30-60mm | 7.4 | Universal coupler 30-60mm | LED | 1 | 100 | [8 empty] | CE. ENEC | [6 empty] | 66 | 5000 | 499x365x95 |  | 220-240V |  | 5 |  |  |  | 70 |  | 5000 |  | 106000 |  | 258000 |  |  | 134.4 |  |  | 9 | KKK | 25 | < 10% at 100.000 hours |  | Available | 750/559 | CIE(x=0.345. y=0.355) 5 SDCM | Class I | IK08 |  |  | 50 |  | -40 | 1 | 100 | RAL7035 | 50-60Hz | Passive | LED | dimmable | Road&Street | SMIx/2S | Road&Street |  |  | 13440 | No sensor | 108000 | [6 empty] | 255000
TBD | SMIX/2S/JJJ/100/50/... | image | datasheet | deeplink | TUNGSRAM - SMIx/2S - 13320lm - 100W - 5000K - 70CRI - TBD[SKU] - Universal coupler 30-60mm | 7.4 | Universal coupler 30-60mm | LED | 1 | 100 | [8 empty] | CE. ENEC | [6 empty] | 66 | 5000 | 499x365x95 |  | 220-240V |  | 5 |  |  |  | 70 |  | 5000 |  | 106000 |  | 258000 |  |  | 133.2 |  |  | 9 | JJJ | 25 | < 10% at 100.000 hours |  | Available | 750/559 | CIE(x=0.345. y=0.355) 5 SDCM | Class I | IK08 |  |  | 50 |  | -40 | 1 | 100 | RAL7035 | 50-60Hz | Passive | LED | dimmable | Road&Street | SMIx/2S | Road&Street |  |  | 13320 | No sensor | 108000 | [6 empty] | 255000
TBD | SMIX/2S/HHH/100/50/... | image | datasheet | deeplink | TUNGSRAM - SMIx/2S - 13240lm - 100W - 5000K - 70CRI - TBD[SKU] - Universal coupler 30-60mm | 7.4 | Universal coupler 30-60mm | LED | 1 | 100 | [8 empty] | CE. ENEC | [6 empty] | 66 | 5000 | 499x365x95 |  | 220-240V |  | 5 |  |  |  | 70 |  | 5000 |  | 106000 |  | 258000 |  |  | 132.4 |  |  | 9 | HHH | 25 | < 10% at 100.000 hours |  | Available | 750/559 | CIE(x=0.345. y=0.355) 5 SDCM | Class I | IK08 |  |  | 50 |  | -40 | 1 | 100 | RAL7035 | 50-60Hz | Passive | LED | dimmable | Road&Street | SMIx/2S | Road&Street |  |  | 13240 | No sensor | 108000 | [6 empty] | 255000
TBD | SMIX/2S/FFF/100/50/... | image | datasheet | deeplink | TUNGSRAM - SMIx/2S - 13570lm - 100W - 5000K - 70CRI - TBD[SKU] - Universal coupler 30-60mm | 7.4 | Universal coupler 30-60mm | LED | 1 | 100 | [8 empty] | CE. ENEC | [6 empty] | 66 | 5000 | 499x365x95 |  | 220-240V |  | 5 |  |  |  | 70 |  | 5000 |  | 106000 |  | 258000 |  |  | 135.7 |  |  | 9 | FFF | 25 | < 10% at 100.000 hours |  | Available | 750/559 | CIE(x=0.345. y=0.355) 5 SDCM | Class I | IK08 |  |  | 50 |  | -40 | 1 | 100 | RAL7035 | 50-60Hz | Passive | LED | dimmable | Road&Street | SMIx/2S | Road&Street |  |  | 13570 | No sensor | 108000 | [6 empty] | 255000
TBD | SMIX/2S/EEE/100/50/... | image | datasheet | deeplink | TUNGSRAM - SMIx/2S - 13520lm - 100W - 5000K - 70CRI - TBD[SKU] - Universal coupler 30-60mm | 7.4 | Universal coupler 30-60mm | LED | 1 | 100 | [8 empty] | CE. ENEC | [6 empty] | 66 | 5000 | 499x365x95 |  | 220-240V |  | 5 |  |  |  | 70 |  | 5000 |  | 106000 |  | 258000 |  |  | 135.2 |  |  | 9 | EEE | 25 | < 10% at 100.000 hours |  | Available | 750/559 | CIE(x=0.345. y=0.355) 5 SDCM | Class I | IK08 |  |  | 50 |  | -40 | 1 | 100 | RAL7035 | 50-60Hz | Passive | LED | dimmable | Road&Street | SMIx/2S | Road&Street |  |  | 13520 | No sensor | 108000 | [6 empty] | 255000
TBD | SMIX/2S/CCC/100/50/... | image | datasheet | deeplink | TUNGSRAM - SMIx/2S - 13480lm - 100W - 5000K - 70CRI - TBD[SKU] - Universal coupler 30-60mm | 7.4 | Universal coupler 30-60mm | LED | 1 | 100 | [8 empty] | CE. ENEC | [6 empty] | 66 | 5000 | 499x365x95 |  | 220-240V |  | 5 |  |  |  | 70 |  | 5000 |  | 106000 |  | 258000 |  |  | 134.8 |  |  | 9 | CCC | 25 | < 10% at 100.000 hours |  | Available | 750/559 | CIE(x=0.345. y=0.355) 5 SDCM | Class I | IK08 |  |  | 50 |  | -40 | 1 | 100 | RAL7035 | 50-60Hz | Passive | LED | dimmable | Road&Street | SMIx/2S | Road&Street |  |  | 13480 | No sensor | 108000 | [6 empty] | 255000
TBD | SMIX/2S/YYY/90/50/... | image | datasheet | deeplink | TUNGSRAM - SMIx/2S - 11810lm - 90W - 5000K - 70CRI - TBD[SKU] - Universal coupler 30-60mm | 7.4 | Universal coupler 30-60mm | LED | 1 | 90 | [8 empty] | CE. ENEC | [6 empty] | 66 | 5000 | 499x365x95 |  | 220-240V |  | 5 |  |  |  | 70 |  | 5000 |  | 106000 |  | 258000 |  |  | 131.22 |  |  | 9 | YYY | 25 | < 10% at 100.000 hours |  | Available | 750/559 | CIE(x=0.345. y=0.355) 5 SDCM | Class I | IK08 |  |  | 50 |  | -40 | 1 | 90 | RAL7035 | 50-60Hz | Passive | LED | dimmable | Road&Street | SMIx/2S | Road&Street |  |  | 11810 | No sensor | 108000 | [6 empty] | 255000
TBD | SMIX/2S/XXX/90/50/... | image | datasheet | deeplink | TUNGSRAM - SMIx/2S - 11960lm - 90W - 5000K - 70CRI - TBD[SKU] - Universal coupler 30-60mm | 7.4 | Universal coupler 30-60mm | LED | 1 | 90 | [8 empty] | CE. ENEC | [6 empty] | 66 | 5000 | 499x365x95 |  | 220-240V |  | 5 |  |  |  | 70 |  | 5000 |  | 106000 |  | 258000 |  |  | 132.89 |  |  | 9 | XXX | 25 | < 10% at 100.000 hours |  | Available | 750/559 | CIE(x=0.345. y=0.355) 5 SDCM | Class I | IK08 |  |  | 50 |  | -40 | 1 | 90 | RAL7035 | 50-60Hz | Passive | LED | dimmable | Road&Street | SMIx/2S | Road&Street |  |  | 11960 | No sensor | 108000 | [6 empty] | 255000
TBD | SMIX/2S/WWW/90/50/... | image | datasheet | deeplink | TUNGSRAM - SMIx/2S - 11950lm - 90W - 5000K - 70CRI - TBD[SKU] - Universal coupler 30-60mm | 7.4 | Universal coupler 30-60mm | LED | 1 | 90 | [8 empty] | CE. ENEC | [6 empty] | 66 | 5000 | 499x365x95 |  | 220-240V |  | 5 |  |  |  | 70 |  | 5000 |  | 106000 |  | 258000 |  |  | 132.78 |  |  | 9 | WWW | 25 | < 10% at 100.000 hours |  | Available | 750/559 | CIE(x=0.345. y=0.355) 5 SDCM | Class I | IK08 |  |  | 50 |  | -40 | 1 | 90 | RAL7035 | 50-60Hz | Passive | LED | dimmable | Road&Street | SMIx/2S | Road&Street |  |  | 11950 | No sensor | 108000 | [6 empty] | 255000
TBD | SMIX/2S/VVV/90/50/... | image | datasheet | deeplink | TUNGSRAM - SMIx/2S - 12180lm - 90W - 5000K - 70CRI - TBD[SKU] - Universal coupler 30-60mm | 7.4 | Universal coupler 30-60mm | LED | 1 | 90 | [8 empty] | CE. ENEC | [6 empty] | 66 | 5000 | 499x365x95 |  | 220-240V |  | 5 |  |  |  | 70 |  | 5000 |  | 106000 |  | 258000 |  |  | 135.33 |  |  | 9 | VVV | 25 | < 10% at 100.000 hours |  | Available | 750/559 | CIE(x=0.345. y=0.355) 5 SDCM | Class I | IK08 |  |  | 50 |  | -40 | 1 | 90 | RAL7035 | 50-60Hz | Passive | LED | dimmable | Road&Street | SMIx/2S | Road&Street |  |  | 12180 | No sensor | 108000 | [6 empty] | 255000
TBD | SMIX/2S/UUU/90/50/... | image | datasheet | deeplink | TUNGSRAM - SMIx/2S - 11550lm - 90W - 5000K - 70CRI - TBD[SKU] - Universal coupler 30-60mm | 7.4 | Universal coupler 30-60mm | LED | 1 | 90 | [8 empty] | CE. ENEC | [6 empty] | 66 | 5000 | 499x365x95 |  | 220-240V |  | 5 |  |  |  | 70 |  | 5000 |  | 106000 |  | 258000 |  |  | 128.33 |  |  | 9 | UUU | 25 | < 10% at 100.000 hours |  | Available | 750/559 | CIE(x=0.345. y=0.355) 5 SDCM | Class I | IK08 |  |  | 50 |  | -40 | 1 | 90 | RAL7035 | 50-60Hz | Passive | LED | dimmable | Road&Street | SMIx/2S | Road&Street |  |  | 11550 | No sensor | 108000 | [6 empty] | 255000
TBD | SMIX/2S/SSS/90/50/... | image | datasheet | deeplink | TUNGSRAM - SMIx/2S - 11750lm - 90W - 5000K - 70CRI - TBD[SKU] - Universal coupler 30-60mm | 7.4 | Universal coupler 30-60mm | LED | 1 | 90 | [8 empty] | CE. ENEC | [6 empty] | 66 | 5000 | 499x365x95 |  | 220-240V |  | 5 |  |  |  | 70 |  | 5000 |  | 106000 |  | 258000 |  |  | 130.56 |  |  | 9 | SSS | 25 | < 10% at 100.000 hours |  | Available | 750/559 | CIE(x=0.345. y=0.355) 5 SDCM | Class I | IK08 |  |  | 50 |  | -40 | 1 | 90 | RAL7035 | 50-60Hz | Passive | LED | dimmable | Road&Street | SMIx/2S | Road&Street |  |  | 11750 | No sensor | 108000 | [6 empty] | 255000
TBD | SMIX/2S/QQQ/90/50/... | image | datasheet | deeplink | TUNGSRAM - SMIx/2S - 11920lm - 90W - 5000K - 70CRI - TBD[SKU] - Universal coupler 30-60mm | 7.4 | Universal coupler 30-60mm | LED | 1 | 90 | [8 empty] | CE. ENEC | [6 empty] | 66 | 5000 | 499x365x95 |  | 220-240V |  | 5 |  |  |  | 70 |  | 5000 |  | 106000 |  | 258000 |  |  | 132.44 |  |  | 9 | QQQ | 25 | < 10% at 100.000 hours |  | Available | 750/559 | CIE(x=0.345. y=0.355) 5 SDCM | Class I | IK08 |  |  | 50 |  | -40 | 1 | 90 | RAL7035 | 50-60Hz | Passive | LED | dimmable | Road&Street | SMIx/2S | Road&Street |  |  | 11920 | No sensor | 108000 | [6 empty] | 255000
TBD | SMIX/2S/PPP/90/50/... | image | datasheet | deeplink | TUNGSRAM - SMIx/2S - 12030lm - 90W - 5000K - 70CRI - TBD[SKU] - Universal coupler 30-60mm | 7.4 | Universal coupler 30-60mm | LED | 1 | 90 | [8 empty] | CE. ENEC | [6 empty] | 66 | 5000 | 499x365x95 |  | 220-240V |  | 5 |  |  |  | 70 |  | 5000 |  | 106000 |  | 258000 |  |  | 133.67 |  |  | 9 | PPP | 25 | < 10% at 100.000 hours |  | Available | 750/559 | CIE(x=0.345. y=0.355) 5 SDCM | Class I | IK08 |  |  | 50 |  | -40 | 1 | 90 | RAL7035 | 50-60Hz | Passive | LED | dimmable | Road&Street | SMIx/2S | Road&Street |  |  | 12030 | No sensor | 108000 | [6 empty] | 255000
TBD | SMIX/2S/OOO/90/50/... | image | datasheet | deeplink | TUNGSRAM - SMIx/2S - 11790lm - 90W - 5000K - 70CRI - TBD[SKU] - Universal coupler 30-60mm | 7.4 | Universal coupler 30-60mm | LED | 1 | 90 | [8 empty] | CE. ENEC | [6 empty] | 66 | 5000 | 499x365x95 |  | 220-240V |  | 5 |  |  |  | 70 |  | 5000 |  | 106000 |  | 258000 |  |  | 131 |  |  | 9 | OOO | 25 | < 10% at 100.000 hours |  | Available | 750/559 | CIE(x=0.345. y=0.355) 5 SDCM | Class I | IK08 |  |  | 50 |  | -40 | 1 | 90 | RAL7035 | 50-60Hz | Passive | LED | dimmable | Road&Street | SMIx/2S | Road&Street |  |  | 11790 | No sensor | 108000 | [6 empty] | 255000
TBD | SMIX/2S/NNN/90/50/... | image | datasheet | deeplink | TUNGSRAM - SMIx/2S - 12200lm - 90W - 5000K - 70CRI - TBD[SKU] - Universal coupler 30-60mm | 7.4 | Universal coupler 30-60mm | LED | 1 | 90 | [8 empty] | CE. ENEC | [6 empty] | 66 | 5000 | 499x365x95 |  | 220-240V |  | 5 |  |  |  | 70 |  | 5000 |  | 106000 |  | 258000 |  |  | 135.56 |  |  | 9 | NNN | 25 | < 10% at 100.000 hours |  | Available | 750/559 | CIE(x=0.345. y=0.355) 5 SDCM | Class I | IK08 |  |  | 50 |  | -40 | 1 | 90 | RAL7035 | 50-60Hz | Passive | LED | dimmable | Road&Street | SMIx/2S | Road&Street |  |  | 12200 | No sensor | 108000 | [6 empty] | 255000
TBD | SMIX/2S/MMM/90/50/... | image | datasheet | deeplink | TUNGSRAM - SMIx/2S - 12230lm - 90W - 5000K - 70CRI - TBD[SKU] - Universal coupler 30-60mm | 7.4 | Universal coupler 30-60mm | LED | 1 | 90 | [8 empty] | CE. ENEC | [6 empty] | 66 | 5000 | 499x365x95 |  | 220-240V |  | 5 |  |  |  | 70 |  | 5000 |  | 106000 |  | 258000 |  |  | 135.89 |  |  | 9 | MMM | 25 | < 10% at 100.000 hours |  | Available | 750/559 | CIE(x=0.345. y=0.355) 5 SDCM | Class I | IK08 |  |  | 50 |  | -40 | 1 | 90 | RAL7035 | 50-60Hz | Passive | LED | dimmable | Road&Street | SMIx/2S | Road&Street |  |  | 12230 | No sensor | 108000 | [6 empty] | 255000
TBD | SMIX/2S/LLL/90/50/... | image | datasheet | deeplink | TUNGSRAM - SMIx/2S - 12060lm - 90W - 5000K - 70CRI - TBD[SKU] - Universal coupler 30-60mm | 7.4 | Universal coupler 30-60mm | LED | 1 | 90 | [8 empty] | CE. ENEC | [6 empty] | 66 | 5000 | 499x365x95 |  | 220-240V |  | 5 |  |  |  | 70 |  | 5000 |  | 106000 |  | 258000 |  |  | 134 |  |  | 9 | LLL | 25 | < 10% at 100.000 hours |  | Available | 750/559 | CIE(x=0.345. y=0.355) 5 SDCM | Class I | IK08 |  |  | 50 |  | -40 | 1 | 90 | RAL7035 | 50-60Hz | Passive | LED | dimmable | Road&Street | SMIx/2S | Road&Street |  |  | 12060 | No sensor | 108000 | [6 empty] | 255000
TBD | SMIX/2S/KKK/90/50/... | image | datasheet | deeplink | TUNGSRAM - SMIx/2S - 12060lm - 90W - 5000K - 70CRI - TBD[SKU] - Universal coupler 30-60mm | 7.4 | Universal coupler 30-60mm | LED | 1 | 90 | [8 empty] | CE. ENEC | [6 empty] | 66 | 5000 | 499x365x95 |  | 220-240V |  | 5 |  |  |  | 70 |  | 5000 |  | 106000 |  | 258000 |  |  | 134 |  |  | 9 | KKK | 25 | < 10% at 100.000 hours |  | Available | 750/559 | CIE(x=0.345. y=0.355) 5 SDCM | Class I | IK08 |  |  | 50 |  | -40 | 1 | 90 | RAL7035 | 50-60Hz | Passive | LED | dimmable | Road&Street | SMIx/2S | Road&Street |  |  | 12060 | No sensor | 108000 | [6 empty] | 255000
TBD | SMIX/2S/JJJ/90/50/... | image | datasheet | deeplink | TUNGSRAM - SMIx/2S - 11960lm - 90W - 5000K - 70CRI - TBD[SKU] - Universal coupler 30-60mm | 7.4 | Universal coupler 30-60mm | LED | 1 | 90 | [8 empty] | CE. ENEC | [6 empty] | 66 | 5000 | 499x365x95 |  | 220-240V |  | 5 |  |  |  | 70 |  | 5000 |  | 106000 |  | 258000 |  |  | 132.89 |  |  | 9 | JJJ | 25 | < 10% at 100.000 hours |  | Available | 750/559 | CIE(x=0.345. y=0.355) 5 SDCM | Class I | IK08 |  |  | 50 |  | -40 | 1 | 90 | RAL7035 | 50-60Hz | Passive | LED | dimmable | Road&Street | SMIx/2S | Road&Street |  |  | 11960 | No sensor | 108000 | [6 empty] | 255000
TBD | SMIX/2S/HHH/90/50/... | image | datasheet | deeplink | TUNGSRAM - SMIx/2S - 11880lm - 90W - 5000K - 70CRI - TBD[SKU] - Universal coupler 30-60mm | 7.4 | Universal coupler 30-60mm | LED | 1 | 90 | [8 empty] | CE. ENEC | [6 empty] | 66 | 5000 | 499x365x95 |  | 220-240V |  | 5 |  |  |  | 70 |  | 5000 |  | 106000 |  | 258000 |  |  | 132 |  |  | 9 | HHH | 25 | < 10% at 100.000 hours |  | Available | 750/559 | CIE(x=0.345. y=0.355) 5 SDCM | Class I | IK08 |  |  | 50 |  | -40 | 1 | 90 | RAL7035 | 50-60Hz | Passive | LED | dimmable | Road&Street | SMIx/2S | Road&Street |  |  | 11880 | No sensor | 108000 | [6 empty] | 255000
TBD | SMIX/2S/FFF/90/50/... | image | datasheet | deeplink | TUNGSRAM - SMIx/2S - 12180lm - 90W - 5000K - 70CRI - TBD[SKU] - Universal coupler 30-60mm | 7.4 | Universal coupler 30-60mm | LED | 1 | 90 | [8 empty] | CE. ENEC | [6 empty] | 66 | 5000 | 499x365x95 |  | 220-240V |  | 5 |  |  |  | 70 |  | 5000 |  | 106000 |  | 258000 |  |  | 135.33 |  |  | 9 | FFF | 25 | < 10% at 100.000 hours |  | Available | 750/559 | CIE(x=0.345. y=0.355) 5 SDCM | Class I | IK08 |  |  | 50 |  | -40 | 1 | 90 | RAL7035 | 50-60Hz | Passive | LED | dimmable | Road&Street | SMIx/2S | Road&Street |  |  | 12180 | No sensor | 108000 | [6 empty] | 255000
TBD | SMIX/2S/EEE/90/50/... | image | datasheet | deeplink | TUNGSRAM - SMIx/2S - 12140lm - 90W - 5000K - 70CRI - TBD[SKU] - Universal coupler 30-60mm | 7.4 | Universal coupler 30-60mm | LED | 1 | 90 | [8 empty] | CE. ENEC | [6 empty] | 66 | 5000 | 499x365x95 |  | 220-240V |  | 5 |  |  |  | 70 |  | 5000 |  | 106000 |  | 258000 |  |  | 134.89 |  |  | 9 | EEE | 25 | < 10% at 100.000 hours |  | Available | 750/559 | CIE(x=0.345. y=0.355) 5 SDCM | Class I | IK08 |  |  | 50 |  | -40 | 1 | 90 | RAL7035 | 50-60Hz | Passive | LED | dimmable | Road&Street | SMIx/2S | Road&Street |  |  | 12140 | No sensor | 108000 | [6 empty] | 255000
TBD | SMIX/2S/CCC/90/50/... | image | datasheet | deeplink | TUNGSRAM - SMIx/2S - 12110lm - 90W - 5000K - 70CRI - TBD[SKU] - Universal coupler 30-60mm | 7.4 | Universal coupler 30-60mm | LED | 1 | 90 | [8 empty] | CE. ENEC | [6 empty] | 66 | 5000 | 499x365x95 |  | 220-240V |  | 5 |  |  |  | 70 |  | 5000 |  | 106000 |  | 258000 |  |  | 134.56 |  |  | 9 | CCC | 25 | < 10% at 100.000 hours |  | Available | 750/559 | CIE(x=0.345. y=0.355) 5 SDCM | Class I | IK08 |  |  | 50 |  | -40 | 1 | 90 | RAL7035 | 50-60Hz | Passive | LED | dimmable | Road&Street | SMIx/2S | Road&Street |  |  | 12110 | No sensor | 108000 | [6 empty] | 255000
TBD | SMIX/2S/YYY/80/50/... | image | datasheet | deeplink | TUNGSRAM - SMIx/2S - 10770lm - 80W - 5000K - 70CRI - TBD[SKU] - Universal coupler 30-60mm | 7.4 | Universal coupler 30-60mm | LED | 1 | 80 | [8 empty] | CE. ENEC | [6 empty] | 66 | 5000 | 499x365x95 |  | 220-240V |  | 5 |  |  |  | 70 |  | 5000 |  | 106000 |  | 258000 |  |  | 134.62 |  |  | 9 | YYY | 25 | < 10% at 100.000 hours |  | Available | 750/559 | CIE(x=0.345. y=0.355) 5 SDCM | Class I | IK08 |  |  | 50 |  | -40 | 1 | 80 | RAL7035 | 50-60Hz | Passive | LED | dimmable | Road&Street | SMIx/2S | Road&Street |  |  | 10770 | No sensor | 108000 | [6 empty] | 255000
TBD | SMIX/2S/XXX/80/50/... | image | datasheet | deeplink | TUNGSRAM - SMIx/2S - 10910lm - 80W - 5000K - 70CRI - TBD[SKU] - Universal coupler 30-60mm | 7.4 | Universal coupler 30-60mm | LED | 1 | 80 | [8 empty] | CE. ENEC | [6 empty] | 66 | 5000 | 499x365x95 |  | 220-240V |  | 5 |  |  |  | 70 |  | 5000 |  | 106000 |  | 258000 |  |  | 136.38 |  |  | 9 | XXX | 25 | < 10% at 100.000 hours |  | Available | 750/559 | CIE(x=0.345. y=0.355) 5 SDCM | Class I | IK08 |  |  | 50 |  | -40 | 1 | 80 | RAL7035 | 50-60Hz | Passive | LED | dimmable | Road&Street | SMIx/2S | Road&Street |  |  | 10910 | No sensor | 108000 | [6 empty] | 255000
TBD | SMIX/2S/WWW/80/50/... | image | datasheet | deeplink | TUNGSRAM - SMIx/2S - 10900lm - 80W - 5000K - 70CRI - TBD[SKU] - Universal coupler 30-60mm | 7.4 | Universal coupler 30-60mm | LED | 1 | 80 | [8 empty] | CE. ENEC | [6 empty] | 66 | 5000 | 499x365x95 |  | 220-240V |  | 5 |  |  |  | 70 |  | 5000 |  | 106000 |  | 258000 |  |  | 136.25 |  |  | 9 | WWW | 25 | < 10% at 100.000 hours |  | Available | 750/559 | CIE(x=0.345. y=0.355) 5 SDCM | Class I | IK08 |  |  | 50 |  | -40 | 1 | 80 | RAL7035 | 50-60Hz | Passive | LED | dimmable | Road&Street | SMIx/2S | Road&Street |  |  | 10900 | No sensor | 108000 | [6 empty] | 255000
TBD | SMIX/2S/VVV/80/50/... | image | datasheet | deeplink | TUNGSRAM - SMIx/2S - 11110lm - 80W - 5000K - 70CRI - TBD[SKU] - Universal coupler 30-60mm | 7.4 | Universal coupler 30-60mm | LED | 1 | 80 | [8 empty] | CE. ENEC | [6 empty] | 66 | 5000 | 499x365x95 |  | 220-240V |  | 5 |  |  |  | 70 |  | 5000 |  | 106000 |  | 258000 |  |  | 138.88 |  |  | 9 | VVV | 25 | < 10% at 100.000 hours |  | Available | 750/559 | CIE(x=0.345. y=0.355) 5 SDCM | Class I | IK08 |  |  | 50 |  | -40 | 1 | 80 | RAL7035 | 50-60Hz | Passive | LED | dimmable | Road&Street | SMIx/2S | Road&Street |  |  | 11110 | No sensor | 108000 | [6 empty] | 255000
TBD | SMIX/2S/UUU/80/50/... | image | datasheet | deeplink | TUNGSRAM - SMIx/2S - 10540lm - 80W - 5000K - 70CRI - TBD[SKU] - Universal coupler 30-60mm | 7.4 | Universal coupler 30-60mm | LED | 1 | 80 | [8 empty] | CE. ENEC | [6 empty] | 66 | 5000 | 499x365x95 |  | 220-240V |  | 5 |  |  |  | 70 |  | 5000 |  | 106000 |  | 258000 |  |  | 131.75 |  |  | 9 | UUU | 25 | < 10% at 100.000 hours |  | Available | 750/559 | CIE(x=0.345. y=0.355) 5 SDCM | Class I | IK08 |  |  | 50 |  | -40 | 1 | 80 | RAL7035 | 50-60Hz | Passive | LED | dimmable | Road&Street | SMIx/2S | Road&Street |  |  | 10540 | No sensor | 108000 | [6 empty] | 255000
TBD | SMIX/2S/SSS/80/50/... | image | datasheet | deeplink | TUNGSRAM - SMIx/2S - 10720lm - 80W - 5000K - 70CRI - TBD[SKU] - Universal coupler 30-60mm | 7.4 | Universal coupler 30-60mm | LED | 1 | 80 | [8 empty] | CE. ENEC | [6 empty] | 66 | 5000 | 499x365x95 |  | 220-240V |  | 5 |  |  |  | 70 |  | 5000 |  | 106000 |  | 258000 |  |  | 134 |  |  | 9 | SSS | 25 | < 10% at 100.000 hours |  | Available | 750/559 | CIE(x=0.345. y=0.355) 5 SDCM | Class I | IK08 |  |  | 50 |  | -40 | 1 | 80 | RAL7035 | 50-60Hz | Passive | LED | dimmable | Road&Street | SMIx/2S | Road&Street |  |  | 10720 | No sensor | 108000 | [6 empty] | 255000
TBD | SMIX/2S/QQQ/80/50/... | image | datasheet | deeplink | TUNGSRAM - SMIx/2S - 10870lm - 80W - 5000K - 70CRI - TBD[SKU] - Universal coupler 30-60mm | 7.4 | Universal coupler 30-60mm | LED | 1 | 80 | [8 empty] | CE. ENEC | [6 empty] | 66 | 5000 | 499x365x95 |  | 220-240V |  | 5 |  |  |  | 70 |  | 5000 |  | 106000 |  | 258000 |  |  | 135.88 |  |  | 9 | QQQ | 25 | < 10% at 100.000 hours |  | Available | 750/559 | CIE(x=0.345. y=0.355) 5 SDCM | Class I | IK08 |  |  | 50 |  | -40 | 1 | 80 | RAL7035 | 50-60Hz | Passive | LED | dimmable | Road&Street | SMIx/2S | Road&Street |  |  | 10870 | No sensor | 108000 | [6 empty] | 255000
TBD | SMIX/2S/PPP/80/50/... | image | datasheet | deeplink | TUNGSRAM - SMIx/2S - 10970lm - 80W - 5000K - 70CRI - TBD[SKU] - Universal coupler 30-60mm | 7.4 | Universal coupler 30-60mm | LED | 1 | 80 | [8 empty] | CE. ENEC | [6 empty] | 66 | 5000 | 499x365x95 |  | 220-240V |  | 5 |  |  |  | 70 |  | 5000 |  | 106000 |  | 258000 |  |  | 137.12 |  |  | 9 | PPP | 25 | < 10% at 100.000 hours |  | Available | 750/559 | CIE(x=0.345. y=0.355) 5 SDCM | Class I | IK08 |  |  | 50 |  | -40 | 1 | 80 | RAL7035 | 50-60Hz | Passive | LED | dimmable | Road&Street | SMIx/2S | Road&Street |  |  | 10970 | No sensor | 108000 | [6 empty] | 255000
TBD | SMIX/2S/OOO/80/50/... | image | datasheet | deeplink | TUNGSRAM - SMIx/2S - 10750lm - 80W - 5000K - 70CRI - TBD[SKU] - Universal coupler 30-60mm | 7.4 | Universal coupler 30-60mm | LED | 1 | 80 | [8 empty] | CE. ENEC | [6 empty] | 66 | 5000 | 499x365x95 |  | 220-240V |  | 5 |  |  |  | 70 |  | 5000 |  | 106000 |  | 258000 |  |  | 134.38 |  |  | 9 | OOO | 25 | < 10% at 100.000 hours |  | Available | 750/559 | CIE(x=0.345. y=0.355) 5 SDCM | Class I | IK08 |  |  | 50 |  | -40 | 1 | 80 | RAL7035 | 50-60Hz | Passive | LED | dimmable | Road&Street | SMIx/2S | Road&Street |  |  | 10750 | No sensor | 108000 | [6 empty] | 255000
TBD | SMIX/2S/NNN/80/50/... | image | datasheet | deeplink | TUNGSRAM - SMIx/2S - 11130lm - 80W - 5000K - 70CRI - TBD[SKU] - Universal coupler 30-60mm | 7.4 | Universal coupler 30-60mm | LED | 1 | 80 | [8 empty] | CE. ENEC | [6 empty] | 66 | 5000 | 499x365x95 |  | 220-240V |  | 5 |  |  |  | 70 |  | 5000 |  | 106000 |  | 258000 |  |  | 139.12 |  |  | 9 | NNN | 25 | < 10% at 100.000 hours |  | Available | 750/559 | CIE(x=0.345. y=0.355) 5 SDCM | Class I | IK08 |  |  | 50 |  | -40 | 1 | 80 | RAL7035 | 50-60Hz | Passive | LED | dimmable | Road&Street | SMIx/2S | Road&Street |  |  | 11130 | No sensor | 108000 | [6 empty] | 255000
TBD | SMIX/2S/MMM/80/50/... | image | datasheet | deeplink | TUNGSRAM - SMIx/2S - 11150lm - 80W - 5000K - 70CRI - TBD[SKU] - Universal coupler 30-60mm | 7.4 | Universal coupler 30-60mm | LED | 1 | 80 | [8 empty] | CE. ENEC | [6 empty] | 66 | 5000 | 499x365x95 |  | 220-240V |  | 5 |  |  |  | 70 |  | 5000 |  | 106000 |  | 258000 |  |  | 139.38 |  |  | 9 | MMM | 25 | < 10% at 100.000 hours |  | Available | 750/559 | CIE(x=0.345. y=0.355) 5 SDCM | Class I | IK08 |  |  | 50 |  | -40 | 1 | 80 | RAL7035 | 50-60Hz | Passive | LED | dimmable | Road&Street | SMIx/2S | Road&Street |  |  | 11150 | No sensor | 108000 | [6 empty] | 255000
TBD | SMIX/2S/LLL/80/50/... | image | datasheet | deeplink | TUNGSRAM - SMIx/2S - 11000lm - 80W - 5000K - 70CRI - TBD[SKU] - Universal coupler 30-60mm | 7.4 | Universal coupler 30-60mm | LED | 1 | 80 | [8 empty] | CE. ENEC | [6 empty] | 66 | 5000 | 499x365x95 |  | 220-240V |  | 5 |  |  |  | 70 |  | 5000 |  | 106000 |  | 258000 |  |  | 137.5 |  |  | 9 | LLL | 25 | < 10% at 100.000 hours |  | Available | 750/559 | CIE(x=0.345. y=0.355) 5 SDCM | Class I | IK08 |  |  | 50 |  | -40 | 1 | 80 | RAL7035 | 50-60Hz | Passive | LED | dimmable | Road&Street | SMIx/2S | Road&Street |  |  | 11000 | No sensor | 108000 | [6 empty] | 255000
TBD | SMIX/2S/KKK/80/50/... | image | datasheet | deeplink | TUNGSRAM - SMIx/2S - 11000lm - 80W - 5000K - 70CRI - TBD[SKU] - Universal coupler 30-60mm | 7.4 | Universal coupler 30-60mm | LED | 1 | 80 | [8 empty] | CE. ENEC | [6 empty] | 66 | 5000 | 499x365x95 |  | 220-240V |  | 5 |  |  |  | 70 |  | 5000 |  | 106000 |  | 258000 |  |  | 137.5 |  |  | 9 | KKK | 25 | < 10% at 100.000 hours |  | Available | 750/559 | CIE(x=0.345. y=0.355) 5 SDCM | Class I | IK08 |  |  | 50 |  | -40 | 1 | 80 | RAL7035 | 50-60Hz | Passive | LED | dimmable | Road&Street | SMIx/2S | Road&Street |  |  | 11000 | No sensor | 108000 | [6 empty] | 255000
TBD | SMIX/2S/JJJ/80/50/... | image | datasheet | deeplink | TUNGSRAM - SMIx/2S - 10910lm - 80W - 5000K - 70CRI - TBD[SKU] - Universal coupler 30-60mm | 7.4 | Universal coupler 30-60mm | LED | 1 | 80 | [8 empty] | CE. ENEC | [6 empty] | 66 | 5000 | 499x365x95 |  | 220-240V |  | 5 |  |  |  | 70 |  | 5000 |  | 106000 |  | 258000 |  |  | 136.38 |  |  | 9 | JJJ | 25 | < 10% at 100.000 hours |  | Available | 750/559 | CIE(x=0.345. y=0.355) 5 SDCM | Class I | IK08 |  |  | 50 |  | -40 | 1 | 80 | RAL7035 | 50-60Hz | Passive | LED | dimmable | Road&Street | SMIx/2S | Road&Street |  |  | 10910 | No sensor | 108000 | [6 empty] | 255000
TBD | SMIX/2S/HHH/80/50/... | image | datasheet | deeplink | TUNGSRAM - SMIx/2S - 10840lm - 80W - 5000K - 70CRI - TBD[SKU] - Universal coupler 30-60mm | 7.4 | Universal coupler 30-60mm | LED | 1 | 80 | [8 empty] | CE. ENEC | [6 empty] | 66 | 5000 | 499x365x95 |  | 220-240V |  | 5 |  |  |  | 70 |  | 5000 |  | 106000 |  | 258000 |  |  | 135.5 |  |  | 9 | HHH | 25 | < 10% at 100.000 hours |  | Available | 750/559 | CIE(x=0.345. y=0.355) 5 SDCM | Class I | IK08 |  |  | 50 |  | -40 | 1 | 80 | RAL7035 | 50-60Hz | Passive | LED | dimmable | Road&Street | SMIx/2S | Road&Street |  |  | 10840 | No sensor | 108000 | [6 empty] | 255000
TBD | SMIX/2S/FFF/80/50/... | image | datasheet | deeplink | TUNGSRAM - SMIx/2S - 11110lm - 80W - 5000K - 70CRI - TBD[SKU] - Universal coupler 30-60mm | 7.4 | Universal coupler 30-60mm | LED | 1 | 80 | [8 empty] | CE. ENEC | [6 empty] | 66 | 5000 | 499x365x95 |  | 220-240V |  | 5 |  |  |  | 70 |  | 5000 |  | 106000 |  | 258000 |  |  | 138.88 |  |  | 9 | FFF | 25 | < 10% at 100.000 hours |  | Available | 750/559 | CIE(x=0.345. y=0.355) 5 SDCM | Class I | IK08 |  |  | 50 |  | -40 | 1 | 80 | RAL7035 | 50-60Hz | Passive | LED | dimmable | Road&Street | SMIx/2S | Road&Street |  |  | 11110 | No sensor | 108000 | [6 empty] | 255000
TBD | SMIX/2S/EEE/80/50/... | image | datasheet | deeplink | TUNGSRAM - SMIx/2S - 11070lm - 80W - 5000K - 70CRI - TBD[SKU] - Universal coupler 30-60mm | 7.4 | Universal coupler 30-60mm | LED | 1 | 80 | [8 empty] | CE. ENEC | [6 empty] | 66 | 5000 | 499x365x95 |  | 220-240V |  | 5 |  |  |  | 70 |  | 5000 |  | 106000 |  | 258000 |  |  | 138.38 |  |  | 9 | EEE | 25 | < 10% at 100.000 hours |  | Available | 750/559 | CIE(x=0.345. y=0.355) 5 SDCM | Class I | IK08 |  |  | 50 |  | -40 | 1 | 80 | RAL7035 | 50-60Hz | Passive | LED | dimmable | Road&Street | SMIx/2S | Road&Street |  |  | 11070 | No sensor | 108000 | [6 empty] | 255000
TBD | SMIX/2S/CCC/80/50/... | image | datasheet | deeplink | TUNGSRAM - SMIx/2S - 11040lm - 80W - 5000K - 70CRI - TBD[SKU] - Universal coupler 30-60mm | 7.4 | Universal coupler 30-60mm | LED | 1 | 80 | [8 empty] | CE. ENEC | [6 empty] | 66 | 5000 | 499x365x95 |  | 220-240V |  | 5 |  |  |  | 70 |  | 5000 |  | 106000 |  | 258000 |  |  | 138 |  |  | 9 | CCC | 25 | < 10% at 100.000 hours |  | Available | 750/559 | CIE(x=0.345. y=0.355) 5 SDCM | Class I | IK08 |  |  | 50 |  | -40 | 1 | 80 | RAL7035 | 50-60Hz | Passive | LED | dimmable | Road&Street | SMIx/2S | Road&Street |  |  | 11040 | No sensor | 108000 | [6 empty] | 255000
TBD | SMIX/2S/YYY/65/50/... | image | datasheet | deeplink | TUNGSRAM - SMIx/2S - 9030lm - 65W - 5000K - 70CRI - TBD[SKU] - Universal coupler 30-60mm | 7.4 | Universal coupler 30-60mm | LED | 1 | 65 | [8 empty] | CE. ENEC | [6 empty] | 66 | 5000 | 499x365x95 |  | 220-240V |  | 5 |  |  |  | 70 |  | 5000 |  | 106000 |  | 258000 |  |  | 138.92 |  |  | 9 | YYY | 25 | < 10% at 100.000 hours |  | Available | 750/559 | CIE(x=0.345. y=0.355) 5 SDCM | Class I | IK08 |  |  | 50 |  | -40 | 1 | 65 | RAL7035 | 50-60Hz | Passive | LED | dimmable | Road&Street | SMIx/2S | Road&Street |  |  | 9030 | No sensor | 108000 | [6 empty] | 255000
TBD | SMIX/2S/XXX/65/50/... | image | datasheet | deeplink | TUNGSRAM - SMIx/2S - 9150lm - 65W - 5000K - 70CRI - TBD[SKU] - Universal coupler 30-60mm | 7.4 | Universal coupler 30-60mm | LED | 1 | 65 | [8 empty] | CE. ENEC | [6 empty] | 66 | 5000 | 499x365x95 |  | 220-240V |  | 5 |  |  |  | 70 |  | 5000 |  | 106000 |  | 258000 |  |  | 140.77 |  |  | 9 | XXX | 25 | < 10% at 100.000 hours |  | Available | 750/559 | CIE(x=0.345. y=0.355) 5 SDCM | Class I | IK08 |  |  | 50 |  | -40 | 1 | 65 | RAL7035 | 50-60Hz | Passive | LED | dimmable | Road&Street | SMIx/2S | Road&Street |  |  | 9150 | No sensor | 108000 | [6 empty] | 255000
TBD | SMIX/2S/WWW/65/50/... | image | datasheet | deeplink | TUNGSRAM - SMIx/2S - 9140lm - 65W - 5000K - 70CRI - TBD[SKU] - Universal coupler 30-60mm | 7.4 | Universal coupler 30-60mm | LED | 1 | 65 | [8 empty] | CE. ENEC | [6 empty] | 66 | 5000 | 499x365x95 |  | 220-240V |  | 5 |  |  |  | 70 |  | 5000 |  | 106000 |  | 258000 |  |  | 140.62 |  |  | 9 | WWW | 25 | < 10% at 100.000 hours |  | Available | 750/559 | CIE(x=0.345. y=0.355) 5 SDCM | Class I | IK08 |  |  | 50 |  | -40 | 1 | 65 | RAL7035 | 50-60Hz | Passive | LED | dimmable | Road&Street | SMIx/2S | Road&Street |  |  | 9140 | No sensor | 108000 | [6 empty] | 255000
TBD | SMIX/2S/VVV/65/50/... | image | datasheet | deeplink | TUNGSRAM - SMIx/2S - 9320lm - 65W - 5000K - 70CRI - TBD[SKU] - Universal coupler 30-60mm | 7.4 | Universal coupler 30-60mm | LED | 1 | 65 | [8 empty] | CE. ENEC | [6 empty] | 66 | 5000 | 499x365x95 |  | 220-240V |  | 5 |  |  |  | 70 |  | 5000 |  | 106000 |  | 258000 |  |  | 143.38 |  |  | 9 | VVV | 25 | < 10% at 100.000 hours |  | Available | 750/559 | CIE(x=0.345. y=0.355) 5 SDCM | Class I | IK08 |  |  | 50 |  | -40 | 1 | 65 | RAL7035 | 50-60Hz | Passive | LED | dimmable | Road&Street | SMIx/2S | Road&Street |  |  | 9320 | No sensor | 108000 | [6 empty] | 255000
TBD | SMIX/2S/UUU/65/50/... | image | datasheet | deeplink | TUNGSRAM - SMIx/2S - 8830lm - 65W - 5000K - 70CRI - TBD[SKU] - Universal coupler 30-60mm | 7.4 | Universal coupler 30-60mm | LED | 1 | 65 | [8 empty] | CE. ENEC | [6 empty] | 66 | 5000 | 499x365x95 |  | 220-240V |  | 5 |  |  |  | 70 |  | 5000 |  | 106000 |  | 258000 |  |  | 135.85 |  |  | 9 | UUU | 25 | < 10% at 100.000 hours |  | Available | 750/559 | CIE(x=0.345. y=0.355) 5 SDCM | Class I | IK08 |  |  | 50 |  | -40 | 1 | 65 | RAL7035 | 50-60Hz | Passive | LED | dimmable | Road&Street | SMIx/2S | Road&Street |  |  | 8830 | No sensor | 108000 | [6 empty] | 255000
TBD | SMIX/2S/SSS/65/50/... | image | datasheet | deeplink | TUNGSRAM - SMIx/2S - 8990lm - 65W - 5000K - 70CRI - TBD[SKU] - Universal coupler 30-60mm | 7.4 | Universal coupler 30-60mm | LED | 1 | 65 | [8 empty] | CE. ENEC | [6 empty] | 66 | 5000 | 499x365x95 |  | 220-240V |  | 5 |  |  |  | 70 |  | 5000 |  | 106000 |  | 258000 |  |  | 138.31 |  |  | 9 | SSS | 25 | < 10% at 100.000 hours |  | Available | 750/559 | CIE(x=0.345. y=0.355) 5 SDCM | Class I | IK08 |  |  | 50 |  | -40 | 1 | 65 | RAL7035 | 50-60Hz | Passive | LED | dimmable | Road&Street | SMIx/2S | Road&Street |  |  | 8990 | No sensor | 108000 | [6 empty] | 255000
TBD | SMIX/2S/QQQ/65/50/... | image | datasheet | deeplink | TUNGSRAM - SMIx/2S - 9110lm - 65W - 5000K - 70CRI - TBD[SKU] - Universal coupler 30-60mm | 7.4 | Universal coupler 30-60mm | LED | 1 | 65 | [8 empty] | CE. ENEC | [6 empty] | 66 | 5000 | 499x365x95 |  | 220-240V |  | 5 |  |  |  | 70 |  | 5000 |  | 106000 |  | 258000 |  |  | 140.15 |  |  | 9 | QQQ | 25 | < 10% at 100.000 hours |  | Available | 750/559 | CIE(x=0.345. y=0.355) 5 SDCM | Class I | IK08 |  |  | 50 |  | -40 | 1 | 65 | RAL7035 | 50-60Hz | Passive | LED | dimmable | Road&Street | SMIx/2S | Road&Street |  |  | 9110 | No sensor | 108000 | [6 empty] | 255000
TBD | SMIX/2S/PPP/65/50/... | image | datasheet | deeplink | TUNGSRAM - SMIx/2S - 9200lm - 65W - 5000K - 70CRI - TBD[SKU] - Universal coupler 30-60mm | 7.4 | Universal coupler 30-60mm | LED | 1 | 65 | [8 empty] | CE. ENEC | [6 empty] | 66 | 5000 | 499x365x95 |  | 220-240V |  | 5 |  |  |  | 70 |  | 5000 |  | 106000 |  | 258000 |  |  | 141.54 |  |  | 9 | PPP | 25 | < 10% at 100.000 hours |  | Available | 750/559 | CIE(x=0.345. y=0.355) 5 SDCM | Class I | IK08 |  |  | 50 |  | -40 | 1 | 65 | RAL7035 | 50-60Hz | Passive | LED | dimmable | Road&Street | SMIx/2S | Road&Street |  |  | 9200 | No sensor | 108000 | [6 empty] | 255000
TBD | SMIX/2S/OOO/65/50/... | image | datasheet | deeplink | TUNGSRAM - SMIx/2S - 9010lm - 65W - 5000K - 70CRI - TBD[SKU] - Universal coupler 30-60mm | 7.4 | Universal coupler 30-60mm | LED | 1 | 65 | [8 empty] | CE. ENEC | [6 empty] | 66 | 5000 | 499x365x95 |  | 220-240V |  | 5 |  |  |  | 70 |  | 5000 |  | 106000 |  | 258000 |  |  | 138.62 |  |  | 9 | OOO | 25 | < 10% at 100.000 hours |  | Available | 750/559 | CIE(x=0.345. y=0.355) 5 SDCM | Class I | IK08 |  |  | 50 |  | -40 | 1 | 65 | RAL7035 | 50-60Hz | Passive | LED | dimmable | Road&Street | SMIx/2S | Road&Street |  |  | 9010 | No sensor | 108000 | [6 empty] | 255000
TBD | SMIX/2S/NNN/65/50/... | image | datasheet | deeplink | TUNGSRAM - SMIx/2S - 9330lm - 65W - 5000K - 70CRI - TBD[SKU] - Universal coupler 30-60mm | 7.4 | Universal coupler 30-60mm | LED | 1 | 65 | [8 empty] | CE. ENEC | [6 empty] | 66 | 5000 | 499x365x95 |  | 220-240V |  | 5 |  |  |  | 70 |  | 5000 |  | 106000 |  | 258000 |  |  | 143.54 |  |  | 9 | NNN | 25 | < 10% at 100.000 hours |  | Available | 750/559 | CIE(x=0.345. y=0.355) 5 SDCM | Class I | IK08 |  |  | 50 |  | -40 | 1 | 65 | RAL7035 | 50-60Hz | Passive | LED | dimmable | Road&Street | SMIx/2S | Road&Street |  |  | 9330 | No sensor | 108000 | [6 empty] | 255000
TBD | SMIX/2S/MMM/65/50/... | image | datasheet | deeplink | TUNGSRAM - SMIx/2S - 9350lm - 65W - 5000K - 70CRI - TBD[SKU] - Universal coupler 30-60mm | 7.4 | Universal coupler 30-60mm | LED | 1 | 65 | [8 empty] | CE. ENEC | [6 empty] | 66 | 5000 | 499x365x95 |  | 220-240V |  | 5 |  |  |  | 70 |  | 5000 |  | 106000 |  | 258000 |  |  | 143.85 |  |  | 9 | MMM | 25 | < 10% at 100.000 hours |  | Available | 750/559 | CIE(x=0.345. y=0.355) 5 SDCM | Class I | IK08 |  |  | 50 |  | -40 | 1 | 65 | RAL7035 | 50-60Hz | Passive | LED | dimmable | Road&Street | SMIx/2S | Road&Street |  |  | 9350 | No sensor | 108000 | [6 empty] | 255000
TBD | SMIX/2S/LLL/65/50/... | image | datasheet | deeplink | TUNGSRAM - SMIx/2S - 9220lm - 65W - 5000K - 70CRI - TBD[SKU] - Universal coupler 30-60mm | 7.4 | Universal coupler 30-60mm | LED | 1 | 65 | [8 empty] | CE. ENEC | [6 empty] | 66 | 5000 | 499x365x95 |  | 220-240V |  | 5 |  |  |  | 70 |  | 5000 |  | 106000 |  | 258000 |  |  | 141.85 |  |  | 9 | LLL | 25 | < 10% at 100.000 hours |  | Available | 750/559 | CIE(x=0.345. y=0.355) 5 SDCM | Class I | IK08 |  |  | 50 |  | -40 | 1 | 65 | RAL7035 | 50-60Hz | Passive | LED | dimmable | Road&Street | SMIx/2S | Road&Street |  |  | 9220 | No sensor | 108000 | [6 empty] | 255000
TBD | SMIX/2S/KKK/65/50/... | image | datasheet | deeplink | TUNGSRAM - SMIx/2S - 9220lm - 65W - 5000K - 70CRI - TBD[SKU] - Universal coupler 30-60mm | 7.4 | Universal coupler 30-60mm | LED | 1 | 65 | [8 empty] | CE. ENEC | [6 empty] | 66 | 5000 | 499x365x95 |  | 220-240V |  | 5 |  |  |  | 70 |  | 5000 |  | 106000 |  | 258000 |  |  | 141.85 |  |  | 9 | KKK | 25 | < 10% at 100.000 hours |  | Available | 750/559 | CIE(x=0.345. y=0.355) 5 SDCM | Class I | IK08 |  |  | 50 |  | -40 | 1 | 65 | RAL7035 | 50-60Hz | Passive | LED | dimmable | Road&Street | SMIx/2S | Road&Street |  |  | 9220 | No sensor | 108000 | [6 empty] | 255000
TBD | SMIX/2S/JJJ/65/50/... | image | datasheet | deeplink | TUNGSRAM - SMIx/2S - 9150lm - 65W - 5000K - 70CRI - TBD[SKU] - Universal coupler 30-60mm | 7.4 | Universal coupler 30-60mm | LED | 1 | 65 | [8 empty] | CE. ENEC | [6 empty] | 66 | 5000 | 499x365x95 |  | 220-240V |  | 5 |  |  |  | 70 |  | 5000 |  | 106000 |  | 258000 |  |  | 140.77 |  |  | 9 | JJJ | 25 | < 10% at 100.000 hours |  | Available | 750/559 | CIE(x=0.345. y=0.355) 5 SDCM | Class I | IK08 |  |  | 50 |  | -40 | 1 | 65 | RAL7035 | 50-60Hz | Passive | LED | dimmable | Road&Street | SMIx/2S | Road&Street |  |  | 9150 | No sensor | 108000 | [6 empty] | 255000
TBD | SMIX/2S/HHH/65/50/... | image | datasheet | deeplink | TUNGSRAM - SMIx/2S - 9090lm - 65W - 5000K - 70CRI - TBD[SKU] - Universal coupler 30-60mm | 7.4 | Universal coupler 30-60mm | LED | 1 | 65 | [8 empty] | CE. ENEC | [6 empty] | 66 | 5000 | 499x365x95 |  | 220-240V |  | 5 |  |  |  | 70 |  | 5000 |  | 106000 |  | 258000 |  |  | 139.85 |  |  | 9 | HHH | 25 | < 10% at 100.000 hours |  | Available | 750/559 | CIE(x=0.345. y=0.355) 5 SDCM | Class I | IK08 |  |  | 50 |  | -40 | 1 | 65 | RAL7035 | 50-60Hz | Passive | LED | dimmable | Road&Street | SMIx/2S | Road&Street |  |  | 9090 | No sensor | 108000 | [6 empty] | 255000
TBD | SMIX/2S/FFF/65/50/... | image | datasheet | deeplink | TUNGSRAM - SMIx/2S - 9320lm - 65W - 5000K - 70CRI - TBD[SKU] - Universal coupler 30-60mm | 7.4 | Universal coupler 30-60mm | LED | 1 | 65 | [8 empty] | CE. ENEC | [6 empty] | 66 | 5000 | 499x365x95 |  | 220-240V |  | 5 |  |  |  | 70 |  | 5000 |  | 106000 |  | 258000 |  |  | 143.38 |  |  | 9 | FFF | 25 | < 10% at 100.000 hours |  | Available | 750/559 | CIE(x=0.345. y=0.355) 5 SDCM | Class I | IK08 |  |  | 50 |  | -40 | 1 | 65 | RAL7035 | 50-60Hz | Passive | LED | dimmable | Road&Street | SMIx/2S | Road&Street |  |  | 9320 | No sensor | 108000 | [6 empty] | 255000
TBD | SMIX/2S/EEE/65/50/... | image | datasheet | deeplink | TUNGSRAM - SMIx/2S - 9280lm - 65W - 5000K - 70CRI - TBD[SKU] - Universal coupler 30-60mm | 7.4 | Universal coupler 30-60mm | LED | 1 | 65 | [8 empty] | CE. ENEC | [6 empty] | 66 | 5000 | 499x365x95 |  | 220-240V |  | 5 |  |  |  | 70 |  | 5000 |  | 106000 |  | 258000 |  |  | 142.77 |  |  | 9 | EEE | 25 | < 10% at 100.000 hours |  | Available | 750/559 | CIE(x=0.345. y=0.355) 5 SDCM | Class I | IK08 |  |  | 50 |  | -40 | 1 | 65 | RAL7035 | 50-60Hz | Passive | LED | dimmable | Road&Street | SMIx/2S | Road&Street |  |  | 9280 | No sensor | 108000 | [6 empty] | 255000
TBD | SMIX/2S/CCC/65/50/... | image | datasheet | deeplink | TUNGSRAM - SMIx/2S - 9260lm - 65W - 5000K - 70CRI - TBD[SKU] - Universal coupler 30-60mm | 7.4 | Universal coupler 30-60mm | LED | 1 | 65 | [8 empty] | CE. ENEC | [6 empty] | 66 | 5000 | 499x365x95 |  | 220-240V |  | 5 |  |  |  | 70 |  | 5000 |  | 106000 |  | 258000 |  |  | 142.46 |  |  | 9 | CCC | 25 | < 10% at 100.000 hours |  | Available | 750/559 | CIE(x=0.345. y=0.355) 5 SDCM | Class I | IK08 |  |  | 50 |  | -40 | 1 | 65 | RAL7035 | 50-60Hz | Passive | LED | dimmable | Road&Street | SMIx/2S | Road&Street |  |  | 9260 | No sensor | 108000 | [6 empty] | 255000
TBD | SMIX/2S/YYY/50/50/... | image | datasheet | deeplink | TUNGSRAM - SMIx/2S - 7120lm - 50W - 5000K - 70CRI - TBD[SKU] - Universal coupler 30-60mm | 7.4 | Universal coupler 30-60mm | LED | 1 | 50 | [8 empty] | CE. ENEC | [6 empty] | 66 | 5000 | 499x365x95 |  | 220-240V |  | 5 |  |  |  | 70 |  | 5000 |  | 106000 |  | 258000 |  |  | 142.4 |  |  | 9 | YYY | 25 | < 10% at 100.000 hours |  | Available | 750/559 | CIE(x=0.345. y=0.355) 5 SDCM | Class I | IK08 |  |  | 50 |  | -40 | 1 | 50 | RAL7035 | 50-60Hz | Passive | LED | dimmable | Road&Street | SMIx/2S | Road&Street |  |  | 7120 | No sensor | 108000 | [6 empty] | 255000
TBD | SMIX/2S/XXX/50/50/... | image | datasheet | deeplink | TUNGSRAM - SMIx/2S - 7220lm - 50W - 5000K - 70CRI - TBD[SKU] - Universal coupler 30-60mm | 7.4 | Universal coupler 30-60mm | LED | 1 | 50 | [8 empty] | CE. ENEC | [6 empty] | 66 | 5000 | 499x365x95 |  | 220-240V |  | 5 |  |  |  | 70 |  | 5000 |  | 106000 |  | 258000 |  |  | 144.4 |  |  | 9 | XXX | 25 | < 10% at 100.000 hours |  | Available | 750/559 | CIE(x=0.345. y=0.355) 5 SDCM | Class I | IK08 |  |  | 50 |  | -40 | 1 | 50 | RAL7035 | 50-60Hz | Passive | LED | dimmable | Road&Street | SMIx/2S | Road&Street |  |  | 7220 | No sensor | 108000 | [6 empty] | 255000
TBD | SMIX/2S/WWW/50/50/... | image | datasheet | deeplink | TUNGSRAM - SMIx/2S - 7210lm - 50W - 5000K - 70CRI - TBD[SKU] - Universal coupler 30-60mm | 7.4 | Universal coupler 30-60mm | LED | 1 | 50 | [8 empty] | CE. ENEC | [6 empty] | 66 | 5000 | 499x365x95 |  | 220-240V |  | 5 |  |  |  | 70 |  | 5000 |  | 106000 |  | 258000 |  |  | 144.2 |  |  | 9 | WWW | 25 | < 10% at 100.000 hours |  | Available | 750/559 | CIE(x=0.345. y=0.355) 5 SDCM | Class I | IK08 |  |  | 50 |  | -40 | 1 | 50 | RAL7035 | 50-60Hz | Passive | LED | dimmable | Road&Street | SMIx/2S | Road&Street |  |  | 7210 | No sensor | 108000 | [6 empty] | 255000
TBD | SMIX/2S/VVV/50/50/... | image | datasheet | deeplink | TUNGSRAM - SMIx/2S - 7350lm - 50W - 5000K - 70CRI - TBD[SKU] - Universal coupler 30-60mm | 7.4 | Universal coupler 30-60mm | LED | 1 | 50 | [8 empty] | CE. ENEC | [6 empty] | 66 | 5000 | 499x365x95 |  | 220-240V |  | 5 |  |  |  | 70 |  | 5000 |  | 106000 |  | 258000 |  |  | 147 |  |  | 9 | VVV | 25 | < 10% at 100.000 hours |  | Available | 750/559 | CIE(x=0.345. y=0.355) 5 SDCM | Class I | IK08 |  |  | 50 |  | -40 | 1 | 50 | RAL7035 | 50-60Hz | Passive | LED | dimmable | Road&Street | SMIx/2S | Road&Street |  |  | 7350 | No sensor | 108000 | [6 empty] | 255000
TBD | SMIX/2S/UUU/50/50/... | image | datasheet | deeplink | TUNGSRAM - SMIx/2S - 6970lm - 50W - 5000K - 70CRI - TBD[SKU] - Universal coupler 30-60mm | 7.4 | Universal coupler 30-60mm | LED | 1 | 50 | [8 empty] | CE. ENEC | [6 empty] | 66 | 5000 | 499x365x95 |  | 220-240V |  | 5 |  |  |  | 70 |  | 5000 |  | 106000 |  | 258000 |  |  | 139.4 |  |  | 9 | UUU | 25 | < 10% at 100.000 hours |  | Available | 750/559 | CIE(x=0.345. y=0.355) 5 SDCM | Class I | IK08 |  |  | 50 |  | -40 | 1 | 50 | RAL7035 | 50-60Hz | Passive | LED | dimmable | Road&Street | SMIx/2S | Road&Street |  |  | 6970 | No sensor | 108000 | [6 empty] | 255000
TBD | SMIX/2S/SSS/50/50/... | image | datasheet | deeplink | TUNGSRAM - SMIx/2S - 7090lm - 50W - 5000K - 70CRI - TBD[SKU] - Universal coupler 30-60mm | 7.4 | Universal coupler 30-60mm | LED | 1 | 50 | [8 empty] | CE. ENEC | [6 empty] | 66 | 5000 | 499x365x95 |  | 220-240V |  | 5 |  |  |  | 70 |  | 5000 |  | 106000 |  | 258000 |  |  | 141.8 |  |  | 9 | SSS | 25 | < 10% at 100.000 hours |  | Available | 750/559 | CIE(x=0.345. y=0.355) 5 SDCM | Class I | IK08 |  |  | 50 |  | -40 | 1 | 50 | RAL7035 | 50-60Hz | Passive | LED | dimmable | Road&Street | SMIx/2S | Road&Street |  |  | 7090 | No sensor | 108000 | [6 empty] | 255000
TBD | SMIX/2S/QQQ/50/50/... | image | datasheet | deeplink | TUNGSRAM - SMIx/2S - 7190lm - 50W - 5000K - 70CRI - TBD[SKU] - Universal coupler 30-60mm | 7.4 | Universal coupler 30-60mm | LED | 1 | 50 | [8 empty] | CE. ENEC | [6 empty] | 66 | 5000 | 499x365x95 |  | 220-240V |  | 5 |  |  |  | 70 |  | 5000 |  | 106000 |  | 258000 |  |  | 143.8 |  |  | 9 | QQQ | 25 | < 10% at 100.000 hours |  | Available | 750/559 | CIE(x=0.345. y=0.355) 5 SDCM | Class I | IK08 |  |  | 50 |  | -40 | 1 | 50 | RAL7035 | 50-60Hz | Passive | LED | dimmable | Road&Street | SMIx/2S | Road&Street |  |  | 7190 | No sensor | 108000 | [6 empty] | 255000
TBD | SMIX/2S/PPP/50/50/... | image | datasheet | deeplink | TUNGSRAM - SMIx/2S - 7260lm - 50W - 5000K - 70CRI - TBD[SKU] - Universal coupler 30-60mm | 7.4 | Universal coupler 30-60mm | LED | 1 | 50 | [8 empty] | CE. ENEC | [6 empty] | 66 | 5000 | 499x365x95 |  | 220-240V |  | 5 |  |  |  | 70 |  | 5000 |  | 106000 |  | 258000 |  |  | 145.2 |  |  | 9 | PPP | 25 | < 10% at 100.000 hours |  | Available | 750/559 | CIE(x=0.345. y=0.355) 5 SDCM | Class I | IK08 |  |  | 50 |  | -40 | 1 | 50 | RAL7035 | 50-60Hz | Passive | LED | dimmable | Road&Street | SMIx/2S | Road&Street |  |  | 7260 | No sensor | 108000 | [6 empty] | 255000
TBD | SMIX/2S/OOO/50/50/... | image | datasheet | deeplink | TUNGSRAM - SMIx/2S - 7110lm - 50W - 5000K - 70CRI - TBD[SKU] - Universal coupler 30-60mm | 7.4 | Universal coupler 30-60mm | LED | 1 | 50 | [8 empty] | CE. ENEC | [6 empty] | 66 | 5000 | 499x365x95 |  | 220-240V |  | 5 |  |  |  | 70 |  | 5000 |  | 106000 |  | 258000 |  |  | 142.2 |  |  | 9 | OOO | 25 | < 10% at 100.000 hours |  | Available | 750/559 | CIE(x=0.345. y=0.355) 5 SDCM | Class I | IK08 |  |  | 50 |  | -40 | 1 | 50 | RAL7035 | 50-60Hz | Passive | LED | dimmable | Road&Street | SMIx/2S | Road&Street |  |  | 7110 | No sensor | 108000 | [6 empty] | 255000
TBD | SMIX/2S/NNN/50/50/... | image | datasheet | deeplink | TUNGSRAM - SMIx/2S - 7360lm - 50W - 5000K - 70CRI - TBD[SKU] - Universal coupler 30-60mm | 7.4 | Universal coupler 30-60mm | LED | 1 | 50 | [8 empty] | CE. ENEC | [6 empty] | 66 | 5000 | 499x365x95 |  | 220-240V |  | 5 |  |  |  | 70 |  | 5000 |  | 106000 |  | 258000 |  |  | 147.2 |  |  | 9 | NNN | 25 | < 10% at 100.000 hours |  | Available | 750/559 | CIE(x=0.345. y=0.355) 5 SDCM | Class I | IK08 |  |  | 50 |  | -40 | 1 | 50 | RAL7035 | 50-60Hz | Passive | LED | dimmable | Road&Street | SMIx/2S | Road&Street |  |  | 7360 | No sensor | 108000 | [6 empty] | 255000
TBD | SMIX/2S/MMM/50/50/... | image | datasheet | deeplink | TUNGSRAM - SMIx/2S - 7380lm - 50W - 5000K - 70CRI - TBD[SKU] - Universal coupler 30-60mm | 7.4 | Universal coupler 30-60mm | LED | 1 | 50 | [8 empty] | CE. ENEC | [6 empty] | 66 | 5000 | 499x365x95 |  | 220-240V |  | 5 |  |  |  | 70 |  | 5000 |  | 106000 |  | 258000 |  |  | 147.6 |  |  | 9 | MMM | 25 | < 10% at 100.000 hours |  | Available | 750/559 | CIE(x=0.345. y=0.355) 5 SDCM | Class I | IK08 |  |  | 50 |  | -40 | 1 | 50 | RAL7035 | 50-60Hz | Passive | LED | dimmable | Road&Street | SMIx/2S | Road&Street |  |  | 7380 | No sensor | 108000 | [6 empty] | 255000
TBD | SMIX/2S/LLL/50/50/... | image | datasheet | deeplink | TUNGSRAM - SMIx/2S - 7280lm - 50W - 5000K - 70CRI - TBD[SKU] - Universal coupler 30-60mm | 7.4 | Universal coupler 30-60mm | LED | 1 | 50 | [8 empty] | CE. ENEC | [6 empty] | 66 | 5000 | 499x365x95 |  | 220-240V |  | 5 |  |  |  | 70 |  | 5000 |  | 106000 |  | 258000 |  |  | 145.6 |  |  | 9 | LLL | 25 | < 10% at 100.000 hours |  | Available | 750/559 | CIE(x=0.345. y=0.355) 5 SDCM | Class I | IK08 |  |  | 50 |  | -40 | 1 | 50 | RAL7035 | 50-60Hz | Passive | LED | dimmable | Road&Street | SMIx/2S | Road&Street |  |  | 7280 | No sensor | 108000 | [6 empty] | 255000
TBD | SMIX/2S/KKK/50/50/... | image | datasheet | deeplink | TUNGSRAM - SMIx/2S - 7280lm - 50W - 5000K - 70CRI - TBD[SKU] - Universal coupler 30-60mm | 7.4 | Universal coupler 30-60mm | LED | 1 | 50 | [8 empty] | CE. ENEC | [6 empty] | 66 | 5000 | 499x365x95 |  | 220-240V |  | 5 |  |  |  | 70 |  | 5000 |  | 106000 |  | 258000 |  |  | 145.6 |  |  | 9 | KKK | 25 | < 10% at 100.000 hours |  | Available | 750/559 | CIE(x=0.345. y=0.355) 5 SDCM | Class I | IK08 |  |  | 50 |  | -40 | 1 | 50 | RAL7035 | 50-60Hz | Passive | LED | dimmable | Road&Street | SMIx/2S | Road&Street |  |  | 7280 | No sensor | 108000 | [6 empty] | 255000
TBD | SMIX/2S/JJJ/50/50/... | image | datasheet | deeplink | TUNGSRAM - SMIx/2S - 7220lm - 50W - 5000K - 70CRI - TBD[SKU] - Universal coupler 30-60mm | 7.4 | Universal coupler 30-60mm | LED | 1 | 50 | [8 empty] | CE. ENEC | [6 empty] | 66 | 5000 | 499x365x95 |  | 220-240V |  | 5 |  |  |  | 70 |  | 5000 |  | 106000 |  | 258000 |  |  | 144.4 |  |  | 9 | JJJ | 25 | < 10% at 100.000 hours |  | Available | 750/559 | CIE(x=0.345. y=0.355) 5 SDCM | Class I | IK08 |  |  | 50 |  | -40 | 1 | 50 | RAL7035 | 50-60Hz | Passive | LED | dimmable | Road&Street | SMIx/2S | Road&Street |  |  | 7220 | No sensor | 108000 | [6 empty] | 255000
TBD | SMIX/2S/HHH/50/50/... | image | datasheet | deeplink | TUNGSRAM - SMIx/2S - 7170lm - 50W - 5000K - 70CRI - TBD[SKU] - Universal coupler 30-60mm | 7.4 | Universal coupler 30-60mm | LED | 1 | 50 | [8 empty] | CE. ENEC | [6 empty] | 66 | 5000 | 499x365x95 |  | 220-240V |  | 5 |  |  |  | 70 |  | 5000 |  | 106000 |  | 258000 |  |  | 143.4 |  |  | 9 | HHH | 25 | < 10% at 100.000 hours |  | Available | 750/559 | CIE(x=0.345. y=0.355) 5 SDCM | Class I | IK08 |  |  | 50 |  | -40 | 1 | 50 | RAL7035 | 50-60Hz | Passive | LED | dimmable | Road&Street | SMIx/2S | Road&Street |  |  | 7170 | No sensor | 108000 | [6 empty] | 255000
TBD | SMIX/2S/FFF/50/50/... | image | datasheet | deeplink | TUNGSRAM - SMIx/2S - 7350lm - 50W - 5000K - 70CRI - TBD[SKU] - Universal coupler 30-60mm | 7.4 | Universal coupler 30-60mm | LED | 1 | 50 | [8 empty] | CE. ENEC | [6 empty] | 66 | 5000 | 499x365x95 |  | 220-240V |  | 5 |  |  |  | 70 |  | 5000 |  | 106000 |  | 258000 |  |  | 147 |  |  | 9 | FFF | 25 | < 10% at 100.000 hours |  | Available | 750/559 | CIE(x=0.345. y=0.355) 5 SDCM | Class I | IK08 |  |  | 50 |  | -40 | 1 | 50 | RAL7035 | 50-60Hz | Passive | LED | dimmable | Road&Street | SMIx/2S | Road&Street |  |  | 7350 | No sensor | 108000 | [6 empty] | 255000
TBD | SMIX/2S/EEE/50/50/... | image | datasheet | deeplink | TUNGSRAM - SMIx/2S - 7320lm - 50W - 5000K - 70CRI - TBD[SKU] - Universal coupler 30-60mm | 7.4 | Universal coupler 30-60mm | LED | 1 | 50 | [8 empty] | CE. ENEC | [6 empty] | 66 | 5000 | 499x365x95 |  | 220-240V |  | 5 |  |  |  | 70 |  | 5000 |  | 106000 |  | 258000 |  |  | 146.4 |  |  | 9 | EEE | 25 | < 10% at 100.000 hours |  | Available | 750/559 | CIE(x=0.345. y=0.355) 5 SDCM | Class I | IK08 |  |  | 50 |  | -40 | 1 | 50 | RAL7035 | 50-60Hz | Passive | LED | dimmable | Road&Street | SMIx/2S | Road&Street |  |  | 7320 | No sensor | 108000 | [6 empty] | 255000
TBD | SMIX/2S/CCC/50/50/... | image | datasheet | deeplink | TUNGSRAM - SMIx/2S - 7300lm - 50W - 5000K - 70CRI - TBD[SKU] - Universal coupler 30-60mm | 7.4 | Universal coupler 30-60mm | LED | 1 | 50 | [8 empty] | CE. ENEC | [6 empty] | 66 | 5000 | 499x365x95 |  | 220-240V |  | 5 |  |  |  | 70 |  | 5000 |  | 106000 |  | 258000 |  |  | 146 |  |  | 9 | CCC | 25 | < 10% at 100.000 hours |  | Available | 750/559 | CIE(x=0.345. y=0.355) 5 SDCM | Class I | IK08 |  |  | 50 |  | -40 | 1 | 50 | RAL7035 | 50-60Hz | Passive | LED | dimmable | Road&Street | SMIx/2S | Road&Street |  |  | 7300 | No sensor | 108000 | [6 empty] | 255000
TBD | SMIX/2S/YYY/40/50/... | image | datasheet | deeplink | TUNGSRAM - SMIx/2S - 5860lm - 40W - 5000K - 70CRI - TBD[SKU] - Universal coupler 30-60mm | 7.4 | Universal coupler 30-60mm | LED | 1 | 40 | [8 empty] | CE. ENEC | [6 empty] | 66 | 5000 | 499x365x95 |  | 220-240V |  | 5 |  |  |  | 70 |  | 5000 |  | 106000 |  | 258000 |  |  | 146.5 |  |  | 9 | YYY | 25 | < 10% at 100.000 hours |  | Available | 750/559 | CIE(x=0.345. y=0.355) 5 SDCM | Class I | IK08 |  |  | 50 |  | -40 | 1 | 40 | RAL7035 | 50-60Hz | Passive | LED | dimmable | Road&Street | SMIx/2S | Road&Street |  |  | 5860 | No sensor | 108000 | [6 empty] | 255000
TBD | SMIX/2S/XXX/40/50/... | image | datasheet | deeplink | TUNGSRAM - SMIx/2S - 5940lm - 40W - 5000K - 70CRI - TBD[SKU] - Universal coupler 30-60mm | 7.4 | Universal coupler 30-60mm | LED | 1 | 40 | [8 empty] | CE. ENEC | [6 empty] | 66 | 5000 | 499x365x95 |  | 220-240V |  | 5 |  |  |  | 70 |  | 5000 |  | 106000 |  | 258000 |  |  | 148.5 |  |  | 9 | XXX | 25 | < 10% at 100.000 hours |  | Available | 750/559 | CIE(x=0.345. y=0.355) 5 SDCM | Class I | IK08 |  |  | 50 |  | -40 | 1 | 40 | RAL7035 | 50-60Hz | Passive | LED | dimmable | Road&Street | SMIx/2S | Road&Street |  |  | 5940 | No sensor | 108000 | [6 empty] | 255000
TBD | SMIX/2S/WWW/40/50/... | image | datasheet | deeplink | TUNGSRAM - SMIx/2S - 5930lm - 40W - 5000K - 70CRI - TBD[SKU] - Universal coupler 30-60mm | 7.4 | Universal coupler 30-60mm | LED | 1 | 40 | [8 empty] | CE. ENEC | [6 empty] | 66 | 5000 | 499x365x95 |  | 220-240V |  | 5 |  |  |  | 70 |  | 5000 |  | 106000 |  | 258000 |  |  | 148.25 |  |  | 9 | WWW | 25 | < 10% at 100.000 hours |  | Available | 750/559 | CIE(x=0.345. y=0.355) 5 SDCM | Class I | IK08 |  |  | 50 |  | -40 | 1 | 40 | RAL7035 | 50-60Hz | Passive | LED | dimmable | Road&Street | SMIx/2S | Road&Street |  |  | 5930 | No sensor | 108000 | [6 empty] | 255000
TBD | SMIX/2S/VVV/40/50/... | image | datasheet | deeplink | TUNGSRAM - SMIx/2S - 6050lm - 40W - 5000K - 70CRI - TBD[SKU] - Universal coupler 30-60mm | 7.4 | Universal coupler 30-60mm | LED | 1 | 40 | [8 empty] | CE. ENEC | [6 empty] | 66 | 5000 | 499x365x95 |  | 220-240V |  | 5 |  |  |  | 70 |  | 5000 |  | 106000 |  | 258000 |  |  | 151.25 |  |  | 9 | VVV | 25 | < 10% at 100.000 hours |  | Available | 750/559 | CIE(x=0.345. y=0.355) 5 SDCM | Class I | IK08 |  |  | 50 |  | -40 | 1 | 40 | RAL7035 | 50-60Hz | Passive | LED | dimmable | Road&Street | SMIx/2S | Road&Street |  |  | 6050 | No sensor | 108000 | [6 empty] | 255000
TBD | SMIX/2S/UUU/40/50/... | image | datasheet | deeplink | TUNGSRAM - SMIx/2S - 5730lm - 40W - 5000K - 70CRI - TBD[SKU] - Universal coupler 30-60mm | 7.4 | Universal coupler 30-60mm | LED | 1 | 40 | [8 empty] | CE. ENEC | [6 empty] | 66 | 5000 | 499x365x95 |  | 220-240V |  | 5 |  |  |  | 70 |  | 5000 |  | 106000 |  | 258000 |  |  | 143.25 |  |  | 9 | UUU | 25 | < 10% at 100.000 hours |  | Available | 750/559 | CIE(x=0.345. y=0.355) 5 SDCM | Class I | IK08 |  |  | 50 |  | -40 | 1 | 40 | RAL7035 | 50-60Hz | Passive | LED | dimmable | Road&Street | SMIx/2S | Road&Street |  |  | 5730 | No sensor | 108000 | [6 empty] | 255000
TBD | SMIX/2S/SSS/40/50/... | image | datasheet | deeplink | TUNGSRAM - SMIx/2S - 5830lm - 40W - 5000K - 70CRI - TBD[SKU] - Universal coupler 30-60mm | 7.4 | Universal coupler 30-60mm | LED | 1 | 40 | [8 empty] | CE. ENEC | [6 empty] | 66 | 5000 | 499x365x95 |  | 220-240V |  | 5 |  |  |  | 70 |  | 5000 |  | 106000 |  | 258000 |  |  | 145.75 |  |  | 9 | SSS | 25 | < 10% at 100.000 hours |  | Available | 750/559 | CIE(x=0.345. y=0.355) 5 SDCM | Class I | IK08 |  |  | 50 |  | -40 | 1 | 40 | RAL7035 | 50-60Hz | Passive | LED | dimmable | Road&Street | SMIx/2S | Road&Street |  |  | 5830 | No sensor | 108000 | [6 empty] | 255000
TBD | SMIX/2S/QQQ/40/50/... | image | datasheet | deeplink | TUNGSRAM - SMIx/2S - 5920lm - 40W - 5000K - 70CRI - TBD[SKU] - Universal coupler 30-60mm | 7.4 | Universal coupler 30-60mm | LED | 1 | 40 | [8 empty] | CE. ENEC | [6 empty] | 66 | 5000 | 499x365x95 |  | 220-240V |  | 5 |  |  |  | 70 |  | 5000 |  | 106000 |  | 258000 |  |  | 148 |  |  | 9 | QQQ | 25 | < 10% at 100.000 hours |  | Available | 750/559 | CIE(x=0.345. y=0.355) 5 SDCM | Class I | IK08 |  |  | 50 |  | -40 | 1 | 40 | RAL7035 | 50-60Hz | Passive | LED | dimmable | Road&Street | SMIx/2S | Road&Street |  |  | 5920 | No sensor | 108000 | [6 empty] | 255000
TBD | SMIX/2S/PPP/40/50/... | image | datasheet | deeplink | TUNGSRAM - SMIx/2S - 5970lm - 40W - 5000K - 70CRI - TBD[SKU] - Universal coupler 30-60mm | 7.4 | Universal coupler 30-60mm | LED | 1 | 40 | [8 empty] | CE. ENEC | [6 empty] | 66 | 5000 | 499x365x95 |  | 220-240V |  | 5 |  |  |  | 70 |  | 5000 |  | 106000 |  | 258000 |  |  | 149.25 |  |  | 9 | PPP | 25 | < 10% at 100.000 hours |  | Available | 750/559 | CIE(x=0.345. y=0.355) 5 SDCM | Class I | IK08 |  |  | 50 |  | -40 | 1 | 40 | RAL7035 | 50-60Hz | Passive | LED | dimmable | Road&Street | SMIx/2S | Road&Street |  |  | 5970 | No sensor | 108000 | [6 empty] | 255000
TBD | SMIX/2S/OOO/40/50/... | image | datasheet | deeplink | TUNGSRAM - SMIx/2S - 5850lm - 40W - 5000K - 70CRI - TBD[SKU] - Universal coupler 30-60mm | 7.4 | Universal coupler 30-60mm | LED | 1 | 40 | [8 empty] | CE. ENEC | [6 empty] | 66 | 5000 | 499x365x95 |  | 220-240V |  | 5 |  |  |  | 70 |  | 5000 |  | 106000 |  | 258000 |  |  | 146.25 |  |  | 9 | OOO | 25 | < 10% at 100.000 hours |  | Available | 750/559 | CIE(x=0.345. y=0.355) 5 SDCM | Class I | IK08 |  |  | 50 |  | -40 | 1 | 40 | RAL7035 | 50-60Hz | Passive | LED | dimmable | Road&Street | SMIx/2S | Road&Street |  |  | 5850 | No sensor | 108000 | [6 empty] | 255000
TBD | SMIX/2S/NNN/40/50/... | image | datasheet | deeplink | TUNGSRAM - SMIx/2S - 6060lm - 40W - 5000K - 70CRI - TBD[SKU] - Universal coupler 30-60mm | 7.4 | Universal coupler 30-60mm | LED | 1 | 40 | [8 empty] | CE. ENEC | [6 empty] | 66 | 5000 | 499x365x95 |  | 220-240V |  | 5 |  |  |  | 70 |  | 5000 |  | 106000 |  | 258000 |  |  | 151.5 |  |  | 9 | NNN | 25 | < 10% at 100.000 hours |  | Available | 750/559 | CIE(x=0.345. y=0.355) 5 SDCM | Class I | IK08 |  |  | 50 |  | -40 | 1 | 40 | RAL7035 | 50-60Hz | Passive | LED | dimmable | Road&Street | SMIx/2S | Road&Street |  |  | 6060 | No sensor | 108000 | [6 empty] | 255000
TBD | SMIX/2S/MMM/40/50/... | image | datasheet | deeplink | TUNGSRAM - SMIx/2S - 6070lm - 40W - 5000K - 70CRI - TBD[SKU] - Universal coupler 30-60mm | 7.4 | Universal coupler 30-60mm | LED | 1 | 40 | [8 empty] | CE. ENEC | [6 empty] | 66 | 5000 | 499x365x95 |  | 220-240V |  | 5 |  |  |  | 70 |  | 5000 |  | 106000 |  | 258000 |  |  | 151.75 |  |  | 9 | MMM | 25 | < 10% at 100.000 hours |  | Available | 750/559 | CIE(x=0.345. y=0.355) 5 SDCM | Class I | IK08 |  |  | 50 |  | -40 | 1 | 40 | RAL7035 | 50-60Hz | Passive | LED | dimmable | Road&Street | SMIx/2S | Road&Street |  |  | 6070 | No sensor | 108000 | [6 empty] | 255000
TBD | SMIX/2S/LLL/40/50/... | image | datasheet | deeplink | TUNGSRAM - SMIx/2S - 5990lm - 40W - 5000K - 70CRI - TBD[SKU] - Universal coupler 30-60mm | 7.4 | Universal coupler 30-60mm | LED | 1 | 40 | [8 empty] | CE. ENEC | [6 empty] | 66 | 5000 | 499x365x95 |  | 220-240V |  | 5 |  |  |  | 70 |  | 5000 |  | 106000 |  | 258000 |  |  | 149.75 |  |  | 9 | LLL | 25 | < 10% at 100.000 hours |  | Available | 750/559 | CIE(x=0.345. y=0.355) 5 SDCM | Class I | IK08 |  |  | 50 |  | -40 | 1 | 40 | RAL7035 | 50-60Hz | Passive | LED | dimmable | Road&Street | SMIx/2S | Road&Street |  |  | 5990 | No sensor | 108000 | [6 empty] | 255000
TBD | SMIX/2S/KKK/40/50/... | image | datasheet | deeplink | TUNGSRAM - SMIx/2S - 5990lm - 40W - 5000K - 70CRI - TBD[SKU] - Universal coupler 30-60mm | 7.4 | Universal coupler 30-60mm | LED | 1 | 40 | [8 empty] | CE. ENEC | [6 empty] | 66 | 5000 | 499x365x95 |  | 220-240V |  | 5 |  |  |  | 70 |  | 5000 |  | 106000 |  | 258000 |  |  | 149.75 |  |  | 9 | KKK | 25 | < 10% at 100.000 hours |  | Available | 750/559 | CIE(x=0.345. y=0.355) 5 SDCM | Class I | IK08 |  |  | 50 |  | -40 | 1 | 40 | RAL7035 | 50-60Hz | Passive | LED | dimmable | Road&Street | SMIx/2S | Road&Street |  |  | 5990 | No sensor | 108000 | [6 empty] | 255000
TBD | SMIX/2S/JJJ/40/50/... | image | datasheet | deeplink | TUNGSRAM - SMIx/2S - 5940lm - 40W - 5000K - 70CRI - TBD[SKU] - Universal coupler 30-60mm | 7.4 | Universal coupler 30-60mm | LED | 1 | 40 | [8 empty] | CE. ENEC | [6 empty] | 66 | 5000 | 499x365x95 |  | 220-240V |  | 5 |  |  |  | 70 |  | 5000 |  | 106000 |  | 258000 |  |  | 148.5 |  |  | 9 | JJJ | 25 | < 10% at 100.000 hours |  | Available | 750/559 | CIE(x=0.345. y=0.355) 5 SDCM | Class I | IK08 |  |  | 50 |  | -40 | 1 | 40 | RAL7035 | 50-60Hz | Passive | LED | dimmable | Road&Street | SMIx/2S | Road&Street |  |  | 5940 | No sensor | 108000 | [6 empty] | 255000
TBD | SMIX/2S/HHH/40/50/... | image | datasheet | deeplink | TUNGSRAM - SMIx/2S - 5900lm - 40W - 5000K - 70CRI - TBD[SKU] - Universal coupler 30-60mm | 7.4 | Universal coupler 30-60mm | LED | 1 | 40 | [8 empty] | CE. ENEC | [6 empty] | 66 | 5000 | 499x365x95 |  | 220-240V |  | 5 |  |  |  | 70 |  | 5000 |  | 106000 |  | 258000 |  |  | 147.5 |  |  | 9 | HHH | 25 | < 10% at 100.000 hours |  | Available | 750/559 | CIE(x=0.345. y=0.355) 5 SDCM | Class I | IK08 |  |  | 50 |  | -40 | 1 | 40 | RAL7035 | 50-60Hz | Passive | LED | dimmable | Road&Street | SMIx/2S | Road&Street |  |  | 5900 | No sensor | 108000 | [6 empty] | 255000
TBD | SMIX/2S/FFF/40/50/... | image | datasheet | deeplink | TUNGSRAM - SMIx/2S - 6050lm - 40W - 5000K - 70CRI - TBD[SKU] - Universal coupler 30-60mm | 7.4 | Universal coupler 30-60mm | LED | 1 | 40 | [8 empty] | CE. ENEC | [6 empty] | 66 | 5000 | 499x365x95 |  | 220-240V |  | 5 |  |  |  | 70 |  | 5000 |  | 106000 |  | 258000 |  |  | 151.25 |  |  | 9 | FFF | 25 | < 10% at 100.000 hours |  | Available | 750/559 | CIE(x=0.345. y=0.355) 5 SDCM | Class I | IK08 |  |  | 50 |  | -40 | 1 | 40 | RAL7035 | 50-60Hz | Passive | LED | dimmable | Road&Street | SMIx/2S | Road&Street |  |  | 6050 | No sensor | 108000 | [6 empty] | 255000
TBD | SMIX/2S/EEE/40/50/... | image | datasheet | deeplink | TUNGSRAM - SMIx/2S - 6020lm - 40W - 5000K - 70CRI - TBD[SKU] - Universal coupler 30-60mm | 7.4 | Universal coupler 30-60mm | LED | 1 | 40 | [8 empty] | CE. ENEC | [6 empty] | 66 | 5000 | 499x365x95 |  | 220-240V |  | 5 |  |  |  | 70 |  | 5000 |  | 106000 |  | 258000 |  |  | 150.5 |  |  | 9 | EEE | 25 | < 10% at 100.000 hours |  | Available | 750/559 | CIE(x=0.345. y=0.355) 5 SDCM | Class I | IK08 |  |  | 50 |  | -40 | 1 | 40 | RAL7035 | 50-60Hz | Passive | LED | dimmable | Road&Street | SMIx/2S | Road&Street |  |  | 6020 | No sensor | 108000 | [6 empty] | 255000
TBD | SMIX/2S/CCC/40/50/... | image | datasheet | deeplink | TUNGSRAM - SMIx/2S - 6010lm - 40W - 5000K - 70CRI - TBD[SKU] - Universal coupler 30-60mm | 7.4 | Universal coupler 30-60mm | LED | 1 | 40 | [8 empty] | CE. ENEC | [6 empty] | 66 | 5000 | 499x365x95 |  | 220-240V |  | 5 |  |  |  | 70 |  | 5000 |  | 106000 |  | 258000 |  |  | 150.25 |  |  | 9 | CCC | 25 | < 10% at 100.000 hours |  | Available | 750/559 | CIE(x=0.345. y=0.355) 5 SDCM | Class I | IK08 |  |  | 50 |  | -40 | 1 | 40 | RAL7035 | 50-60Hz | Passive | LED | dimmable | Road&Street | SMIx/2S | Road&Street |  |  | 6010 | No sensor | 108000 | [6 empty] | 255000
TBD | SMIX/2S/YYY/35/50/... | image | datasheet | deeplink | TUNGSRAM - SMIx/2S - 5200lm - 35W - 5000K - 70CRI - TBD[SKU] - Universal coupler 30-60mm | 7.4 | Universal coupler 30-60mm | LED | 1 | 35 | [8 empty] | CE. ENEC | [6 empty] | 66 | 5000 | 499x365x95 |  | 220-240V |  | 5 |  |  |  | 70 |  | 5000 |  | 106000 |  | 258000 |  |  | 148.57 |  |  | 9 | YYY | 25 | < 10% at 100.000 hours |  | Available | 750/559 | CIE(x=0.345. y=0.355) 5 SDCM | Class I | IK08 |  |  | 50 |  | -40 | 1 | 35 | RAL7035 | 50-60Hz | Passive | LED | dimmable | Road&Street | SMIx/2S | Road&Street |  |  | 5200 | No sensor | 108000 | [6 empty] | 255000
TBD | SMIX/2S/XXX/35/50/... | image | datasheet | deeplink | TUNGSRAM - SMIx/2S - 5270lm - 35W - 5000K - 70CRI - TBD[SKU] - Universal coupler 30-60mm | 7.4 | Universal coupler 30-60mm | LED | 1 | 35 | [8 empty] | CE. ENEC | [6 empty] | 66 | 5000 | 499x365x95 |  | 220-240V |  | 5 |  |  |  | 70 |  | 5000 |  | 106000 |  | 258000 |  |  | 150.57 |  |  | 9 | XXX | 25 | < 10% at 100.000 hours |  | Available | 750/559 | CIE(x=0.345. y=0.355) 5 SDCM | Class I | IK08 |  |  | 50 |  | -40 | 1 | 35 | RAL7035 | 50-60Hz | Passive | LED | dimmable | Road&Street | SMIx/2S | Road&Street |  |  | 5270 | No sensor | 108000 | [6 empty] | 255000
TBD | SMIX/2S/WWW/35/50/... | image | datasheet | deeplink | TUNGSRAM - SMIx/2S - 5270lm - 35W - 5000K - 70CRI - TBD[SKU] - Universal coupler 30-60mm | 7.4 | Universal coupler 30-60mm | LED | 1 | 35 | [8 empty] | CE. ENEC | [6 empty] | 66 | 5000 | 499x365x95 |  | 220-240V |  | 5 |  |  |  | 70 |  | 5000 |  | 106000 |  | 258000 |  |  | 150.57 |  |  | 9 | WWW | 25 | < 10% at 100.000 hours |  | Available | 750/559 | CIE(x=0.345. y=0.355) 5 SDCM | Class I | IK08 |  |  | 50 |  | -40 | 1 | 35 | RAL7035 | 50-60Hz | Passive | LED | dimmable | Road&Street | SMIx/2S | Road&Street |  |  | 5270 | No sensor | 108000 | [6 empty] | 255000
TBD | SMIX/2S/VVV/35/50/... | image | datasheet | deeplink | TUNGSRAM - SMIx/2S - 5370lm - 35W - 5000K - 70CRI - TBD[SKU] - Universal coupler 30-60mm | 7.4 | Universal coupler 30-60mm | LED | 1 | 35 | [8 empty] | CE. ENEC | [6 empty] | 66 | 5000 | 499x365x95 |  | 220-240V |  | 5 |  |  |  | 70 |  | 5000 |  | 106000 |  | 258000 |  |  | 153.43 |  |  | 9 | VVV | 25 | < 10% at 100.000 hours |  | Available | 750/559 | CIE(x=0.345. y=0.355) 5 SDCM | Class I | IK08 |  |  | 50 |  | -40 | 1 | 35 | RAL7035 | 50-60Hz | Passive | LED | dimmable | Road&Street | SMIx/2S | Road&Street |  |  | 5370 | No sensor | 108000 | [6 empty] | 255000
TBD | SMIX/2S/UUU/35/50/... | image | datasheet | deeplink | TUNGSRAM - SMIx/2S - 5090lm - 35W - 5000K - 70CRI - TBD[SKU] - Universal coupler 30-60mm | 7.4 | Universal coupler 30-60mm | LED | 1 | 35 | [8 empty] | CE. ENEC | [6 empty] | 66 | 5000 | 499x365x95 |  | 220-240V |  | 5 |  |  |  | 70 |  | 5000 |  | 106000 |  | 258000 |  |  | 145.43 |  |  | 9 | UUU | 25 | < 10% at 100.000 hours |  | Available | 750/559 | CIE(x=0.345. y=0.355) 5 SDCM | Class I | IK08 |  |  | 50 |  | -40 | 1 | 35 | RAL7035 | 50-60Hz | Passive | LED | dimmable | Road&Street | SMIx/2S | Road&Street |  |  | 5090 | No sensor | 108000 | [6 empty] | 255000
TBD | SMIX/2S/SSS/35/50/... | image | datasheet | deeplink | TUNGSRAM - SMIx/2S - 5180lm - 35W - 5000K - 70CRI - TBD[SKU] - Universal coupler 30-60mm | 7.4 | Universal coupler 30-60mm | LED | 1 | 35 | [8 empty] | CE. ENEC | [6 empty] | 66 | 5000 | 499x365x95 |  | 220-240V |  | 5 |  |  |  | 70 |  | 5000 |  | 106000 |  | 258000 |  |  | 148 |  |  | 9 | SSS | 25 | < 10% at 100.000 hours |  | Available | 750/559 | CIE(x=0.345. y=0.355) 5 SDCM | Class I | IK08 |  |  | 50 |  | -40 | 1 | 35 | RAL7035 | 50-60Hz | Passive | LED | dimmable | Road&Street | SMIx/2S | Road&Street |  |  | 5180 | No sensor | 108000 | [6 empty] | 255000
TBD | SMIX/2S/QQQ/35/50/... | image | datasheet | deeplink | TUNGSRAM - SMIx/2S - 5250lm - 35W - 5000K - 70CRI - TBD[SKU] - Universal coupler 30-60mm | 7.4 | Universal coupler 30-60mm | LED | 1 | 35 | [8 empty] | CE. ENEC | [6 empty] | 66 | 5000 | 499x365x95 |  | 220-240V |  | 5 |  |  |  | 70 |  | 5000 |  | 106000 |  | 258000 |  |  | 150 |  |  | 9 | QQQ | 25 | < 10% at 100.000 hours |  | Available | 750/559 | CIE(x=0.345. y=0.355) 5 SDCM | Class I | IK08 |  |  | 50 |  | -40 | 1 | 35 | RAL7035 | 50-60Hz | Passive | LED | dimmable | Road&Street | SMIx/2S | Road&Street |  |  | 5250 | No sensor | 108000 | [6 empty] | 255000
TBD | SMIX/2S/PPP/35/50/... | image | datasheet | deeplink | TUNGSRAM - SMIx/2S - 5300lm - 35W - 5000K - 70CRI - TBD[SKU] - Universal coupler 30-60mm | 7.4 | Universal coupler 30-60mm | LED | 1 | 35 | [8 empty] | CE. ENEC | [6 empty] | 66 | 5000 | 499x365x95 |  | 220-240V |  | 5 |  |  |  | 70 |  | 5000 |  | 106000 |  | 258000 |  |  | 151.43 |  |  | 9 | PPP | 25 | < 10% at 100.000 hours |  | Available | 750/559 | CIE(x=0.345. y=0.355) 5 SDCM | Class I | IK08 |  |  | 50 |  | -40 | 1 | 35 | RAL7035 | 50-60Hz | Passive | LED | dimmable | Road&Street | SMIx/2S | Road&Street |  |  | 5300 | No sensor | 108000 | [6 empty] | 255000
TBD | SMIX/2S/OOO/35/50/... | image | datasheet | deeplink | TUNGSRAM - SMIx/2S - 5190lm - 35W - 5000K - 70CRI - TBD[SKU] - Universal coupler 30-60mm | 7.4 | Universal coupler 30-60mm | LED | 1 | 35 | [8 empty] | CE. ENEC | [6 empty] | 66 | 5000 | 499x365x95 |  | 220-240V |  | 5 |  |  |  | 70 |  | 5000 |  | 106000 |  | 258000 |  |  | 148.29 |  |  | 9 | OOO | 25 | < 10% at 100.000 hours |  | Available | 750/559 | CIE(x=0.345. y=0.355) 5 SDCM | Class I | IK08 |  |  | 50 |  | -40 | 1 | 35 | RAL7035 | 50-60Hz | Passive | LED | dimmable | Road&Street | SMIx/2S | Road&Street |  |  | 5190 | No sensor | 108000 | [6 empty] | 255000
TBD | SMIX/2S/NNN/35/50/... | image | datasheet | deeplink | TUNGSRAM - SMIx/2S - 5380lm - 35W - 5000K - 70CRI - TBD[SKU] - Universal coupler 30-60mm | 7.4 | Universal coupler 30-60mm | LED | 1 | 35 | [8 empty] | CE. ENEC | [6 empty] | 66 | 5000 | 499x365x95 |  | 220-240V |  | 5 |  |  |  | 70 |  | 5000 |  | 106000 |  | 258000 |  |  | 153.71 |  |  | 9 | NNN | 25 | < 10% at 100.000 hours |  | Available | 750/559 | CIE(x=0.345. y=0.355) 5 SDCM | Class I | IK08 |  |  | 50 |  | -40 | 1 | 35 | RAL7035 | 50-60Hz | Passive | LED | dimmable | Road&Street | SMIx/2S | Road&Street |  |  | 5380 | No sensor | 108000 | [6 empty] | 255000
TBD | SMIX/2S/MMM/35/50/... | image | datasheet | deeplink | TUNGSRAM - SMIx/2S - 5390lm - 35W - 5000K - 70CRI - TBD[SKU] - Universal coupler 30-60mm | 7.4 | Universal coupler 30-60mm | LED | 1 | 35 | [8 empty] | CE. ENEC | [6 empty] | 66 | 5000 | 499x365x95 |  | 220-240V |  | 5 |  |  |  | 70 |  | 5000 |  | 106000 |  | 258000 |  |  | 154 |  |  | 9 | MMM | 25 | < 10% at 100.000 hours |  | Available | 750/559 | CIE(x=0.345. y=0.355) 5 SDCM | Class I | IK08 |  |  | 50 |  | -40 | 1 | 35 | RAL7035 | 50-60Hz | Passive | LED | dimmable | Road&Street | SMIx/2S | Road&Street |  |  | 5390 | No sensor | 108000 | [6 empty] | 255000
TBD | SMIX/2S/LLL/35/50/... | image | datasheet | deeplink | TUNGSRAM - SMIx/2S - 5320lm - 35W - 5000K - 70CRI - TBD[SKU] - Universal coupler 30-60mm | 7.4 | Universal coupler 30-60mm | LED | 1 | 35 | [8 empty] | CE. ENEC | [6 empty] | 66 | 5000 | 499x365x95 |  | 220-240V |  | 5 |  |  |  | 70 |  | 5000 |  | 106000 |  | 258000 |  |  | 152 |  |  | 9 | LLL | 25 | < 10% at 100.000 hours |  | Available | 750/559 | CIE(x=0.345. y=0.355) 5 SDCM | Class I | IK08 |  |  | 50 |  | -40 | 1 | 35 | RAL7035 | 50-60Hz | Passive | LED | dimmable | Road&Street | SMIx/2S | Road&Street |  |  | 5320 | No sensor | 108000 | [6 empty] | 255000
TBD | SMIX/2S/KKK/35/50/... | image | datasheet | deeplink | TUNGSRAM - SMIx/2S - 5320lm - 35W - 5000K - 70CRI - TBD[SKU] - Universal coupler 30-60mm | 7.4 | Universal coupler 30-60mm | LED | 1 | 35 | [8 empty] | CE. ENEC | [6 empty] | 66 | 5000 | 499x365x95 |  | 220-240V |  | 5 |  |  |  | 70 |  | 5000 |  | 106000 |  | 258000 |  |  | 152 |  |  | 9 | KKK | 25 | < 10% at 100.000 hours |  | Available | 750/559 | CIE(x=0.345. y=0.355) 5 SDCM | Class I | IK08 |  |  | 50 |  | -40 | 1 | 35 | RAL7035 | 50-60Hz | Passive | LED | dimmable | Road&Street | SMIx/2S | Road&Street |  |  | 5320 | No sensor | 108000 | [6 empty] | 255000
TBD | SMIX/2S/JJJ/35/50/... | image | datasheet | deeplink | TUNGSRAM - SMIx/2S - 5270lm - 35W - 5000K - 70CRI - TBD[SKU] - Universal coupler 30-60mm | 7.4 | Universal coupler 30-60mm | LED | 1 | 35 | [8 empty] | CE. ENEC | [6 empty] | 66 | 5000 | 499x365x95 |  | 220-240V |  | 5 |  |  |  | 70 |  | 5000 |  | 106000 |  | 258000 |  |  | 150.57 |  |  | 9 | JJJ | 25 | < 10% at 100.000 hours |  | Available | 750/559 | CIE(x=0.345. y=0.355) 5 SDCM | Class I | IK08 |  |  | 50 |  | -40 | 1 | 35 | RAL7035 | 50-60Hz | Passive | LED | dimmable | Road&Street | SMIx/2S | Road&Street |  |  | 5270 | No sensor | 108000 | [6 empty] | 255000
TBD | SMIX/2S/HHH/35/50/... | image | datasheet | deeplink | TUNGSRAM - SMIx/2S - 5240lm - 35W - 5000K - 70CRI - TBD[SKU] - Universal coupler 30-60mm | 7.4 | Universal coupler 30-60mm | LED | 1 | 35 | [8 empty] | CE. ENEC | [6 empty] | 66 | 5000 | 499x365x95 |  | 220-240V |  | 5 |  |  |  | 70 |  | 5000 |  | 106000 |  | 258000 |  |  | 149.71 |  |  | 9 | HHH | 25 | < 10% at 100.000 hours |  | Available | 750/559 | CIE(x=0.345. y=0.355) 5 SDCM | Class I | IK08 |  |  | 50 |  | -40 | 1 | 35 | RAL7035 | 50-60Hz | Passive | LED | dimmable | Road&Street | SMIx/2S | Road&Street |  |  | 5240 | No sensor | 108000 | [6 empty] | 255000
TBD | SMIX/2S/FFF/35/50/... | image | datasheet | deeplink | TUNGSRAM - SMIx/2S - 5370lm - 35W - 5000K - 70CRI - TBD[SKU] - Universal coupler 30-60mm | 7.4 | Universal coupler 30-60mm | LED | 1 | 35 | [8 empty] | CE. ENEC | [6 empty] | 66 | 5000 | 499x365x95 |  | 220-240V |  | 5 |  |  |  | 70 |  | 5000 |  | 106000 |  | 258000 |  |  | 153.43 |  |  | 9 | FFF | 25 | < 10% at 100.000 hours |  | Available | 750/559 | CIE(x=0.345. y=0.355) 5 SDCM | Class I | IK08 |  |  | 50 |  | -40 | 1 | 35 | RAL7035 | 50-60Hz | Passive | LED | dimmable | Road&Street | SMIx/2S | Road&Street |  |  | 5370 | No sensor | 108000 | [6 empty] | 255000
TBD | SMIX/2S/EEE/35/50/... | image | datasheet | deeplink | TUNGSRAM - SMIx/2S - 5350lm - 35W - 5000K - 70CRI - TBD[SKU] - Universal coupler 30-60mm | 7.4 | Universal coupler 30-60mm | LED | 1 | 35 | [8 empty] | CE. ENEC | [6 empty] | 66 | 5000 | 499x365x95 |  | 220-240V |  | 5 |  |  |  | 70 |  | 5000 |  | 106000 |  | 258000 |  |  | 152.86 |  |  | 9 | EEE | 25 | < 10% at 100.000 hours |  | Available | 750/559 | CIE(x=0.345. y=0.355) 5 SDCM | Class I | IK08 |  |  | 50 |  | -40 | 1 | 35 | RAL7035 | 50-60Hz | Passive | LED | dimmable | Road&Street | SMIx/2S | Road&Street |  |  | 5350 | No sensor | 108000 | [6 empty] | 255000
TBD | SMIX/2S/CCC/35/50/... | image | datasheet | deeplink | TUNGSRAM - SMIx/2S - 5330lm - 35W - 5000K - 70CRI - TBD[SKU] - Universal coupler 30-60mm | 7.4 | Universal coupler 30-60mm | LED | 1 | 35 | [8 empty] | CE. ENEC | [6 empty] | 66 | 5000 | 499x365x95 |  | 220-240V |  | 5 |  |  |  | 70 |  | 5000 |  | 106000 |  | 258000 |  |  | 152.29 |  |  | 9 | CCC | 25 | < 10% at 100.000 hours |  | Available | 750/559 | CIE(x=0.345. y=0.355) 5 SDCM | Class I | IK08 |  |  | 50 |  | -40 | 1 | 35 | RAL7035 | 50-60Hz | Passive | LED | dimmable | Road&Street | SMIx/2S | Road&Street |  |  | 5330 | No sensor | 108000 | [6 empty] | 255000
TBD | SMIX/2S/YYY/30/50/... | image | datasheet | deeplink | TUNGSRAM - SMIx/2S - 4520lm - 30W - 5000K - 70CRI - TBD[SKU] - Universal coupler 30-60mm | 7.4 | Universal coupler 30-60mm | LED | 1 | 30 | [8 empty] | CE. ENEC | [6 empty] | 66 | 5000 | 499x365x95 |  | 220-240V |  | 5 |  |  |  | 70 |  | 5000 |  | 106000 |  | 258000 |  |  | 150.67 |  |  | 9 | YYY | 25 | < 10% at 100.000 hours |  | Available | 750/559 | CIE(x=0.345. y=0.355) 5 SDCM | Class I | IK08 |  |  | 50 |  | -40 | 1 | 30 | RAL7035 | 50-60Hz | Passive | LED | dimmable | Road&Street | SMIx/2S | Road&Street |  |  | 4520 | No sensor | 108000 | [6 empty] | 255000
TBD | SMIX/2S/XXX/30/50/... | image | datasheet | deeplink | TUNGSRAM - SMIx/2S - 4580lm - 30W - 5000K - 70CRI - TBD[SKU] - Universal coupler 30-60mm | 7.4 | Universal coupler 30-60mm | LED | 1 | 30 | [8 empty] | CE. ENEC | [6 empty] | 66 | 5000 | 499x365x95 |  | 220-240V |  | 5 |  |  |  | 70 |  | 5000 |  | 106000 |  | 258000 |  |  | 152.67 |  |  | 9 | XXX | 25 | < 10% at 100.000 hours |  | Available | 750/559 | CIE(x=0.345. y=0.355) 5 SDCM | Class I | IK08 |  |  | 50 |  | -40 | 1 | 30 | RAL7035 | 50-60Hz | Passive | LED | dimmable | Road&Street | SMIx/2S | Road&Street |  |  | 4580 | No sensor | 108000 | [6 empty] | 255000
TBD | SMIX/2S/WWW/30/50/... | image | datasheet | deeplink | TUNGSRAM - SMIx/2S - 4580lm - 30W - 5000K - 70CRI - TBD[SKU] - Universal coupler 30-60mm | 7.4 | Universal coupler 30-60mm | LED | 1 | 30 | [8 empty] | CE. ENEC | [6 empty] | 66 | 5000 | 499x365x95 |  | 220-240V |  | 5 |  |  |  | 70 |  | 5000 |  | 106000 |  | 258000 |  |  | 152.67 |  |  | 9 | WWW | 25 | < 10% at 100.000 hours |  | Available | 750/559 | CIE(x=0.345. y=0.355) 5 SDCM | Class I | IK08 |  |  | 50 |  | -40 | 1 | 30 | RAL7035 | 50-60Hz | Passive | LED | dimmable | Road&Street | SMIx/2S | Road&Street |  |  | 4580 | No sensor | 108000 | [6 empty] | 255000
TBD | SMIX/2S/VVV/30/50/... | image | datasheet | deeplink | TUNGSRAM - SMIx/2S - 4670lm - 30W - 5000K - 70CRI - TBD[SKU] - Universal coupler 30-60mm | 7.4 | Universal coupler 30-60mm | LED | 1 | 30 | [8 empty] | CE. ENEC | [6 empty] | 66 | 5000 | 499x365x95 |  | 220-240V |  | 5 |  |  |  | 70 |  | 5000 |  | 106000 |  | 258000 |  |  | 155.67 |  |  | 9 | VVV | 25 | < 10% at 100.000 hours |  | Available | 750/559 | CIE(x=0.345. y=0.355) 5 SDCM | Class I | IK08 |  |  | 50 |  | -40 | 1 | 30 | RAL7035 | 50-60Hz | Passive | LED | dimmable | Road&Street | SMIx/2S | Road&Street |  |  | 4670 | No sensor | 108000 | [6 empty] | 255000
TBD | SMIX/2S/UUU/30/50/... | image | datasheet | deeplink | TUNGSRAM - SMIx/2S - 4430lm - 30W - 5000K - 70CRI - TBD[SKU] - Universal coupler 30-60mm | 7.4 | Universal coupler 30-60mm | LED | 1 | 30 | [8 empty] | CE. ENEC | [6 empty] | 66 | 5000 | 499x365x95 |  | 220-240V |  | 5 |  |  |  | 70 |  | 5000 |  | 106000 |  | 258000 |  |  | 147.67 |  |  | 9 | UUU | 25 | < 10% at 100.000 hours |  | Available | 750/559 | CIE(x=0.345. y=0.355) 5 SDCM | Class I | IK08 |  |  | 50 |  | -40 | 1 | 30 | RAL7035 | 50-60Hz | Passive | LED | dimmable | Road&Street | SMIx/2S | Road&Street |  |  | 4430 | No sensor | 108000 | [6 empty] | 255000
TBD | SMIX/2S/SSS/30/50/... | image | datasheet | deeplink | TUNGSRAM - SMIx/2S - 4500lm - 30W - 5000K - 70CRI - TBD[SKU] - Universal coupler 30-60mm | 7.4 | Universal coupler 30-60mm | LED | 1 | 30 | [8 empty] | CE. ENEC | [6 empty] | 66 | 5000 | 499x365x95 |  | 220-240V |  | 5 |  |  |  | 70 |  | 5000 |  | 106000 |  | 258000 |  |  | 150 |  |  | 9 | SSS | 25 | < 10% at 100.000 hours |  | Available | 750/559 | CIE(x=0.345. y=0.355) 5 SDCM | Class I | IK08 |  |  | 50 |  | -40 | 1 | 30 | RAL7035 | 50-60Hz | Passive | LED | dimmable | Road&Street | SMIx/2S | Road&Street |  |  | 4500 | No sensor | 108000 | [6 empty] | 255000
TBD | SMIX/2S/QQQ/30/50/... | image | datasheet | deeplink | TUNGSRAM - SMIx/2S - 4570lm - 30W - 5000K - 70CRI - TBD[SKU] - Universal coupler 30-60mm | 7.4 | Universal coupler 30-60mm | LED | 1 | 30 | [8 empty] | CE. ENEC | [6 empty] | 66 | 5000 | 499x365x95 |  | 220-240V |  | 5 |  |  |  | 70 |  | 5000 |  | 106000 |  | 258000 |  |  | 152.33 |  |  | 9 | QQQ | 25 | < 10% at 100.000 hours |  | Available | 750/559 | CIE(x=0.345. y=0.355) 5 SDCM | Class I | IK08 |  |  | 50 |  | -40 | 1 | 30 | RAL7035 | 50-60Hz | Passive | LED | dimmable | Road&Street | SMIx/2S | Road&Street |  |  | 4570 | No sensor | 108000 | [6 empty] | 255000
TBD | SMIX/2S/PPP/30/50/... | image | datasheet | deeplink | TUNGSRAM - SMIx/2S - 4610lm - 30W - 5000K - 70CRI - TBD[SKU] - Universal coupler 30-60mm | 7.4 | Universal coupler 30-60mm | LED | 1 | 30 | [8 empty] | CE. ENEC | [6 empty] | 66 | 5000 | 499x365x95 |  | 220-240V |  | 5 |  |  |  | 70 |  | 5000 |  | 106000 |  | 258000 |  |  | 153.67 |  |  | 9 | PPP | 25 | < 10% at 100.000 hours |  | Available | 750/559 | CIE(x=0.345. y=0.355) 5 SDCM | Class I | IK08 |  |  | 50 |  | -40 | 1 | 30 | RAL7035 | 50-60Hz | Passive | LED | dimmable | Road&Street | SMIx/2S | Road&Street |  |  | 4610 | No sensor | 108000 | [6 empty] | 255000
TBD | SMIX/2S/OOO/30/50/... | image | datasheet | deeplink | TUNGSRAM - SMIx/2S - 4510lm - 30W - 5000K - 70CRI - TBD[SKU] - Universal coupler 30-60mm | 7.4 | Universal coupler 30-60mm | LED | 1 | 30 | [8 empty] | CE. ENEC | [6 empty] | 66 | 5000 | 499x365x95 |  | 220-240V |  | 5 |  |  |  | 70 |  | 5000 |  | 106000 |  | 258000 |  |  | 150.33 |  |  | 9 | OOO | 25 | < 10% at 100.000 hours |  | Available | 750/559 | CIE(x=0.345. y=0.355) 5 SDCM | Class I | IK08 |  |  | 50 |  | -40 | 1 | 30 | RAL7035 | 50-60Hz | Passive | LED | dimmable | Road&Street | SMIx/2S | Road&Street |  |  | 4510 | No sensor | 108000 | [6 empty] | 255000
TBD | SMIX/2S/NNN/30/50/... | image | datasheet | deeplink | TUNGSRAM - SMIx/2S - 4680lm - 30W - 5000K - 70CRI - TBD[SKU] - Universal coupler 30-60mm | 7.4 | Universal coupler 30-60mm | LED | 1 | 30 | [8 empty] | CE. ENEC | [6 empty] | 66 | 5000 | 499x365x95 |  | 220-240V |  | 5 |  |  |  | 70 |  | 5000 |  | 106000 |  | 258000 |  |  | 156 |  |  | 9 | NNN | 25 | < 10% at 100.000 hours |  | Available | 750/559 | CIE(x=0.345. y=0.355) 5 SDCM | Class I | IK08 |  |  | 50 |  | -40 | 1 | 30 | RAL7035 | 50-60Hz | Passive | LED | dimmable | Road&Street | SMIx/2S | Road&Street |  |  | 4680 | No sensor | 108000 | [6 empty] | 255000
TBD | SMIX/2S/MMM/30/50/... | image | datasheet | deeplink | TUNGSRAM - SMIx/2S - 4680lm - 30W - 5000K - 70CRI - TBD[SKU] - Universal coupler 30-60mm | 7.4 | Universal coupler 30-60mm | LED | 1 | 30 | [8 empty] | CE. ENEC | [6 empty] | 66 | 5000 | 499x365x95 |  | 220-240V |  | 5 |  |  |  | 70 |  | 5000 |  | 106000 |  | 258000 |  |  | 156 |  |  | 9 | MMM | 25 | < 10% at 100.000 hours |  | Available | 750/559 | CIE(x=0.345. y=0.355) 5 SDCM | Class I | IK08 |  |  | 50 |  | -40 | 1 | 30 | RAL7035 | 50-60Hz | Passive | LED | dimmable | Road&Street | SMIx/2S | Road&Street |  |  | 4680 | No sensor | 108000 | [6 empty] | 255000
TBD | SMIX/2S/LLL/30/50/... | image | datasheet | deeplink | TUNGSRAM - SMIx/2S - 4620lm - 30W - 5000K - 70CRI - TBD[SKU] - Universal coupler 30-60mm | 7.4 | Universal coupler 30-60mm | LED | 1 | 30 | [8 empty] | CE. ENEC | [6 empty] | 66 | 5000 | 499x365x95 |  | 220-240V |  | 5 |  |  |  | 70 |  | 5000 |  | 106000 |  | 258000 |  |  | 154 |  |  | 9 | LLL | 25 | < 10% at 100.000 hours |  | Available | 750/559 | CIE(x=0.345. y=0.355) 5 SDCM | Class I | IK08 |  |  | 50 |  | -40 | 1 | 30 | RAL7035 | 50-60Hz | Passive | LED | dimmable | Road&Street | SMIx/2S | Road&Street |  |  | 4620 | No sensor | 108000 | [6 empty] | 255000
TBD | SMIX/2S/KKK/30/50/... | image | datasheet | deeplink | TUNGSRAM - SMIx/2S - 4620lm - 30W - 5000K - 70CRI - TBD[SKU] - Universal coupler 30-60mm | 7.4 | Universal coupler 30-60mm | LED | 1 | 30 | [8 empty] | CE. ENEC | [6 empty] | 66 | 5000 | 499x365x95 |  | 220-240V |  | 5 |  |  |  | 70 |  | 5000 |  | 106000 |  | 258000 |  |  | 154 |  |  | 9 | KKK | 25 | < 10% at 100.000 hours |  | Available | 750/559 | CIE(x=0.345. y=0.355) 5 SDCM | Class I | IK08 |  |  | 50 |  | -40 | 1 | 30 | RAL7035 | 50-60Hz | Passive | LED | dimmable | Road&Street | SMIx/2S | Road&Street |  |  | 4620 | No sensor | 108000 | [6 empty] | 255000
TBD | SMIX/2S/JJJ/30/50/... | image | datasheet | deeplink | TUNGSRAM - SMIx/2S - 4580lm - 30W - 5000K - 70CRI - TBD[SKU] - Universal coupler 30-60mm | 7.4 | Universal coupler 30-60mm | LED | 1 | 30 | [8 empty] | CE. ENEC | [6 empty] | 66 | 5000 | 499x365x95 |  | 220-240V |  | 5 |  |  |  | 70 |  | 5000 |  | 106000 |  | 258000 |  |  | 152.67 |  |  | 9 | JJJ | 25 | < 10% at 100.000 hours |  | Available | 750/559 | CIE(x=0.345. y=0.355) 5 SDCM | Class I | IK08 |  |  | 50 |  | -40 | 1 | 30 | RAL7035 | 50-60Hz | Passive | LED | dimmable | Road&Street | SMIx/2S | Road&Street |  |  | 4580 | No sensor | 108000 | [6 empty] | 255000
TBD | SMIX/2S/HHH/30/50/... | image | datasheet | deeplink | TUNGSRAM - SMIx/2S - 4550lm - 30W - 5000K - 70CRI - TBD[SKU] - Universal coupler 30-60mm | 7.4 | Universal coupler 30-60mm | LED | 1 | 30 | [8 empty] | CE. ENEC | [6 empty] | 66 | 5000 | 499x365x95 |  | 220-240V |  | 5 |  |  |  | 70 |  | 5000 |  | 106000 |  | 258000 |  |  | 151.67 |  |  | 9 | HHH | 25 | < 10% at 100.000 hours |  | Available | 750/559 | CIE(x=0.345. y=0.355) 5 SDCM | Class I | IK08 |  |  | 50 |  | -40 | 1 | 30 | RAL7035 | 50-60Hz | Passive | LED | dimmable | Road&Street | SMIx/2S | Road&Street |  |  | 4550 | No sensor | 108000 | [6 empty] | 255000
TBD | SMIX/2S/FFF/30/50/... | image | datasheet | deeplink | TUNGSRAM - SMIx/2S - 4670lm - 30W - 5000K - 70CRI - TBD[SKU] - Universal coupler 30-60mm | 7.4 | Universal coupler 30-60mm | LED | 1 | 30 | [8 empty] | CE. ENEC | [6 empty] | 66 | 5000 | 499x365x95 |  | 220-240V |  | 5 |  |  |  | 70 |  | 5000 |  | 106000 |  | 258000 |  |  | 155.67 |  |  | 9 | FFF | 25 | < 10% at 100.000 hours |  | Available | 750/559 | CIE(x=0.345. y=0.355) 5 SDCM | Class I | IK08 |  |  | 50 |  | -40 | 1 | 30 | RAL7035 | 50-60Hz | Passive | LED | dimmable | Road&Street | SMIx/2S | Road&Street |  |  | 4670 | No sensor | 108000 | [6 empty] | 255000
TBD | SMIX/2S/EEE/30/50/... | image | datasheet | deeplink | TUNGSRAM - SMIx/2S - 4650lm - 30W - 5000K - 70CRI - TBD[SKU] - Universal coupler 30-60mm | 7.4 | Universal coupler 30-60mm | LED | 1 | 30 | [8 empty] | CE. ENEC | [6 empty] | 66 | 5000 | 499x365x95 |  | 220-240V |  | 5 |  |  |  | 70 |  | 5000 |  | 106000 |  | 258000 |  |  | 155 |  |  | 9 | EEE | 25 | < 10% at 100.000 hours |  | Available | 750/559 | CIE(x=0.345. y=0.355) 5 SDCM | Class I | IK08 |  |  | 50 |  | -40 | 1 | 30 | RAL7035 | 50-60Hz | Passive | LED | dimmable | Road&Street | SMIx/2S | Road&Street |  |  | 4650 | No sensor | 108000 | [6 empty] | 255000
TBD | SMIX/2S/CCC/30/50/... | image | datasheet | deeplink | TUNGSRAM - SMIx/2S - 4640lm - 30W - 5000K - 70CRI - TBD[SKU] - Universal coupler 30-60mm | 7.4 | Universal coupler 30-60mm | LED | 1 | 30 | [8 empty] | CE. ENEC | [6 empty] | 66 | 5000 | 499x365x95 |  | 220-240V |  | 5 |  |  |  | 70 |  | 5000 |  | 106000 |  | 258000 |  |  | 154.67 |  |  | 9 | CCC | 25 | < 10% at 100.000 hours |  | Available | 750/559 | CIE(x=0.345. y=0.355) 5 SDCM | Class I | IK08 |  |  | 50 |  | -40 | 1 | 30 | RAL7035 | 50-60Hz | Passive | LED | dimmable | Road&Street | SMIx/2S | Road&Street |  |  | 4640 | No sensor | 108000 | [6 empty] | 255000
TBD | SMIX/2S/YYY/25/50/... | image | datasheet | deeplink | TUNGSRAM - SMIx/2S - 3760lm - 25W - 5000K - 70CRI - TBD[SKU] - Universal coupler 30-60mm | 7.4 | Universal coupler 30-60mm | LED | 1 | 25 | [8 empty] | CE. ENEC | [6 empty] | 66 | 5000 | 499x365x95 |  | 220-240V |  | 5 |  |  |  | 70 |  | 5000 |  | 106000 |  | 258000 |  |  | 150.4 |  |  | 9 | YYY | 25 | < 10% at 100.000 hours |  | Available | 750/559 | CIE(x=0.345. y=0.355) 5 SDCM | Class I | IK08 |  |  | 50 |  | -40 | 1 | 25 | RAL7035 | 50-60Hz | Passive | LED | dimmable | Road&Street | SMIx/2S | Road&Street |  |  | 3760 | No sensor | 108000 | [6 empty] | 255000
TBD | SMIX/2S/XXX/25/50/... | image | datasheet | deeplink | TUNGSRAM - SMIx/2S - 3810lm - 25W - 5000K - 70CRI - TBD[SKU] - Universal coupler 30-60mm | 7.4 | Universal coupler 30-60mm | LED | 1 | 25 | [8 empty] | CE. ENEC | [6 empty] | 66 | 5000 | 499x365x95 |  | 220-240V |  | 5 |  |  |  | 70 |  | 5000 |  | 106000 |  | 258000 |  |  | 152.4 |  |  | 9 | XXX | 25 | < 10% at 100.000 hours |  | Available | 750/559 | CIE(x=0.345. y=0.355) 5 SDCM | Class I | IK08 |  |  | 50 |  | -40 | 1 | 25 | RAL7035 | 50-60Hz | Passive | LED | dimmable | Road&Street | SMIx/2S | Road&Street |  |  | 3810 | No sensor | 108000 | [6 empty] | 255000
TBD | SMIX/2S/WWW/25/50/... | image | datasheet | deeplink | TUNGSRAM - SMIx/2S - 3810lm - 25W - 5000K - 70CRI - TBD[SKU] - Universal coupler 30-60mm | 7.4 | Universal coupler 30-60mm | LED | 1 | 25 | [8 empty] | CE. ENEC | [6 empty] | 66 | 5000 | 499x365x95 |  | 220-240V |  | 5 |  |  |  | 70 |  | 5000 |  | 106000 |  | 258000 |  |  | 152.4 |  |  | 9 | WWW | 25 | < 10% at 100.000 hours |  | Available | 750/559 | CIE(x=0.345. y=0.355) 5 SDCM | Class I | IK08 |  |  | 50 |  | -40 | 1 | 25 | RAL7035 | 50-60Hz | Passive | LED | dimmable | Road&Street | SMIx/2S | Road&Street |  |  | 3810 | No sensor | 108000 | [6 empty] | 255000
TBD | SMIX/2S/VVV/25/50/... | image | datasheet | deeplink | TUNGSRAM - SMIx/2S - 3880lm - 25W - 5000K - 70CRI - TBD[SKU] - Universal coupler 30-60mm | 7.4 | Universal coupler 30-60mm | LED | 1 | 25 | [8 empty] | CE. ENEC | [6 empty] | 66 | 5000 | 499x365x95 |  | 220-240V |  | 5 |  |  |  | 70 |  | 5000 |  | 106000 |  | 258000 |  |  | 155.2 |  |  | 9 | VVV | 25 | < 10% at 100.000 hours |  | Available | 750/559 | CIE(x=0.345. y=0.355) 5 SDCM | Class I | IK08 |  |  | 50 |  | -40 | 1 | 25 | RAL7035 | 50-60Hz | Passive | LED | dimmable | Road&Street | SMIx/2S | Road&Street |  |  | 3880 | No sensor | 108000 | [6 empty] | 255000
TBD | SMIX/2S/UUU/25/50/... | image | datasheet | deeplink | TUNGSRAM - SMIx/2S - 3680lm - 25W - 5000K - 70CRI - TBD[SKU] - Universal coupler 30-60mm | 7.4 | Universal coupler 30-60mm | LED | 1 | 25 | [8 empty] | CE. ENEC | [6 empty] | 66 | 5000 | 499x365x95 |  | 220-240V |  | 5 |  |  |  | 70 |  | 5000 |  | 106000 |  | 258000 |  |  | 147.2 |  |  | 9 | UUU | 25 | < 10% at 100.000 hours |  | Available | 750/559 | CIE(x=0.345. y=0.355) 5 SDCM | Class I | IK08 |  |  | 50 |  | -40 | 1 | 25 | RAL7035 | 50-60Hz | Passive | LED | dimmable | Road&Street | SMIx/2S | Road&Street |  |  | 3680 | No sensor | 108000 | [6 empty] | 255000
TBD | SMIX/2S/SSS/25/50/... | image | datasheet | deeplink | TUNGSRAM - SMIx/2S - 3750lm - 25W - 5000K - 70CRI - TBD[SKU] - Universal coupler 30-60mm | 7.4 | Universal coupler 30-60mm | LED | 1 | 25 | [8 empty] | CE. ENEC | [6 empty] | 66 | 5000 | 499x365x95 |  | 220-240V |  | 5 |  |  |  | 70 |  | 5000 |  | 106000 |  | 258000 |  |  | 150 |  |  | 9 | SSS | 25 | < 10% at 100.000 hours |  | Available | 750/559 | CIE(x=0.345. y=0.355) 5 SDCM | Class I | IK08 |  |  | 50 |  | -40 | 1 | 25 | RAL7035 | 50-60Hz | Passive | LED | dimmable | Road&Street | SMIx/2S | Road&Street |  |  | 3750 | No sensor | 108000 | [6 empty] | 255000
TBD | SMIX/2S/QQQ/25/50/... | image | datasheet | deeplink | TUNGSRAM - SMIx/2S - 3800lm - 25W - 5000K - 70CRI - TBD[SKU] - Universal coupler 30-60mm | 7.4 | Universal coupler 30-60mm | LED | 1 | 25 | [8 empty] | CE. ENEC | [6 empty] | 66 | 5000 | 499x365x95 |  | 220-240V |  | 5 |  |  |  | 70 |  | 5000 |  | 106000 |  | 258000 |  |  | 152 |  |  | 9 | QQQ | 25 | < 10% at 100.000 hours |  | Available | 750/559 | CIE(x=0.345. y=0.355) 5 SDCM | Class I | IK08 |  |  | 50 |  | -40 | 1 | 25 | RAL7035 | 50-60Hz | Passive | LED | dimmable | Road&Street | SMIx/2S | Road&Street |  |  | 3800 | No sensor | 108000 | [6 empty] | 255000
TBD | SMIX/2S/PPP/25/50/... | image | datasheet | deeplink | TUNGSRAM - SMIx/2S - 3830lm - 25W - 5000K - 70CRI - TBD[SKU] - Universal coupler 30-60mm | 7.4 | Universal coupler 30-60mm | LED | 1 | 25 | [8 empty] | CE. ENEC | [6 empty] | 66 | 5000 | 499x365x95 |  | 220-240V |  | 5 |  |  |  | 70 |  | 5000 |  | 106000 |  | 258000 |  |  | 153.2 |  |  | 9 | PPP | 25 | < 10% at 100.000 hours |  | Available | 750/559 | CIE(x=0.345. y=0.355) 5 SDCM | Class I | IK08 |  |  | 50 |  | -40 | 1 | 25 | RAL7035 | 50-60Hz | Passive | LED | dimmable | Road&Street | SMIx/2S | Road&Street |  |  | 3830 | No sensor | 108000 | [6 empty] | 255000
TBD | SMIX/2S/OOO/25/50/... | image | datasheet | deeplink | TUNGSRAM - SMIx/2S - 3760lm - 25W - 5000K - 70CRI - TBD[SKU] - Universal coupler 30-60mm | 7.4 | Universal coupler 30-60mm | LED | 1 | 25 | [8 empty] | CE. ENEC | [6 empty] | 66 | 5000 | 499x365x95 |  | 220-240V |  | 5 |  |  |  | 70 |  | 5000 |  | 106000 |  | 258000 |  |  | 150.4 |  |  | 9 | OOO | 25 | < 10% at 100.000 hours |  | Available | 750/559 | CIE(x=0.345. y=0.355) 5 SDCM | Class I | IK08 |  |  | 50 |  | -40 | 1 | 25 | RAL7035 | 50-60Hz | Passive | LED | dimmable | Road&Street | SMIx/2S | Road&Street |  |  | 3760 | No sensor | 108000 | [6 empty] | 255000
TBD | SMIX/2S/NNN/25/50/... | image | datasheet | deeplink | TUNGSRAM - SMIx/2S - 3890lm - 25W - 5000K - 70CRI - TBD[SKU] - Universal coupler 30-60mm | 7.4 | Universal coupler 30-60mm | LED | 1 | 25 | [8 empty] | CE. ENEC | [6 empty] | 66 | 5000 | 499x365x95 |  | 220-240V |  | 5 |  |  |  | 70 |  | 5000 |  | 106000 |  | 258000 |  |  | 155.6 |  |  | 9 | NNN | 25 | < 10% at 100.000 hours |  | Available | 750/559 | CIE(x=0.345. y=0.355) 5 SDCM | Class I | IK08 |  |  | 50 |  | -40 | 1 | 25 | RAL7035 | 50-60Hz | Passive | LED | dimmable | Road&Street | SMIx/2S | Road&Street |  |  | 3890 | No sensor | 108000 | [6 empty] | 255000
TBD | SMIX/2S/MMM/25/50/... | image | datasheet | deeplink | TUNGSRAM - SMIx/2S - 3900lm - 25W - 5000K - 70CRI - TBD[SKU] - Universal coupler 30-60mm | 7.4 | Universal coupler 30-60mm | LED | 1 | 25 | [8 empty] | CE. ENEC | [6 empty] | 66 | 5000 | 499x365x95 |  | 220-240V |  | 5 |  |  |  | 70 |  | 5000 |  | 106000 |  | 258000 |  |  | 156 |  |  | 9 | MMM | 25 | < 10% at 100.000 hours |  | Available | 750/559 | CIE(x=0.345. y=0.355) 5 SDCM | Class I | IK08 |  |  | 50 |  | -40 | 1 | 25 | RAL7035 | 50-60Hz | Passive | LED | dimmable | Road&Street | SMIx/2S | Road&Street |  |  | 3900 | No sensor | 108000 | [6 empty] | 255000
TBD | SMIX/2S/LLL/25/50/... | image | datasheet | deeplink | TUNGSRAM - SMIx/2S - 3840lm - 25W - 5000K - 70CRI - TBD[SKU] - Universal coupler 30-60mm | 7.4 | Universal coupler 30-60mm | LED | 1 | 25 | [8 empty] | CE. ENEC | [6 empty] | 66 | 5000 | 499x365x95 |  | 220-240V |  | 5 |  |  |  | 70 |  | 5000 |  | 106000 |  | 258000 |  |  | 153.6 |  |  | 9 | LLL | 25 | < 10% at 100.000 hours |  | Available | 750/559 | CIE(x=0.345. y=0.355) 5 SDCM | Class I | IK08 |  |  | 50 |  | -40 | 1 | 25 | RAL7035 | 50-60Hz | Passive | LED | dimmable | Road&Street | SMIx/2S | Road&Street |  |  | 3840 | No sensor | 108000 | [6 empty] | 255000
TBD | SMIX/2S/KKK/25/50/... | image | datasheet | deeplink | TUNGSRAM - SMIx/2S - 3840lm - 25W - 5000K - 70CRI - TBD[SKU] - Universal coupler 30-60mm | 7.4 | Universal coupler 30-60mm | LED | 1 | 25 | [8 empty] | CE. ENEC | [6 empty] | 66 | 5000 | 499x365x95 |  | 220-240V |  | 5 |  |  |  | 70 |  | 5000 |  | 106000 |  | 258000 |  |  | 153.6 |  |  | 9 | KKK | 25 | < 10% at 100.000 hours |  | Available | 750/559 | CIE(x=0.345. y=0.355) 5 SDCM | Class I | IK08 |  |  | 50 |  | -40 | 1 | 25 | RAL7035 | 50-60Hz | Passive | LED | dimmable | Road&Street | SMIx/2S | Road&Street |  |  | 3840 | No sensor | 108000 | [6 empty] | 255000
TBD | SMIX/2S/JJJ/25/50/... | image | datasheet | deeplink | TUNGSRAM - SMIx/2S - 3810lm - 25W - 5000K - 70CRI - TBD[SKU] - Universal coupler 30-60mm | 7.4 | Universal coupler 30-60mm | LED | 1 | 25 | [8 empty] | CE. ENEC | [6 empty] | 66 | 5000 | 499x365x95 |  | 220-240V |  | 5 |  |  |  | 70 |  | 5000 |  | 106000 |  | 258000 |  |  | 152.4 |  |  | 9 | JJJ | 25 | < 10% at 100.000 hours |  | Available | 750/559 | CIE(x=0.345. y=0.355) 5 SDCM | Class I | IK08 |  |  | 50 |  | -40 | 1 | 25 | RAL7035 | 50-60Hz | Passive | LED | dimmable | Road&Street | SMIx/2S | Road&Street |  |  | 3810 | No sensor | 108000 | [6 empty] | 255000
TBD | SMIX/2S/HHH/25/50/... | image | datasheet | deeplink | TUNGSRAM - SMIx/2S - 3790lm - 25W - 5000K - 70CRI - TBD[SKU] - Universal coupler 30-60mm | 7.4 | Universal coupler 30-60mm | LED | 1 | 25 | [8 empty] | CE. ENEC | [6 empty] | 66 | 5000 | 499x365x95 |  | 220-240V |  | 5 |  |  |  | 70 |  | 5000 |  | 106000 |  | 258000 |  |  | 151.6 |  |  | 9 | HHH | 25 | < 10% at 100.000 hours |  | Available | 750/559 | CIE(x=0.345. y=0.355) 5 SDCM | Class I | IK08 |  |  | 50 |  | -40 | 1 | 25 | RAL7035 | 50-60Hz | Passive | LED | dimmable | Road&Street | SMIx/2S | Road&Street |  |  | 3790 | No sensor | 108000 | [6 empty] | 255000
TBD | SMIX/2S/FFF/25/50/... | image | datasheet | deeplink | TUNGSRAM - SMIx/2S - 3880lm - 25W - 5000K - 70CRI - TBD[SKU] - Universal coupler 30-60mm | 7.4 | Universal coupler 30-60mm | LED | 1 | 25 | [8 empty] | CE. ENEC | [6 empty] | 66 | 5000 | 499x365x95 |  | 220-240V |  | 5 |  |  |  | 70 |  | 5000 |  | 106000 |  | 258000 |  |  | 155.2 |  |  | 9 | FFF | 25 | < 10% at 100.000 hours |  | Available | 750/559 | CIE(x=0.345. y=0.355) 5 SDCM | Class I | IK08 |  |  | 50 |  | -40 | 1 | 25 | RAL7035 | 50-60Hz | Passive | LED | dimmable | Road&Street | SMIx/2S | Road&Street |  |  | 3880 | No sensor | 108000 | [6 empty] | 255000
TBD | SMIX/2S/EEE/25/50/... | image | datasheet | deeplink | TUNGSRAM - SMIx/2S - 3870lm - 25W - 5000K - 70CRI - TBD[SKU] - Universal coupler 30-60mm | 7.4 | Universal coupler 30-60mm | LED | 1 | 25 | [8 empty] | CE. ENEC | [6 empty] | 66 | 5000 | 499x365x95 |  | 220-240V |  | 5 |  |  |  | 70 |  | 5000 |  | 106000 |  | 258000 |  |  | 154.8 |  |  | 9 | EEE | 25 | < 10% at 100.000 hours |  | Available | 750/559 | CIE(x=0.345. y=0.355) 5 SDCM | Class I | IK08 |  |  | 50 |  | -40 | 1 | 25 | RAL7035 | 50-60Hz | Passive | LED | dimmable | Road&Street | SMIx/2S | Road&Street |  |  | 3870 | No sensor | 108000 | [6 empty] | 255000
TBD | SMIX/2S/CCC/25/50/... | image | datasheet | deeplink | TUNGSRAM - SMIx/2S - 3860lm - 25W - 5000K - 70CRI - TBD[SKU] - Universal coupler 30-60mm | 7.4 | Universal coupler 30-60mm | LED | 1 | 25 | [8 empty] | CE. ENEC | [6 empty] | 66 | 5000 | 499x365x95 |  | 220-240V |  | 5 |  |  |  | 70 |  | 5000 |  | 106000 |  | 258000 |  |  | 154.4 |  |  | 9 | CCC | 25 | < 10% at 100.000 hours |  | Available | 750/559 | CIE(x=0.345. y=0.355) 5 SDCM | Class I | IK08 |  |  | 50 |  | -40 | 1 | 25 | RAL7035 | 50-60Hz | Passive | LED | dimmable | Road&Street | SMIx/2S | Road&Street |  |  | 3860 | No sensor | 108000 | [6 empty] | 255000
TBD | SMIX/2S/YYY/20/50/... | image | datasheet | deeplink | TUNGSRAM - SMIx/2S - 2920lm - 20W - 5000K - 70CRI - TBD[SKU] - Universal coupler 30-60mm | 7.4 | Universal coupler 30-60mm | LED | 1 | 20 | [8 empty] | CE. ENEC | [6 empty] | 66 | 5000 | 499x365x95 |  | 220-240V |  | 5 |  |  |  | 70 |  | 5000 |  | 106000 |  | 258000 |  |  | 146 |  |  | 9 | YYY | 25 | < 10% at 100.000 hours |  | Available | 750/559 | CIE(x=0.345. y=0.355) 5 SDCM | Class I | IK08 |  |  | 50 |  | -40 | 1 | 20 | RAL7035 | 50-60Hz | Passive | LED | dimmable | Road&Street | SMIx/2S | Road&Street |  |  | 2920 | No sensor | 108000 | [6 empty] | 255000
TBD | SMIX/2S/XXX/20/50/... | image | datasheet | deeplink | TUNGSRAM - SMIx/2S - 2960lm - 20W - 5000K - 70CRI - TBD[SKU] - Universal coupler 30-60mm | 7.4 | Universal coupler 30-60mm | LED | 1 | 20 | [8 empty] | CE. ENEC | [6 empty] | 66 | 5000 | 499x365x95 |  | 220-240V |  | 5 |  |  |  | 70 |  | 5000 |  | 106000 |  | 258000 |  |  | 148 |  |  | 9 | XXX | 25 | < 10% at 100.000 hours |  | Available | 750/559 | CIE(x=0.345. y=0.355) 5 SDCM | Class I | IK08 |  |  | 50 |  | -40 | 1 | 20 | RAL7035 | 50-60Hz | Passive | LED | dimmable | Road&Street | SMIx/2S | Road&Street |  |  | 2960 | No sensor | 108000 | [6 empty] | 255000
TBD | SMIX/2S/WWW/20/50/... | image | datasheet | deeplink | TUNGSRAM - SMIx/2S - 2950lm - 20W - 5000K - 70CRI - TBD[SKU] - Universal coupler 30-60mm | 7.4 | Universal coupler 30-60mm | LED | 1 | 20 | [8 empty] | CE. ENEC | [6 empty] | 66 | 5000 | 499x365x95 |  | 220-240V |  | 5 |  |  |  | 70 |  | 5000 |  | 106000 |  | 258000 |  |  | 147.5 |  |  | 9 | WWW | 25 | < 10% at 100.000 hours |  | Available | 750/559 | CIE(x=0.345. y=0.355) 5 SDCM | Class I | IK08 |  |  | 50 |  | -40 | 1 | 20 | RAL7035 | 50-60Hz | Passive | LED | dimmable | Road&Street | SMIx/2S | Road&Street |  |  | 2950 | No sensor | 108000 | [6 empty] | 255000
TBD | SMIX/2S/VVV/20/50/... | image | datasheet | deeplink | TUNGSRAM - SMIx/2S - 3010lm - 20W - 5000K - 70CRI - TBD[SKU] - Universal coupler 30-60mm | 7.4 | Universal coupler 30-60mm | LED | 1 | 20 | [8 empty] | CE. ENEC | [6 empty] | 66 | 5000 | 499x365x95 |  | 220-240V |  | 5 |  |  |  | 70 |  | 5000 |  | 106000 |  | 258000 |  |  | 150.5 |  |  | 9 | VVV | 25 | < 10% at 100.000 hours |  | Available | 750/559 | CIE(x=0.345. y=0.355) 5 SDCM | Class I | IK08 |  |  | 50 |  | -40 | 1 | 20 | RAL7035 | 50-60Hz | Passive | LED | dimmable | Road&Street | SMIx/2S | Road&Street |  |  | 3010 | No sensor | 108000 | [6 empty] | 255000
TBD | SMIX/2S/UUU/20/50/... | image | datasheet | deeplink | TUNGSRAM - SMIx/2S - 2860lm - 20W - 5000K - 70CRI - TBD[SKU] - Universal coupler 30-60mm | 7.4 | Universal coupler 30-60mm | LED | 1 | 20 | [8 empty] | CE. ENEC | [6 empty] | 66 | 5000 | 499x365x95 |  | 220-240V |  | 5 |  |  |  | 70 |  | 5000 |  | 106000 |  | 258000 |  |  | 143 |  |  | 9 | UUU | 25 | < 10% at 100.000 hours |  | Available | 750/559 | CIE(x=0.345. y=0.355) 5 SDCM | Class I | IK08 |  |  | 50 |  | -40 | 1 | 20 | RAL7035 | 50-60Hz | Passive | LED | dimmable | Road&Street | SMIx/2S | Road&Street |  |  | 2860 | No sensor | 108000 | [6 empty] | 255000
TBD | SMIX/2S/SSS/20/50/... | image | datasheet | deeplink | TUNGSRAM - SMIx/2S - 2910lm - 20W - 5000K - 70CRI - TBD[SKU] - Universal coupler 30-60mm | 7.4 | Universal coupler 30-60mm | LED | 1 | 20 | [8 empty] | CE. ENEC | [6 empty] | 66 | 5000 | 499x365x95 |  | 220-240V |  | 5 |  |  |  | 70 |  | 5000 |  | 106000 |  | 258000 |  |  | 145.5 |  |  | 9 | SSS | 25 | < 10% at 100.000 hours |  | Available | 750/559 | CIE(x=0.345. y=0.355) 5 SDCM | Class I | IK08 |  |  | 50 |  | -40 | 1 | 20 | RAL7035 | 50-60Hz | Passive | LED | dimmable | Road&Street | SMIx/2S | Road&Street |  |  | 2910 | No sensor | 108000 | [6 empty] | 255000
TBD | SMIX/2S/QQQ/20/50/... | image | datasheet | deeplink | TUNGSRAM - SMIx/2S - 2950lm - 20W - 5000K - 70CRI - TBD[SKU] - Universal coupler 30-60mm | 7.4 | Universal coupler 30-60mm | LED | 1 | 20 | [8 empty] | CE. ENEC | [6 empty] | 66 | 5000 | 499x365x95 |  | 220-240V |  | 5 |  |  |  | 70 |  | 5000 |  | 106000 |  | 258000 |  |  | 147.5 |  |  | 9 | QQQ | 25 | < 10% at 100.000 hours |  | Available | 750/559 | CIE(x=0.345. y=0.355) 5 SDCM | Class I | IK08 |  |  | 50 |  | -40 | 1 | 20 | RAL7035 | 50-60Hz | Passive | LED | dimmable | Road&Street | SMIx/2S | Road&Street |  |  | 2950 | No sensor | 108000 | [6 empty] | 255000
TBD | SMIX/2S/PPP/20/50/... | image | datasheet | deeplink | TUNGSRAM - SMIx/2S - 2970lm - 20W - 5000K - 70CRI - TBD[SKU] - Universal coupler 30-60mm | 7.4 | Universal coupler 30-60mm | LED | 1 | 20 | [8 empty] | CE. ENEC | [6 empty] | 66 | 5000 | 499x365x95 |  | 220-240V |  | 5 |  |  |  | 70 |  | 5000 |  | 106000 |  | 258000 |  |  | 148.5 |  |  | 9 | PPP | 25 | < 10% at 100.000 hours |  | Available | 750/559 | CIE(x=0.345. y=0.355) 5 SDCM | Class I | IK08 |  |  | 50 |  | -40 | 1 | 20 | RAL7035 | 50-60Hz | Passive | LED | dimmable | Road&Street | SMIx/2S | Road&Street |  |  | 2970 | No sensor | 108000 | [6 empty] | 255000
TBD | SMIX/2S/OOO/20/50/... | image | datasheet | deeplink | TUNGSRAM - SMIx/2S - 2910lm - 20W - 5000K - 70CRI - TBD[SKU] - Universal coupler 30-60mm | 7.4 | Universal coupler 30-60mm | LED | 1 | 20 | [8 empty] | CE. ENEC | [6 empty] | 66 | 5000 | 499x365x95 |  | 220-240V |  | 5 |  |  |  | 70 |  | 5000 |  | 106000 |  | 258000 |  |  | 145.5 |  |  | 9 | OOO | 25 | < 10% at 100.000 hours |  | Available | 750/559 | CIE(x=0.345. y=0.355) 5 SDCM | Class I | IK08 |  |  | 50 |  | -40 | 1 | 20 | RAL7035 | 50-60Hz | Passive | LED | dimmable | Road&Street | SMIx/2S | Road&Street |  |  | 2910 | No sensor | 108000 | [6 empty] | 255000
TBD | SMIX/2S/NNN/20/50/... | image | datasheet | deeplink | TUNGSRAM - SMIx/2S - 3020lm - 20W - 5000K - 70CRI - TBD[SKU] - Universal coupler 30-60mm | 7.4 | Universal coupler 30-60mm | LED | 1 | 20 | [8 empty] | CE. ENEC | [6 empty] | 66 | 5000 | 499x365x95 |  | 220-240V |  | 5 |  |  |  | 70 |  | 5000 |  | 106000 |  | 258000 |  |  | 151 |  |  | 9 | NNN | 25 | < 10% at 100.000 hours |  | Available | 750/559 | CIE(x=0.345. y=0.355) 5 SDCM | Class I | IK08 |  |  | 50 |  | -40 | 1 | 20 | RAL7035 | 50-60Hz | Passive | LED | dimmable | Road&Street | SMIx/2S | Road&Street |  |  | 3020 | No sensor | 108000 | [6 empty] | 255000
TBD | SMIX/2S/MMM/20/50/... | image | datasheet | deeplink | TUNGSRAM - SMIx/2S - 3020lm - 20W - 5000K - 70CRI - TBD[SKU] - Universal coupler 30-60mm | 7.4 | Universal coupler 30-60mm | LED | 1 | 20 | [8 empty] | CE. ENEC | [6 empty] | 66 | 5000 | 499x365x95 |  | 220-240V |  | 5 |  |  |  | 70 |  | 5000 |  | 106000 |  | 258000 |  |  | 151 |  |  | 9 | MMM | 25 | < 10% at 100.000 hours |  | Available | 750/559 | CIE(x=0.345. y=0.355) 5 SDCM | Class I | IK08 |  |  | 50 |  | -40 | 1 | 20 | RAL7035 | 50-60Hz | Passive | LED | dimmable | Road&Street | SMIx/2S | Road&Street |  |  | 3020 | No sensor | 108000 | [6 empty] | 255000
TBD | SMIX/2S/LLL/20/50/... | image | datasheet | deeplink | TUNGSRAM - SMIx/2S - 2980lm - 20W - 5000K - 70CRI - TBD[SKU] - Universal coupler 30-60mm | 7.4 | Universal coupler 30-60mm | LED | 1 | 20 | [8 empty] | CE. ENEC | [6 empty] | 66 | 5000 | 499x365x95 |  | 220-240V |  | 5 |  |  |  | 70 |  | 5000 |  | 106000 |  | 258000 |  |  | 149 |  |  | 9 | LLL | 25 | < 10% at 100.000 hours |  | Available | 750/559 | CIE(x=0.345. y=0.355) 5 SDCM | Class I | IK08 |  |  | 50 |  | -40 | 1 | 20 | RAL7035 | 50-60Hz | Passive | LED | dimmable | Road&Street | SMIx/2S | Road&Street |  |  | 2980 | No sensor | 108000 | [6 empty] | 255000
TBD | SMIX/2S/KKK/20/50/... | image | datasheet | deeplink | TUNGSRAM - SMIx/2S - 2980lm - 20W - 5000K - 70CRI - TBD[SKU] - Universal coupler 30-60mm | 7.4 | Universal coupler 30-60mm | LED | 1 | 20 | [8 empty] | CE. ENEC | [6 empty] | 66 | 5000 | 499x365x95 |  | 220-240V |  | 5 |  |  |  | 70 |  | 5000 |  | 106000 |  | 258000 |  |  | 149 |  |  | 9 | KKK | 25 | < 10% at 100.000 hours |  | Available | 750/559 | CIE(x=0.345. y=0.355) 5 SDCM | Class I | IK08 |  |  | 50 |  | -40 | 1 | 20 | RAL7035 | 50-60Hz | Passive | LED | dimmable | Road&Street | SMIx/2S | Road&Street |  |  | 2980 | No sensor | 108000 | [6 empty] | 255000
TBD | SMIX/2S/JJJ/20/50/... | image | datasheet | deeplink | TUNGSRAM - SMIx/2S - 2960lm - 20W - 5000K - 70CRI - TBD[SKU] - Universal coupler 30-60mm | 7.4 | Universal coupler 30-60mm | LED | 1 | 20 | [8 empty] | CE. ENEC | [6 empty] | 66 | 5000 | 499x365x95 |  | 220-240V |  | 5 |  |  |  | 70 |  | 5000 |  | 106000 |  | 258000 |  |  | 148 |  |  | 9 | JJJ | 25 | < 10% at 100.000 hours |  | Available | 750/559 | CIE(x=0.345. y=0.355) 5 SDCM | Class I | IK08 |  |  | 50 |  | -40 | 1 | 20 | RAL7035 | 50-60Hz | Passive | LED | dimmable | Road&Street | SMIx/2S | Road&Street |  |  | 2960 | No sensor | 108000 | [6 empty] | 255000
TBD | SMIX/2S/HHH/20/50/... | image | datasheet | deeplink | TUNGSRAM - SMIx/2S - 2940lm - 20W - 5000K - 70CRI - TBD[SKU] - Universal coupler 30-60mm | 7.4 | Universal coupler 30-60mm | LED | 1 | 20 | [8 empty] | CE. ENEC | [6 empty] | 66 | 5000 | 499x365x95 |  | 220-240V |  | 5 |  |  |  | 70 |  | 5000 |  | 106000 |  | 258000 |  |  | 147 |  |  | 9 | HHH | 25 | < 10% at 100.000 hours |  | Available | 750/559 | CIE(x=0.345. y=0.355) 5 SDCM | Class I | IK08 |  |  | 50 |  | -40 | 1 | 20 | RAL7035 | 50-60Hz | Passive | LED | dimmable | Road&Street | SMIx/2S | Road&Street |  |  | 2940 | No sensor | 108000 | [6 empty] | 255000
TBD | SMIX/2S/FFF/20/50/... | image | datasheet | deeplink | TUNGSRAM - SMIx/2S - 3010lm - 20W - 5000K - 70CRI - TBD[SKU] - Universal coupler 30-60mm | 7.4 | Universal coupler 30-60mm | LED | 1 | 20 | [8 empty] | CE. ENEC | [6 empty] | 66 | 5000 | 499x365x95 |  | 220-240V |  | 5 |  |  |  | 70 |  | 5000 |  | 106000 |  | 258000 |  |  | 150.5 |  |  | 9 | FFF | 25 | < 10% at 100.000 hours |  | Available | 750/559 | CIE(x=0.345. y=0.355) 5 SDCM | Class I | IK08 |  |  | 50 |  | -40 | 1 | 20 | RAL7035 | 50-60Hz | Passive | LED | dimmable | Road&Street | SMIx/2S | Road&Street |  |  | 3010 | No sensor | 108000 | [6 empty] | 255000
TBD | SMIX/2S/EEE/20/50/... | image | datasheet | deeplink | TUNGSRAM - SMIx/2S - 3000lm - 20W - 5000K - 70CRI - TBD[SKU] - Universal coupler 30-60mm | 7.4 | Universal coupler 30-60mm | LED | 1 | 20 | [8 empty] | CE. ENEC | [6 empty] | 66 | 5000 | 499x365x95 |  | 220-240V |  | 5 |  |  |  | 70 |  | 5000 |  | 106000 |  | 258000 |  |  | 150 |  |  | 9 | EEE | 25 | < 10% at 100.000 hours |  | Available | 750/559 | CIE(x=0.345. y=0.355) 5 SDCM | Class I | IK08 |  |  | 50 |  | -40 | 1 | 20 | RAL7035 | 50-60Hz | Passive | LED | dimmable | Road&Street | SMIx/2S | Road&Street |  |  | 3000 | No sensor | 108000 | [6 empty] | 255000
TBD | SMIX/2S/CCC/20/50/... | image | datasheet | deeplink | TUNGSRAM - SMIx/2S - 2990lm - 20W - 5000K - 70CRI - TBD[SKU] - Universal coupler 30-60mm | 7.4 | Universal coupler 30-60mm | LED | 1 | 20 | [8 empty] | CE. ENEC | [6 empty] | 66 | 5000 | 499x365x95 |  | 220-240V |  | 5 |  |  |  | 70 |  | 5000 |  | 106000 |  | 258000 |  |  | 149.5 |  |  | 9 | CCC | 25 | < 10% at 100.000 hours |  | Available | 750/559 | CIE(x=0.345. y=0.355) 5 SDCM | Class I | IK08 |  |  | 50 |  | -40 | 1 | 20 | RAL7035 | 50-60Hz | Passive | LED | dimmable | Road&Street | SMIx/2S | Road&Street |  |  | 2990 | No sensor | 108000 | [6 empty] | 255000
TBD | SMIX/2S/YYY/100/30/... | image | datasheet | deeplink | TUNGSRAM - SMIx/2S - 12350lm - 100W - 3000K - 70CRI - TBD[SKU] - Universal coupler 30-60mm | 7.4 | Universal coupler 30-60mm | LED | 1 | 100 | [8 empty] | CE. ENEC | [6 empty] | 66 | 3000 | 499x365x95 |  | 220-240V |  | 5 |  |  |  | 70 |  | 3000 |  | 106000 |  | 258000 |  |  | 123.5 |  |  | 9 | YYY | 25 | < 10% at 100.000 hours |  | Available | 730/559 | CIE(x=0.434. y=0.403) 5 SDCM | Class I | IK08 |  |  | 50 |  | -40 | 1 | 100 | RAL7035 | 50-60Hz | Passive | LED | dimmable | Road&Street | SMIx/2S | Road&Street |  |  | 12350 | No sensor | 108000 | [6 empty] | 255000
TBD | SMIX/2S/XXX/100/30/... | image | datasheet | deeplink | TUNGSRAM - SMIx/2S - 12510lm - 100W - 3000K - 70CRI - TBD[SKU] - Universal coupler 30-60mm | 7.4 | Universal coupler 30-60mm | LED | 1 | 100 | [8 empty] | CE. ENEC | [6 empty] | 66 | 3000 | 499x365x95 |  | 220-240V |  | 5 |  |  |  | 70 |  | 3000 |  | 106000 |  | 258000 |  |  | 125.1 |  |  | 9 | XXX | 25 | < 10% at 100.000 hours |  | Available | 730/559 | CIE(x=0.434. y=0.403) 5 SDCM | Class I | IK08 |  |  | 50 |  | -40 | 1 | 100 | RAL7035 | 50-60Hz | Passive | LED | dimmable | Road&Street | SMIx/2S | Road&Street |  |  | 12510 | No sensor | 108000 | [6 empty] | 255000
TBD | SMIX/2S/WWW/100/30/... | image | datasheet | deeplink | TUNGSRAM - SMIx/2S - 12500lm - 100W - 3000K - 70CRI - TBD[SKU] - Universal coupler 30-60mm | 7.4 | Universal coupler 30-60mm | LED | 1 | 100 | [8 empty] | CE. ENEC | [6 empty] | 66 | 3000 | 499x365x95 |  | 220-240V |  | 5 |  |  |  | 70 |  | 3000 |  | 106000 |  | 258000 |  |  | 125 |  |  | 9 | WWW | 25 | < 10% at 100.000 hours |  | Available | 730/559 | CIE(x=0.434. y=0.403) 5 SDCM | Class I | IK08 |  |  | 50 |  | -40 | 1 | 100 | RAL7035 | 50-60Hz | Passive | LED | dimmable | Road&Street | SMIx/2S | Road&Street |  |  | 12500 | No sensor | 108000 | [6 empty] | 255000
TBD | SMIX/2S/VVV/100/30/... | image | datasheet | deeplink | TUNGSRAM - SMIx/2S - 12740lm - 100W - 3000K - 70CRI - TBD[SKU] - Universal coupler 30-60mm | 7.4 | Universal coupler 30-60mm | LED | 1 | 100 | [8 empty] | CE. ENEC | [6 empty] | 66 | 3000 | 499x365x95 |  | 220-240V |  | 5 |  |  |  | 70 |  | 3000 |  | 106000 |  | 258000 |  |  | 127.4 |  |  | 9 | VVV | 25 | < 10% at 100.000 hours |  | Available | 730/559 | CIE(x=0.434. y=0.403) 5 SDCM | Class I | IK08 |  |  | 50 |  | -40 | 1 | 100 | RAL7035 | 50-60Hz | Passive | LED | dimmable | Road&Street | SMIx/2S | Road&Street |  |  | 12740 | No sensor | 108000 | [6 empty] | 255000
TBD | SMIX/2S/UUU/100/30/... | image | datasheet | deeplink | TUNGSRAM - SMIx/2S - 12080lm - 100W - 3000K - 70CRI - TBD[SKU] - Universal coupler 30-60mm | 7.4 | Universal coupler 30-60mm | LED | 1 | 100 | [8 empty] | CE. ENEC | [6 empty] | 66 | 3000 | 499x365x95 |  | 220-240V |  | 5 |  |  |  | 70 |  | 3000 |  | 106000 |  | 258000 |  |  | 120.8 |  |  | 9 | UUU | 25 | < 10% at 100.000 hours |  | Available | 730/559 | CIE(x=0.434. y=0.403) 5 SDCM | Class I | IK08 |  |  | 50 |  | -40 | 1 | 100 | RAL7035 | 50-60Hz | Passive | LED | dimmable | Road&Street | SMIx/2S | Road&Street |  |  | 12080 | No sensor | 108000 | [6 empty] | 255000
TBD | SMIX/2S/SSS/100/30/... | image | datasheet | deeplink | TUNGSRAM - SMIx/2S - 12290lm - 100W - 3000K - 70CRI - TBD[SKU] - Universal coupler 30-60mm | 7.4 | Universal coupler 30-60mm | LED | 1 | 100 | [8 empty] | CE. ENEC | [6 empty] | 66 | 3000 | 499x365x95 |  | 220-240V |  | 5 |  |  |  | 70 |  | 3000 |  | 106000 |  | 258000 |  |  | 122.9 |  |  | 9 | SSS | 25 | < 10% at 100.000 hours |  | Available | 730/559 | CIE(x=0.434. y=0.403) 5 SDCM | Class I | IK08 |  |  | 50 |  | -40 | 1 | 100 | RAL7035 | 50-60Hz | Passive | LED | dimmable | Road&Street | SMIx/2S | Road&Street |  |  | 12290 | No sensor | 108000 | [6 empty] | 255000
TBD | SMIX/2S/QQQ/100/30/... | image | datasheet | deeplink | TUNGSRAM - SMIx/2S - 12460lm - 100W - 3000K - 70CRI - TBD[SKU] - Universal coupler 30-60mm | 7.4 | Universal coupler 30-60mm | LED | 1 | 100 | [8 empty] | CE. ENEC | [6 empty] | 66 | 3000 | 499x365x95 |  | 220-240V |  | 5 |  |  |  | 70 |  | 3000 |  | 106000 |  | 258000 |  |  | 124.6 |  |  | 9 | QQQ | 25 | < 10% at 100.000 hours |  | Available | 730/559 | CIE(x=0.434. y=0.403) 5 SDCM | Class I | IK08 |  |  | 50 |  | -40 | 1 | 100 | RAL7035 | 50-60Hz | Passive | LED | dimmable | Road&Street | SMIx/2S | Road&Street |  |  | 12460 | No sensor | 108000 | [6 empty] | 255000
TBD | SMIX/2S/PPP/100/30/... | image | datasheet | deeplink | TUNGSRAM - SMIx/2S - 12580lm - 100W - 3000K - 70CRI - TBD[SKU] - Universal coupler 30-60mm | 7.4 | Universal coupler 30-60mm | LED | 1 | 100 | [8 empty] | CE. ENEC | [6 empty] | 66 | 3000 | 499x365x95 |  | 220-240V |  | 5 |  |  |  | 70 |  | 3000 |  | 106000 |  | 258000 |  |  | 125.8 |  |  | 9 | PPP | 25 | < 10% at 100.000 hours |  | Available | 730/559 | CIE(x=0.434. y=0.403) 5 SDCM | Class I | IK08 |  |  | 50 |  | -40 | 1 | 100 | RAL7035 | 50-60Hz | Passive | LED | dimmable | Road&Street | SMIx/2S | Road&Street |  |  | 12580 | No sensor | 108000 | [6 empty] | 255000
TBD | SMIX/2S/OOO/100/30/... | image | datasheet | deeplink | TUNGSRAM - SMIx/2S - 12320lm - 100W - 3000K - 70CRI - TBD[SKU] - Universal coupler 30-60mm | 7.4 | Universal coupler 30-60mm | LED | 1 | 100 | [8 empty] | CE. ENEC | [6 empty] | 66 | 3000 | 499x365x95 |  | 220-240V |  | 5 |  |  |  | 70 |  | 3000 |  | 106000 |  | 258000 |  |  | 123.2 |  |  | 9 | OOO | 25 | < 10% at 100.000 hours |  | Available | 730/559 | CIE(x=0.434. y=0.403) 5 SDCM | Class I | IK08 |  |  | 50 |  | -40 | 1 | 100 | RAL7035 | 50-60Hz | Passive | LED | dimmable | Road&Street | SMIx/2S | Road&Street |  |  | 12320 | No sensor | 108000 | [6 empty] | 255000
TBD | SMIX/2S/NNN/100/30/... | image | datasheet | deeplink | TUNGSRAM - SMIx/2S - 12760lm - 100W - 3000K - 70CRI - TBD[SKU] - Universal coupler 30-60mm | 7.4 | Universal coupler 30-60mm | LED | 1 | 100 | [8 empty] | CE. ENEC | [6 empty] | 66 | 3000 | 499x365x95 |  | 220-240V |  | 5 |  |  |  | 70 |  | 3000 |  | 106000 |  | 258000 |  |  | 127.6 |  |  | 9 | NNN | 25 | < 10% at 100.000 hours |  | Available | 730/559 | CIE(x=0.434. y=0.403) 5 SDCM | Class I | IK08 |  |  | 50 |  | -40 | 1 | 100 | RAL7035 | 50-60Hz | Passive | LED | dimmable | Road&Street | SMIx/2S | Road&Street |  |  | 12760 | No sensor | 108000 | [6 empty] | 255000
TBD | SMIX/2S/MMM/100/30/... | image | datasheet | deeplink | TUNGSRAM - SMIx/2S - 12790lm - 100W - 3000K - 70CRI - TBD[SKU] - Universal coupler 30-60mm | 7.4 | Universal coupler 30-60mm | LED | 1 | 100 | [8 empty] | CE. ENEC | [6 empty] | 66 | 3000 | 499x365x95 |  | 220-240V |  | 5 |  |  |  | 70 |  | 3000 |  | 106000 |  | 258000 |  |  | 127.9 |  |  | 9 | MMM | 25 | < 10% at 100.000 hours |  | Available | 730/559 | CIE(x=0.434. y=0.403) 5 SDCM | Class I | IK08 |  |  | 50 |  | -40 | 1 | 100 | RAL7035 | 50-60Hz | Passive | LED | dimmable | Road&Street | SMIx/2S | Road&Street |  |  | 12790 | No sensor | 108000 | [6 empty] | 255000
TBD | SMIX/2S/LLL/100/30/... | image | datasheet | deeplink | TUNGSRAM - SMIx/2S - 12610lm - 100W - 3000K - 70CRI - TBD[SKU] - Universal coupler 30-60mm | 7.4 | Universal coupler 30-60mm | LED | 1 | 100 | [8 empty] | CE. ENEC | [6 empty] | 66 | 3000 | 499x365x95 |  | 220-240V |  | 5 |  |  |  | 70 |  | 3000 |  | 106000 |  | 258000 |  |  | 126.1 |  |  | 9 | LLL | 25 | < 10% at 100.000 hours |  | Available | 730/559 | CIE(x=0.434. y=0.403) 5 SDCM | Class I | IK08 |  |  | 50 |  | -40 | 1 | 100 | RAL7035 | 50-60Hz | Passive | LED | dimmable | Road&Street | SMIx/2S | Road&Street |  |  | 12610 | No sensor | 108000 | [6 empty] | 255000
TBD | SMIX/2S/KKK/100/30/... | image | datasheet | deeplink | TUNGSRAM - SMIx/2S - 12610lm - 100W - 3000K - 70CRI - TBD[SKU] - Universal coupler 30-60mm | 7.4 | Universal coupler 30-60mm | LED | 1 | 100 | [8 empty] | CE. ENEC | [6 empty] | 66 | 3000 | 499x365x95 |  | 220-240V |  | 5 |  |  |  | 70 |  | 3000 |  | 106000 |  | 258000 |  |  | 126.1 |  |  | 9 | KKK | 25 | < 10% at 100.000 hours |  | Available | 730/559 | CIE(x=0.434. y=0.403) 5 SDCM | Class I | IK08 |  |  | 50 |  | -40 | 1 | 100 | RAL7035 | 50-60Hz | Passive | LED | dimmable | Road&Street | SMIx/2S | Road&Street |  |  | 12610 | No sensor | 108000 | [6 empty] | 255000
TBD | SMIX/2S/JJJ/100/30/... | image | datasheet | deeplink | TUNGSRAM - SMIx/2S - 12510lm - 100W - 3000K - 70CRI - TBD[SKU] - Universal coupler 30-60mm | 7.4 | Universal coupler 30-60mm | LED | 1 | 100 | [8 empty] | CE. ENEC | [6 empty] | 66 | 3000 | 499x365x95 |  | 220-240V |  | 5 |  |  |  | 70 |  | 3000 |  | 106000 |  | 258000 |  |  | 125.1 |  |  | 9 | JJJ | 25 | < 10% at 100.000 hours |  | Available | 730/559 | CIE(x=0.434. y=0.403) 5 SDCM | Class I | IK08 |  |  | 50 |  | -40 | 1 | 100 | RAL7035 | 50-60Hz | Passive | LED | dimmable | Road&Street | SMIx/2S | Road&Street |  |  | 12510 | No sensor | 108000 | [6 empty] | 255000
TBD | SMIX/2S/HHH/100/30/... | image | datasheet | deeplink | TUNGSRAM - SMIx/2S - 12430lm - 100W - 3000K - 70CRI - TBD[SKU] - Universal coupler 30-60mm | 7.4 | Universal coupler 30-60mm | LED | 1 | 100 | [8 empty] | CE. ENEC | [6 empty] | 66 | 3000 | 499x365x95 |  | 220-240V |  | 5 |  |  |  | 70 |  | 3000 |  | 106000 |  | 258000 |  |  | 124.3 |  |  | 9 | HHH | 25 | < 10% at 100.000 hours |  | Available | 730/559 | CIE(x=0.434. y=0.403) 5 SDCM | Class I | IK08 |  |  | 50 |  | -40 | 1 | 100 | RAL7035 | 50-60Hz | Passive | LED | dimmable | Road&Street | SMIx/2S | Road&Street |  |  | 12430 | No sensor | 108000 | [6 empty] | 255000
TBD | SMIX/2S/FFF/100/30/... | image | datasheet | deeplink | TUNGSRAM - SMIx/2S - 12740lm - 100W - 3000K - 70CRI - TBD[SKU] - Universal coupler 30-60mm | 7.4 | Universal coupler 30-60mm | LED | 1 | 100 | [8 empty] | CE. ENEC | [6 empty] | 66 | 3000 | 499x365x95 |  | 220-240V |  | 5 |  |  |  | 70 |  | 3000 |  | 106000 |  | 258000 |  |  | 127.4 |  |  | 9 | FFF | 25 | < 10% at 100.000 hours |  | Available | 730/559 | CIE(x=0.434. y=0.403) 5 SDCM | Class I | IK08 |  |  | 50 |  | -40 | 1 | 100 | RAL7035 | 50-60Hz | Passive | LED | dimmable | Road&Street | SMIx/2S | Road&Street |  |  | 12740 | No sensor | 108000 | [6 empty] | 255000
TBD | SMIX/2S/EEE/100/30/... | image | datasheet | deeplink | TUNGSRAM - SMIx/2S - 12690lm - 100W - 3000K - 70CRI - TBD[SKU] - Universal coupler 30-60mm | 7.4 | Universal coupler 30-60mm | LED | 1 | 100 | [8 empty] | CE. ENEC | [6 empty] | 66 | 3000 | 499x365x95 |  | 220-240V |  | 5 |  |  |  | 70 |  | 3000 |  | 106000 |  | 258000 |  |  | 126.9 |  |  | 9 | EEE | 25 | < 10% at 100.000 hours |  | Available | 730/559 | CIE(x=0.434. y=0.403) 5 SDCM | Class I | IK08 |  |  | 50 |  | -40 | 1 | 100 | RAL7035 | 50-60Hz | Passive | LED | dimmable | Road&Street | SMIx/2S | Road&Street |  |  | 12690 | No sensor | 108000 | [6 empty] | 255000
TBD | SMIX/2S/CCC/100/30/... | image | datasheet | deeplink | TUNGSRAM - SMIx/2S - 12660lm - 100W - 3000K - 70CRI - TBD[SKU] - Universal coupler 30-60mm | 7.4 | Universal coupler 30-60mm | LED | 1 | 100 | [8 empty] | CE. ENEC | [6 empty] | 66 | 3000 | 499x365x95 |  | 220-240V |  | 5 |  |  |  | 70 |  | 3000 |  | 106000 |  | 258000 |  |  | 126.6 |  |  | 9 | CCC | 25 | < 10% at 100.000 hours |  | Available | 730/559 | CIE(x=0.434. y=0.403) 5 SDCM | Class I | IK08 |  |  | 50 |  | -40 | 1 | 100 | RAL7035 | 50-60Hz | Passive | LED | dimmable | Road&Street | SMIx/2S | Road&Street |  |  | 12660 | No sensor | 108000 | [6 empty] | 255000
TBD | SMIX/2S/YYY/90/30/... | image | datasheet | deeplink | TUNGSRAM - SMIx/2S - 11080lm - 90W - 3000K - 70CRI - TBD[SKU] - Universal coupler 30-60mm | 7.4 | Universal coupler 30-60mm | LED | 1 | 90 | [8 empty] | CE. ENEC | [6 empty] | 66 | 3000 | 499x365x95 |  | 220-240V |  | 5 |  |  |  | 70 |  | 3000 |  | 106000 |  | 258000 |  |  | 123.11 |  |  | 9 | YYY | 25 | < 10% at 100.000 hours |  | Available | 730/559 | CIE(x=0.434. y=0.403) 5 SDCM | Class I | IK08 |  |  | 50 |  | -40 | 1 | 90 | RAL7035 | 50-60Hz | Passive | LED | dimmable | Road&Street | SMIx/2S | Road&Street |  |  | 11080 | No sensor | 108000 | [6 empty] | 255000
TBD | SMIX/2S/XXX/90/30/... | image | datasheet | deeplink | TUNGSRAM - SMIx/2S - 11230lm - 90W - 3000K - 70CRI - TBD[SKU] - Universal coupler 30-60mm | 7.4 | Universal coupler 30-60mm | LED | 1 | 90 | [8 empty] | CE. ENEC | [6 empty] | 66 | 3000 | 499x365x95 |  | 220-240V |  | 5 |  |  |  | 70 |  | 3000 |  | 106000 |  | 258000 |  |  | 124.78 |  |  | 9 | XXX | 25 | < 10% at 100.000 hours |  | Available | 730/559 | CIE(x=0.434. y=0.403) 5 SDCM | Class I | IK08 |  |  | 50 |  | -40 | 1 | 90 | RAL7035 | 50-60Hz | Passive | LED | dimmable | Road&Street | SMIx/2S | Road&Street |  |  | 11230 | No sensor | 108000 | [6 empty] | 255000
TBD | SMIX/2S/WWW/90/30/... | image | datasheet | deeplink | TUNGSRAM - SMIx/2S - 11220lm - 90W - 3000K - 70CRI - TBD[SKU] - Universal coupler 30-60mm | 7.4 | Universal coupler 30-60mm | LED | 1 | 90 | [8 empty] | CE. ENEC | [6 empty] | 66 | 3000 | 499x365x95 |  | 220-240V |  | 5 |  |  |  | 70 |  | 3000 |  | 106000 |  | 258000 |  |  | 124.67 |  |  | 9 | WWW | 25 | < 10% at 100.000 hours |  | Available | 730/559 | CIE(x=0.434. y=0.403) 5 SDCM | Class I | IK08 |  |  | 50 |  | -40 | 1 | 90 | RAL7035 | 50-60Hz | Passive | LED | dimmable | Road&Street | SMIx/2S | Road&Street |  |  | 11220 | No sensor | 108000 | [6 empty] | 255000
TBD | SMIX/2S/VVV/90/30/... | image | datasheet | deeplink | TUNGSRAM - SMIx/2S - 11440lm - 90W - 3000K - 70CRI - TBD[SKU] - Universal coupler 30-60mm | 7.4 | Universal coupler 30-60mm | LED | 1 | 90 | [8 empty] | CE. ENEC | [6 empty] | 66 | 3000 | 499x365x95 |  | 220-240V |  | 5 |  |  |  | 70 |  | 3000 |  | 106000 |  | 258000 |  |  | 127.11 |  |  | 9 | VVV | 25 | < 10% at 100.000 hours |  | Available | 730/559 | CIE(x=0.434. y=0.403) 5 SDCM | Class I | IK08 |  |  | 50 |  | -40 | 1 | 90 | RAL7035 | 50-60Hz | Passive | LED | dimmable | Road&Street | SMIx/2S | Road&Street |  |  | 11440 | No sensor | 108000 | [6 empty] | 255000
TBD | SMIX/2S/UUU/90/30/... | image | datasheet | deeplink | TUNGSRAM - SMIx/2S - 10850lm - 90W - 3000K - 70CRI - TBD[SKU] - Universal coupler 30-60mm | 7.4 | Universal coupler 30-60mm | LED | 1 | 90 | [8 empty] | CE. ENEC | [6 empty] | 66 | 3000 | 499x365x95 |  | 220-240V |  | 5 |  |  |  | 70 |  | 3000 |  | 106000 |  | 258000 |  |  | 120.56 |  |  | 9 | UUU | 25 | < 10% at 100.000 hours |  | Available | 730/559 | CIE(x=0.434. y=0.403) 5 SDCM | Class I | IK08 |  |  | 50 |  | -40 | 1 | 90 | RAL7035 | 50-60Hz | Passive | LED | dimmable | Road&Street | SMIx/2S | Road&Street |  |  | 10850 | No sensor | 108000 | [6 empty] | 255000
TBD | SMIX/2S/SSS/90/30/... | image | datasheet | deeplink | TUNGSRAM - SMIx/2S - 11030lm - 90W - 3000K - 70CRI - TBD[SKU] - Universal coupler 30-60mm | 7.4 | Universal coupler 30-60mm | LED | 1 | 90 | [8 empty] | CE. ENEC | [6 empty] | 66 | 3000 | 499x365x95 |  | 220-240V |  | 5 |  |  |  | 70 |  | 3000 |  | 106000 |  | 258000 |  |  | 122.56 |  |  | 9 | SSS | 25 | < 10% at 100.000 hours |  | Available | 730/559 | CIE(x=0.434. y=0.403) 5 SDCM | Class I | IK08 |  |  | 50 |  | -40 | 1 | 90 | RAL7035 | 50-60Hz | Passive | LED | dimmable | Road&Street | SMIx/2S | Road&Street |  |  | 11030 | No sensor | 108000 | [6 empty] | 255000
TBD | SMIX/2S/QQQ/90/30/... | image | datasheet | deeplink | TUNGSRAM - SMIx/2S - 11190lm - 90W - 3000K - 70CRI - TBD[SKU] - Universal coupler 30-60mm | 7.4 | Universal coupler 30-60mm | LED | 1 | 90 | [8 empty] | CE. ENEC | [6 empty] | 66 | 3000 | 499x365x95 |  | 220-240V |  | 5 |  |  |  | 70 |  | 3000 |  | 106000 |  | 258000 |  |  | 124.33 |  |  | 9 | QQQ | 25 | < 10% at 100.000 hours |  | Available | 730/559 | CIE(x=0.434. y=0.403) 5 SDCM | Class I | IK08 |  |  | 50 |  | -40 | 1 | 90 | RAL7035 | 50-60Hz | Passive | LED | dimmable | Road&Street | SMIx/2S | Road&Street |  |  | 11190 | No sensor | 108000 | [6 empty] | 255000
TBD | SMIX/2S/PPP/90/30/... | image | datasheet | deeplink | TUNGSRAM - SMIx/2S - 11290lm - 90W - 3000K - 70CRI - TBD[SKU] - Universal coupler 30-60mm | 7.4 | Universal coupler 30-60mm | LED | 1 | 90 | [8 empty] | CE. ENEC | [6 empty] | 66 | 3000 | 499x365x95 |  | 220-240V |  | 5 |  |  |  | 70 |  | 3000 |  | 106000 |  | 258000 |  |  | 125.44 |  |  | 9 | PPP | 25 | < 10% at 100.000 hours |  | Available | 730/559 | CIE(x=0.434. y=0.403) 5 SDCM | Class I | IK08 |  |  | 50 |  | -40 | 1 | 90 | RAL7035 | 50-60Hz | Passive | LED | dimmable | Road&Street | SMIx/2S | Road&Street |  |  | 11290 | No sensor | 108000 | [6 empty] | 255000
TBD | SMIX/2S/OOO/90/30/... | image | datasheet | deeplink | TUNGSRAM - SMIx/2S - 11060lm - 90W - 3000K - 70CRI - TBD[SKU] - Universal coupler 30-60mm | 7.4 | Universal coupler 30-60mm | LED | 1 | 90 | [8 empty] | CE. ENEC | [6 empty] | 66 | 3000 | 499x365x95 |  | 220-240V |  | 5 |  |  |  | 70 |  | 3000 |  | 106000 |  | 258000 |  |  | 122.89 |  |  | 9 | OOO | 25 | < 10% at 100.000 hours |  | Available | 730/559 | CIE(x=0.434. y=0.403) 5 SDCM | Class I | IK08 |  |  | 50 |  | -40 | 1 | 90 | RAL7035 | 50-60Hz | Passive | LED | dimmable | Road&Street | SMIx/2S | Road&Street |  |  | 11060 | No sensor | 108000 | [6 empty] | 255000
TBD | SMIX/2S/NNN/90/30/... | image | datasheet | deeplink | TUNGSRAM - SMIx/2S - 11460lm - 90W - 3000K - 70CRI - TBD[SKU] - Universal coupler 30-60mm | 7.4 | Universal coupler 30-60mm | LED | 1 | 90 | [8 empty] | CE. ENEC | [6 empty] | 66 | 3000 | 499x365x95 |  | 220-240V |  | 5 |  |  |  | 70 |  | 3000 |  | 106000 |  | 258000 |  |  | 127.33 |  |  | 9 | NNN | 25 | < 10% at 100.000 hours |  | Available | 730/559 | CIE(x=0.434. y=0.403) 5 SDCM | Class I | IK08 |  |  | 50 |  | -40 | 1 | 90 | RAL7035 | 50-60Hz | Passive | LED | dimmable | Road&Street | SMIx/2S | Road&Street |  |  | 11460 | No sensor | 108000 | [6 empty] | 255000
TBD | SMIX/2S/MMM/90/30/... | image | datasheet | deeplink | TUNGSRAM - SMIx/2S - 11480lm - 90W - 3000K - 70CRI - TBD[SKU] - Universal coupler 30-60mm | 7.4 | Universal coupler 30-60mm | LED | 1 | 90 | [8 empty] | CE. ENEC | [6 empty] | 66 | 3000 | 499x365x95 |  | 220-240V |  | 5 |  |  |  | 70 |  | 3000 |  | 106000 |  | 258000 |  |  | 127.56 |  |  | 9 | MMM | 25 | < 10% at 100.000 hours |  | Available | 730/559 | CIE(x=0.434. y=0.403) 5 SDCM | Class I | IK08 |  |  | 50 |  | -40 | 1 | 90 | RAL7035 | 50-60Hz | Passive | LED | dimmable | Road&Street | SMIx/2S | Road&Street |  |  | 11480 | No sensor | 108000 | [6 empty] | 255000
TBD | SMIX/2S/LLL/90/30/... | image | datasheet | deeplink | TUNGSRAM - SMIx/2S - 11320lm - 90W - 3000K - 70CRI - TBD[SKU] - Universal coupler 30-60mm | 7.4 | Universal coupler 30-60mm | LED | 1 | 90 | [8 empty] | CE. ENEC | [6 empty] | 66 | 3000 | 499x365x95 |  | 220-240V |  | 5 |  |  |  | 70 |  | 3000 |  | 106000 |  | 258000 |  |  | 125.78 |  |  | 9 | LLL | 25 | < 10% at 100.000 hours |  | Available | 730/559 | CIE(x=0.434. y=0.403) 5 SDCM | Class I | IK08 |  |  | 50 |  | -40 | 1 | 90 | RAL7035 | 50-60Hz | Passive | LED | dimmable | Road&Street | SMIx/2S | Road&Street |  |  | 11320 | No sensor | 108000 | [6 empty] | 255000
TBD | SMIX/2S/KKK/90/30/... | image | datasheet | deeplink | TUNGSRAM - SMIx/2S - 11320lm - 90W - 3000K - 70CRI - TBD[SKU] - Universal coupler 30-60mm | 7.4 | Universal coupler 30-60mm | LED | 1 | 90 | [8 empty] | CE. ENEC | [6 empty] | 66 | 3000 | 499x365x95 |  | 220-240V |  | 5 |  |  |  | 70 |  | 3000 |  | 106000 |  | 258000 |  |  | 125.78 |  |  | 9 | KKK | 25 | < 10% at 100.000 hours |  | Available | 730/559 | CIE(x=0.434. y=0.403) 5 SDCM | Class I | IK08 |  |  | 50 |  | -40 | 1 | 90 | RAL7035 | 50-60Hz | Passive | LED | dimmable | Road&Street | SMIx/2S | Road&Street |  |  | 11320 | No sensor | 108000 | [6 empty] | 255000
TBD | SMIX/2S/JJJ/90/30/... | image | datasheet | deeplink | TUNGSRAM - SMIx/2S - 11230lm - 90W - 3000K - 70CRI - TBD[SKU] - Universal coupler 30-60mm | 7.4 | Universal coupler 30-60mm | LED | 1 | 90 | [8 empty] | CE. ENEC | [6 empty] | 66 | 3000 | 499x365x95 |  | 220-240V |  | 5 |  |  |  | 70 |  | 3000 |  | 106000 |  | 258000 |  |  | 124.78 |  |  | 9 | JJJ | 25 | < 10% at 100.000 hours |  | Available | 730/559 | CIE(x=0.434. y=0.403) 5 SDCM | Class I | IK08 |  |  | 50 |  | -40 | 1 | 90 | RAL7035 | 50-60Hz | Passive | LED | dimmable | Road&Street | SMIx/2S | Road&Street |  |  | 11230 | No sensor | 108000 | [6 empty] | 255000
TBD | SMIX/2S/HHH/90/30/... | image | datasheet | deeplink | TUNGSRAM - SMIx/2S - 11160lm - 90W - 3000K - 70CRI - TBD[SKU] - Universal coupler 30-60mm | 7.4 | Universal coupler 30-60mm | LED | 1 | 90 | [8 empty] | CE. ENEC | [6 empty] | 66 | 3000 | 499x365x95 |  | 220-240V |  | 5 |  |  |  | 70 |  | 3000 |  | 106000 |  | 258000 |  |  | 124 |  |  | 9 | HHH | 25 | < 10% at 100.000 hours |  | Available | 730/559 | CIE(x=0.434. y=0.403) 5 SDCM | Class I | IK08 |  |  | 50 |  | -40 | 1 | 90 | RAL7035 | 50-60Hz | Passive | LED | dimmable | Road&Street | SMIx/2S | Road&Street |  |  | 11160 | No sensor | 108000 | [6 empty] | 255000
TBD | SMIX/2S/FFF/90/30/... | image | datasheet | deeplink | TUNGSRAM - SMIx/2S - 11440lm - 90W - 3000K - 70CRI - TBD[SKU] - Universal coupler 30-60mm | 7.4 | Universal coupler 30-60mm | LED | 1 | 90 | [8 empty] | CE. ENEC | [6 empty] | 66 | 3000 | 499x365x95 |  | 220-240V |  | 5 |  |  |  | 70 |  | 3000 |  | 106000 |  | 258000 |  |  | 127.11 |  |  | 9 | FFF | 25 | < 10% at 100.000 hours |  | Available | 730/559 | CIE(x=0.434. y=0.403) 5 SDCM | Class I | IK08 |  |  | 50 |  | -40 | 1 | 90 | RAL7035 | 50-60Hz | Passive | LED | dimmable | Road&Street | SMIx/2S | Road&Street |  |  | 11440 | No sensor | 108000 | [6 empty] | 255000
TBD | SMIX/2S/EEE/90/30/... | image | datasheet | deeplink | TUNGSRAM - SMIx/2S - 11400lm - 90W - 3000K - 70CRI - TBD[SKU] - Universal coupler 30-60mm | 7.4 | Universal coupler 30-60mm | LED | 1 | 90 | [8 empty] | CE. ENEC | [6 empty] | 66 | 3000 | 499x365x95 |  | 220-240V |  | 5 |  |  |  | 70 |  | 3000 |  | 106000 |  | 258000 |  |  | 126.67 |  |  | 9 | EEE | 25 | < 10% at 100.000 hours |  | Available | 730/559 | CIE(x=0.434. y=0.403) 5 SDCM | Class I | IK08 |  |  | 50 |  | -40 | 1 | 90 | RAL7035 | 50-60Hz | Passive | LED | dimmable | Road&Street | SMIx/2S | Road&Street |  |  | 11400 | No sensor | 108000 | [6 empty] | 255000
TBD | SMIX/2S/CCC/90/30/... | image | datasheet | deeplink | TUNGSRAM - SMIx/2S - 11360lm - 90W - 3000K - 70CRI - TBD[SKU] - Universal coupler 30-60mm | 7.4 | Universal coupler 30-60mm | LED | 1 | 90 | [8 empty] | CE. ENEC | [6 empty] | 66 | 3000 | 499x365x95 |  | 220-240V |  | 5 |  |  |  | 70 |  | 3000 |  | 106000 |  | 258000 |  |  | 126.22 |  |  | 9 | CCC | 25 | < 10% at 100.000 hours |  | Available | 730/559 | CIE(x=0.434. y=0.403) 5 SDCM | Class I | IK08 |  |  | 50 |  | -40 | 1 | 90 | RAL7035 | 50-60Hz | Passive | LED | dimmable | Road&Street | SMIx/2S | Road&Street |  |  | 11360 | No sensor | 108000 | [6 empty] | 255000
TBD | SMIX/2S/YYY/80/30/... | image | datasheet | deeplink | TUNGSRAM - SMIx/2S - 10110lm - 80W - 3000K - 70CRI - TBD[SKU] - Universal coupler 30-60mm | 7.4 | Universal coupler 30-60mm | LED | 1 | 80 | [8 empty] | CE. ENEC | [6 empty] | 66 | 3000 | 499x365x95 |  | 220-240V |  | 5 |  |  |  | 70 |  | 3000 |  | 106000 |  | 258000 |  |  | 126.38 |  |  | 9 | YYY | 25 | < 10% at 100.000 hours |  | Available | 730/559 | CIE(x=0.434. y=0.403) 5 SDCM | Class I | IK08 |  |  | 50 |  | -40 | 1 | 80 | RAL7035 | 50-60Hz | Passive | LED | dimmable | Road&Street | SMIx/2S | Road&Street |  |  | 10110 | No sensor | 108000 | [6 empty] | 255000
TBD | SMIX/2S/XXX/80/30/... | image | datasheet | deeplink | TUNGSRAM - SMIx/2S - 10240lm - 80W - 3000K - 70CRI - TBD[SKU] - Universal coupler 30-60mm | 7.4 | Universal coupler 30-60mm | LED | 1 | 80 | [8 empty] | CE. ENEC | [6 empty] | 66 | 3000 | 499x365x95 |  | 220-240V |  | 5 |  |  |  | 70 |  | 3000 |  | 106000 |  | 258000 |  |  | 128 |  |  | 9 | XXX | 25 | < 10% at 100.000 hours |  | Available | 730/559 | CIE(x=0.434. y=0.403) 5 SDCM | Class I | IK08 |  |  | 50 |  | -40 | 1 | 80 | RAL7035 | 50-60Hz | Passive | LED | dimmable | Road&Street | SMIx/2S | Road&Street |  |  | 10240 | No sensor | 108000 | [6 empty] | 255000
TBD | SMIX/2S/WWW/80/30/... | image | datasheet | deeplink | TUNGSRAM - SMIx/2S - 10230lm - 80W - 3000K - 70CRI - TBD[SKU] - Universal coupler 30-60mm | 7.4 | Universal coupler 30-60mm | LED | 1 | 80 | [8 empty] | CE. ENEC | [6 empty] | 66 | 3000 | 499x365x95 |  | 220-240V |  | 5 |  |  |  | 70 |  | 3000 |  | 106000 |  | 258000 |  |  | 127.88 |  |  | 9 | WWW | 25 | < 10% at 100.000 hours |  | Available | 730/559 | CIE(x=0.434. y=0.403) 5 SDCM | Class I | IK08 |  |  | 50 |  | -40 | 1 | 80 | RAL7035 | 50-60Hz | Passive | LED | dimmable | Road&Street | SMIx/2S | Road&Street |  |  | 10230 | No sensor | 108000 | [6 empty] | 255000
TBD | SMIX/2S/VVV/80/30/... | image | datasheet | deeplink | TUNGSRAM - SMIx/2S - 10430lm - 80W - 3000K - 70CRI - TBD[SKU] - Universal coupler 30-60mm | 7.4 | Universal coupler 30-60mm | LED | 1 | 80 | [8 empty] | CE. ENEC | [6 empty] | 66 | 3000 | 499x365x95 |  | 220-240V |  | 5 |  |  |  | 70 |  | 3000 |  | 106000 |  | 258000 |  |  | 130.38 |  |  | 9 | VVV | 25 | < 10% at 100.000 hours |  | Available | 730/559 | CIE(x=0.434. y=0.403) 5 SDCM | Class I | IK08 |  |  | 50 |  | -40 | 1 | 80 | RAL7035 | 50-60Hz | Passive | LED | dimmable | Road&Street | SMIx/2S | Road&Street |  |  | 10430 | No sensor | 108000 | [6 empty] | 255000
TBD | SMIX/2S/UUU/80/30/... | image | datasheet | deeplink | TUNGSRAM - SMIx/2S - 9890lm - 80W - 3000K - 70CRI - TBD[SKU] - Universal coupler 30-60mm | 7.4 | Universal coupler 30-60mm | LED | 1 | 80 | [8 empty] | CE. ENEC | [6 empty] | 66 | 3000 | 499x365x95 |  | 220-240V |  | 5 |  |  |  | 70 |  | 3000 |  | 106000 |  | 258000 |  |  | 123.62 |  |  | 9 | UUU | 25 | < 10% at 100.000 hours |  | Available | 730/559 | CIE(x=0.434. y=0.403) 5 SDCM | Class I | IK08 |  |  | 50 |  | -40 | 1 | 80 | RAL7035 | 50-60Hz | Passive | LED | dimmable | Road&Street | SMIx/2S | Road&Street |  |  | 9890 | No sensor | 108000 | [6 empty] | 255000
TBD | SMIX/2S/SSS/80/30/... | image | datasheet | deeplink | TUNGSRAM - SMIx/2S - 10060lm - 80W - 3000K - 70CRI - TBD[SKU] - Universal coupler 30-60mm | 7.4 | Universal coupler 30-60mm | LED | 1 | 80 | [8 empty] | CE. ENEC | [6 empty] | 66 | 3000 | 499x365x95 |  | 220-240V |  | 5 |  |  |  | 70 |  | 3000 |  | 106000 |  | 258000 |  |  | 125.75 |  |  | 9 | SSS | 25 | < 10% at 100.000 hours |  | Available | 730/559 | CIE(x=0.434. y=0.403) 5 SDCM | Class I | IK08 |  |  | 50 |  | -40 | 1 | 80 | RAL7035 | 50-60Hz | Passive | LED | dimmable | Road&Street | SMIx/2S | Road&Street |  |  | 10060 | No sensor | 108000 | [6 empty] | 255000
TBD | SMIX/2S/QQQ/80/30/... | image | datasheet | deeplink | TUNGSRAM - SMIx/2S - 10200lm - 80W - 3000K - 70CRI - TBD[SKU] - Universal coupler 30-60mm | 7.4 | Universal coupler 30-60mm | LED | 1 | 80 | [8 empty] | CE. ENEC | [6 empty] | 66 | 3000 | 499x365x95 |  | 220-240V |  | 5 |  |  |  | 70 |  | 3000 |  | 106000 |  | 258000 |  |  | 127.5 |  |  | 9 | QQQ | 25 | < 10% at 100.000 hours |  | Available | 730/559 | CIE(x=0.434. y=0.403) 5 SDCM | Class I | IK08 |  |  | 50 |  | -40 | 1 | 80 | RAL7035 | 50-60Hz | Passive | LED | dimmable | Road&Street | SMIx/2S | Road&Street |  |  | 10200 | No sensor | 108000 | [6 empty] | 255000
TBD | SMIX/2S/PPP/80/30/... | image | datasheet | deeplink | TUNGSRAM - SMIx/2S - 10300lm - 80W - 3000K - 70CRI - TBD[SKU] - Universal coupler 30-60mm | 7.4 | Universal coupler 30-60mm | LED | 1 | 80 | [8 empty] | CE. ENEC | [6 empty] | 66 | 3000 | 499x365x95 |  | 220-240V |  | 5 |  |  |  | 70 |  | 3000 |  | 106000 |  | 258000 |  |  | 128.75 |  |  | 9 | PPP | 25 | < 10% at 100.000 hours |  | Available | 730/559 | CIE(x=0.434. y=0.403) 5 SDCM | Class I | IK08 |  |  | 50 |  | -40 | 1 | 80 | RAL7035 | 50-60Hz | Passive | LED | dimmable | Road&Street | SMIx/2S | Road&Street |  |  | 10300 | No sensor | 108000 | [6 empty] | 255000
TBD | SMIX/2S/OOO/80/30/... | image | datasheet | deeplink | TUNGSRAM - SMIx/2S - 10090lm - 80W - 3000K - 70CRI - TBD[SKU] - Universal coupler 30-60mm | 7.4 | Universal coupler 30-60mm | LED | 1 | 80 | [8 empty] | CE. ENEC | [6 empty] | 66 | 3000 | 499x365x95 |  | 220-240V |  | 5 |  |  |  | 70 |  | 3000 |  | 106000 |  | 258000 |  |  | 126.12 |  |  | 9 | OOO | 25 | < 10% at 100.000 hours |  | Available | 730/559 | CIE(x=0.434. y=0.403) 5 SDCM | Class I | IK08 |  |  | 50 |  | -40 | 1 | 80 | RAL7035 | 50-60Hz | Passive | LED | dimmable | Road&Street | SMIx/2S | Road&Street |  |  | 10090 | No sensor | 108000 | [6 empty] | 255000
TBD | SMIX/2S/NNN/80/30/... | image | datasheet | deeplink | TUNGSRAM - SMIx/2S - 10450lm - 80W - 3000K - 70CRI - TBD[SKU] - Universal coupler 30-60mm | 7.4 | Universal coupler 30-60mm | LED | 1 | 80 | [8 empty] | CE. ENEC | [6 empty] | 66 | 3000 | 499x365x95 |  | 220-240V |  | 5 |  |  |  | 70 |  | 3000 |  | 106000 |  | 258000 |  |  | 130.62 |  |  | 9 | NNN | 25 | < 10% at 100.000 hours |  | Available | 730/559 | CIE(x=0.434. y=0.403) 5 SDCM | Class I | IK08 |  |  | 50 |  | -40 | 1 | 80 | RAL7035 | 50-60Hz | Passive | LED | dimmable | Road&Street | SMIx/2S | Road&Street |  |  | 10450 | No sensor | 108000 | [6 empty] | 255000
TBD | SMIX/2S/MMM/80/30/... | image | datasheet | deeplink | TUNGSRAM - SMIx/2S - 10470lm - 80W - 3000K - 70CRI - TBD[SKU] - Universal coupler 30-60mm | 7.4 | Universal coupler 30-60mm | LED | 1 | 80 | [8 empty] | CE. ENEC | [6 empty] | 66 | 3000 | 499x365x95 |  | 220-240V |  | 5 |  |  |  | 70 |  | 3000 |  | 106000 |  | 258000 |  |  | 130.88 |  |  | 9 | MMM | 25 | < 10% at 100.000 hours |  | Available | 730/559 | CIE(x=0.434. y=0.403) 5 SDCM | Class I | IK08 |  |  | 50 |  | -40 | 1 | 80 | RAL7035 | 50-60Hz | Passive | LED | dimmable | Road&Street | SMIx/2S | Road&Street |  |  | 10470 | No sensor | 108000 | [6 empty] | 255000
TBD | SMIX/2S/LLL/80/30/... | image | datasheet | deeplink | TUNGSRAM - SMIx/2S - 10330lm - 80W - 3000K - 70CRI - TBD[SKU] - Universal coupler 30-60mm | 7.4 | Universal coupler 30-60mm | LED | 1 | 80 | [8 empty] | CE. ENEC | [6 empty] | 66 | 3000 | 499x365x95 |  | 220-240V |  | 5 |  |  |  | 70 |  | 3000 |  | 106000 |  | 258000 |  |  | 129.12 |  |  | 9 | LLL | 25 | < 10% at 100.000 hours |  | Available | 730/559 | CIE(x=0.434. y=0.403) 5 SDCM | Class I | IK08 |  |  | 50 |  | -40 | 1 | 80 | RAL7035 | 50-60Hz | Passive | LED | dimmable | Road&Street | SMIx/2S | Road&Street |  |  | 10330 | No sensor | 108000 | [6 empty] | 255000
TBD | SMIX/2S/KKK/80/30/... | image | datasheet | deeplink | TUNGSRAM - SMIx/2S - 10330lm - 80W - 3000K - 70CRI - TBD[SKU] - Universal coupler 30-60mm | 7.4 | Universal coupler 30-60mm | LED | 1 | 80 | [8 empty] | CE. ENEC | [6 empty] | 66 | 3000 | 499x365x95 |  | 220-240V |  | 5 |  |  |  | 70 |  | 3000 |  | 106000 |  | 258000 |  |  | 129.12 |  |  | 9 | KKK | 25 | < 10% at 100.000 hours |  | Available | 730/559 | CIE(x=0.434. y=0.403) 5 SDCM | Class I | IK08 |  |  | 50 |  | -40 | 1 | 80 | RAL7035 | 50-60Hz | Passive | LED | dimmable | Road&Street | SMIx/2S | Road&Street |  |  | 10330 | No sensor | 108000 | [6 empty] | 255000
TBD | SMIX/2S/JJJ/80/30/... | image | datasheet | deeplink | TUNGSRAM - SMIx/2S - 10240lm - 80W - 3000K - 70CRI - TBD[SKU] - Universal coupler 30-60mm | 7.4 | Universal coupler 30-60mm | LED | 1 | 80 | [8 empty] | CE. ENEC | [6 empty] | 66 | 3000 | 499x365x95 |  | 220-240V |  | 5 |  |  |  | 70 |  | 3000 |  | 106000 |  | 258000 |  |  | 128 |  |  | 9 | JJJ | 25 | < 10% at 100.000 hours |  | Available | 730/559 | CIE(x=0.434. y=0.403) 5 SDCM | Class I | IK08 |  |  | 50 |  | -40 | 1 | 80 | RAL7035 | 50-60Hz | Passive | LED | dimmable | Road&Street | SMIx/2S | Road&Street |  |  | 10240 | No sensor | 108000 | [6 empty] | 255000
TBD | SMIX/2S/HHH/80/30/... | image | datasheet | deeplink | TUNGSRAM - SMIx/2S - 10180lm - 80W - 3000K - 70CRI - TBD[SKU] - Universal coupler 30-60mm | 7.4 | Universal coupler 30-60mm | LED | 1 | 80 | [8 empty] | CE. ENEC | [6 empty] | 66 | 3000 | 499x365x95 |  | 220-240V |  | 5 |  |  |  | 70 |  | 3000 |  | 106000 |  | 258000 |  |  | 127.25 |  |  | 9 | HHH | 25 | < 10% at 100.000 hours |  | Available | 730/559 | CIE(x=0.434. y=0.403) 5 SDCM | Class I | IK08 |  |  | 50 |  | -40 | 1 | 80 | RAL7035 | 50-60Hz | Passive | LED | dimmable | Road&Street | SMIx/2S | Road&Street |  |  | 10180 | No sensor | 108000 | [6 empty] | 255000
TBD | SMIX/2S/FFF/80/30/... | image | datasheet | deeplink | TUNGSRAM - SMIx/2S - 10430lm - 80W - 3000K - 70CRI - TBD[SKU] - Universal coupler 30-60mm | 7.4 | Universal coupler 30-60mm | LED | 1 | 80 | [8 empty] | CE. ENEC | [6 empty] | 66 | 3000 | 499x365x95 |  | 220-240V |  | 5 |  |  |  | 70 |  | 3000 |  | 106000 |  | 258000 |  |  | 130.38 |  |  | 9 | FFF | 25 | < 10% at 100.000 hours |  | Available | 730/559 | CIE(x=0.434. y=0.403) 5 SDCM | Class I | IK08 |  |  | 50 |  | -40 | 1 | 80 | RAL7035 | 50-60Hz | Passive | LED | dimmable | Road&Street | SMIx/2S | Road&Street |  |  | 10430 | No sensor | 108000 | [6 empty] | 255000
TBD | SMIX/2S/EEE/80/30/... | image | datasheet | deeplink | TUNGSRAM - SMIx/2S - 10390lm - 80W - 3000K - 70CRI - TBD[SKU] - Universal coupler 30-60mm | 7.4 | Universal coupler 30-60mm | LED | 1 | 80 | [8 empty] | CE. ENEC | [6 empty] | 66 | 3000 | 499x365x95 |  | 220-240V |  | 5 |  |  |  | 70 |  | 3000 |  | 106000 |  | 258000 |  |  | 129.88 |  |  | 9 | EEE | 25 | < 10% at 100.000 hours |  | Available | 730/559 | CIE(x=0.434. y=0.403) 5 SDCM | Class I | IK08 |  |  | 50 |  | -40 | 1 | 80 | RAL7035 | 50-60Hz | Passive | LED | dimmable | Road&Street | SMIx/2S | Road&Street |  |  | 10390 | No sensor | 108000 | [6 empty] | 255000
TBD | SMIX/2S/CCC/80/30/... | image | datasheet | deeplink | TUNGSRAM - SMIx/2S - 10370lm - 80W - 3000K - 70CRI - TBD[SKU] - Universal coupler 30-60mm | 7.4 | Universal coupler 30-60mm | LED | 1 | 80 | [8 empty] | CE. ENEC | [6 empty] | 66 | 3000 | 499x365x95 |  | 220-240V |  | 5 |  |  |  | 70 |  | 3000 |  | 106000 |  | 258000 |  |  | 129.62 |  |  | 9 | CCC | 25 | < 10% at 100.000 hours |  | Available | 730/559 | CIE(x=0.434. y=0.403) 5 SDCM | Class I | IK08 |  |  | 50 |  | -40 | 1 | 80 | RAL7035 | 50-60Hz | Passive | LED | dimmable | Road&Street | SMIx/2S | Road&Street |  |  | 10370 | No sensor | 108000 | [6 empty] | 255000
TBD | SMIX/2S/YYY/65/30/... | image | datasheet | deeplink | TUNGSRAM - SMIx/2S - 8480lm - 65W - 3000K - 70CRI - TBD[SKU] - Universal coupler 30-60mm | 7.4 | Universal coupler 30-60mm | LED | 1 | 65 | [8 empty] | CE. ENEC | [6 empty] | 66 | 3000 | 499x365x95 |  | 220-240V |  | 5 |  |  |  | 70 |  | 3000 |  | 106000 |  | 258000 |  |  | 130.46 |  |  | 9 | YYY | 25 | < 10% at 100.000 hours |  | Available | 730/559 | CIE(x=0.434. y=0.403) 5 SDCM | Class I | IK08 |  |  | 50 |  | -40 | 1 | 65 | RAL7035 | 50-60Hz | Passive | LED | dimmable | Road&Street | SMIx/2S | Road&Street |  |  | 8480 | No sensor | 108000 | [6 empty] | 255000
TBD | SMIX/2S/XXX/65/30/... | image | datasheet | deeplink | TUNGSRAM - SMIx/2S - 8590lm - 65W - 3000K - 70CRI - TBD[SKU] - Universal coupler 30-60mm | 7.4 | Universal coupler 30-60mm | LED | 1 | 65 | [8 empty] | CE. ENEC | [6 empty] | 66 | 3000 | 499x365x95 |  | 220-240V |  | 5 |  |  |  | 70 |  | 3000 |  | 106000 |  | 258000 |  |  | 132.15 |  |  | 9 | XXX | 25 | < 10% at 100.000 hours |  | Available | 730/559 | CIE(x=0.434. y=0.403) 5 SDCM | Class I | IK08 |  |  | 50 |  | -40 | 1 | 65 | RAL7035 | 50-60Hz | Passive | LED | dimmable | Road&Street | SMIx/2S | Road&Street |  |  | 8590 | No sensor | 108000 | [6 empty] | 255000
TBD | SMIX/2S/WWW/65/30/... | image | datasheet | deeplink | TUNGSRAM - SMIx/2S - 8580lm - 65W - 3000K - 70CRI - TBD[SKU] - Universal coupler 30-60mm | 7.4 | Universal coupler 30-60mm | LED | 1 | 65 | [8 empty] | CE. ENEC | [6 empty] | 66 | 3000 | 499x365x95 |  | 220-240V |  | 5 |  |  |  | 70 |  | 3000 |  | 106000 |  | 258000 |  |  | 132 |  |  | 9 | WWW | 25 | < 10% at 100.000 hours |  | Available | 730/559 | CIE(x=0.434. y=0.403) 5 SDCM | Class I | IK08 |  |  | 50 |  | -40 | 1 | 65 | RAL7035 | 50-60Hz | Passive | LED | dimmable | Road&Street | SMIx/2S | Road&Street |  |  | 8580 | No sensor | 108000 | [6 empty] | 255000
TBD | SMIX/2S/VVV/65/30/... | image | datasheet | deeplink | TUNGSRAM - SMIx/2S - 8750lm - 65W - 3000K - 70CRI - TBD[SKU] - Universal coupler 30-60mm | 7.4 | Universal coupler 30-60mm | LED | 1 | 65 | [8 empty] | CE. ENEC | [6 empty] | 66 | 3000 | 499x365x95 |  | 220-240V |  | 5 |  |  |  | 70 |  | 3000 |  | 106000 |  | 258000 |  |  | 134.62 |  |  | 9 | VVV | 25 | < 10% at 100.000 hours |  | Available | 730/559 | CIE(x=0.434. y=0.403) 5 SDCM | Class I | IK08 |  |  | 50 |  | -40 | 1 | 65 | RAL7035 | 50-60Hz | Passive | LED | dimmable | Road&Street | SMIx/2S | Road&Street |  |  | 8750 | No sensor | 108000 | [6 empty] | 255000
TBD | SMIX/2S/UUU/65/30/... | image | datasheet | deeplink | TUNGSRAM - SMIx/2S - 8290lm - 65W - 3000K - 70CRI - TBD[SKU] - Universal coupler 30-60mm | 7.4 | Universal coupler 30-60mm | LED | 1 | 65 | [8 empty] | CE. ENEC | [6 empty] | 66 | 3000 | 499x365x95 |  | 220-240V |  | 5 |  |  |  | 70 |  | 3000 |  | 106000 |  | 258000 |  |  | 127.54 |  |  | 9 | UUU | 25 | < 10% at 100.000 hours |  | Available | 730/559 | CIE(x=0.434. y=0.403) 5 SDCM | Class I | IK08 |  |  | 50 |  | -40 | 1 | 65 | RAL7035 | 50-60Hz | Passive | LED | dimmable | Road&Street | SMIx/2S | Road&Street |  |  | 8290 | No sensor | 108000 | [6 empty] | 255000
TBD | SMIX/2S/SSS/65/30/... | image | datasheet | deeplink | TUNGSRAM - SMIx/2S - 8440lm - 65W - 3000K - 70CRI - TBD[SKU] - Universal coupler 30-60mm | 7.4 | Universal coupler 30-60mm | LED | 1 | 65 | [8 empty] | CE. ENEC | [6 empty] | 66 | 3000 | 499x365x95 |  | 220-240V |  | 5 |  |  |  | 70 |  | 3000 |  | 106000 |  | 258000 |  |  | 129.85 |  |  | 9 | SSS | 25 | < 10% at 100.000 hours |  | Available | 730/559 | CIE(x=0.434. y=0.403) 5 SDCM | Class I | IK08 |  |  | 50 |  | -40 | 1 | 65 | RAL7035 | 50-60Hz | Passive | LED | dimmable | Road&Street | SMIx/2S | Road&Street |  |  | 8440 | No sensor | 108000 | [6 empty] | 255000
TBD | SMIX/2S/QQQ/65/30/... | image | datasheet | deeplink | TUNGSRAM - SMIx/2S - 8560lm - 65W - 3000K - 70CRI - TBD[SKU] - Universal coupler 30-60mm | 7.4 | Universal coupler 30-60mm | LED | 1 | 65 | [8 empty] | CE. ENEC | [6 empty] | 66 | 3000 | 499x365x95 |  | 220-240V |  | 5 |  |  |  | 70 |  | 3000 |  | 106000 |  | 258000 |  |  | 131.69 |  |  | 9 | QQQ | 25 | < 10% at 100.000 hours |  | Available | 730/559 | CIE(x=0.434. y=0.403) 5 SDCM | Class I | IK08 |  |  | 50 |  | -40 | 1 | 65 | RAL7035 | 50-60Hz | Passive | LED | dimmable | Road&Street | SMIx/2S | Road&Street |  |  | 8560 | No sensor | 108000 | [6 empty] | 255000
TBD | SMIX/2S/PPP/65/30/... | image | datasheet | deeplink | TUNGSRAM - SMIx/2S - 8630lm - 65W - 3000K - 70CRI - TBD[SKU] - Universal coupler 30-60mm | 7.4 | Universal coupler 30-60mm | LED | 1 | 65 | [8 empty] | CE. ENEC | [6 empty] | 66 | 3000 | 499x365x95 |  | 220-240V |  | 5 |  |  |  | 70 |  | 3000 |  | 106000 |  | 258000 |  |  | 132.77 |  |  | 9 | PPP | 25 | < 10% at 100.000 hours |  | Available | 730/559 | CIE(x=0.434. y=0.403) 5 SDCM | Class I | IK08 |  |  | 50 |  | -40 | 1 | 65 | RAL7035 | 50-60Hz | Passive | LED | dimmable | Road&Street | SMIx/2S | Road&Street |  |  | 8630 | No sensor | 108000 | [6 empty] | 255000
TBD | SMIX/2S/OOO/65/30/... | image | datasheet | deeplink | TUNGSRAM - SMIx/2S - 8460lm - 65W - 3000K - 70CRI - TBD[SKU] - Universal coupler 30-60mm | 7.4 | Universal coupler 30-60mm | LED | 1 | 65 | [8 empty] | CE. ENEC | [6 empty] | 66 | 3000 | 499x365x95 |  | 220-240V |  | 5 |  |  |  | 70 |  | 3000 |  | 106000 |  | 258000 |  |  | 130.15 |  |  | 9 | OOO | 25 | < 10% at 100.000 hours |  | Available | 730/559 | CIE(x=0.434. y=0.403) 5 SDCM | Class I | IK08 |  |  | 50 |  | -40 | 1 | 65 | RAL7035 | 50-60Hz | Passive | LED | dimmable | Road&Street | SMIx/2S | Road&Street |  |  | 8460 | No sensor | 108000 | [6 empty] | 255000
TBD | SMIX/2S/NNN/65/30/... | image | datasheet | deeplink | TUNGSRAM - SMIx/2S - 8760lm - 65W - 3000K - 70CRI - TBD[SKU] - Universal coupler 30-60mm | 7.4 | Universal coupler 30-60mm | LED | 1 | 65 | [8 empty] | CE. ENEC | [6 empty] | 66 | 3000 | 499x365x95 |  | 220-240V |  | 5 |  |  |  | 70 |  | 3000 |  | 106000 |  | 258000 |  |  | 134.77 |  |  | 9 | NNN | 25 | < 10% at 100.000 hours |  | Available | 730/559 | CIE(x=0.434. y=0.403) 5 SDCM | Class I | IK08 |  |  | 50 |  | -40 | 1 | 65 | RAL7035 | 50-60Hz | Passive | LED | dimmable | Road&Street | SMIx/2S | Road&Street |  |  | 8760 | No sensor | 108000 | [6 empty] | 255000
TBD | SMIX/2S/MMM/65/30/... | image | datasheet | deeplink | TUNGSRAM - SMIx/2S - 8780lm - 65W - 3000K - 70CRI - TBD[SKU] - Universal coupler 30-60mm | 7.4 | Universal coupler 30-60mm | LED | 1 | 65 | [8 empty] | CE. ENEC | [6 empty] | 66 | 3000 | 499x365x95 |  | 220-240V |  | 5 |  |  |  | 70 |  | 3000 |  | 106000 |  | 258000 |  |  | 135.08 |  |  | 9 | MMM | 25 | < 10% at 100.000 hours |  | Available | 730/559 | CIE(x=0.434. y=0.403) 5 SDCM | Class I | IK08 |  |  | 50 |  | -40 | 1 | 65 | RAL7035 | 50-60Hz | Passive | LED | dimmable | Road&Street | SMIx/2S | Road&Street |  |  | 8780 | No sensor | 108000 | [6 empty] | 255000
TBD | SMIX/2S/LLL/65/30/... | image | datasheet | deeplink | TUNGSRAM - SMIx/2S - 8660lm - 65W - 3000K - 70CRI - TBD[SKU] - Universal coupler 30-60mm | 7.4 | Universal coupler 30-60mm | LED | 1 | 65 | [8 empty] | CE. ENEC | [6 empty] | 66 | 3000 | 499x365x95 |  | 220-240V |  | 5 |  |  |  | 70 |  | 3000 |  | 106000 |  | 258000 |  |  | 133.23 |  |  | 9 | LLL | 25 | < 10% at 100.000 hours |  | Available | 730/559 | CIE(x=0.434. y=0.403) 5 SDCM | Class I | IK08 |  |  | 50 |  | -40 | 1 | 65 | RAL7035 | 50-60Hz | Passive | LED | dimmable | Road&Street | SMIx/2S | Road&Street |  |  | 8660 | No sensor | 108000 | [6 empty] | 255000
TBD | SMIX/2S/KKK/65/30/... | image | datasheet | deeplink | TUNGSRAM - SMIx/2S - 8660lm - 65W - 3000K - 70CRI - TBD[SKU] - Universal coupler 30-60mm | 7.4 | Universal coupler 30-60mm | LED | 1 | 65 | [8 empty] | CE. ENEC | [6 empty] | 66 | 3000 | 499x365x95 |  | 220-240V |  | 5 |  |  |  | 70 |  | 3000 |  | 106000 |  | 258000 |  |  | 133.23 |  |  | 9 | KKK | 25 | < 10% at 100.000 hours |  | Available | 730/559 | CIE(x=0.434. y=0.403) 5 SDCM | Class I | IK08 |  |  | 50 |  | -40 | 1 | 65 | RAL7035 | 50-60Hz | Passive | LED | dimmable | Road&Street | SMIx/2S | Road&Street |  |  | 8660 | No sensor | 108000 | [6 empty] | 255000
TBD | SMIX/2S/JJJ/65/30/... | image | datasheet | deeplink | TUNGSRAM - SMIx/2S - 8590lm - 65W - 3000K - 70CRI - TBD[SKU] - Universal coupler 30-60mm | 7.4 | Universal coupler 30-60mm | LED | 1 | 65 | [8 empty] | CE. ENEC | [6 empty] | 66 | 3000 | 499x365x95 |  | 220-240V |  | 5 |  |  |  | 70 |  | 3000 |  | 106000 |  | 258000 |  |  | 132.15 |  |  | 9 | JJJ | 25 | < 10% at 100.000 hours |  | Available | 730/559 | CIE(x=0.434. y=0.403) 5 SDCM | Class I | IK08 |  |  | 50 |  | -40 | 1 | 65 | RAL7035 | 50-60Hz | Passive | LED | dimmable | Road&Street | SMIx/2S | Road&Street |  |  | 8590 | No sensor | 108000 | [6 empty] | 255000
TBD | SMIX/2S/HHH/65/30/... | image | datasheet | deeplink | TUNGSRAM - SMIx/2S - 8530lm - 65W - 3000K - 70CRI - TBD[SKU] - Universal coupler 30-60mm | 7.4 | Universal coupler 30-60mm | LED | 1 | 65 | [8 empty] | CE. ENEC | [6 empty] | 66 | 3000 | 499x365x95 |  | 220-240V |  | 5 |  |  |  | 70 |  | 3000 |  | 106000 |  | 258000 |  |  | 131.23 |  |  | 9 | HHH | 25 | < 10% at 100.000 hours |  | Available | 730/559 | CIE(x=0.434. y=0.403) 5 SDCM | Class I | IK08 |  |  | 50 |  | -40 | 1 | 65 | RAL7035 | 50-60Hz | Passive | LED | dimmable | Road&Street | SMIx/2S | Road&Street |  |  | 8530 | No sensor | 108000 | [6 empty] | 255000
TBD | SMIX/2S/FFF/65/30/... | image | datasheet | deeplink | TUNGSRAM - SMIx/2S - 8750lm - 65W - 3000K - 70CRI - TBD[SKU] - Universal coupler 30-60mm | 7.4 | Universal coupler 30-60mm | LED | 1 | 65 | [8 empty] | CE. ENEC | [6 empty] | 66 | 3000 | 499x365x95 |  | 220-240V |  | 5 |  |  |  | 70 |  | 3000 |  | 106000 |  | 258000 |  |  | 134.62 |  |  | 9 | FFF | 25 | < 10% at 100.000 hours |  | Available | 730/559 | CIE(x=0.434. y=0.403) 5 SDCM | Class I | IK08 |  |  | 50 |  | -40 | 1 | 65 | RAL7035 | 50-60Hz | Passive | LED | dimmable | Road&Street | SMIx/2S | Road&Street |  |  | 8750 | No sensor | 108000 | [6 empty] | 255000
TBD | SMIX/2S/EEE/65/30/... | image | datasheet | deeplink | TUNGSRAM - SMIx/2S - 8710lm - 65W - 3000K - 70CRI - TBD[SKU] - Universal coupler 30-60mm | 7.4 | Universal coupler 30-60mm | LED | 1 | 65 | [8 empty] | CE. ENEC | [6 empty] | 66 | 3000 | 499x365x95 |  | 220-240V |  | 5 |  |  |  | 70 |  | 3000 |  | 106000 |  | 258000 |  |  | 134 |  |  | 9 | EEE | 25 | < 10% at 100.000 hours |  | Available | 730/559 | CIE(x=0.434. y=0.403) 5 SDCM | Class I | IK08 |  |  | 50 |  | -40 | 1 | 65 | RAL7035 | 50-60Hz | Passive | LED | dimmable | Road&Street | SMIx/2S | Road&Street |  |  | 8710 | No sensor | 108000 | [6 empty] | 255000
TBD | SMIX/2S/CCC/65/30/... | image | datasheet | deeplink | TUNGSRAM - SMIx/2S - 8690lm - 65W - 3000K - 70CRI - TBD[SKU] - Universal coupler 30-60mm | 7.4 | Universal coupler 30-60mm | LED | 1 | 65 | [8 empty] | CE. ENEC | [6 empty] | 66 | 3000 | 499x365x95 |  | 220-240V |  | 5 |  |  |  | 70 |  | 3000 |  | 106000 |  | 258000 |  |  | 133.69 |  |  | 9 | CCC | 25 | < 10% at 100.000 hours |  | Available | 730/559 | CIE(x=0.434. y=0.403) 5 SDCM | Class I | IK08 |  |  | 50 |  | -40 | 1 | 65 | RAL7035 | 50-60Hz | Passive | LED | dimmable | Road&Street | SMIx/2S | Road&Street |  |  | 8690 | No sensor | 108000 | [6 empty] | 255000
TBD | SMIX/2S/YYY/50/30/... | image | datasheet | deeplink | TUNGSRAM - SMIx/2S - 6690lm - 50W - 3000K - 70CRI - TBD[SKU] - Universal coupler 30-60mm | 7.4 | Universal coupler 30-60mm | LED | 1 | 50 | [8 empty] | CE. ENEC | [6 empty] | 66 | 3000 | 499x365x95 |  | 220-240V |  | 5 |  |  |  | 70 |  | 3000 |  | 106000 |  | 258000 |  |  | 133.8 |  |  | 9 | YYY | 25 | < 10% at 100.000 hours |  | Available | 730/559 | CIE(x=0.434. y=0.403) 5 SDCM | Class I | IK08 |  |  | 50 |  | -40 | 1 | 50 | RAL7035 | 50-60Hz | Passive | LED | dimmable | Road&Street | SMIx/2S | Road&Street |  |  | 6690 | No sensor | 108000 | [6 empty] | 255000
TBD | SMIX/2S/XXX/50/30/... | image | datasheet | deeplink | TUNGSRAM - SMIx/2S - 6780lm - 50W - 3000K - 70CRI - TBD[SKU] - Universal coupler 30-60mm | 7.4 | Universal coupler 30-60mm | LED | 1 | 50 | [8 empty] | CE. ENEC | [6 empty] | 66 | 3000 | 499x365x95 |  | 220-240V |  | 5 |  |  |  | 70 |  | 3000 |  | 106000 |  | 258000 |  |  | 135.6 |  |  | 9 | XXX | 25 | < 10% at 100.000 hours |  | Available | 730/559 | CIE(x=0.434. y=0.403) 5 SDCM | Class I | IK08 |  |  | 50 |  | -40 | 1 | 50 | RAL7035 | 50-60Hz | Passive | LED | dimmable | Road&Street | SMIx/2S | Road&Street |  |  | 6780 | No sensor | 108000 | [6 empty] | 255000
TBD | SMIX/2S/WWW/50/30/... | image | datasheet | deeplink | TUNGSRAM - SMIx/2S - 6770lm - 50W - 3000K - 70CRI - TBD[SKU] - Universal coupler 30-60mm | 7.4 | Universal coupler 30-60mm | LED | 1 | 50 | [8 empty] | CE. ENEC | [6 empty] | 66 | 3000 | 499x365x95 |  | 220-240V |  | 5 |  |  |  | 70 |  | 3000 |  | 106000 |  | 258000 |  |  | 135.4 |  |  | 9 | WWW | 25 | < 10% at 100.000 hours |  | Available | 730/559 | CIE(x=0.434. y=0.403) 5 SDCM | Class I | IK08 |  |  | 50 |  | -40 | 1 | 50 | RAL7035 | 50-60Hz | Passive | LED | dimmable | Road&Street | SMIx/2S | Road&Street |  |  | 6770 | No sensor | 108000 | [6 empty] | 255000
TBD | SMIX/2S/VVV/50/30/... | image | datasheet | deeplink | TUNGSRAM - SMIx/2S - 6900lm - 50W - 3000K - 70CRI - TBD[SKU] - Universal coupler 30-60mm | 7.4 | Universal coupler 30-60mm | LED | 1 | 50 | [8 empty] | CE. ENEC | [6 empty] | 66 | 3000 | 499x365x95 |  | 220-240V |  | 5 |  |  |  | 70 |  | 3000 |  | 106000 |  | 258000 |  |  | 138 |  |  | 9 | VVV | 25 | < 10% at 100.000 hours |  | Available | 730/559 | CIE(x=0.434. y=0.403) 5 SDCM | Class I | IK08 |  |  | 50 |  | -40 | 1 | 50 | RAL7035 | 50-60Hz | Passive | LED | dimmable | Road&Street | SMIx/2S | Road&Street |  |  | 6900 | No sensor | 108000 | [6 empty] | 255000
TBD | SMIX/2S/UUU/50/30/... | image | datasheet | deeplink | TUNGSRAM - SMIx/2S - 6540lm - 50W - 3000K - 70CRI - TBD[SKU] - Universal coupler 30-60mm | 7.4 | Universal coupler 30-60mm | LED | 1 | 50 | [8 empty] | CE. ENEC | [6 empty] | 66 | 3000 | 499x365x95 |  | 220-240V |  | 5 |  |  |  | 70 |  | 3000 |  | 106000 |  | 258000 |  |  | 130.8 |  |  | 9 | UUU | 25 | < 10% at 100.000 hours |  | Available | 730/559 | CIE(x=0.434. y=0.403) 5 SDCM | Class I | IK08 |  |  | 50 |  | -40 | 1 | 50 | RAL7035 | 50-60Hz | Passive | LED | dimmable | Road&Street | SMIx/2S | Road&Street |  |  | 6540 | No sensor | 108000 | [6 empty] | 255000
TBD | SMIX/2S/SSS/50/30/... | image | datasheet | deeplink | TUNGSRAM - SMIx/2S - 6660lm - 50W - 3000K - 70CRI - TBD[SKU] - Universal coupler 30-60mm | 7.4 | Universal coupler 30-60mm | LED | 1 | 50 | [8 empty] | CE. ENEC | [6 empty] | 66 | 3000 | 499x365x95 |  | 220-240V |  | 5 |  |  |  | 70 |  | 3000 |  | 106000 |  | 258000 |  |  | 133.2 |  |  | 9 | SSS | 25 | < 10% at 100.000 hours |  | Available | 730/559 | CIE(x=0.434. y=0.403) 5 SDCM | Class I | IK08 |  |  | 50 |  | -40 | 1 | 50 | RAL7035 | 50-60Hz | Passive | LED | dimmable | Road&Street | SMIx/2S | Road&Street |  |  | 6660 | No sensor | 108000 | [6 empty] | 255000
TBD | SMIX/2S/QQQ/50/30/... | image | datasheet | deeplink | TUNGSRAM - SMIx/2S - 6750lm - 50W - 3000K - 70CRI - TBD[SKU] - Universal coupler 30-60mm | 7.4 | Universal coupler 30-60mm | LED | 1 | 50 | [8 empty] | CE. ENEC | [6 empty] | 66 | 3000 | 499x365x95 |  | 220-240V |  | 5 |  |  |  | 70 |  | 3000 |  | 106000 |  | 258000 |  |  | 135 |  |  | 9 | QQQ | 25 | < 10% at 100.000 hours |  | Available | 730/559 | CIE(x=0.434. y=0.403) 5 SDCM | Class I | IK08 |  |  | 50 |  | -40 | 1 | 50 | RAL7035 | 50-60Hz | Passive | LED | dimmable | Road&Street | SMIx/2S | Road&Street |  |  | 6750 | No sensor | 108000 | [6 empty] | 255000
TBD | SMIX/2S/PPP/50/30/... | image | datasheet | deeplink | TUNGSRAM - SMIx/2S - 6810lm - 50W - 3000K - 70CRI - TBD[SKU] - Universal coupler 30-60mm | 7.4 | Universal coupler 30-60mm | LED | 1 | 50 | [8 empty] | CE. ENEC | [6 empty] | 66 | 3000 | 499x365x95 |  | 220-240V |  | 5 |  |  |  | 70 |  | 3000 |  | 106000 |  | 258000 |  |  | 136.2 |  |  | 9 | PPP | 25 | < 10% at 100.000 hours |  | Available | 730/559 | CIE(x=0.434. y=0.403) 5 SDCM | Class I | IK08 |  |  | 50 |  | -40 | 1 | 50 | RAL7035 | 50-60Hz | Passive | LED | dimmable | Road&Street | SMIx/2S | Road&Street |  |  | 6810 | No sensor | 108000 | [6 empty] | 255000
TBD | SMIX/2S/OOO/50/30/... | image | datasheet | deeplink | TUNGSRAM - SMIx/2S - 6680lm - 50W - 3000K - 70CRI - TBD[SKU] - Universal coupler 30-60mm | 7.4 | Universal coupler 30-60mm | LED | 1 | 50 | [8 empty] | CE. ENEC | [6 empty] | 66 | 3000 | 499x365x95 |  | 220-240V |  | 5 |  |  |  | 70 |  | 3000 |  | 106000 |  | 258000 |  |  | 133.6 |  |  | 9 | OOO | 25 | < 10% at 100.000 hours |  | Available | 730/559 | CIE(x=0.434. y=0.403) 5 SDCM | Class I | IK08 |  |  | 50 |  | -40 | 1 | 50 | RAL7035 | 50-60Hz | Passive | LED | dimmable | Road&Street | SMIx/2S | Road&Street |  |  | 6680 | No sensor | 108000 | [6 empty] | 255000
TBD | SMIX/2S/NNN/50/30/... | image | datasheet | deeplink | TUNGSRAM - SMIx/2S - 6910lm - 50W - 3000K - 70CRI - TBD[SKU] - Universal coupler 30-60mm | 7.4 | Universal coupler 30-60mm | LED | 1 | 50 | [8 empty] | CE. ENEC | [6 empty] | 66 | 3000 | 499x365x95 |  | 220-240V |  | 5 |  |  |  | 70 |  | 3000 |  | 106000 |  | 258000 |  |  | 138.2 |  |  | 9 | NNN | 25 | < 10% at 100.000 hours |  | Available | 730/559 | CIE(x=0.434. y=0.403) 5 SDCM | Class I | IK08 |  |  | 50 |  | -40 | 1 | 50 | RAL7035 | 50-60Hz | Passive | LED | dimmable | Road&Street | SMIx/2S | Road&Street |  |  | 6910 | No sensor | 108000 | [6 empty] | 255000
TBD | SMIX/2S/MMM/50/30/... | image | datasheet | deeplink | TUNGSRAM - SMIx/2S - 6930lm - 50W - 3000K - 70CRI - TBD[SKU] - Universal coupler 30-60mm | 7.4 | Universal coupler 30-60mm | LED | 1 | 50 | [8 empty] | CE. ENEC | [6 empty] | 66 | 3000 | 499x365x95 |  | 220-240V |  | 5 |  |  |  | 70 |  | 3000 |  | 106000 |  | 258000 |  |  | 138.6 |  |  | 9 | MMM | 25 | < 10% at 100.000 hours |  | Available | 730/559 | CIE(x=0.434. y=0.403) 5 SDCM | Class I | IK08 |  |  | 50 |  | -40 | 1 | 50 | RAL7035 | 50-60Hz | Passive | LED | dimmable | Road&Street | SMIx/2S | Road&Street |  |  | 6930 | No sensor | 108000 | [6 empty] | 255000
TBD | SMIX/2S/LLL/50/30/... | image | datasheet | deeplink | TUNGSRAM - SMIx/2S - 6830lm - 50W - 3000K - 70CRI - TBD[SKU] - Universal coupler 30-60mm | 7.4 | Universal coupler 30-60mm | LED | 1 | 50 | [8 empty] | CE. ENEC | [6 empty] | 66 | 3000 | 499x365x95 |  | 220-240V |  | 5 |  |  |  | 70 |  | 3000 |  | 106000 |  | 258000 |  |  | 136.6 |  |  | 9 | LLL | 25 | < 10% at 100.000 hours |  | Available | 730/559 | CIE(x=0.434. y=0.403) 5 SDCM | Class I | IK08 |  |  | 50 |  | -40 | 1 | 50 | RAL7035 | 50-60Hz | Passive | LED | dimmable | Road&Street | SMIx/2S | Road&Street |  |  | 6830 | No sensor | 108000 | [6 empty] | 255000
TBD | SMIX/2S/KKK/50/30/... | image | datasheet | deeplink | TUNGSRAM - SMIx/2S - 6830lm - 50W - 3000K - 70CRI - TBD[SKU] - Universal coupler 30-60mm | 7.4 | Universal coupler 30-60mm | LED | 1 | 50 | [8 empty] | CE. ENEC | [6 empty] | 66 | 3000 | 499x365x95 |  | 220-240V |  | 5 |  |  |  | 70 |  | 3000 |  | 106000 |  | 258000 |  |  | 136.6 |  |  | 9 | KKK | 25 | < 10% at 100.000 hours |  | Available | 730/559 | CIE(x=0.434. y=0.403) 5 SDCM | Class I | IK08 |  |  | 50 |  | -40 | 1 | 50 | RAL7035 | 50-60Hz | Passive | LED | dimmable | Road&Street | SMIx/2S | Road&Street |  |  | 6830 | No sensor | 108000 | [6 empty] | 255000
TBD | SMIX/2S/JJJ/50/30/... | image | datasheet | deeplink | TUNGSRAM - SMIx/2S - 6780lm - 50W - 3000K - 70CRI - TBD[SKU] - Universal coupler 30-60mm | 7.4 | Universal coupler 30-60mm | LED | 1 | 50 | [8 empty] | CE. ENEC | [6 empty] | 66 | 3000 | 499x365x95 |  | 220-240V |  | 5 |  |  |  | 70 |  | 3000 |  | 106000 |  | 258000 |  |  | 135.6 |  |  | 9 | JJJ | 25 | < 10% at 100.000 hours |  | Available | 730/559 | CIE(x=0.434. y=0.403) 5 SDCM | Class I | IK08 |  |  | 50 |  | -40 | 1 | 50 | RAL7035 | 50-60Hz | Passive | LED | dimmable | Road&Street | SMIx/2S | Road&Street |  |  | 6780 | No sensor | 108000 | [6 empty] | 255000
TBD | SMIX/2S/HHH/50/30/... | image | datasheet | deeplink | TUNGSRAM - SMIx/2S - 6730lm - 50W - 3000K - 70CRI - TBD[SKU] - Universal coupler 30-60mm | 7.4 | Universal coupler 30-60mm | LED | 1 | 50 | [8 empty] | CE. ENEC | [6 empty] | 66 | 3000 | 499x365x95 |  | 220-240V |  | 5 |  |  |  | 70 |  | 3000 |  | 106000 |  | 258000 |  |  | 134.6 |  |  | 9 | HHH | 25 | < 10% at 100.000 hours |  | Available | 730/559 | CIE(x=0.434. y=0.403) 5 SDCM | Class I | IK08 |  |  | 50 |  | -40 | 1 | 50 | RAL7035 | 50-60Hz | Passive | LED | dimmable | Road&Street | SMIx/2S | Road&Street |  |  | 6730 | No sensor | 108000 | [6 empty] | 255000
TBD | SMIX/2S/FFF/50/30/... | image | datasheet | deeplink | TUNGSRAM - SMIx/2S - 6900lm - 50W - 3000K - 70CRI - TBD[SKU] - Universal coupler 30-60mm | 7.4 | Universal coupler 30-60mm | LED | 1 | 50 | [8 empty] | CE. ENEC | [6 empty] | 66 | 3000 | 499x365x95 |  | 220-240V |  | 5 |  |  |  | 70 |  | 3000 |  | 106000 |  | 258000 |  |  | 138 |  |  | 9 | FFF | 25 | < 10% at 100.000 hours |  | Available | 730/559 | CIE(x=0.434. y=0.403) 5 SDCM | Class I | IK08 |  |  | 50 |  | -40 | 1 | 50 | RAL7035 | 50-60Hz | Passive | LED | dimmable | Road&Street | SMIx/2S | Road&Street |  |  | 6900 | No sensor | 108000 | [6 empty] | 255000
TBD | SMIX/2S/EEE/50/30/... | image | datasheet | deeplink | TUNGSRAM - SMIx/2S - 6880lm - 50W - 3000K - 70CRI - TBD[SKU] - Universal coupler 30-60mm | 7.4 | Universal coupler 30-60mm | LED | 1 | 50 | [8 empty] | CE. ENEC | [6 empty] | 66 | 3000 | 499x365x95 |  | 220-240V |  | 5 |  |  |  | 70 |  | 3000 |  | 106000 |  | 258000 |  |  | 137.6 |  |  | 9 | EEE | 25 | < 10% at 100.000 hours |  | Available | 730/559 | CIE(x=0.434. y=0.403) 5 SDCM | Class I | IK08 |  |  | 50 |  | -40 | 1 | 50 | RAL7035 | 50-60Hz | Passive | LED | dimmable | Road&Street | SMIx/2S | Road&Street |  |  | 6880 | No sensor | 108000 | [6 empty] | 255000
TBD | SMIX/2S/CCC/50/30/... | image | datasheet | deeplink | TUNGSRAM - SMIx/2S - 6860lm - 50W - 3000K - 70CRI - TBD[SKU] - Universal coupler 30-60mm | 7.4 | Universal coupler 30-60mm | LED | 1 | 50 | [8 empty] | CE. ENEC | [6 empty] | 66 | 3000 | 499x365x95 |  | 220-240V |  | 5 |  |  |  | 70 |  | 3000 |  | 106000 |  | 258000 |  |  | 137.2 |  |  | 9 | CCC | 25 | < 10% at 100.000 hours |  | Available | 730/559 | CIE(x=0.434. y=0.403) 5 SDCM | Class I | IK08 |  |  | 50 |  | -40 | 1 | 50 | RAL7035 | 50-60Hz | Passive | LED | dimmable | Road&Street | SMIx/2S | Road&Street |  |  | 6860 | No sensor | 108000 | [6 empty] | 255000
TBD | SMIX/2S/YYY/40/30/... | image | datasheet | deeplink | TUNGSRAM - SMIx/2S - 5500lm - 40W - 3000K - 70CRI - TBD[SKU] - Universal coupler 30-60mm | 7.4 | Universal coupler 30-60mm | LED | 1 | 40 | [8 empty] | CE. ENEC | [6 empty] | 66 | 3000 | 499x365x95 |  | 220-240V |  | 5 |  |  |  | 70 |  | 3000 |  | 106000 |  | 258000 |  |  | 137.5 |  |  | 9 | YYY | 25 | < 10% at 100.000 hours |  | Available | 730/559 | CIE(x=0.434. y=0.403) 5 SDCM | Class I | IK08 |  |  | 50 |  | -40 | 1 | 40 | RAL7035 | 50-60Hz | Passive | LED | dimmable | Road&Street | SMIx/2S | Road&Street |  |  | 5500 | No sensor | 108000 | [6 empty] | 255000
TBD | SMIX/2S/XXX/40/30/... | image | datasheet | deeplink | TUNGSRAM - SMIx/2S - 5570lm - 40W - 3000K - 70CRI - TBD[SKU] - Universal coupler 30-60mm | 7.4 | Universal coupler 30-60mm | LED | 1 | 40 | [8 empty] | CE. ENEC | [6 empty] | 66 | 3000 | 499x365x95 |  | 220-240V |  | 5 |  |  |  | 70 |  | 3000 |  | 106000 |  | 258000 |  |  | 139.25 |  |  | 9 | XXX | 25 | < 10% at 100.000 hours |  | Available | 730/559 | CIE(x=0.434. y=0.403) 5 SDCM | Class I | IK08 |  |  | 50 |  | -40 | 1 | 40 | RAL7035 | 50-60Hz | Passive | LED | dimmable | Road&Street | SMIx/2S | Road&Street |  |  | 5570 | No sensor | 108000 | [6 empty] | 255000
TBD | SMIX/2S/WWW/40/30/... | image | datasheet | deeplink | TUNGSRAM - SMIx/2S - 5570lm - 40W - 3000K - 70CRI - TBD[SKU] - Universal coupler 30-60mm | 7.4 | Universal coupler 30-60mm | LED | 1 | 40 | [8 empty] | CE. ENEC | [6 empty] | 66 | 3000 | 499x365x95 |  | 220-240V |  | 5 |  |  |  | 70 |  | 3000 |  | 106000 |  | 258000 |  |  | 139.25 |  |  | 9 | WWW | 25 | < 10% at 100.000 hours |  | Available | 730/559 | CIE(x=0.434. y=0.403) 5 SDCM | Class I | IK08 |  |  | 50 |  | -40 | 1 | 40 | RAL7035 | 50-60Hz | Passive | LED | dimmable | Road&Street | SMIx/2S | Road&Street |  |  | 5570 | No sensor | 108000 | [6 empty] | 255000
TBD | SMIX/2S/VVV/40/30/... | image | datasheet | deeplink | TUNGSRAM - SMIx/2S - 5680lm - 40W - 3000K - 70CRI - TBD[SKU] - Universal coupler 30-60mm | 7.4 | Universal coupler 30-60mm | LED | 1 | 40 | [8 empty] | CE. ENEC | [6 empty] | 66 | 3000 | 499x365x95 |  | 220-240V |  | 5 |  |  |  | 70 |  | 3000 |  | 106000 |  | 258000 |  |  | 142 |  |  | 9 | VVV | 25 | < 10% at 100.000 hours |  | Available | 730/559 | CIE(x=0.434. y=0.403) 5 SDCM | Class I | IK08 |  |  | 50 |  | -40 | 1 | 40 | RAL7035 | 50-60Hz | Passive | LED | dimmable | Road&Street | SMIx/2S | Road&Street |  |  | 5680 | No sensor | 108000 | [6 empty] | 255000
TBD | SMIX/2S/UUU/40/30/... | image | datasheet | deeplink | TUNGSRAM - SMIx/2S - 5380lm - 40W - 3000K - 70CRI - TBD[SKU] - Universal coupler 30-60mm | 7.4 | Universal coupler 30-60mm | LED | 1 | 40 | [8 empty] | CE. ENEC | [6 empty] | 66 | 3000 | 499x365x95 |  | 220-240V |  | 5 |  |  |  | 70 |  | 3000 |  | 106000 |  | 258000 |  |  | 134.5 |  |  | 9 | UUU | 25 | < 10% at 100.000 hours |  | Available | 730/559 | CIE(x=0.434. y=0.403) 5 SDCM | Class I | IK08 |  |  | 50 |  | -40 | 1 | 40 | RAL7035 | 50-60Hz | Passive | LED | dimmable | Road&Street | SMIx/2S | Road&Street |  |  | 5380 | No sensor | 108000 | [6 empty] | 255000
TBD | SMIX/2S/SSS/40/30/... | image | datasheet | deeplink | TUNGSRAM - SMIx/2S - 5480lm - 40W - 3000K - 70CRI - TBD[SKU] - Universal coupler 30-60mm | 7.4 | Universal coupler 30-60mm | LED | 1 | 40 | [8 empty] | CE. ENEC | [6 empty] | 66 | 3000 | 499x365x95 |  | 220-240V |  | 5 |  |  |  | 70 |  | 3000 |  | 106000 |  | 258000 |  |  | 137 |  |  | 9 | SSS | 25 | < 10% at 100.000 hours |  | Available | 730/559 | CIE(x=0.434. y=0.403) 5 SDCM | Class I | IK08 |  |  | 50 |  | -40 | 1 | 40 | RAL7035 | 50-60Hz | Passive | LED | dimmable | Road&Street | SMIx/2S | Road&Street |  |  | 5480 | No sensor | 108000 | [6 empty] | 255000
TBD | SMIX/2S/QQQ/40/30/... | image | datasheet | deeplink | TUNGSRAM - SMIx/2S - 5550lm - 40W - 3000K - 70CRI - TBD[SKU] - Universal coupler 30-60mm | 7.4 | Universal coupler 30-60mm | LED | 1 | 40 | [8 empty] | CE. ENEC | [6 empty] | 66 | 3000 | 499x365x95 |  | 220-240V |  | 5 |  |  |  | 70 |  | 3000 |  | 106000 |  | 258000 |  |  | 138.75 |  |  | 9 | QQQ | 25 | < 10% at 100.000 hours |  | Available | 730/559 | CIE(x=0.434. y=0.403) 5 SDCM | Class I | IK08 |  |  | 50 |  | -40 | 1 | 40 | RAL7035 | 50-60Hz | Passive | LED | dimmable | Road&Street | SMIx/2S | Road&Street |  |  | 5550 | No sensor | 108000 | [6 empty] | 255000
TBD | SMIX/2S/PPP/40/30/... | image | datasheet | deeplink | TUNGSRAM - SMIx/2S - 5600lm - 40W - 3000K - 70CRI - TBD[SKU] - Universal coupler 30-60mm | 7.4 | Universal coupler 30-60mm | LED | 1 | 40 | [8 empty] | CE. ENEC | [6 empty] | 66 | 3000 | 499x365x95 |  | 220-240V |  | 5 |  |  |  | 70 |  | 3000 |  | 106000 |  | 258000 |  |  | 140 |  |  | 9 | PPP | 25 | < 10% at 100.000 hours |  | Available | 730/559 | CIE(x=0.434. y=0.403) 5 SDCM | Class I | IK08 |  |  | 50 |  | -40 | 1 | 40 | RAL7035 | 50-60Hz | Passive | LED | dimmable | Road&Street | SMIx/2S | Road&Street |  |  | 5600 | No sensor | 108000 | [6 empty] | 255000
TBD | SMIX/2S/OOO/40/30/... | image | datasheet | deeplink | TUNGSRAM - SMIx/2S - 5490lm - 40W - 3000K - 70CRI - TBD[SKU] - Universal coupler 30-60mm | 7.4 | Universal coupler 30-60mm | LED | 1 | 40 | [8 empty] | CE. ENEC | [6 empty] | 66 | 3000 | 499x365x95 |  | 220-240V |  | 5 |  |  |  | 70 |  | 3000 |  | 106000 |  | 258000 |  |  | 137.25 |  |  | 9 | OOO | 25 | < 10% at 100.000 hours |  | Available | 730/559 | CIE(x=0.434. y=0.403) 5 SDCM | Class I | IK08 |  |  | 50 |  | -40 | 1 | 40 | RAL7035 | 50-60Hz | Passive | LED | dimmable | Road&Street | SMIx/2S | Road&Street |  |  | 5490 | No sensor | 108000 | [6 empty] | 255000
TBD | SMIX/2S/NNN/40/30/... | image | datasheet | deeplink | TUNGSRAM - SMIx/2S - 5690lm - 40W - 3000K - 70CRI - TBD[SKU] - Universal coupler 30-60mm | 7.4 | Universal coupler 30-60mm | LED | 1 | 40 | [8 empty] | CE. ENEC | [6 empty] | 66 | 3000 | 499x365x95 |  | 220-240V |  | 5 |  |  |  | 70 |  | 3000 |  | 106000 |  | 258000 |  |  | 142.25 |  |  | 9 | NNN | 25 | < 10% at 100.000 hours |  | Available | 730/559 | CIE(x=0.434. y=0.403) 5 SDCM | Class I | IK08 |  |  | 50 |  | -40 | 1 | 40 | RAL7035 | 50-60Hz | Passive | LED | dimmable | Road&Street | SMIx/2S | Road&Street |  |  | 5690 | No sensor | 108000 | [6 empty] | 255000
TBD | SMIX/2S/MMM/40/30/... | image | datasheet | deeplink | TUNGSRAM - SMIx/2S - 5700lm - 40W - 3000K - 70CRI - TBD[SKU] - Universal coupler 30-60mm | 7.4 | Universal coupler 30-60mm | LED | 1 | 40 | [8 empty] | CE. ENEC | [6 empty] | 66 | 3000 | 499x365x95 |  | 220-240V |  | 5 |  |  |  | 70 |  | 3000 |  | 106000 |  | 258000 |  |  | 142.5 |  |  | 9 | MMM | 25 | < 10% at 100.000 hours |  | Available | 730/559 | CIE(x=0.434. y=0.403) 5 SDCM | Class I | IK08 |  |  | 50 |  | -40 | 1 | 40 | RAL7035 | 50-60Hz | Passive | LED | dimmable | Road&Street | SMIx/2S | Road&Street |  |  | 5700 | No sensor | 108000 | [6 empty] | 255000
TBD | SMIX/2S/LLL/40/30/... | image | datasheet | deeplink | TUNGSRAM - SMIx/2S - 5620lm - 40W - 3000K - 70CRI - TBD[SKU] - Universal coupler 30-60mm | 7.4 | Universal coupler 30-60mm | LED | 1 | 40 | [8 empty] | CE. ENEC | [6 empty] | 66 | 3000 | 499x365x95 |  | 220-240V |  | 5 |  |  |  | 70 |  | 3000 |  | 106000 |  | 258000 |  |  | 140.5 |  |  | 9 | LLL | 25 | < 10% at 100.000 hours |  | Available | 730/559 | CIE(x=0.434. y=0.403) 5 SDCM | Class I | IK08 |  |  | 50 |  | -40 | 1 | 40 | RAL7035 | 50-60Hz | Passive | LED | dimmable | Road&Street | SMIx/2S | Road&Street |  |  | 5620 | No sensor | 108000 | [6 empty] | 255000
TBD | SMIX/2S/KKK/40/30/... | image | datasheet | deeplink | TUNGSRAM - SMIx/2S - 5620lm - 40W - 3000K - 70CRI - TBD[SKU] - Universal coupler 30-60mm | 7.4 | Universal coupler 30-60mm | LED | 1 | 40 | [8 empty] | CE. ENEC | [6 empty] | 66 | 3000 | 499x365x95 |  | 220-240V |  | 5 |  |  |  | 70 |  | 3000 |  | 106000 |  | 258000 |  |  | 140.5 |  |  | 9 | KKK | 25 | < 10% at 100.000 hours |  | Available | 730/559 | CIE(x=0.434. y=0.403) 5 SDCM | Class I | IK08 |  |  | 50 |  | -40 | 1 | 40 | RAL7035 | 50-60Hz | Passive | LED | dimmable | Road&Street | SMIx/2S | Road&Street |  |  | 5620 | No sensor | 108000 | [6 empty] | 255000
TBD | SMIX/2S/JJJ/40/30/... | image | datasheet | deeplink | TUNGSRAM - SMIx/2S - 5570lm - 40W - 3000K - 70CRI - TBD[SKU] - Universal coupler 30-60mm | 7.4 | Universal coupler 30-60mm | LED | 1 | 40 | [8 empty] | CE. ENEC | [6 empty] | 66 | 3000 | 499x365x95 |  | 220-240V |  | 5 |  |  |  | 70 |  | 3000 |  | 106000 |  | 258000 |  |  | 139.25 |  |  | 9 | JJJ | 25 | < 10% at 100.000 hours |  | Available | 730/559 | CIE(x=0.434. y=0.403) 5 SDCM | Class I | IK08 |  |  | 50 |  | -40 | 1 | 40 | RAL7035 | 50-60Hz | Passive | LED | dimmable | Road&Street | SMIx/2S | Road&Street |  |  | 5570 | No sensor | 108000 | [6 empty] | 255000
TBD | SMIX/2S/HHH/40/30/... | image | datasheet | deeplink | TUNGSRAM - SMIx/2S - 5540lm - 40W - 3000K - 70CRI - TBD[SKU] - Universal coupler 30-60mm | 7.4 | Universal coupler 30-60mm | LED | 1 | 40 | [8 empty] | CE. ENEC | [6 empty] | 66 | 3000 | 499x365x95 |  | 220-240V |  | 5 |  |  |  | 70 |  | 3000 |  | 106000 |  | 258000 |  |  | 138.5 |  |  | 9 | HHH | 25 | < 10% at 100.000 hours |  | Available | 730/559 | CIE(x=0.434. y=0.403) 5 SDCM | Class I | IK08 |  |  | 50 |  | -40 | 1 | 40 | RAL7035 | 50-60Hz | Passive | LED | dimmable | Road&Street | SMIx/2S | Road&Street |  |  | 5540 | No sensor | 108000 | [6 empty] | 255000
TBD | SMIX/2S/FFF/40/30/... | image | datasheet | deeplink | TUNGSRAM - SMIx/2S - 5680lm - 40W - 3000K - 70CRI - TBD[SKU] - Universal coupler 30-60mm | 7.4 | Universal coupler 30-60mm | LED | 1 | 40 | [8 empty] | CE. ENEC | [6 empty] | 66 | 3000 | 499x365x95 |  | 220-240V |  | 5 |  |  |  | 70 |  | 3000 |  | 106000 |  | 258000 |  |  | 142 |  |  | 9 | FFF | 25 | < 10% at 100.000 hours |  | Available | 730/559 | CIE(x=0.434. y=0.403) 5 SDCM | Class I | IK08 |  |  | 50 |  | -40 | 1 | 40 | RAL7035 | 50-60Hz | Passive | LED | dimmable | Road&Street | SMIx/2S | Road&Street |  |  | 5680 | No sensor | 108000 | [6 empty] | 255000
TBD | SMIX/2S/EEE/40/30/... | image | datasheet | deeplink | TUNGSRAM - SMIx/2S - 5660lm - 40W - 3000K - 70CRI - TBD[SKU] - Universal coupler 30-60mm | 7.4 | Universal coupler 30-60mm | LED | 1 | 40 | [8 empty] | CE. ENEC | [6 empty] | 66 | 3000 | 499x365x95 |  | 220-240V |  | 5 |  |  |  | 70 |  | 3000 |  | 106000 |  | 258000 |  |  | 141.5 |  |  | 9 | EEE | 25 | < 10% at 100.000 hours |  | Available | 730/559 | CIE(x=0.434. y=0.403) 5 SDCM | Class I | IK08 |  |  | 50 |  | -40 | 1 | 40 | RAL7035 | 50-60Hz | Passive | LED | dimmable | Road&Street | SMIx/2S | Road&Street |  |  | 5660 | No sensor | 108000 | [6 empty] | 255000
TBD | SMIX/2S/CCC/40/30/... | image | datasheet | deeplink | TUNGSRAM - SMIx/2S - 5640lm - 40W - 3000K - 70CRI - TBD[SKU] - Universal coupler 30-60mm | 7.4 | Universal coupler 30-60mm | LED | 1 | 40 | [8 empty] | CE. ENEC | [6 empty] | 66 | 3000 | 499x365x95 |  | 220-240V |  | 5 |  |  |  | 70 |  | 3000 |  | 106000 |  | 258000 |  |  | 141 |  |  | 9 | CCC | 25 | < 10% at 100.000 hours |  | Available | 730/559 | CIE(x=0.434. y=0.403) 5 SDCM | Class I | IK08 |  |  | 50 |  | -40 | 1 | 40 | RAL7035 | 50-60Hz | Passive | LED | dimmable | Road&Street | SMIx/2S | Road&Street |  |  | 5640 | No sensor | 108000 | [6 empty] | 255000
TBD | SMIX/2S/YYY/35/30/... | image | datasheet | deeplink | TUNGSRAM - SMIx/2S - 4880lm - 35W - 3000K - 70CRI - TBD[SKU] - Universal coupler 30-60mm | 7.4 | Universal coupler 30-60mm | LED | 1 | 35 | [8 empty] | CE. ENEC | [6 empty] | 66 | 3000 | 499x365x95 |  | 220-240V |  | 5 |  |  |  | 70 |  | 3000 |  | 106000 |  | 258000 |  |  | 139.43 |  |  | 9 | YYY | 25 | < 10% at 100.000 hours |  | Available | 730/559 | CIE(x=0.434. y=0.403) 5 SDCM | Class I | IK08 |  |  | 50 |  | -40 | 1 | 35 | RAL7035 | 50-60Hz | Passive | LED | dimmable | Road&Street | SMIx/2S | Road&Street |  |  | 4880 | No sensor | 108000 | [6 empty] | 255000
TBD | SMIX/2S/XXX/35/30/... | image | datasheet | deeplink | TUNGSRAM - SMIx/2S - 4950lm - 35W - 3000K - 70CRI - TBD[SKU] - Universal coupler 30-60mm | 7.4 | Universal coupler 30-60mm | LED | 1 | 35 | [8 empty] | CE. ENEC | [6 empty] | 66 | 3000 | 499x365x95 |  | 220-240V |  | 5 |  |  |  | 70 |  | 3000 |  | 106000 |  | 258000 |  |  | 141.43 |  |  | 9 | XXX | 25 | < 10% at 100.000 hours |  | Available | 730/559 | CIE(x=0.434. y=0.403) 5 SDCM | Class I | IK08 |  |  | 50 |  | -40 | 1 | 35 | RAL7035 | 50-60Hz | Passive | LED | dimmable | Road&Street | SMIx/2S | Road&Street |  |  | 4950 | No sensor | 108000 | [6 empty] | 255000
TBD | SMIX/2S/WWW/35/30/... | image | datasheet | deeplink | TUNGSRAM - SMIx/2S - 4940lm - 35W - 3000K - 70CRI - TBD[SKU] - Universal coupler 30-60mm | 7.4 | Universal coupler 30-60mm | LED | 1 | 35 | [8 empty] | CE. ENEC | [6 empty] | 66 | 3000 | 499x365x95 |  | 220-240V |  | 5 |  |  |  | 70 |  | 3000 |  | 106000 |  | 258000 |  |  | 141.14 |  |  | 9 | WWW | 25 | < 10% at 100.000 hours |  | Available | 730/559 | CIE(x=0.434. y=0.403) 5 SDCM | Class I | IK08 |  |  | 50 |  | -40 | 1 | 35 | RAL7035 | 50-60Hz | Passive | LED | dimmable | Road&Street | SMIx/2S | Road&Street |  |  | 4940 | No sensor | 108000 | [6 empty] | 255000
TBD | SMIX/2S/VVV/35/30/... | image | datasheet | deeplink | TUNGSRAM - SMIx/2S - 5040lm - 35W - 3000K - 70CRI - TBD[SKU] - Universal coupler 30-60mm | 7.4 | Universal coupler 30-60mm | LED | 1 | 35 | [8 empty] | CE. ENEC | [6 empty] | 66 | 3000 | 499x365x95 |  | 220-240V |  | 5 |  |  |  | 70 |  | 3000 |  | 106000 |  | 258000 |  |  | 144 |  |  | 9 | VVV | 25 | < 10% at 100.000 hours |  | Available | 730/559 | CIE(x=0.434. y=0.403) 5 SDCM | Class I | IK08 |  |  | 50 |  | -40 | 1 | 35 | RAL7035 | 50-60Hz | Passive | LED | dimmable | Road&Street | SMIx/2S | Road&Street |  |  | 5040 | No sensor | 108000 | [6 empty] | 255000
TBD | SMIX/2S/UUU/35/30/... | image | datasheet | deeplink | TUNGSRAM - SMIx/2S - 4780lm - 35W - 3000K - 70CRI - TBD[SKU] - Universal coupler 30-60mm | 7.4 | Universal coupler 30-60mm | LED | 1 | 35 | [8 empty] | CE. ENEC | [6 empty] | 66 | 3000 | 499x365x95 |  | 220-240V |  | 5 |  |  |  | 70 |  | 3000 |  | 106000 |  | 258000 |  |  | 136.57 |  |  | 9 | UUU | 25 | < 10% at 100.000 hours |  | Available | 730/559 | CIE(x=0.434. y=0.403) 5 SDCM | Class I | IK08 |  |  | 50 |  | -40 | 1 | 35 | RAL7035 | 50-60Hz | Passive | LED | dimmable | Road&Street | SMIx/2S | Road&Street |  |  | 4780 | No sensor | 108000 | [6 empty] | 255000
TBD | SMIX/2S/SSS/35/30/... | image | datasheet | deeplink | TUNGSRAM - SMIx/2S - 4860lm - 35W - 3000K - 70CRI - TBD[SKU] - Universal coupler 30-60mm | 7.4 | Universal coupler 30-60mm | LED | 1 | 35 | [8 empty] | CE. ENEC | [6 empty] | 66 | 3000 | 499x365x95 |  | 220-240V |  | 5 |  |  |  | 70 |  | 3000 |  | 106000 |  | 258000 |  |  | 138.86 |  |  | 9 | SSS | 25 | < 10% at 100.000 hours |  | Available | 730/559 | CIE(x=0.434. y=0.403) 5 SDCM | Class I | IK08 |  |  | 50 |  | -40 | 1 | 35 | RAL7035 | 50-60Hz | Passive | LED | dimmable | Road&Street | SMIx/2S | Road&Street |  |  | 4860 | No sensor | 108000 | [6 empty] | 255000
TBD | SMIX/2S/QQQ/35/30/... | image | datasheet | deeplink | TUNGSRAM - SMIx/2S - 4930lm - 35W - 3000K - 70CRI - TBD[SKU] - Universal coupler 30-60mm | 7.4 | Universal coupler 30-60mm | LED | 1 | 35 | [8 empty] | CE. ENEC | [6 empty] | 66 | 3000 | 499x365x95 |  | 220-240V |  | 5 |  |  |  | 70 |  | 3000 |  | 106000 |  | 258000 |  |  | 140.86 |  |  | 9 | QQQ | 25 | < 10% at 100.000 hours |  | Available | 730/559 | CIE(x=0.434. y=0.403) 5 SDCM | Class I | IK08 |  |  | 50 |  | -40 | 1 | 35 | RAL7035 | 50-60Hz | Passive | LED | dimmable | Road&Street | SMIx/2S | Road&Street |  |  | 4930 | No sensor | 108000 | [6 empty] | 255000
TBD | SMIX/2S/PPP/35/30/... | image | datasheet | deeplink | TUNGSRAM - SMIx/2S - 4980lm - 35W - 3000K - 70CRI - TBD[SKU] - Universal coupler 30-60mm | 7.4 | Universal coupler 30-60mm | LED | 1 | 35 | [8 empty] | CE. ENEC | [6 empty] | 66 | 3000 | 499x365x95 |  | 220-240V |  | 5 |  |  |  | 70 |  | 3000 |  | 106000 |  | 258000 |  |  | 142.29 |  |  | 9 | PPP | 25 | < 10% at 100.000 hours |  | Available | 730/559 | CIE(x=0.434. y=0.403) 5 SDCM | Class I | IK08 |  |  | 50 |  | -40 | 1 | 35 | RAL7035 | 50-60Hz | Passive | LED | dimmable | Road&Street | SMIx/2S | Road&Street |  |  | 4980 | No sensor | 108000 | [6 empty] | 255000
TBD | SMIX/2S/OOO/35/30/... | image | datasheet | deeplink | TUNGSRAM - SMIx/2S - 4880lm - 35W - 3000K - 70CRI - TBD[SKU] - Universal coupler 30-60mm | 7.4 | Universal coupler 30-60mm | LED | 1 | 35 | [8 empty] | CE. ENEC | [6 empty] | 66 | 3000 | 499x365x95 |  | 220-240V |  | 5 |  |  |  | 70 |  | 3000 |  | 106000 |  | 258000 |  |  | 139.43 |  |  | 9 | OOO | 25 | < 10% at 100.000 hours |  | Available | 730/559 | CIE(x=0.434. y=0.403) 5 SDCM | Class I | IK08 |  |  | 50 |  | -40 | 1 | 35 | RAL7035 | 50-60Hz | Passive | LED | dimmable | Road&Street | SMIx/2S | Road&Street |  |  | 4880 | No sensor | 108000 | [6 empty] | 255000
TBD | SMIX/2S/NNN/35/30/... | image | datasheet | deeplink | TUNGSRAM - SMIx/2S - 5050lm - 35W - 3000K - 70CRI - TBD[SKU] - Universal coupler 30-60mm | 7.4 | Universal coupler 30-60mm | LED | 1 | 35 | [8 empty] | CE. ENEC | [6 empty] | 66 | 3000 | 499x365x95 |  | 220-240V |  | 5 |  |  |  | 70 |  | 3000 |  | 106000 |  | 258000 |  |  | 144.29 |  |  | 9 | NNN | 25 | < 10% at 100.000 hours |  | Available | 730/559 | CIE(x=0.434. y=0.403) 5 SDCM | Class I | IK08 |  |  | 50 |  | -40 | 1 | 35 | RAL7035 | 50-60Hz | Passive | LED | dimmable | Road&Street | SMIx/2S | Road&Street |  |  | 5050 | No sensor | 108000 | [6 empty] | 255000
TBD | SMIX/2S/MMM/35/30/... | image | datasheet | deeplink | TUNGSRAM - SMIx/2S - 5060lm - 35W - 3000K - 70CRI - TBD[SKU] - Universal coupler 30-60mm | 7.4 | Universal coupler 30-60mm | LED | 1 | 35 | [8 empty] | CE. ENEC | [6 empty] | 66 | 3000 | 499x365x95 |  | 220-240V |  | 5 |  |  |  | 70 |  | 3000 |  | 106000 |  | 258000 |  |  | 144.57 |  |  | 9 | MMM | 25 | < 10% at 100.000 hours |  | Available | 730/559 | CIE(x=0.434. y=0.403) 5 SDCM | Class I | IK08 |  |  | 50 |  | -40 | 1 | 35 | RAL7035 | 50-60Hz | Passive | LED | dimmable | Road&Street | SMIx/2S | Road&Street |  |  | 5060 | No sensor | 108000 | [6 empty] | 255000
TBD | SMIX/2S/LLL/35/30/... | image | datasheet | deeplink | TUNGSRAM - SMIx/2S - 4990lm - 35W - 3000K - 70CRI - TBD[SKU] - Universal coupler 30-60mm | 7.4 | Universal coupler 30-60mm | LED | 1 | 35 | [8 empty] | CE. ENEC | [6 empty] | 66 | 3000 | 499x365x95 |  | 220-240V |  | 5 |  |  |  | 70 |  | 3000 |  | 106000 |  | 258000 |  |  | 142.57 |  |  | 9 | LLL | 25 | < 10% at 100.000 hours |  | Available | 730/559 | CIE(x=0.434. y=0.403) 5 SDCM | Class I | IK08 |  |  | 50 |  | -40 | 1 | 35 | RAL7035 | 50-60Hz | Passive | LED | dimmable | Road&Street | SMIx/2S | Road&Street |  |  | 4990 | No sensor | 108000 | [6 empty] | 255000
TBD | SMIX/2S/KKK/35/30/... | image | datasheet | deeplink | TUNGSRAM - SMIx/2S - 4990lm - 35W - 3000K - 70CRI - TBD[SKU] - Universal coupler 30-60mm | 7.4 | Universal coupler 30-60mm | LED | 1 | 35 | [8 empty] | CE. ENEC | [6 empty] | 66 | 3000 | 499x365x95 |  | 220-240V |  | 5 |  |  |  | 70 |  | 3000 |  | 106000 |  | 258000 |  |  | 142.57 |  |  | 9 | KKK | 25 | < 10% at 100.000 hours |  | Available | 730/559 | CIE(x=0.434. y=0.403) 5 SDCM | Class I | IK08 |  |  | 50 |  | -40 | 1 | 35 | RAL7035 | 50-60Hz | Passive | LED | dimmable | Road&Street | SMIx/2S | Road&Street |  |  | 4990 | No sensor | 108000 | [6 empty] | 255000
TBD | SMIX/2S/JJJ/35/30/... | image | datasheet | deeplink | TUNGSRAM - SMIx/2S - 4950lm - 35W - 3000K - 70CRI - TBD[SKU] - Universal coupler 30-60mm | 7.4 | Universal coupler 30-60mm | LED | 1 | 35 | [8 empty] | CE. ENEC | [6 empty] | 66 | 3000 | 499x365x95 |  | 220-240V |  | 5 |  |  |  | 70 |  | 3000 |  | 106000 |  | 258000 |  |  | 141.43 |  |  | 9 | JJJ | 25 | < 10% at 100.000 hours |  | Available | 730/559 | CIE(x=0.434. y=0.403) 5 SDCM | Class I | IK08 |  |  | 50 |  | -40 | 1 | 35 | RAL7035 | 50-60Hz | Passive | LED | dimmable | Road&Street | SMIx/2S | Road&Street |  |  | 4950 | No sensor | 108000 | [6 empty] | 255000
TBD | SMIX/2S/HHH/35/30/... | image | datasheet | deeplink | TUNGSRAM - SMIx/2S - 4920lm - 35W - 3000K - 70CRI - TBD[SKU] - Universal coupler 30-60mm | 7.4 | Universal coupler 30-60mm | LED | 1 | 35 | [8 empty] | CE. ENEC | [6 empty] | 66 | 3000 | 499x365x95 |  | 220-240V |  | 5 |  |  |  | 70 |  | 3000 |  | 106000 |  | 258000 |  |  | 140.57 |  |  | 9 | HHH | 25 | < 10% at 100.000 hours |  | Available | 730/559 | CIE(x=0.434. y=0.403) 5 SDCM | Class I | IK08 |  |  | 50 |  | -40 | 1 | 35 | RAL7035 | 50-60Hz | Passive | LED | dimmable | Road&Street | SMIx/2S | Road&Street |  |  | 4920 | No sensor | 108000 | [6 empty] | 255000
TBD | SMIX/2S/FFF/35/30/... | image | datasheet | deeplink | TUNGSRAM - SMIx/2S - 5040lm - 35W - 3000K - 70CRI - TBD[SKU] - Universal coupler 30-60mm | 7.4 | Universal coupler 30-60mm | LED | 1 | 35 | [8 empty] | CE. ENEC | [6 empty] | 66 | 3000 | 499x365x95 |  | 220-240V |  | 5 |  |  |  | 70 |  | 3000 |  | 106000 |  | 258000 |  |  | 144 |  |  | 9 | FFF | 25 | < 10% at 100.000 hours |  | Available | 730/559 | CIE(x=0.434. y=0.403) 5 SDCM | Class I | IK08 |  |  | 50 |  | -40 | 1 | 35 | RAL7035 | 50-60Hz | Passive | LED | dimmable | Road&Street | SMIx/2S | Road&Street |  |  | 5040 | No sensor | 108000 | [6 empty] | 255000
TBD | SMIX/2S/EEE/35/30/... | image | datasheet | deeplink | TUNGSRAM - SMIx/2S - 5020lm - 35W - 3000K - 70CRI - TBD[SKU] - Universal coupler 30-60mm | 7.4 | Universal coupler 30-60mm | LED | 1 | 35 | [8 empty] | CE. ENEC | [6 empty] | 66 | 3000 | 499x365x95 |  | 220-240V |  | 5 |  |  |  | 70 |  | 3000 |  | 106000 |  | 258000 |  |  | 143.43 |  |  | 9 | EEE | 25 | < 10% at 100.000 hours |  | Available | 730/559 | CIE(x=0.434. y=0.403) 5 SDCM | Class I | IK08 |  |  | 50 |  | -40 | 1 | 35 | RAL7035 | 50-60Hz | Passive | LED | dimmable | Road&Street | SMIx/2S | Road&Street |  |  | 5020 | No sensor | 108000 | [6 empty] | 255000
TBD | SMIX/2S/CCC/35/30/... | image | datasheet | deeplink | TUNGSRAM - SMIx/2S - 5010lm - 35W - 3000K - 70CRI - TBD[SKU] - Universal coupler 30-60mm | 7.4 | Universal coupler 30-60mm | LED | 1 | 35 | [8 empty] | CE. ENEC | [6 empty] | 66 | 3000 | 499x365x95 |  | 220-240V |  | 5 |  |  |  | 70 |  | 3000 |  | 106000 |  | 258000 |  |  | 143.14 |  |  | 9 | CCC | 25 | < 10% at 100.000 hours |  | Available | 730/559 | CIE(x=0.434. y=0.403) 5 SDCM | Class I | IK08 |  |  | 50 |  | -40 | 1 | 35 | RAL7035 | 50-60Hz | Passive | LED | dimmable | Road&Street | SMIx/2S | Road&Street |  |  | 5010 | No sensor | 108000 | [6 empty] | 255000
TBD | SMIX/2S/YYY/30/30/... | image | datasheet | deeplink | TUNGSRAM - SMIx/2S - 4250lm - 30W - 3000K - 70CRI - TBD[SKU] - Universal coupler 30-60mm | 7.4 | Universal coupler 30-60mm | LED | 1 | 30 | [8 empty] | CE. ENEC | [6 empty] | 66 | 3000 | 499x365x95 |  | 220-240V |  | 5 |  |  |  | 70 |  | 3000 |  | 106000 |  | 258000 |  |  | 141.67 |  |  | 9 | YYY | 25 | < 10% at 100.000 hours |  | Available | 730/559 | CIE(x=0.434. y=0.403) 5 SDCM | Class I | IK08 |  |  | 50 |  | -40 | 1 | 30 | RAL7035 | 50-60Hz | Passive | LED | dimmable | Road&Street | SMIx/2S | Road&Street |  |  | 4250 | No sensor | 108000 | [6 empty] | 255000
TBD | SMIX/2S/XXX/30/30/... | image | datasheet | deeplink | TUNGSRAM - SMIx/2S - 4300lm - 30W - 3000K - 70CRI - TBD[SKU] - Universal coupler 30-60mm | 7.4 | Universal coupler 30-60mm | LED | 1 | 30 | [8 empty] | CE. ENEC | [6 empty] | 66 | 3000 | 499x365x95 |  | 220-240V |  | 5 |  |  |  | 70 |  | 3000 |  | 106000 |  | 258000 |  |  | 143.33 |  |  | 9 | XXX | 25 | < 10% at 100.000 hours |  | Available | 730/559 | CIE(x=0.434. y=0.403) 5 SDCM | Class I | IK08 |  |  | 50 |  | -40 | 1 | 30 | RAL7035 | 50-60Hz | Passive | LED | dimmable | Road&Street | SMIx/2S | Road&Street |  |  | 4300 | No sensor | 108000 | [6 empty] | 255000
TBD | SMIX/2S/WWW/30/30/... | image | datasheet | deeplink | TUNGSRAM - SMIx/2S - 4300lm - 30W - 3000K - 70CRI - TBD[SKU] - Universal coupler 30-60mm | 7.4 | Universal coupler 30-60mm | LED | 1 | 30 | [8 empty] | CE. ENEC | [6 empty] | 66 | 3000 | 499x365x95 |  | 220-240V |  | 5 |  |  |  | 70 |  | 3000 |  | 106000 |  | 258000 |  |  | 143.33 |  |  | 9 | WWW | 25 | < 10% at 100.000 hours |  | Available | 730/559 | CIE(x=0.434. y=0.403) 5 SDCM | Class I | IK08 |  |  | 50 |  | -40 | 1 | 30 | RAL7035 | 50-60Hz | Passive | LED | dimmable | Road&Street | SMIx/2S | Road&Street |  |  | 4300 | No sensor | 108000 | [6 empty] | 255000
TBD | SMIX/2S/VVV/30/30/... | image | datasheet | deeplink | TUNGSRAM - SMIx/2S - 4380lm - 30W - 3000K - 70CRI - TBD[SKU] - Universal coupler 30-60mm | 7.4 | Universal coupler 30-60mm | LED | 1 | 30 | [8 empty] | CE. ENEC | [6 empty] | 66 | 3000 | 499x365x95 |  | 220-240V |  | 5 |  |  |  | 70 |  | 3000 |  | 106000 |  | 258000 |  |  | 146 |  |  | 9 | VVV | 25 | < 10% at 100.000 hours |  | Available | 730/559 | CIE(x=0.434. y=0.403) 5 SDCM | Class I | IK08 |  |  | 50 |  | -40 | 1 | 30 | RAL7035 | 50-60Hz | Passive | LED | dimmable | Road&Street | SMIx/2S | Road&Street |  |  | 4380 | No sensor | 108000 | [6 empty] | 255000
TBD | SMIX/2S/UUU/30/30/... | image | datasheet | deeplink | TUNGSRAM - SMIx/2S - 4150lm - 30W - 3000K - 70CRI - TBD[SKU] - Universal coupler 30-60mm | 7.4 | Universal coupler 30-60mm | LED | 1 | 30 | [8 empty] | CE. ENEC | [6 empty] | 66 | 3000 | 499x365x95 |  | 220-240V |  | 5 |  |  |  | 70 |  | 3000 |  | 106000 |  | 258000 |  |  | 138.33 |  |  | 9 | UUU | 25 | < 10% at 100.000 hours |  | Available | 730/559 | CIE(x=0.434. y=0.403) 5 SDCM | Class I | IK08 |  |  | 50 |  | -40 | 1 | 30 | RAL7035 | 50-60Hz | Passive | LED | dimmable | Road&Street | SMIx/2S | Road&Street |  |  | 4150 | No sensor | 108000 | [6 empty] | 255000
TBD | SMIX/2S/SSS/30/30/... | image | datasheet | deeplink | TUNGSRAM - SMIx/2S - 4230lm - 30W - 3000K - 70CRI - TBD[SKU] - Universal coupler 30-60mm | 7.4 | Universal coupler 30-60mm | LED | 1 | 30 | [8 empty] | CE. ENEC | [6 empty] | 66 | 3000 | 499x365x95 |  | 220-240V |  | 5 |  |  |  | 70 |  | 3000 |  | 106000 |  | 258000 |  |  | 141 |  |  | 9 | SSS | 25 | < 10% at 100.000 hours |  | Available | 730/559 | CIE(x=0.434. y=0.403) 5 SDCM | Class I | IK08 |  |  | 50 |  | -40 | 1 | 30 | RAL7035 | 50-60Hz | Passive | LED | dimmable | Road&Street | SMIx/2S | Road&Street |  |  | 4230 | No sensor | 108000 | [6 empty] | 255000
TBD | SMIX/2S/QQQ/30/30/... | image | datasheet | deeplink | TUNGSRAM - SMIx/2S - 4290lm - 30W - 3000K - 70CRI - TBD[SKU] - Universal coupler 30-60mm | 7.4 | Universal coupler 30-60mm | LED | 1 | 30 | [8 empty] | CE. ENEC | [6 empty] | 66 | 3000 | 499x365x95 |  | 220-240V |  | 5 |  |  |  | 70 |  | 3000 |  | 106000 |  | 258000 |  |  | 143 |  |  | 9 | QQQ | 25 | < 10% at 100.000 hours |  | Available | 730/559 | CIE(x=0.434. y=0.403) 5 SDCM | Class I | IK08 |  |  | 50 |  | -40 | 1 | 30 | RAL7035 | 50-60Hz | Passive | LED | dimmable | Road&Street | SMIx/2S | Road&Street |  |  | 4290 | No sensor | 108000 | [6 empty] | 255000
TBD | SMIX/2S/PPP/30/30/... | image | datasheet | deeplink | TUNGSRAM - SMIx/2S - 4330lm - 30W - 3000K - 70CRI - TBD[SKU] - Universal coupler 30-60mm | 7.4 | Universal coupler 30-60mm | LED | 1 | 30 | [8 empty] | CE. ENEC | [6 empty] | 66 | 3000 | 499x365x95 |  | 220-240V |  | 5 |  |  |  | 70 |  | 3000 |  | 106000 |  | 258000 |  |  | 144.33 |  |  | 9 | PPP | 25 | < 10% at 100.000 hours |  | Available | 730/559 | CIE(x=0.434. y=0.403) 5 SDCM | Class I | IK08 |  |  | 50 |  | -40 | 1 | 30 | RAL7035 | 50-60Hz | Passive | LED | dimmable | Road&Street | SMIx/2S | Road&Street |  |  | 4330 | No sensor | 108000 | [6 empty] | 255000
TBD | SMIX/2S/OOO/30/30/... | image | datasheet | deeplink | TUNGSRAM - SMIx/2S - 4240lm - 30W - 3000K - 70CRI - TBD[SKU] - Universal coupler 30-60mm | 7.4 | Universal coupler 30-60mm | LED | 1 | 30 | [8 empty] | CE. ENEC | [6 empty] | 66 | 3000 | 499x365x95 |  | 220-240V |  | 5 |  |  |  | 70 |  | 3000 |  | 106000 |  | 258000 |  |  | 141.33 |  |  | 9 | OOO | 25 | < 10% at 100.000 hours |  | Available | 730/559 | CIE(x=0.434. y=0.403) 5 SDCM | Class I | IK08 |  |  | 50 |  | -40 | 1 | 30 | RAL7035 | 50-60Hz | Passive | LED | dimmable | Road&Street | SMIx/2S | Road&Street |  |  | 4240 | No sensor | 108000 | [6 empty] | 255000
TBD | SMIX/2S/NNN/30/30/... | image | datasheet | deeplink | TUNGSRAM - SMIx/2S - 4390lm - 30W - 3000K - 70CRI - TBD[SKU] - Universal coupler 30-60mm | 7.4 | Universal coupler 30-60mm | LED | 1 | 30 | [8 empty] | CE. ENEC | [6 empty] | 66 | 3000 | 499x365x95 |  | 220-240V |  | 5 |  |  |  | 70 |  | 3000 |  | 106000 |  | 258000 |  |  | 146.33 |  |  | 9 | NNN | 25 | < 10% at 100.000 hours |  | Available | 730/559 | CIE(x=0.434. y=0.403) 5 SDCM | Class I | IK08 |  |  | 50 |  | -40 | 1 | 30 | RAL7035 | 50-60Hz | Passive | LED | dimmable | Road&Street | SMIx/2S | Road&Street |  |  | 4390 | No sensor | 108000 | [6 empty] | 255000
TBD | SMIX/2S/MMM/30/30/... | image | datasheet | deeplink | TUNGSRAM - SMIx/2S - 4400lm - 30W - 3000K - 70CRI - TBD[SKU] - Universal coupler 30-60mm | 7.4 | Universal coupler 30-60mm | LED | 1 | 30 | [8 empty] | CE. ENEC | [6 empty] | 66 | 3000 | 499x365x95 |  | 220-240V |  | 5 |  |  |  | 70 |  | 3000 |  | 106000 |  | 258000 |  |  | 146.67 |  |  | 9 | MMM | 25 | < 10% at 100.000 hours |  | Available | 730/559 | CIE(x=0.434. y=0.403) 5 SDCM | Class I | IK08 |  |  | 50 |  | -40 | 1 | 30 | RAL7035 | 50-60Hz | Passive | LED | dimmable | Road&Street | SMIx/2S | Road&Street |  |  | 4400 | No sensor | 108000 | [6 empty] | 255000
TBD | SMIX/2S/LLL/30/30/... | image | datasheet | deeplink | TUNGSRAM - SMIx/2S - 4340lm - 30W - 3000K - 70CRI - TBD[SKU] - Universal coupler 30-60mm | 7.4 | Universal coupler 30-60mm | LED | 1 | 30 | [8 empty] | CE. ENEC | [6 empty] | 66 | 3000 | 499x365x95 |  | 220-240V |  | 5 |  |  |  | 70 |  | 3000 |  | 106000 |  | 258000 |  |  | 144.67 |  |  | 9 | LLL | 25 | < 10% at 100.000 hours |  | Available | 730/559 | CIE(x=0.434. y=0.403) 5 SDCM | Class I | IK08 |  |  | 50 |  | -40 | 1 | 30 | RAL7035 | 50-60Hz | Passive | LED | dimmable | Road&Street | SMIx/2S | Road&Street |  |  | 4340 | No sensor | 108000 | [6 empty] | 255000
TBD | SMIX/2S/KKK/30/30/... | image | datasheet | deeplink | TUNGSRAM - SMIx/2S - 4340lm - 30W - 3000K - 70CRI - TBD[SKU] - Universal coupler 30-60mm | 7.4 | Universal coupler 30-60mm | LED | 1 | 30 | [8 empty] | CE. ENEC | [6 empty] | 66 | 3000 | 499x365x95 |  | 220-240V |  | 5 |  |  |  | 70 |  | 3000 |  | 106000 |  | 258000 |  |  | 144.67 |  |  | 9 | KKK | 25 | < 10% at 100.000 hours |  | Available | 730/559 | CIE(x=0.434. y=0.403) 5 SDCM | Class I | IK08 |  |  | 50 |  | -40 | 1 | 30 | RAL7035 | 50-60Hz | Passive | LED | dimmable | Road&Street | SMIx/2S | Road&Street |  |  | 4340 | No sensor | 108000 | [6 empty] | 255000
TBD | SMIX/2S/JJJ/30/30/... | image | datasheet | deeplink | TUNGSRAM - SMIx/2S - 4300lm - 30W - 3000K - 70CRI - TBD[SKU] - Universal coupler 30-60mm | 7.4 | Universal coupler 30-60mm | LED | 1 | 30 | [8 empty] | CE. ENEC | [6 empty] | 66 | 3000 | 499x365x95 |  | 220-240V |  | 5 |  |  |  | 70 |  | 3000 |  | 106000 |  | 258000 |  |  | 143.33 |  |  | 9 | JJJ | 25 | < 10% at 100.000 hours |  | Available | 730/559 | CIE(x=0.434. y=0.403) 5 SDCM | Class I | IK08 |  |  | 50 |  | -40 | 1 | 30 | RAL7035 | 50-60Hz | Passive | LED | dimmable | Road&Street | SMIx/2S | Road&Street |  |  | 4300 | No sensor | 108000 | [6 empty] | 255000
TBD | SMIX/2S/HHH/30/30/... | image | datasheet | deeplink | TUNGSRAM - SMIx/2S - 4270lm - 30W - 3000K - 70CRI - TBD[SKU] - Universal coupler 30-60mm | 7.4 | Universal coupler 30-60mm | LED | 1 | 30 | [8 empty] | CE. ENEC | [6 empty] | 66 | 3000 | 499x365x95 |  | 220-240V |  | 5 |  |  |  | 70 |  | 3000 |  | 106000 |  | 258000 |  |  | 142.33 |  |  | 9 | HHH | 25 | < 10% at 100.000 hours |  | Available | 730/559 | CIE(x=0.434. y=0.403) 5 SDCM | Class I | IK08 |  |  | 50 |  | -40 | 1 | 30 | RAL7035 | 50-60Hz | Passive | LED | dimmable | Road&Street | SMIx/2S | Road&Street |  |  | 4270 | No sensor | 108000 | [6 empty] | 255000
TBD | SMIX/2S/FFF/30/30/... | image | datasheet | deeplink | TUNGSRAM - SMIx/2S - 4380lm - 30W - 3000K - 70CRI - TBD[SKU] - Universal coupler 30-60mm | 7.4 | Universal coupler 30-60mm | LED | 1 | 30 | [8 empty] | CE. ENEC | [6 empty] | 66 | 3000 | 499x365x95 |  | 220-240V |  | 5 |  |  |  | 70 |  | 3000 |  | 106000 |  | 258000 |  |  | 146 |  |  | 9 | FFF | 25 | < 10% at 100.000 hours |  | Available | 730/559 | CIE(x=0.434. y=0.403) 5 SDCM | Class I | IK08 |  |  | 50 |  | -40 | 1 | 30 | RAL7035 | 50-60Hz | Passive | LED | dimmable | Road&Street | SMIx/2S | Road&Street |  |  | 4380 | No sensor | 108000 | [6 empty] | 255000
TBD | SMIX/2S/EEE/30/30/... | image | datasheet | deeplink | TUNGSRAM - SMIx/2S - 4360lm - 30W - 3000K - 70CRI - TBD[SKU] - Universal coupler 30-60mm | 7.4 | Universal coupler 30-60mm | LED | 1 | 30 | [8 empty] | CE. ENEC | [6 empty] | 66 | 3000 | 499x365x95 |  | 220-240V |  | 5 |  |  |  | 70 |  | 3000 |  | 106000 |  | 258000 |  |  | 145.33 |  |  | 9 | EEE | 25 | < 10% at 100.000 hours |  | Available | 730/559 | CIE(x=0.434. y=0.403) 5 SDCM | Class I | IK08 |  |  | 50 |  | -40 | 1 | 30 | RAL7035 | 50-60Hz | Passive | LED | dimmable | Road&Street | SMIx/2S | Road&Street |  |  | 4360 | No sensor | 108000 | [6 empty] | 255000
TBD | SMIX/2S/CCC/30/30/... | image | datasheet | deeplink | TUNGSRAM - SMIx/2S - 4350lm - 30W - 3000K - 70CRI - TBD[SKU] - Universal coupler 30-60mm | 7.4 | Universal coupler 30-60mm | LED | 1 | 30 | [8 empty] | CE. ENEC | [6 empty] | 66 | 3000 | 499x365x95 |  | 220-240V |  | 5 |  |  |  | 70 |  | 3000 |  | 106000 |  | 258000 |  |  | 145 |  |  | 9 | CCC | 25 | < 10% at 100.000 hours |  | Available | 730/559 | CIE(x=0.434. y=0.403) 5 SDCM | Class I | IK08 |  |  | 50 |  | -40 | 1 | 30 | RAL7035 | 50-60Hz | Passive | LED | dimmable | Road&Street | SMIx/2S | Road&Street |  |  | 4350 | No sensor | 108000 | [6 empty] | 255000
TBD | SMIX/2S/YYY/25/30/... | image | datasheet | deeplink | TUNGSRAM - SMIx/2S - 3530lm - 25W - 3000K - 70CRI - TBD[SKU] - Universal coupler 30-60mm | 7.4 | Universal coupler 30-60mm | LED | 1 | 25 | [8 empty] | CE. ENEC | [6 empty] | 66 | 3000 | 499x365x95 |  | 220-240V |  | 5 |  |  |  | 70 |  | 3000 |  | 106000 |  | 258000 |  |  | 141.2 |  |  | 9 | YYY | 25 | < 10% at 100.000 hours |  | Available | 730/559 | CIE(x=0.434. y=0.403) 5 SDCM | Class I | IK08 |  |  | 50 |  | -40 | 1 | 25 | RAL7035 | 50-60Hz | Passive | LED | dimmable | Road&Street | SMIx/2S | Road&Street |  |  | 3530 | No sensor | 108000 | [6 empty] | 255000
TBD | SMIX/2S/XXX/25/30/... | image | datasheet | deeplink | TUNGSRAM - SMIx/2S - 3580lm - 25W - 3000K - 70CRI - TBD[SKU] - Universal coupler 30-60mm | 7.4 | Universal coupler 30-60mm | LED | 1 | 25 | [8 empty] | CE. ENEC | [6 empty] | 66 | 3000 | 499x365x95 |  | 220-240V |  | 5 |  |  |  | 70 |  | 3000 |  | 106000 |  | 258000 |  |  | 143.2 |  |  | 9 | XXX | 25 | < 10% at 100.000 hours |  | Available | 730/559 | CIE(x=0.434. y=0.403) 5 SDCM | Class I | IK08 |  |  | 50 |  | -40 | 1 | 25 | RAL7035 | 50-60Hz | Passive | LED | dimmable | Road&Street | SMIx/2S | Road&Street |  |  | 3580 | No sensor | 108000 | [6 empty] | 255000
TBD | SMIX/2S/WWW/25/30/... | image | datasheet | deeplink | TUNGSRAM - SMIx/2S - 3580lm - 25W - 3000K - 70CRI - TBD[SKU] - Universal coupler 30-60mm | 7.4 | Universal coupler 30-60mm | LED | 1 | 25 | [8 empty] | CE. ENEC | [6 empty] | 66 | 3000 | 499x365x95 |  | 220-240V |  | 5 |  |  |  | 70 |  | 3000 |  | 106000 |  | 258000 |  |  | 143.2 |  |  | 9 | WWW | 25 | < 10% at 100.000 hours |  | Available | 730/559 | CIE(x=0.434. y=0.403) 5 SDCM | Class I | IK08 |  |  | 50 |  | -40 | 1 | 25 | RAL7035 | 50-60Hz | Passive | LED | dimmable | Road&Street | SMIx/2S | Road&Street |  |  | 3580 | No sensor | 108000 | [6 empty] | 255000
TBD | SMIX/2S/VVV/25/30/... | image | datasheet | deeplink | TUNGSRAM - SMIx/2S - 3650lm - 25W - 3000K - 70CRI - TBD[SKU] - Universal coupler 30-60mm | 7.4 | Universal coupler 30-60mm | LED | 1 | 25 | [8 empty] | CE. ENEC | [6 empty] | 66 | 3000 | 499x365x95 |  | 220-240V |  | 5 |  |  |  | 70 |  | 3000 |  | 106000 |  | 258000 |  |  | 146 |  |  | 9 | VVV | 25 | < 10% at 100.000 hours |  | Available | 730/559 | CIE(x=0.434. y=0.403) 5 SDCM | Class I | IK08 |  |  | 50 |  | -40 | 1 | 25 | RAL7035 | 50-60Hz | Passive | LED | dimmable | Road&Street | SMIx/2S | Road&Street |  |  | 3650 | No sensor | 108000 | [6 empty] | 255000
TBD | SMIX/2S/UUU/25/30/... | image | datasheet | deeplink | TUNGSRAM - SMIx/2S - 3460lm - 25W - 3000K - 70CRI - TBD[SKU] - Universal coupler 30-60mm | 7.4 | Universal coupler 30-60mm | LED | 1 | 25 | [8 empty] | CE. ENEC | [6 empty] | 66 | 3000 | 499x365x95 |  | 220-240V |  | 5 |  |  |  | 70 |  | 3000 |  | 106000 |  | 258000 |  |  | 138.4 |  |  | 9 | UUU | 25 | < 10% at 100.000 hours |  | Available | 730/559 | CIE(x=0.434. y=0.403) 5 SDCM | Class I | IK08 |  |  | 50 |  | -40 | 1 | 25 | RAL7035 | 50-60Hz | Passive | LED | dimmable | Road&Street | SMIx/2S | Road&Street |  |  | 3460 | No sensor | 108000 | [6 empty] | 255000
TBD | SMIX/2S/SSS/25/30/... | image | datasheet | deeplink | TUNGSRAM - SMIx/2S - 3520lm - 25W - 3000K - 70CRI - TBD[SKU] - Universal coupler 30-60mm | 7.4 | Universal coupler 30-60mm | LED | 1 | 25 | [8 empty] | CE. ENEC | [6 empty] | 66 | 3000 | 499x365x95 |  | 220-240V |  | 5 |  |  |  | 70 |  | 3000 |  | 106000 |  | 258000 |  |  | 140.8 |  |  | 9 | SSS | 25 | < 10% at 100.000 hours |  | Available | 730/559 | CIE(x=0.434. y=0.403) 5 SDCM | Class I | IK08 |  |  | 50 |  | -40 | 1 | 25 | RAL7035 | 50-60Hz | Passive | LED | dimmable | Road&Street | SMIx/2S | Road&Street |  |  | 3520 | No sensor | 108000 | [6 empty] | 255000
TBD | SMIX/2S/QQQ/25/30/... | image | datasheet | deeplink | TUNGSRAM - SMIx/2S - 3570lm - 25W - 3000K - 70CRI - TBD[SKU] - Universal coupler 30-60mm | 7.4 | Universal coupler 30-60mm | LED | 1 | 25 | [8 empty] | CE. ENEC | [6 empty] | 66 | 3000 | 499x365x95 |  | 220-240V |  | 5 |  |  |  | 70 |  | 3000 |  | 106000 |  | 258000 |  |  | 142.8 |  |  | 9 | QQQ | 25 | < 10% at 100.000 hours |  | Available | 730/559 | CIE(x=0.434. y=0.403) 5 SDCM | Class I | IK08 |  |  | 50 |  | -40 | 1 | 25 | RAL7035 | 50-60Hz | Passive | LED | dimmable | Road&Street | SMIx/2S | Road&Street |  |  | 3570 | No sensor | 108000 | [6 empty] | 255000
TBD | SMIX/2S/PPP/25/30/... | image | datasheet | deeplink | TUNGSRAM - SMIx/2S - 3600lm - 25W - 3000K - 70CRI - TBD[SKU] - Universal coupler 30-60mm | 7.4 | Universal coupler 30-60mm | LED | 1 | 25 | [8 empty] | CE. ENEC | [6 empty] | 66 | 3000 | 499x365x95 |  | 220-240V |  | 5 |  |  |  | 70 |  | 3000 |  | 106000 |  | 258000 |  |  | 144 |  |  | 9 | PPP | 25 | < 10% at 100.000 hours |  | Available | 730/559 | CIE(x=0.434. y=0.403) 5 SDCM | Class I | IK08 |  |  | 50 |  | -40 | 1 | 25 | RAL7035 | 50-60Hz | Passive | LED | dimmable | Road&Street | SMIx/2S | Road&Street |  |  | 3600 | No sensor | 108000 | [6 empty] | 255000
TBD | SMIX/2S/OOO/25/30/... | image | datasheet | deeplink | TUNGSRAM - SMIx/2S - 3530lm - 25W - 3000K - 70CRI - TBD[SKU] - Universal coupler 30-60mm | 7.4 | Universal coupler 30-60mm | LED | 1 | 25 | [8 empty] | CE. ENEC | [6 empty] | 66 | 3000 | 499x365x95 |  | 220-240V |  | 5 |  |  |  | 70 |  | 3000 |  | 106000 |  | 258000 |  |  | 141.2 |  |  | 9 | OOO | 25 | < 10% at 100.000 hours |  | Available | 730/559 | CIE(x=0.434. y=0.403) 5 SDCM | Class I | IK08 |  |  | 50 |  | -40 | 1 | 25 | RAL7035 | 50-60Hz | Passive | LED | dimmable | Road&Street | SMIx/2S | Road&Street |  |  | 3530 | No sensor | 108000 | [6 empty] | 255000
TBD | SMIX/2S/NNN/25/30/... | image | datasheet | deeplink | TUNGSRAM - SMIx/2S - 3650lm - 25W - 3000K - 70CRI - TBD[SKU] - Universal coupler 30-60mm | 7.4 | Universal coupler 30-60mm | LED | 1 | 25 | [8 empty] | CE. ENEC | [6 empty] | 66 | 3000 | 499x365x95 |  | 220-240V |  | 5 |  |  |  | 70 |  | 3000 |  | 106000 |  | 258000 |  |  | 146 |  |  | 9 | NNN | 25 | < 10% at 100.000 hours |  | Available | 730/559 | CIE(x=0.434. y=0.403) 5 SDCM | Class I | IK08 |  |  | 50 |  | -40 | 1 | 25 | RAL7035 | 50-60Hz | Passive | LED | dimmable | Road&Street | SMIx/2S | Road&Street |  |  | 3650 | No sensor | 108000 | [6 empty] | 255000
TBD | SMIX/2S/MMM/25/30/... | image | datasheet | deeplink | TUNGSRAM - SMIx/2S - 3660lm - 25W - 3000K - 70CRI - TBD[SKU] - Universal coupler 30-60mm | 7.4 | Universal coupler 30-60mm | LED | 1 | 25 | [8 empty] | CE. ENEC | [6 empty] | 66 | 3000 | 499x365x95 |  | 220-240V |  | 5 |  |  |  | 70 |  | 3000 |  | 106000 |  | 258000 |  |  | 146.4 |  |  | 9 | MMM | 25 | < 10% at 100.000 hours |  | Available | 730/559 | CIE(x=0.434. y=0.403) 5 SDCM | Class I | IK08 |  |  | 50 |  | -40 | 1 | 25 | RAL7035 | 50-60Hz | Passive | LED | dimmable | Road&Street | SMIx/2S | Road&Street |  |  | 3660 | No sensor | 108000 | [6 empty] | 255000
TBD | SMIX/2S/LLL/25/30/... | image | datasheet | deeplink | TUNGSRAM - SMIx/2S - 3610lm - 25W - 3000K - 70CRI - TBD[SKU] - Universal coupler 30-60mm | 7.4 | Universal coupler 30-60mm | LED | 1 | 25 | [8 empty] | CE. ENEC | [6 empty] | 66 | 3000 | 499x365x95 |  | 220-240V |  | 5 |  |  |  | 70 |  | 3000 |  | 106000 |  | 258000 |  |  | 144.4 |  |  | 9 | LLL | 25 | < 10% at 100.000 hours |  | Available | 730/559 | CIE(x=0.434. y=0.403) 5 SDCM | Class I | IK08 |  |  | 50 |  | -40 | 1 | 25 | RAL7035 | 50-60Hz | Passive | LED | dimmable | Road&Street | SMIx/2S | Road&Street |  |  | 3610 | No sensor | 108000 | [6 empty] | 255000
TBD | SMIX/2S/KKK/25/30/... | image | datasheet | deeplink | TUNGSRAM - SMIx/2S - 3610lm - 25W - 3000K - 70CRI - TBD[SKU] - Universal coupler 30-60mm | 7.4 | Universal coupler 30-60mm | LED | 1 | 25 | [8 empty] | CE. ENEC | [6 empty] | 66 | 3000 | 499x365x95 |  | 220-240V |  | 5 |  |  |  | 70 |  | 3000 |  | 106000 |  | 258000 |  |  | 144.4 |  |  | 9 | KKK | 25 | < 10% at 100.000 hours |  | Available | 730/559 | CIE(x=0.434. y=0.403) 5 SDCM | Class I | IK08 |  |  | 50 |  | -40 | 1 | 25 | RAL7035 | 50-60Hz | Passive | LED | dimmable | Road&Street | SMIx/2S | Road&Street |  |  | 3610 | No sensor | 108000 | [6 empty] | 255000
TBD | SMIX/2S/JJJ/25/30/... | image | datasheet | deeplink | TUNGSRAM - SMIx/2S - 3580lm - 25W - 3000K - 70CRI - TBD[SKU] - Universal coupler 30-60mm | 7.4 | Universal coupler 30-60mm | LED | 1 | 25 | [8 empty] | CE. ENEC | [6 empty] | 66 | 3000 | 499x365x95 |  | 220-240V |  | 5 |  |  |  | 70 |  | 3000 |  | 106000 |  | 258000 |  |  | 143.2 |  |  | 9 | JJJ | 25 | < 10% at 100.000 hours |  | Available | 730/559 | CIE(x=0.434. y=0.403) 5 SDCM | Class I | IK08 |  |  | 50 |  | -40 | 1 | 25 | RAL7035 | 50-60Hz | Passive | LED | dimmable | Road&Street | SMIx/2S | Road&Street |  |  | 3580 | No sensor | 108000 | [6 empty] | 255000
TBD | SMIX/2S/HHH/25/30/... | image | datasheet | deeplink | TUNGSRAM - SMIx/2S - 3560lm - 25W - 3000K - 70CRI - TBD[SKU] - Universal coupler 30-60mm | 7.4 | Universal coupler 30-60mm | LED | 1 | 25 | [8 empty] | CE. ENEC | [6 empty] | 66 | 3000 | 499x365x95 |  | 220-240V |  | 5 |  |  |  | 70 |  | 3000 |  | 106000 |  | 258000 |  |  | 142.4 |  |  | 9 | HHH | 25 | < 10% at 100.000 hours |  | Available | 730/559 | CIE(x=0.434. y=0.403) 5 SDCM | Class I | IK08 |  |  | 50 |  | -40 | 1 | 25 | RAL7035 | 50-60Hz | Passive | LED | dimmable | Road&Street | SMIx/2S | Road&Street |  |  | 3560 | No sensor | 108000 | [6 empty] | 255000
TBD | SMIX/2S/FFF/25/30/... | image | datasheet | deeplink | TUNGSRAM - SMIx/2S - 3650lm - 25W - 3000K - 70CRI - TBD[SKU] - Universal coupler 30-60mm | 7.4 | Universal coupler 30-60mm | LED | 1 | 25 | [8 empty] | CE. ENEC | [6 empty] | 66 | 3000 | 499x365x95 |  | 220-240V |  | 5 |  |  |  | 70 |  | 3000 |  | 106000 |  | 258000 |  |  | 146 |  |  | 9 | FFF | 25 | < 10% at 100.000 hours |  | Available | 730/559 | CIE(x=0.434. y=0.403) 5 SDCM | Class I | IK08 |  |  | 50 |  | -40 | 1 | 25 | RAL7035 | 50-60Hz | Passive | LED | dimmable | Road&Street | SMIx/2S | Road&Street |  |  | 3650 | No sensor | 108000 | [6 empty] | 255000
TBD | SMIX/2S/EEE/25/30/... | image | datasheet | deeplink | TUNGSRAM - SMIx/2S - 3630lm - 25W - 3000K - 70CRI - TBD[SKU] - Universal coupler 30-60mm | 7.4 | Universal coupler 30-60mm | LED | 1 | 25 | [8 empty] | CE. ENEC | [6 empty] | 66 | 3000 | 499x365x95 |  | 220-240V |  | 5 |  |  |  | 70 |  | 3000 |  | 106000 |  | 258000 |  |  | 145.2 |  |  | 9 | EEE | 25 | < 10% at 100.000 hours |  | Available | 730/559 | CIE(x=0.434. y=0.403) 5 SDCM | Class I | IK08 |  |  | 50 |  | -40 | 1 | 25 | RAL7035 | 50-60Hz | Passive | LED | dimmable | Road&Street | SMIx/2S | Road&Street |  |  | 3630 | No sensor | 108000 | [6 empty] | 255000
TBD | SMIX/2S/CCC/25/30/... | image | datasheet | deeplink | TUNGSRAM - SMIx/2S - 3620lm - 25W - 3000K - 70CRI - TBD[SKU] - Universal coupler 30-60mm | 7.4 | Universal coupler 30-60mm | LED | 1 | 25 | [8 empty] | CE. ENEC | [6 empty] | 66 | 3000 | 499x365x95 |  | 220-240V |  | 5 |  |  |  | 70 |  | 3000 |  | 106000 |  | 258000 |  |  | 144.8 |  |  | 9 | CCC | 25 | < 10% at 100.000 hours |  | Available | 730/559 | CIE(x=0.434. y=0.403) 5 SDCM | Class I | IK08 |  |  | 50 |  | -40 | 1 | 25 | RAL7035 | 50-60Hz | Passive | LED | dimmable | Road&Street | SMIx/2S | Road&Street |  |  | 3620 | No sensor | 108000 | [6 empty] | 255000
TBD | SMIX/2S/YYY/20/30/... | image | datasheet | deeplink | TUNGSRAM - SMIx/2S - 2740lm - 20W - 3000K - 70CRI - TBD[SKU] - Universal coupler 30-60mm | 7.4 | Universal coupler 30-60mm | LED | 1 | 20 | [8 empty] | CE. ENEC | [6 empty] | 66 | 3000 | 499x365x95 |  | 220-240V |  | 5 |  |  |  | 70 |  | 3000 |  | 106000 |  | 258000 |  |  | 137 |  |  | 9 | YYY | 25 | < 10% at 100.000 hours |  | Available | 730/559 | CIE(x=0.434. y=0.403) 5 SDCM | Class I | IK08 |  |  | 50 |  | -40 | 1 | 20 | RAL7035 | 50-60Hz | Passive | LED | dimmable | Road&Street | SMIx/2S | Road&Street |  |  | 2740 | No sensor | 108000 | [6 empty] | 255000
TBD | SMIX/2S/XXX/20/30/... | image | datasheet | deeplink | TUNGSRAM - SMIx/2S - 2780lm - 20W - 3000K - 70CRI - TBD[SKU] - Universal coupler 30-60mm | 7.4 | Universal coupler 30-60mm | LED | 1 | 20 | [8 empty] | CE. ENEC | [6 empty] | 66 | 3000 | 499x365x95 |  | 220-240V |  | 5 |  |  |  | 70 |  | 3000 |  | 106000 |  | 258000 |  |  | 139 |  |  | 9 | XXX | 25 | < 10% at 100.000 hours |  | Available | 730/559 | CIE(x=0.434. y=0.403) 5 SDCM | Class I | IK08 |  |  | 50 |  | -40 | 1 | 20 | RAL7035 | 50-60Hz | Passive | LED | dimmable | Road&Street | SMIx/2S | Road&Street |  |  | 2780 | No sensor | 108000 | [6 empty] | 255000
TBD | SMIX/2S/WWW/20/30/... | image | datasheet | deeplink | TUNGSRAM - SMIx/2S - 2770lm - 20W - 3000K - 70CRI - TBD[SKU] - Universal coupler 30-60mm | 7.4 | Universal coupler 30-60mm | LED | 1 | 20 | [8 empty] | CE. ENEC | [6 empty] | 66 | 3000 | 499x365x95 |  | 220-240V |  | 5 |  |  |  | 70 |  | 3000 |  | 106000 |  | 258000 |  |  | 138.5 |  |  | 9 | WWW | 25 | < 10% at 100.000 hours |  | Available | 730/559 | CIE(x=0.434. y=0.403) 5 SDCM | Class I | IK08 |  |  | 50 |  | -40 | 1 | 20 | RAL7035 | 50-60Hz | Passive | LED | dimmable | Road&Street | SMIx/2S | Road&Street |  |  | 2770 | No sensor | 108000 | [6 empty] | 255000
TBD | SMIX/2S/VVV/20/30/... | image | datasheet | deeplink | TUNGSRAM - SMIx/2S - 2830lm - 20W - 3000K - 70CRI - TBD[SKU] - Universal coupler 30-60mm | 7.4 | Universal coupler 30-60mm | LED | 1 | 20 | [8 empty] | CE. ENEC | [6 empty] | 66 | 3000 | 499x365x95 |  | 220-240V |  | 5 |  |  |  | 70 |  | 3000 |  | 106000 |  | 258000 |  |  | 141.5 |  |  | 9 | VVV | 25 | < 10% at 100.000 hours |  | Available | 730/559 | CIE(x=0.434. y=0.403) 5 SDCM | Class I | IK08 |  |  | 50 |  | -40 | 1 | 20 | RAL7035 | 50-60Hz | Passive | LED | dimmable | Road&Street | SMIx/2S | Road&Street |  |  | 2830 | No sensor | 108000 | [6 empty] | 255000
TBD | SMIX/2S/UUU/20/30/... | image | datasheet | deeplink | TUNGSRAM - SMIx/2S - 2680lm - 20W - 3000K - 70CRI - TBD[SKU] - Universal coupler 30-60mm | 7.4 | Universal coupler 30-60mm | LED | 1 | 20 | [8 empty] | CE. ENEC | [6 empty] | 66 | 3000 | 499x365x95 |  | 220-240V |  | 5 |  |  |  | 70 |  | 3000 |  | 106000 |  | 258000 |  |  | 134 |  |  | 9 | UUU | 25 | < 10% at 100.000 hours |  | Available | 730/559 | CIE(x=0.434. y=0.403) 5 SDCM | Class I | IK08 |  |  | 50 |  | -40 | 1 | 20 | RAL7035 | 50-60Hz | Passive | LED | dimmable | Road&Street | SMIx/2S | Road&Street |  |  | 2680 | No sensor | 108000 | [6 empty] | 255000
TBD | SMIX/2S/SSS/20/30/... | image | datasheet | deeplink | TUNGSRAM - SMIx/2S - 2730lm - 20W - 3000K - 70CRI - TBD[SKU] - Universal coupler 30-60mm | 7.4 | Universal coupler 30-60mm | LED | 1 | 20 | [8 empty] | CE. ENEC | [6 empty] | 66 | 3000 | 499x365x95 |  | 220-240V |  | 5 |  |  |  | 70 |  | 3000 |  | 106000 |  | 258000 |  |  | 136.5 |  |  | 9 | SSS | 25 | < 10% at 100.000 hours |  | Available | 730/559 | CIE(x=0.434. y=0.403) 5 SDCM | Class I | IK08 |  |  | 50 |  | -40 | 1 | 20 | RAL7035 | 50-60Hz | Passive | LED | dimmable | Road&Street | SMIx/2S | Road&Street |  |  | 2730 | No sensor | 108000 | [6 empty] | 255000
TBD | SMIX/2S/QQQ/20/30/... | image | datasheet | deeplink | TUNGSRAM - SMIx/2S - 2770lm - 20W - 3000K - 70CRI - TBD[SKU] - Universal coupler 30-60mm | 7.4 | Universal coupler 30-60mm | LED | 1 | 20 | [8 empty] | CE. ENEC | [6 empty] | 66 | 3000 | 499x365x95 |  | 220-240V |  | 5 |  |  |  | 70 |  | 3000 |  | 106000 |  | 258000 |  |  | 138.5 |  |  | 9 | QQQ | 25 | < 10% at 100.000 hours |  | Available | 730/559 | CIE(x=0.434. y=0.403) 5 SDCM | Class I | IK08 |  |  | 50 |  | -40 | 1 | 20 | RAL7035 | 50-60Hz | Passive | LED | dimmable | Road&Street | SMIx/2S | Road&Street |  |  | 2770 | No sensor | 108000 | [6 empty] | 255000
TBD | SMIX/2S/PPP/20/30/... | image | datasheet | deeplink | TUNGSRAM - SMIx/2S - 2790lm - 20W - 3000K - 70CRI - TBD[SKU] - Universal coupler 30-60mm | 7.4 | Universal coupler 30-60mm | LED | 1 | 20 | [8 empty] | CE. ENEC | [6 empty] | 66 | 3000 | 499x365x95 |  | 220-240V |  | 5 |  |  |  | 70 |  | 3000 |  | 106000 |  | 258000 |  |  | 139.5 |  |  | 9 | PPP | 25 | < 10% at 100.000 hours |  | Available | 730/559 | CIE(x=0.434. y=0.403) 5 SDCM | Class I | IK08 |  |  | 50 |  | -40 | 1 | 20 | RAL7035 | 50-60Hz | Passive | LED | dimmable | Road&Street | SMIx/2S | Road&Street |  |  | 2790 | No sensor | 108000 | [6 empty] | 255000
TBD | SMIX/2S/OOO/20/30/... | image | datasheet | deeplink | TUNGSRAM - SMIx/2S - 2740lm - 20W - 3000K - 70CRI - TBD[SKU] - Universal coupler 30-60mm | 7.4 | Universal coupler 30-60mm | LED | 1 | 20 | [8 empty] | CE. ENEC | [6 empty] | 66 | 3000 | 499x365x95 |  | 220-240V |  | 5 |  |  |  | 70 |  | 3000 |  | 106000 |  | 258000 |  |  | 137 |  |  | 9 | OOO | 25 | < 10% at 100.000 hours |  | Available | 730/559 | CIE(x=0.434. y=0.403) 5 SDCM | Class I | IK08 |  |  | 50 |  | -40 | 1 | 20 | RAL7035 | 50-60Hz | Passive | LED | dimmable | Road&Street | SMIx/2S | Road&Street |  |  | 2740 | No sensor | 108000 | [6 empty] | 255000
TBD | SMIX/2S/NNN/20/30/... | image | datasheet | deeplink | TUNGSRAM - SMIx/2S - 2830lm - 20W - 3000K - 70CRI - TBD[SKU] - Universal coupler 30-60mm | 7.4 | Universal coupler 30-60mm | LED | 1 | 20 | [8 empty] | CE. ENEC | [6 empty] | 66 | 3000 | 499x365x95 |  | 220-240V |  | 5 |  |  |  | 70 |  | 3000 |  | 106000 |  | 258000 |  |  | 141.5 |  |  | 9 | NNN | 25 | < 10% at 100.000 hours |  | Available | 730/559 | CIE(x=0.434. y=0.403) 5 SDCM | Class I | IK08 |  |  | 50 |  | -40 | 1 | 20 | RAL7035 | 50-60Hz | Passive | LED | dimmable | Road&Street | SMIx/2S | Road&Street |  |  | 2830 | No sensor | 108000 | [6 empty] | 255000
TBD | SMIX/2S/MMM/20/30/... | image | datasheet | deeplink | TUNGSRAM - SMIx/2S - 2840lm - 20W - 3000K - 70CRI - TBD[SKU] - Universal coupler 30-60mm | 7.4 | Universal coupler 30-60mm | LED | 1 | 20 | [8 empty] | CE. ENEC | [6 empty] | 66 | 3000 | 499x365x95 |  | 220-240V |  | 5 |  |  |  | 70 |  | 3000 |  | 106000 |  | 258000 |  |  | 142 |  |  | 9 | MMM | 25 | < 10% at 100.000 hours |  | Available | 730/559 | CIE(x=0.434. y=0.403) 5 SDCM | Class I | IK08 |  |  | 50 |  | -40 | 1 | 20 | RAL7035 | 50-60Hz | Passive | LED | dimmable | Road&Street | SMIx/2S | Road&Street |  |  | 2840 | No sensor | 108000 | [6 empty] | 255000
TBD | SMIX/2S/LLL/20/30/... | image | datasheet | deeplink | TUNGSRAM - SMIx/2S - 2800lm - 20W - 3000K - 70CRI - TBD[SKU] - Universal coupler 30-60mm | 7.4 | Universal coupler 30-60mm | LED | 1 | 20 | [8 empty] | CE. ENEC | [6 empty] | 66 | 3000 | 499x365x95 |  | 220-240V |  | 5 |  |  |  | 70 |  | 3000 |  | 106000 |  | 258000 |  |  | 140 |  |  | 9 | LLL | 25 | < 10% at 100.000 hours |  | Available | 730/559 | CIE(x=0.434. y=0.403) 5 SDCM | Class I | IK08 |  |  | 50 |  | -40 | 1 | 20 | RAL7035 | 50-60Hz | Passive | LED | dimmable | Road&Street | SMIx/2S | Road&Street |  |  | 2800 | No sensor | 108000 | [6 empty] | 255000
TBD | SMIX/2S/KKK/20/30/... | image | datasheet | deeplink | TUNGSRAM - SMIx/2S - 2800lm - 20W - 3000K - 70CRI - TBD[SKU] - Universal coupler 30-60mm | 7.4 | Universal coupler 30-60mm | LED | 1 | 20 | [8 empty] | CE. ENEC | [6 empty] | 66 | 3000 | 499x365x95 |  | 220-240V |  | 5 |  |  |  | 70 |  | 3000 |  | 106000 |  | 258000 |  |  | 140 |  |  | 9 | KKK | 25 | < 10% at 100.000 hours |  | Available | 730/559 | CIE(x=0.434. y=0.403) 5 SDCM | Class I | IK08 |  |  | 50 |  | -40 | 1 | 20 | RAL7035 | 50-60Hz | Passive | LED | dimmable | Road&Street | SMIx/2S | Road&Street |  |  | 2800 | No sensor | 108000 | [6 empty] | 255000
TBD | SMIX/2S/JJJ/20/30/... | image | datasheet | deeplink | TUNGSRAM - SMIx/2S - 2780lm - 20W - 3000K - 70CRI - TBD[SKU] - Universal coupler 30-60mm | 7.4 | Universal coupler 30-60mm | LED | 1 | 20 | [8 empty] | CE. ENEC | [6 empty] | 66 | 3000 | 499x365x95 |  | 220-240V |  | 5 |  |  |  | 70 |  | 3000 |  | 106000 |  | 258000 |  |  | 139 |  |  | 9 | JJJ | 25 | < 10% at 100.000 hours |  | Available | 730/559 | CIE(x=0.434. y=0.403) 5 SDCM | Class I | IK08 |  |  | 50 |  | -40 | 1 | 20 | RAL7035 | 50-60Hz | Passive | LED | dimmable | Road&Street | SMIx/2S | Road&Street |  |  | 2780 | No sensor | 108000 | [6 empty] | 255000
TBD | SMIX/2S/HHH/20/30/... | image | datasheet | deeplink | TUNGSRAM - SMIx/2S - 2760lm - 20W - 3000K - 70CRI - TBD[SKU] - Universal coupler 30-60mm | 7.4 | Universal coupler 30-60mm | LED | 1 | 20 | [8 empty] | CE. ENEC | [6 empty] | 66 | 3000 | 499x365x95 |  | 220-240V |  | 5 |  |  |  | 70 |  | 3000 |  | 106000 |  | 258000 |  |  | 138 |  |  | 9 | HHH | 25 | < 10% at 100.000 hours |  | Available | 730/559 | CIE(x=0.434. y=0.403) 5 SDCM | Class I | IK08 |  |  | 50 |  | -40 | 1 | 20 | RAL7035 | 50-60Hz | Passive | LED | dimmable | Road&Street | SMIx/2S | Road&Street |  |  | 2760 | No sensor | 108000 | [6 empty] | 255000
TBD | SMIX/2S/FFF/20/30/... | image | datasheet | deeplink | TUNGSRAM - SMIx/2S - 2830lm - 20W - 3000K - 70CRI - TBD[SKU] - Universal coupler 30-60mm | 7.4 | Universal coupler 30-60mm | LED | 1 | 20 | [8 empty] | CE. ENEC | [6 empty] | 66 | 3000 | 499x365x95 |  | 220-240V |  | 5 |  |  |  | 70 |  | 3000 |  | 106000 |  | 258000 |  |  | 141.5 |  |  | 9 | FFF | 25 | < 10% at 100.000 hours |  | Available | 730/559 | CIE(x=0.434. y=0.403) 5 SDCM | Class I | IK08 |  |  | 50 |  | -40 | 1 | 20 | RAL7035 | 50-60Hz | Passive | LED | dimmable | Road&Street | SMIx/2S | Road&Street |  |  | 2830 | No sensor | 108000 | [6 empty] | 255000
TBD | SMIX/2S/EEE/20/30/... | image | datasheet | deeplink | TUNGSRAM - SMIx/2S - 2820lm - 20W - 3000K - 70CRI - TBD[SKU] - Universal coupler 30-60mm | 7.4 | Universal coupler 30-60mm | LED | 1 | 20 | [8 empty] | CE. ENEC | [6 empty] | 66 | 3000 | 499x365x95 |  | 220-240V |  | 5 |  |  |  | 70 |  | 3000 |  | 106000 |  | 258000 |  |  | 141 |  |  | 9 | EEE | 25 | < 10% at 100.000 hours |  | Available | 730/559 | CIE(x=0.434. y=0.403) 5 SDCM | Class I | IK08 |  |  | 50 |  | -40 | 1 | 20 | RAL7035 | 50-60Hz | Passive | LED | dimmable | Road&Street | SMIx/2S | Road&Street |  |  | 2820 | No sensor | 108000 | [6 empty] | 255000
TBD | SMIX/2S/CCC/20/30/... | image | datasheet | deeplink | TUNGSRAM - SMIx/2S - 2810lm - 20W - 3000K - 70CRI - TBD[SKU] - Universal coupler 30-60mm | 7.4 | Universal coupler 30-60mm | LED | 1 | 20 | [8 empty] | CE. ENEC | [6 empty] | 66 | 3000 | 499x365x95 |  | 220-240V |  | 5 |  |  |  | 70 |  | 3000 |  | 106000 |  | 258000 |  |  | 140.5 |  |  | 9 | CCC | 25 | < 10% at 100.000 hours |  | Available | 730/559 | CIE(x=0.434. y=0.403) 5 SDCM | Class I | IK08 |  |  | 50 |  | -40 | 1 | 20 | RAL7035 | 50-60Hz | Passive | LED | dimmable | Road&Street | SMIx/2S | Road&Street |  |  | 2810 | No sensor | 108000 | [6 empty] | 255000
TBD | SMIX/2S/YYY/100/40/... | image | datasheet | deeplink | TUNGSRAM - SMIx/2S - 13060lm - 100W - 4000K - 70CRI - TBD[SKU] - Universal coupler 30-60mm | 7.4 | Universal coupler 30-60mm | LED | 1 | 100 | [8 empty] | CE. ENEC | [6 empty] | 66 | 4000 | 499x365x95 |  | 220-240V |  | 5 |  |  |  | 70 |  | 4000 |  | 106000 |  | 258000 |  |  | 130.6 |  |  | 9 | YYY | 25 | < 10% at 100.000 hours |  | Available | 740/559 | CIE(x=0.382. y=0.380) 5 SDCM | Class I | IK08 |  |  | 50 |  | -40 | 1 | 100 | RAL7035 | 50-60Hz | Passive | LED | dimmable | Road&Street | SMIx/2S | Road&Street |  |  | 13060 | No sensor | 108000 | [6 empty] | 255000
TBD | SMIX/2S/XXX/100/40/... | image | datasheet | deeplink | TUNGSRAM - SMIx/2S - 13230lm - 100W - 4000K - 70CRI - TBD[SKU] - Universal coupler 30-60mm | 7.4 | Universal coupler 30-60mm | LED | 1 | 100 | [8 empty] | CE. ENEC | [6 empty] | 66 | 4000 | 499x365x95 |  | 220-240V |  | 5 |  |  |  | 70 |  | 4000 |  | 106000 |  | 258000 |  |  | 132.3 |  |  | 9 | XXX | 25 | < 10% at 100.000 hours |  | Available | 740/559 | CIE(x=0.382. y=0.380) 5 SDCM | Class I | IK08 |  |  | 50 |  | -40 | 1 | 100 | RAL7035 | 50-60Hz | Passive | LED | dimmable | Road&Street | SMIx/2S | Road&Street |  |  | 13230 | No sensor | 108000 | [6 empty] | 255000
TBD | SMIX/2S/WWW/100/40/... | image | datasheet | deeplink | TUNGSRAM - SMIx/2S - 13220lm - 100W - 4000K - 70CRI - TBD[SKU] - Universal coupler 30-60mm | 7.4 | Universal coupler 30-60mm | LED | 1 | 100 | [8 empty] | CE. ENEC | [6 empty] | 66 | 4000 | 499x365x95 |  | 220-240V |  | 5 |  |  |  | 70 |  | 4000 |  | 106000 |  | 258000 |  |  | 132.2 |  |  | 9 | WWW | 25 | < 10% at 100.000 hours |  | Available | 740/559 | CIE(x=0.382. y=0.380) 5 SDCM | Class I | IK08 |  |  | 50 |  | -40 | 1 | 100 | RAL7035 | 50-60Hz | Passive | LED | dimmable | Road&Street | SMIx/2S | Road&Street |  |  | 13220 | No sensor | 108000 | [6 empty] | 255000
TBD | SMIX/2S/VVV/100/40/... | image | datasheet | deeplink | TUNGSRAM - SMIx/2S - 13480lm - 100W - 4000K - 70CRI - TBD[SKU] - Universal coupler 30-60mm | 7.4 | Universal coupler 30-60mm | LED | 1 | 100 | [8 empty] | CE. ENEC | [6 empty] | 66 | 4000 | 499x365x95 |  | 220-240V |  | 5 |  |  |  | 70 |  | 4000 |  | 106000 |  | 258000 |  |  | 134.8 |  |  | 9 | VVV | 25 | < 10% at 100.000 hours |  | Available | 740/559 | CIE(x=0.382. y=0.380) 5 SDCM | Class I | IK08 |  |  | 50 |  | -40 | 1 | 100 | RAL7035 | 50-60Hz | Passive | LED | dimmable | Road&Street | SMIx/2S | Road&Street |  |  | 13480 | No sensor | 108000 | [6 empty] | 255000
TBD | SMIX/2S/UUU/100/40/... | image | datasheet | deeplink | TUNGSRAM - SMIx/2S - 12780lm - 100W - 4000K - 70CRI - TBD[SKU] - Universal coupler 30-60mm | 7.4 | Universal coupler 30-60mm | LED | 1 | 100 | [8 empty] | CE. ENEC | [6 empty] | 66 | 4000 | 499x365x95 |  | 220-240V |  | 5 |  |  |  | 70 |  | 4000 |  | 106000 |  | 258000 |  |  | 127.8 |  |  | 9 | UUU | 25 | < 10% at 100.000 hours |  | Available | 740/559 | CIE(x=0.382. y=0.380) 5 SDCM | Class I | IK08 |  |  | 50 |  | -40 | 1 | 100 | RAL7035 | 50-60Hz | Passive | LED | dimmable | Road&Street | SMIx/2S | Road&Street |  |  | 12780 | No sensor | 108000 | [6 empty] | 255000
TBD | SMIX/2S/SSS/100/40/... | image | datasheet | deeplink | TUNGSRAM - SMIx/2S - 13000lm - 100W - 4000K - 70CRI - TBD[SKU] - Universal coupler 30-60mm | 7.4 | Universal coupler 30-60mm | LED | 1 | 100 | [8 empty] | CE. ENEC | [6 empty] | 66 | 4000 | 499x365x95 |  | 220-240V |  | 5 |  |  |  | 70 |  | 4000 |  | 106000 |  | 258000 |  |  | 130 |  |  | 9 | SSS | 25 | < 10% at 100.000 hours |  | Available | 740/559 | CIE(x=0.382. y=0.380) 5 SDCM | Class I | IK08 |  |  | 50 |  | -40 | 1 | 100 | RAL7035 | 50-60Hz | Passive | LED | dimmable | Road&Street | SMIx/2S | Road&Street |  |  | 13000 | No sensor | 108000 | [6 empty] | 255000
TBD | SMIX/2S/QQQ/100/40/... | image | datasheet | deeplink | TUNGSRAM - SMIx/2S - 13180lm - 100W - 4000K - 70CRI - TBD[SKU] - Universal coupler 30-60mm | 7.4 | Universal coupler 30-60mm | LED | 1 | 100 | [8 empty] | CE. ENEC | [6 empty] | 66 | 4000 | 499x365x95 |  | 220-240V |  | 5 |  |  |  | 70 |  | 4000 |  | 106000 |  | 258000 |  |  | 131.8 |  |  | 9 | QQQ | 25 | < 10% at 100.000 hours |  | Available | 740/559 | CIE(x=0.382. y=0.380) 5 SDCM | Class I | IK08 |  |  | 50 |  | -40 | 1 | 100 | RAL7035 | 50-60Hz | Passive | LED | dimmable | Road&Street | SMIx/2S | Road&Street |  |  | 13180 | No sensor | 108000 | [6 empty] | 255000
TBD | SMIX/2S/PPP/100/40/... | image | datasheet | deeplink | TUNGSRAM - SMIx/2S - 13310lm - 100W - 4000K - 70CRI - TBD[SKU] - Universal coupler 30-60mm | 7.4 | Universal coupler 30-60mm | LED | 1 | 100 | [8 empty] | CE. ENEC | [6 empty] | 66 | 4000 | 499x365x95 |  | 220-240V |  | 5 |  |  |  | 70 |  | 4000 |  | 106000 |  | 258000 |  |  | 133.1 |  |  | 9 | PPP | 25 | < 10% at 100.000 hours |  | Available | 740/559 | CIE(x=0.382. y=0.380) 5 SDCM | Class I | IK08 |  |  | 50 |  | -40 | 1 | 100 | RAL7035 | 50-60Hz | Passive | LED | dimmable | Road&Street | SMIx/2S | Road&Street |  |  | 13310 | No sensor | 108000 | [6 empty] | 255000
TBD | SMIX/2S/OOO/100/40/... | image | datasheet | deeplink | TUNGSRAM - SMIx/2S - 13040lm - 100W - 4000K - 70CRI - TBD[SKU] - Universal coupler 30-60mm | 7.4 | Universal coupler 30-60mm | LED | 1 | 100 | [8 empty] | CE. ENEC | [6 empty] | 66 | 4000 | 499x365x95 |  | 220-240V |  | 5 |  |  |  | 70 |  | 4000 |  | 106000 |  | 258000 |  |  | 130.4 |  |  | 9 | OOO | 25 | < 10% at 100.000 hours |  | Available | 740/559 | CIE(x=0.382. y=0.380) 5 SDCM | Class I | IK08 |  |  | 50 |  | -40 | 1 | 100 | RAL7035 | 50-60Hz | Passive | LED | dimmable | Road&Street | SMIx/2S | Road&Street |  |  | 13040 | No sensor | 108000 | [6 empty] | 255000
TBD | SMIX/2S/NNN/100/40/... | image | datasheet | deeplink | TUNGSRAM - SMIx/2S - 13500lm - 100W - 4000K - 70CRI - TBD[SKU] - Universal coupler 30-60mm | 7.4 | Universal coupler 30-60mm | LED | 1 | 100 | [8 empty] | CE. ENEC | [6 empty] | 66 | 4000 | 499x365x95 |  | 220-240V |  | 5 |  |  |  | 70 |  | 4000 |  | 106000 |  | 258000 |  |  | 135 |  |  | 9 | NNN | 25 | < 10% at 100.000 hours |  | Available | 740/559 | CIE(x=0.382. y=0.380) 5 SDCM | Class I | IK08 |  |  | 50 |  | -40 | 1 | 100 | RAL7035 | 50-60Hz | Passive | LED | dimmable | Road&Street | SMIx/2S | Road&Street |  |  | 13500 | No sensor | 108000 | [6 empty] | 255000
TBD | SMIX/2S/MMM/100/40/... | image | datasheet | deeplink | TUNGSRAM - SMIx/2S - 13530lm - 100W - 4000K - 70CRI - TBD[SKU] - Universal coupler 30-60mm | 7.4 | Universal coupler 30-60mm | LED | 1 | 100 | [8 empty] | CE. ENEC | [6 empty] | 66 | 4000 | 499x365x95 |  | 220-240V |  | 5 |  |  |  | 70 |  | 4000 |  | 106000 |  | 258000 |  |  | 135.3 |  |  | 9 | MMM | 25 | < 10% at 100.000 hours |  | Available | 740/559 | CIE(x=0.382. y=0.380) 5 SDCM | Class I | IK08 |  |  | 50 |  | -40 | 1 | 100 | RAL7035 | 50-60Hz | Passive | LED | dimmable | Road&Street | SMIx/2S | Road&Street |  |  | 13530 | No sensor | 108000 | [6 empty] | 255000
TBD | SMIX/2S/LLL/100/40/... | image | datasheet | deeplink | TUNGSRAM - SMIx/2S - 13340lm - 100W - 4000K - 70CRI - TBD[SKU] - Universal coupler 30-60mm | 7.4 | Universal coupler 30-60mm | LED | 1 | 100 | [8 empty] | CE. ENEC | [6 empty] | 66 | 4000 | 499x365x95 |  | 220-240V |  | 5 |  |  |  | 70 |  | 4000 |  | 106000 |  | 258000 |  |  | 133.4 |  |  | 9 | LLL | 25 | < 10% at 100.000 hours |  | Available | 740/559 | CIE(x=0.382. y=0.380) 5 SDCM | Class I | IK08 |  |  | 50 |  | -40 | 1 | 100 | RAL7035 | 50-60Hz | Passive | LED | dimmable | Road&Street | SMIx/2S | Road&Street |  |  | 13340 | No sensor | 108000 | [6 empty] | 255000
TBD | SMIX/2S/KKK/100/40/... | image | datasheet | deeplink | TUNGSRAM - SMIx/2S - 13340lm - 100W - 4000K - 70CRI - TBD[SKU] - Universal coupler 30-60mm | 7.4 | Universal coupler 30-60mm | LED | 1 | 100 | [8 empty] | CE. ENEC | [6 empty] | 66 | 4000 | 499x365x95 |  | 220-240V |  | 5 |  |  |  | 70 |  | 4000 |  | 106000 |  | 258000 |  |  | 133.4 |  |  | 9 | KKK | 25 | < 10% at 100.000 hours |  | Available | 740/559 | CIE(x=0.382. y=0.380) 5 SDCM | Class I | IK08 |  |  | 50 |  | -40 | 1 | 100 | RAL7035 | 50-60Hz | Passive | LED | dimmable | Road&Street | SMIx/2S | Road&Street |  |  | 13340 | No sensor | 108000 | [6 empty] | 255000
TBD | SMIX/2S/JJJ/100/40/... | image | datasheet | deeplink | TUNGSRAM - SMIx/2S - 13230lm - 100W - 4000K - 70CRI - TBD[SKU] - Universal coupler 30-60mm | 7.4 | Universal coupler 30-60mm | LED | 1 | 100 | [8 empty] | CE. ENEC | [6 empty] | 66 | 4000 | 499x365x95 |  | 220-240V |  | 5 |  |  |  | 70 |  | 4000 |  | 106000 |  | 258000 |  |  | 132.3 |  |  | 9 | JJJ | 25 | < 10% at 100.000 hours |  | Available | 740/559 | CIE(x=0.382. y=0.380) 5 SDCM | Class I | IK08 |  |  | 50 |  | -40 | 1 | 100 | RAL7035 | 50-60Hz | Passive | LED | dimmable | Road&Street | SMIx/2S | Road&Street |  |  | 13230 | No sensor | 108000 | [6 empty] | 255000
TBD | SMIX/2S/HHH/100/40/... | image | datasheet | deeplink | TUNGSRAM - SMIx/2S - 13150lm - 100W - 4000K - 70CRI - TBD[SKU] - Universal coupler 30-60mm | 7.4 | Universal coupler 30-60mm | LED | 1 | 100 | [8 empty] | CE. ENEC | [6 empty] | 66 | 4000 | 499x365x95 |  | 220-240V |  | 5 |  |  |  | 70 |  | 4000 |  | 106000 |  | 258000 |  |  | 131.5 |  |  | 9 | HHH | 25 | < 10% at 100.000 hours |  | Available | 740/559 | CIE(x=0.382. y=0.380) 5 SDCM | Class I | IK08 |  |  | 50 |  | -40 | 1 | 100 | RAL7035 | 50-60Hz | Passive | LED | dimmable | Road&Street | SMIx/2S | Road&Street |  |  | 13150 | No sensor | 108000 | [6 empty] | 255000
TBD | SMIX/2S/FFF/100/40/... | image | datasheet | deeplink | TUNGSRAM - SMIx/2S - 13480lm - 100W - 4000K - 70CRI - TBD[SKU] - Universal coupler 30-60mm | 7.4 | Universal coupler 30-60mm | LED | 1 | 100 | [8 empty] | CE. ENEC | [6 empty] | 66 | 4000 | 499x365x95 |  | 220-240V |  | 5 |  |  |  | 70 |  | 4000 |  | 106000 |  | 258000 |  |  | 134.8 |  |  | 9 | FFF | 25 | < 10% at 100.000 hours |  | Available | 740/559 | CIE(x=0.382. y=0.380) 5 SDCM | Class I | IK08 |  |  | 50 |  | -40 | 1 | 100 | RAL7035 | 50-60Hz | Passive | LED | dimmable | Road&Street | SMIx/2S | Road&Street |  |  | 13480 | No sensor | 108000 | [6 empty] | 255000
TBD | SMIX/2S/EEE/100/40/... | image | datasheet | deeplink | TUNGSRAM - SMIx/2S - 13430lm - 100W - 4000K - 70CRI - TBD[SKU] - Universal coupler 30-60mm | 7.4 | Universal coupler 30-60mm | LED | 1 | 100 | [8 empty] | CE. ENEC | [6 empty] | 66 | 4000 | 499x365x95 |  | 220-240V |  | 5 |  |  |  | 70 |  | 4000 |  | 106000 |  | 258000 |  |  | 134.3 |  |  | 9 | EEE | 25 | < 10% at 100.000 hours |  | Available | 740/559 | CIE(x=0.382. y=0.380) 5 SDCM | Class I | IK08 |  |  | 50 |  | -40 | 1 | 100 | RAL7035 | 50-60Hz | Passive | LED | dimmable | Road&Street | SMIx/2S | Road&Street |  |  | 13430 | No sensor | 108000 | [6 empty] | 255000
TBD | SMIX/2S/CCC/100/40/... | image | datasheet | deeplink | TUNGSRAM - SMIx/2S - 13390lm - 100W - 4000K - 70CRI - TBD[SKU] - Universal coupler 30-60mm | 7.4 | Universal coupler 30-60mm | LED | 1 | 100 | [8 empty] | CE. ENEC | [6 empty] | 66 | 4000 | 499x365x95 |  | 220-240V |  | 5 |  |  |  | 70 |  | 4000 |  | 106000 |  | 258000 |  |  | 133.9 |  |  | 9 | CCC | 25 | < 10% at 100.000 hours |  | Available | 740/559 | CIE(x=0.382. y=0.380) 5 SDCM | Class I | IK08 |  |  | 50 |  | -40 | 1 | 100 | RAL7035 | 50-60Hz | Passive | LED | dimmable | Road&Street | SMIx/2S | Road&Street |  |  | 13390 | No sensor | 108000 | [6 empty] | 255000
TBD | SMIX/2S/YYY/90/40/... | image | datasheet | deeplink | TUNGSRAM - SMIx/2S - 11730lm - 90W - 4000K - 70CRI - TBD[SKU] - Universal coupler 30-60mm | 7.4 | Universal coupler 30-60mm | LED | 1 | 90 | [8 empty] | CE. ENEC | [6 empty] | 66 | 4000 | 499x365x95 |  | 220-240V |  | 5 |  |  |  | 70 |  | 4000 |  | 106000 |  | 258000 |  |  | 130.33 |  |  | 9 | YYY | 25 | < 10% at 100.000 hours |  | Available | 740/559 | CIE(x=0.382. y=0.380) 5 SDCM | Class I | IK08 |  |  | 50 |  | -40 | 1 | 90 | RAL7035 | 50-60Hz | Passive | LED | dimmable | Road&Street | SMIx/2S | Road&Street |  |  | 11730 | No sensor | 108000 | [6 empty] | 255000
TBD | SMIX/2S/XXX/90/40/... | image | datasheet | deeplink | TUNGSRAM - SMIx/2S - 11880lm - 90W - 4000K - 70CRI - TBD[SKU] - Universal coupler 30-60mm | 7.4 | Universal coupler 30-60mm | LED | 1 | 90 | [8 empty] | CE. ENEC | [6 empty] | 66 | 4000 | 499x365x95 |  | 220-240V |  | 5 |  |  |  | 70 |  | 4000 |  | 106000 |  | 258000 |  |  | 132 |  |  | 9 | XXX | 25 | < 10% at 100.000 hours |  | Available | 740/559 | CIE(x=0.382. y=0.380) 5 SDCM | Class I | IK08 |  |  | 50 |  | -40 | 1 | 90 | RAL7035 | 50-60Hz | Passive | LED | dimmable | Road&Street | SMIx/2S | Road&Street |  |  | 11880 | No sensor | 108000 | [6 empty] | 255000
TBD | SMIX/2S/WWW/90/40/... | image | datasheet | deeplink | TUNGSRAM - SMIx/2S - 11870lm - 90W - 4000K - 70CRI - TBD[SKU] - Universal coupler 30-60mm | 7.4 | Universal coupler 30-60mm | LED | 1 | 90 | [8 empty] | CE. ENEC | [6 empty] | 66 | 4000 | 499x365x95 |  | 220-240V |  | 5 |  |  |  | 70 |  | 4000 |  | 106000 |  | 258000 |  |  | 131.89 |  |  | 9 | WWW | 25 | < 10% at 100.000 hours |  | Available | 740/559 | CIE(x=0.382. y=0.380) 5 SDCM | Class I | IK08 |  |  | 50 |  | -40 | 1 | 90 | RAL7035 | 50-60Hz | Passive | LED | dimmable | Road&Street | SMIx/2S | Road&Street |  |  | 11870 | No sensor | 108000 | [6 empty] | 255000
TBD | SMIX/2S/VVV/90/40/... | image | datasheet | deeplink | TUNGSRAM - SMIx/2S - 12100lm - 90W - 4000K - 70CRI - TBD[SKU] - Universal coupler 30-60mm | 7.4 | Universal coupler 30-60mm | LED | 1 | 90 | [8 empty] | CE. ENEC | [6 empty] | 66 | 4000 | 499x365x95 |  | 220-240V |  | 5 |  |  |  | 70 |  | 4000 |  | 106000 |  | 258000 |  |  | 134.44 |  |  | 9 | VVV | 25 | < 10% at 100.000 hours |  | Available | 740/559 | CIE(x=0.382. y=0.380) 5 SDCM | Class I | IK08 |  |  | 50 |  | -40 | 1 | 90 | RAL7035 | 50-60Hz | Passive | LED | dimmable | Road&Street | SMIx/2S | Road&Street |  |  | 12100 | No sensor | 108000 | [6 empty] | 255000
TBD | SMIX/2S/UUU/90/40/... | image | datasheet | deeplink | TUNGSRAM - SMIx/2S - 11480lm - 90W - 4000K - 70CRI - TBD[SKU] - Universal coupler 30-60mm | 7.4 | Universal coupler 30-60mm | LED | 1 | 90 | [8 empty] | CE. ENEC | [6 empty] | 66 | 4000 | 499x365x95 |  | 220-240V |  | 5 |  |  |  | 70 |  | 4000 |  | 106000 |  | 258000 |  |  | 127.56 |  |  | 9 | UUU | 25 | < 10% at 100.000 hours |  | Available | 740/559 | CIE(x=0.382. y=0.380) 5 SDCM | Class I | IK08 |  |  | 50 |  | -40 | 1 | 90 | RAL7035 | 50-60Hz | Passive | LED | dimmable | Road&Street | SMIx/2S | Road&Street |  |  | 11480 | No sensor | 108000 | [6 empty] | 255000
TBD | SMIX/2S/SSS/90/40/... | image | datasheet | deeplink | TUNGSRAM - SMIx/2S - 11670lm - 90W - 4000K - 70CRI - TBD[SKU] - Universal coupler 30-60mm | 7.4 | Universal coupler 30-60mm | LED | 1 | 90 | [8 empty] | CE. ENEC | [6 empty] | 66 | 4000 | 499x365x95 |  | 220-240V |  | 5 |  |  |  | 70 |  | 4000 |  | 106000 |  | 258000 |  |  | 129.67 |  |  | 9 | SSS | 25 | < 10% at 100.000 hours |  | Available | 740/559 | CIE(x=0.382. y=0.380) 5 SDCM | Class I | IK08 |  |  | 50 |  | -40 | 1 | 90 | RAL7035 | 50-60Hz | Passive | LED | dimmable | Road&Street | SMIx/2S | Road&Street |  |  | 11670 | No sensor | 108000 | [6 empty] | 255000
TBD | SMIX/2S/QQQ/90/40/... | image | datasheet | deeplink | TUNGSRAM - SMIx/2S - 11840lm - 90W - 4000K - 70CRI - TBD[SKU] - Universal coupler 30-60mm | 7.4 | Universal coupler 30-60mm | LED | 1 | 90 | [8 empty] | CE. ENEC | [6 empty] | 66 | 4000 | 499x365x95 |  | 220-240V |  | 5 |  |  |  | 70 |  | 4000 |  | 106000 |  | 258000 |  |  | 131.56 |  |  | 9 | QQQ | 25 | < 10% at 100.000 hours |  | Available | 740/559 | CIE(x=0.382. y=0.380) 5 SDCM | Class I | IK08 |  |  | 50 |  | -40 | 1 | 90 | RAL7035 | 50-60Hz | Passive | LED | dimmable | Road&Street | SMIx/2S | Road&Street |  |  | 11840 | No sensor | 108000 | [6 empty] | 255000
TBD | SMIX/2S/PPP/90/40/... | image | datasheet | deeplink | TUNGSRAM - SMIx/2S - 11950lm - 90W - 4000K - 70CRI - TBD[SKU] - Universal coupler 30-60mm | 7.4 | Universal coupler 30-60mm | LED | 1 | 90 | [8 empty] | CE. ENEC | [6 empty] | 66 | 4000 | 499x365x95 |  | 220-240V |  | 5 |  |  |  | 70 |  | 4000 |  | 106000 |  | 258000 |  |  | 132.78 |  |  | 9 | PPP | 25 | < 10% at 100.000 hours |  | Available | 740/559 | CIE(x=0.382. y=0.380) 5 SDCM | Class I | IK08 |  |  | 50 |  | -40 | 1 | 90 | RAL7035 | 50-60Hz | Passive | LED | dimmable | Road&Street | SMIx/2S | Road&Street |  |  | 11950 | No sensor | 108000 | [6 empty] | 255000
TBD | SMIX/2S/OOO/90/40/... | image | datasheet | deeplink | TUNGSRAM - SMIx/2S - 11710lm - 90W - 4000K - 70CRI - TBD[SKU] - Universal coupler 30-60mm | 7.4 | Universal coupler 30-60mm | LED | 1 | 90 | [8 empty] | CE. ENEC | [6 empty] | 66 | 4000 | 499x365x95 |  | 220-240V |  | 5 |  |  |  | 70 |  | 4000 |  | 106000 |  | 258000 |  |  | 130.11 |  |  | 9 | OOO | 25 | < 10% at 100.000 hours |  | Available | 740/559 | CIE(x=0.382. y=0.380) 5 SDCM | Class I | IK08 |  |  | 50 |  | -40 | 1 | 90 | RAL7035 | 50-60Hz | Passive | LED | dimmable | Road&Street | SMIx/2S | Road&Street |  |  | 11710 | No sensor | 108000 | [6 empty] | 255000
TBD | SMIX/2S/NNN/90/40/... | image | datasheet | deeplink | TUNGSRAM - SMIx/2S - 12120lm - 90W - 4000K - 70CRI - TBD[SKU] - Universal coupler 30-60mm | 7.4 | Universal coupler 30-60mm | LED | 1 | 90 | [8 empty] | CE. ENEC | [6 empty] | 66 | 4000 | 499x365x95 |  | 220-240V |  | 5 |  |  |  | 70 |  | 4000 |  | 106000 |  | 258000 |  |  | 134.67 |  |  | 9 | NNN | 25 | < 10% at 100.000 hours |  | Available | 740/559 | CIE(x=0.382. y=0.380) 5 SDCM | Class I | IK08 |  |  | 50 |  | -40 | 1 | 90 | RAL7035 | 50-60Hz | Passive | LED | dimmable | Road&Street | SMIx/2S | Road&Street |  |  | 12120 | No sensor | 108000 | [6 empty] | 255000
TBD | SMIX/2S/MMM/90/40/... | image | datasheet | deeplink | TUNGSRAM - SMIx/2S - 12140lm - 90W - 4000K - 70CRI - TBD[SKU] - Universal coupler 30-60mm | 7.4 | Universal coupler 30-60mm | LED | 1 | 90 | [8 empty] | CE. ENEC | [6 empty] | 66 | 4000 | 499x365x95 |  | 220-240V |  | 5 |  |  |  | 70 |  | 4000 |  | 106000 |  | 258000 |  |  | 134.89 |  |  | 9 | MMM | 25 | < 10% at 100.000 hours |  | Available | 740/559 | CIE(x=0.382. y=0.380) 5 SDCM | Class I | IK08 |  |  | 50 |  | -40 | 1 | 90 | RAL7035 | 50-60Hz | Passive | LED | dimmable | Road&Street | SMIx/2S | Road&Street |  |  | 12140 | No sensor | 108000 | [6 empty] | 255000
TBD | SMIX/2S/LLL/90/40/... | image | datasheet | deeplink | TUNGSRAM - SMIx/2S - 11980lm - 90W - 4000K - 70CRI - TBD[SKU] - Universal coupler 30-60mm | 7.4 | Universal coupler 30-60mm | LED | 1 | 90 | [8 empty] | CE. ENEC | [6 empty] | 66 | 4000 | 499x365x95 |  | 220-240V |  | 5 |  |  |  | 70 |  | 4000 |  | 106000 |  | 258000 |  |  | 133.11 |  |  | 9 | LLL | 25 | < 10% at 100.000 hours |  | Available | 740/559 | CIE(x=0.382. y=0.380) 5 SDCM | Class I | IK08 |  |  | 50 |  | -40 | 1 | 90 | RAL7035 | 50-60Hz | Passive | LED | dimmable | Road&Street | SMIx/2S | Road&Street |  |  | 11980 | No sensor | 108000 | [6 empty] | 255000
TBD | SMIX/2S/KKK/90/40/... | image | datasheet | deeplink | TUNGSRAM - SMIx/2S - 11980lm - 90W - 4000K - 70CRI - TBD[SKU] - Universal coupler 30-60mm | 7.4 | Universal coupler 30-60mm | LED | 1 | 90 | [8 empty] | CE. ENEC | [6 empty] | 66 | 4000 | 499x365x95 |  | 220-240V |  | 5 |  |  |  | 70 |  | 4000 |  | 106000 |  | 258000 |  |  | 133.11 |  |  | 9 | KKK | 25 | < 10% at 100.000 hours |  | Available | 740/559 | CIE(x=0.382. y=0.380) 5 SDCM | Class I | IK08 |  |  | 50 |  | -40 | 1 | 90 | RAL7035 | 50-60Hz | Passive | LED | dimmable | Road&Street | SMIx/2S | Road&Street |  |  | 11980 | No sensor | 108000 | [6 empty] | 255000
TBD | SMIX/2S/JJJ/90/40/... | image | datasheet | deeplink | TUNGSRAM - SMIx/2S - 11880lm - 90W - 4000K - 70CRI - TBD[SKU] - Universal coupler 30-60mm | 7.4 | Universal coupler 30-60mm | LED | 1 | 90 | [8 empty] | CE. ENEC | [6 empty] | 66 | 4000 | 499x365x95 |  | 220-240V |  | 5 |  |  |  | 70 |  | 4000 |  | 106000 |  | 258000 |  |  | 132 |  |  | 9 | JJJ | 25 | < 10% at 100.000 hours |  | Available | 740/559 | CIE(x=0.382. y=0.380) 5 SDCM | Class I | IK08 |  |  | 50 |  | -40 | 1 | 90 | RAL7035 | 50-60Hz | Passive | LED | dimmable | Road&Street | SMIx/2S | Road&Street |  |  | 11880 | No sensor | 108000 | [6 empty] | 255000
TBD | SMIX/2S/HHH/90/40/... | image | datasheet | deeplink | TUNGSRAM - SMIx/2S - 11800lm - 90W - 4000K - 70CRI - TBD[SKU] - Universal coupler 30-60mm | 7.4 | Universal coupler 30-60mm | LED | 1 | 90 | [8 empty] | CE. ENEC | [6 empty] | 66 | 4000 | 499x365x95 |  | 220-240V |  | 5 |  |  |  | 70 |  | 4000 |  | 106000 |  | 258000 |  |  | 131.11 |  |  | 9 | HHH | 25 | < 10% at 100.000 hours |  | Available | 740/559 | CIE(x=0.382. y=0.380) 5 SDCM | Class I | IK08 |  |  | 50 |  | -40 | 1 | 90 | RAL7035 | 50-60Hz | Passive | LED | dimmable | Road&Street | SMIx/2S | Road&Street |  |  | 11800 | No sensor | 108000 | [6 empty] | 255000
TBD | SMIX/2S/FFF/90/40/... | image | datasheet | deeplink | TUNGSRAM - SMIx/2S - 12100lm - 90W - 4000K - 70CRI - TBD[SKU] - Universal coupler 30-60mm | 7.4 | Universal coupler 30-60mm | LED | 1 | 90 | [8 empty] | CE. ENEC | [6 empty] | 66 | 4000 | 499x365x95 |  | 220-240V |  | 5 |  |  |  | 70 |  | 4000 |  | 106000 |  | 258000 |  |  | 134.44 |  |  | 9 | FFF | 25 | < 10% at 100.000 hours |  | Available | 740/559 | CIE(x=0.382. y=0.380) 5 SDCM | Class I | IK08 |  |  | 50 |  | -40 | 1 | 90 | RAL7035 | 50-60Hz | Passive | LED | dimmable | Road&Street | SMIx/2S | Road&Street |  |  | 12100 | No sensor | 108000 | [6 empty] | 255000
TBD | SMIX/2S/EEE/90/40/... | image | datasheet | deeplink | TUNGSRAM - SMIx/2S - 12060lm - 90W - 4000K - 70CRI - TBD[SKU] - Universal coupler 30-60mm | 7.4 | Universal coupler 30-60mm | LED | 1 | 90 | [8 empty] | CE. ENEC | [6 empty] | 66 | 4000 | 499x365x95 |  | 220-240V |  | 5 |  |  |  | 70 |  | 4000 |  | 106000 |  | 258000 |  |  | 134 |  |  | 9 | EEE | 25 | < 10% at 100.000 hours |  | Available | 740/559 | CIE(x=0.382. y=0.380) 5 SDCM | Class I | IK08 |  |  | 50 |  | -40 | 1 | 90 | RAL7035 | 50-60Hz | Passive | LED | dimmable | Road&Street | SMIx/2S | Road&Street |  |  | 12060 | No sensor | 108000 | [6 empty] | 255000
TBD | SMIX/2S/CCC/90/40/... | image | datasheet | deeplink | TUNGSRAM - SMIx/2S - 12020lm - 90W - 4000K - 70CRI - TBD[SKU] - Universal coupler 30-60mm | 7.4 | Universal coupler 30-60mm | LED | 1 | 90 | [8 empty] | CE. ENEC | [6 empty] | 66 | 4000 | 499x365x95 |  | 220-240V |  | 5 |  |  |  | 70 |  | 4000 |  | 106000 |  | 258000 |  |  | 133.56 |  |  | 9 | CCC | 25 | < 10% at 100.000 hours |  | Available | 740/559 | CIE(x=0.382. y=0.380) 5 SDCM | Class I | IK08 |  |  | 50 |  | -40 | 1 | 90 | RAL7035 | 50-60Hz | Passive | LED | dimmable | Road&Street | SMIx/2S | Road&Street |  |  | 12020 | No sensor | 108000 | [6 empty] | 255000
TBD | SMIX/2S/YYY/80/40/... | image | datasheet | deeplink | TUNGSRAM - SMIx/2S - 10700lm - 80W - 4000K - 70CRI - TBD[SKU] - Universal coupler 30-60mm | 7.4 | Universal coupler 30-60mm | LED | 1 | 80 | [8 empty] | CE. ENEC | [6 empty] | 66 | 4000 | 499x365x95 |  | 220-240V |  | 5 |  |  |  | 70 |  | 4000 |  | 106000 |  | 258000 |  |  | 133.75 |  |  | 9 | YYY | 25 | < 10% at 100.000 hours |  | Available | 740/559 | CIE(x=0.382. y=0.380) 5 SDCM | Class I | IK08 |  |  | 50 |  | -40 | 1 | 80 | RAL7035 | 50-60Hz | Passive | LED | dimmable | Road&Street | SMIx/2S | Road&Street |  |  | 10700 | No sensor | 108000 | [6 empty] | 255000
TBD | SMIX/2S/XXX/80/40/... | image | datasheet | deeplink | TUNGSRAM - SMIx/2S - 10840lm - 80W - 4000K - 70CRI - TBD[SKU] - Universal coupler 30-60mm | 7.4 | Universal coupler 30-60mm | LED | 1 | 80 | [8 empty] | CE. ENEC | [6 empty] | 66 | 4000 | 499x365x95 |  | 220-240V |  | 5 |  |  |  | 70 |  | 4000 |  | 106000 |  | 258000 |  |  | 135.5 |  |  | 9 | XXX | 25 | < 10% at 100.000 hours |  | Available | 740/559 | CIE(x=0.382. y=0.380) 5 SDCM | Class I | IK08 |  |  | 50 |  | -40 | 1 | 80 | RAL7035 | 50-60Hz | Passive | LED | dimmable | Road&Street | SMIx/2S | Road&Street |  |  | 10840 | No sensor | 108000 | [6 empty] | 255000
TBD | SMIX/2S/WWW/80/40/... | image | datasheet | deeplink | TUNGSRAM - SMIx/2S - 10830lm - 80W - 4000K - 70CRI - TBD[SKU] - Universal coupler 30-60mm | 7.4 | Universal coupler 30-60mm | LED | 1 | 80 | [8 empty] | CE. ENEC | [6 empty] | 66 | 4000 | 499x365x95 |  | 220-240V |  | 5 |  |  |  | 70 |  | 4000 |  | 106000 |  | 258000 |  |  | 135.38 |  |  | 9 | WWW | 25 | < 10% at 100.000 hours |  | Available | 740/559 | CIE(x=0.382. y=0.380) 5 SDCM | Class I | IK08 |  |  | 50 |  | -40 | 1 | 80 | RAL7035 | 50-60Hz | Passive | LED | dimmable | Road&Street | SMIx/2S | Road&Street |  |  | 10830 | No sensor | 108000 | [6 empty] | 255000
TBD | SMIX/2S/VVV/80/40/... | image | datasheet | deeplink | TUNGSRAM - SMIx/2S - 11040lm - 80W - 4000K - 70CRI - TBD[SKU] - Universal coupler 30-60mm | 7.4 | Universal coupler 30-60mm | LED | 1 | 80 | [8 empty] | CE. ENEC | [6 empty] | 66 | 4000 | 499x365x95 |  | 220-240V |  | 5 |  |  |  | 70 |  | 4000 |  | 106000 |  | 258000 |  |  | 138 |  |  | 9 | VVV | 25 | < 10% at 100.000 hours |  | Available | 740/559 | CIE(x=0.382. y=0.380) 5 SDCM | Class I | IK08 |  |  | 50 |  | -40 | 1 | 80 | RAL7035 | 50-60Hz | Passive | LED | dimmable | Road&Street | SMIx/2S | Road&Street |  |  | 11040 | No sensor | 108000 | [6 empty] | 255000
TBD | SMIX/2S/UUU/80/40/... | image | datasheet | deeplink | TUNGSRAM - SMIx/2S - 10470lm - 80W - 4000K - 70CRI - TBD[SKU] - Universal coupler 30-60mm | 7.4 | Universal coupler 30-60mm | LED | 1 | 80 | [8 empty] | CE. ENEC | [6 empty] | 66 | 4000 | 499x365x95 |  | 220-240V |  | 5 |  |  |  | 70 |  | 4000 |  | 106000 |  | 258000 |  |  | 130.88 |  |  | 9 | UUU | 25 | < 10% at 100.000 hours |  | Available | 740/559 | CIE(x=0.382. y=0.380) 5 SDCM | Class I | IK08 |  |  | 50 |  | -40 | 1 | 80 | RAL7035 | 50-60Hz | Passive | LED | dimmable | Road&Street | SMIx/2S | Road&Street |  |  | 10470 | No sensor | 108000 | [6 empty] | 255000
TBD | SMIX/2S/SSS/80/40/... | image | datasheet | deeplink | TUNGSRAM - SMIx/2S - 10650lm - 80W - 4000K - 70CRI - TBD[SKU] - Universal coupler 30-60mm | 7.4 | Universal coupler 30-60mm | LED | 1 | 80 | [8 empty] | CE. ENEC | [6 empty] | 66 | 4000 | 499x365x95 |  | 220-240V |  | 5 |  |  |  | 70 |  | 4000 |  | 106000 |  | 258000 |  |  | 133.12 |  |  | 9 | SSS | 25 | < 10% at 100.000 hours |  | Available | 740/559 | CIE(x=0.382. y=0.380) 5 SDCM | Class I | IK08 |  |  | 50 |  | -40 | 1 | 80 | RAL7035 | 50-60Hz | Passive | LED | dimmable | Road&Street | SMIx/2S | Road&Street |  |  | 10650 | No sensor | 108000 | [6 empty] | 255000
TBD | SMIX/2S/QQQ/80/40/... | image | datasheet | deeplink | TUNGSRAM - SMIx/2S - 10800lm - 80W - 4000K - 70CRI - TBD[SKU] - Universal coupler 30-60mm | 7.4 | Universal coupler 30-60mm | LED | 1 | 80 | [8 empty] | CE. ENEC | [6 empty] | 66 | 4000 | 499x365x95 |  | 220-240V |  | 5 |  |  |  | 70 |  | 4000 |  | 106000 |  | 258000 |  |  | 135 |  |  | 9 | QQQ | 25 | < 10% at 100.000 hours |  | Available | 740/559 | CIE(x=0.382. y=0.380) 5 SDCM | Class I | IK08 |  |  | 50 |  | -40 | 1 | 80 | RAL7035 | 50-60Hz | Passive | LED | dimmable | Road&Street | SMIx/2S | Road&Street |  |  | 10800 | No sensor | 108000 | [6 empty] | 255000
TBD | SMIX/2S/PPP/80/40/... | image | datasheet | deeplink | TUNGSRAM - SMIx/2S - 10900lm - 80W - 4000K - 70CRI - TBD[SKU] - Universal coupler 30-60mm | 7.4 | Universal coupler 30-60mm | LED | 1 | 80 | [8 empty] | CE. ENEC | [6 empty] | 66 | 4000 | 499x365x95 |  | 220-240V |  | 5 |  |  |  | 70 |  | 4000 |  | 106000 |  | 258000 |  |  | 136.25 |  |  | 9 | PPP | 25 | < 10% at 100.000 hours |  | Available | 740/559 | CIE(x=0.382. y=0.380) 5 SDCM | Class I | IK08 |  |  | 50 |  | -40 | 1 | 80 | RAL7035 | 50-60Hz | Passive | LED | dimmable | Road&Street | SMIx/2S | Road&Street |  |  | 10900 | No sensor | 108000 | [6 empty] | 255000
TBD | SMIX/2S/OOO/80/40/... | image | datasheet | deeplink | TUNGSRAM - SMIx/2S - 10680lm - 80W - 4000K - 70CRI - TBD[SKU] - Universal coupler 30-60mm | 7.4 | Universal coupler 30-60mm | LED | 1 | 80 | [8 empty] | CE. ENEC | [6 empty] | 66 | 4000 | 499x365x95 |  | 220-240V |  | 5 |  |  |  | 70 |  | 4000 |  | 106000 |  | 258000 |  |  | 133.5 |  |  | 9 | OOO | 25 | < 10% at 100.000 hours |  | Available | 740/559 | CIE(x=0.382. y=0.380) 5 SDCM | Class I | IK08 |  |  | 50 |  | -40 | 1 | 80 | RAL7035 | 50-60Hz | Passive | LED | dimmable | Road&Street | SMIx/2S | Road&Street |  |  | 10680 | No sensor | 108000 | [6 empty] | 255000
TBD | SMIX/2S/NNN/80/40/... | image | datasheet | deeplink | TUNGSRAM - SMIx/2S - 11060lm - 80W - 4000K - 70CRI - TBD[SKU] - Universal coupler 30-60mm | 7.4 | Universal coupler 30-60mm | LED | 1 | 80 | [8 empty] | CE. ENEC | [6 empty] | 66 | 4000 | 499x365x95 |  | 220-240V |  | 5 |  |  |  | 70 |  | 4000 |  | 106000 |  | 258000 |  |  | 138.25 |  |  | 9 | NNN | 25 | < 10% at 100.000 hours |  | Available | 740/559 | CIE(x=0.382. y=0.380) 5 SDCM | Class I | IK08 |  |  | 50 |  | -40 | 1 | 80 | RAL7035 | 50-60Hz | Passive | LED | dimmable | Road&Street | SMIx/2S | Road&Street |  |  | 11060 | No sensor | 108000 | [6 empty] | 255000
TBD | SMIX/2S/MMM/80/40/... | image | datasheet | deeplink | TUNGSRAM - SMIx/2S - 11080lm - 80W - 4000K - 70CRI - TBD[SKU] - Universal coupler 30-60mm | 7.4 | Universal coupler 30-60mm | LED | 1 | 80 | [8 empty] | CE. ENEC | [6 empty] | 66 | 4000 | 499x365x95 |  | 220-240V |  | 5 |  |  |  | 70 |  | 4000 |  | 106000 |  | 258000 |  |  | 138.5 |  |  | 9 | MMM | 25 | < 10% at 100.000 hours |  | Available | 740/559 | CIE(x=0.382. y=0.380) 5 SDCM | Class I | IK08 |  |  | 50 |  | -40 | 1 | 80 | RAL7035 | 50-60Hz | Passive | LED | dimmable | Road&Street | SMIx/2S | Road&Street |  |  | 11080 | No sensor | 108000 | [6 empty] | 255000
TBD | SMIX/2S/LLL/80/40/... | image | datasheet | deeplink | TUNGSRAM - SMIx/2S - 10930lm - 80W - 4000K - 70CRI - TBD[SKU] - Universal coupler 30-60mm | 7.4 | Universal coupler 30-60mm | LED | 1 | 80 | [8 empty] | CE. ENEC | [6 empty] | 66 | 4000 | 499x365x95 |  | 220-240V |  | 5 |  |  |  | 70 |  | 4000 |  | 106000 |  | 258000 |  |  | 136.62 |  |  | 9 | LLL | 25 | < 10% at 100.000 hours |  | Available | 740/559 | CIE(x=0.382. y=0.380) 5 SDCM | Class I | IK08 |  |  | 50 |  | -40 | 1 | 80 | RAL7035 | 50-60Hz | Passive | LED | dimmable | Road&Street | SMIx/2S | Road&Street |  |  | 10930 | No sensor | 108000 | [6 empty] | 255000
TBD | SMIX/2S/KKK/80/40/... | image | datasheet | deeplink | TUNGSRAM - SMIx/2S - 10930lm - 80W - 4000K - 70CRI - TBD[SKU] - Universal coupler 30-60mm | 7.4 | Universal coupler 30-60mm | LED | 1 | 80 | [8 empty] | CE. ENEC | [6 empty] | 66 | 4000 | 499x365x95 |  | 220-240V |  | 5 |  |  |  | 70 |  | 4000 |  | 106000 |  | 258000 |  |  | 136.62 |  |  | 9 | KKK | 25 | < 10% at 100.000 hours |  | Available | 740/559 | CIE(x=0.382. y=0.380) 5 SDCM | Class I | IK08 |  |  | 50 |  | -40 | 1 | 80 | RAL7035 | 50-60Hz | Passive | LED | dimmable | Road&Street | SMIx/2S | Road&Street |  |  | 10930 | No sensor | 108000 | [6 empty] | 255000
TBD | SMIX/2S/JJJ/80/40/... | image | datasheet | deeplink | TUNGSRAM - SMIx/2S - 10840lm - 80W - 4000K - 70CRI - TBD[SKU] - Universal coupler 30-60mm | 7.4 | Universal coupler 30-60mm | LED | 1 | 80 | [8 empty] | CE. ENEC | [6 empty] | 66 | 4000 | 499x365x95 |  | 220-240V |  | 5 |  |  |  | 70 |  | 4000 |  | 106000 |  | 258000 |  |  | 135.5 |  |  | 9 | JJJ | 25 | < 10% at 100.000 hours |  | Available | 740/559 | CIE(x=0.382. y=0.380) 5 SDCM | Class I | IK08 |  |  | 50 |  | -40 | 1 | 80 | RAL7035 | 50-60Hz | Passive | LED | dimmable | Road&Street | SMIx/2S | Road&Street |  |  | 10840 | No sensor | 108000 | [6 empty] | 255000
TBD | SMIX/2S/HHH/80/40/... | image | datasheet | deeplink | TUNGSRAM - SMIx/2S - 10770lm - 80W - 4000K - 70CRI - TBD[SKU] - Universal coupler 30-60mm | 7.4 | Universal coupler 30-60mm | LED | 1 | 80 | [8 empty] | CE. ENEC | [6 empty] | 66 | 4000 | 499x365x95 |  | 220-240V |  | 5 |  |  |  | 70 |  | 4000 |  | 106000 |  | 258000 |  |  | 134.62 |  |  | 9 | HHH | 25 | < 10% at 100.000 hours |  | Available | 740/559 | CIE(x=0.382. y=0.380) 5 SDCM | Class I | IK08 |  |  | 50 |  | -40 | 1 | 80 | RAL7035 | 50-60Hz | Passive | LED | dimmable | Road&Street | SMIx/2S | Road&Street |  |  | 10770 | No sensor | 108000 | [6 empty] | 255000
TBD | SMIX/2S/FFF/80/40/... | image | datasheet | deeplink | TUNGSRAM - SMIx/2S - 11040lm - 80W - 4000K - 70CRI - TBD[SKU] - Universal coupler 30-60mm | 7.4 | Universal coupler 30-60mm | LED | 1 | 80 | [8 empty] | CE. ENEC | [6 empty] | 66 | 4000 | 499x365x95 |  | 220-240V |  | 5 |  |  |  | 70 |  | 4000 |  | 106000 |  | 258000 |  |  | 138 |  |  | 9 | FFF | 25 | < 10% at 100.000 hours |  | Available | 740/559 | CIE(x=0.382. y=0.380) 5 SDCM | Class I | IK08 |  |  | 50 |  | -40 | 1 | 80 | RAL7035 | 50-60Hz | Passive | LED | dimmable | Road&Street | SMIx/2S | Road&Street |  |  | 11040 | No sensor | 108000 | [6 empty] | 255000
TBD | SMIX/2S/EEE/80/40/... | image | datasheet | deeplink | TUNGSRAM - SMIx/2S - 11000lm - 80W - 4000K - 70CRI - TBD[SKU] - Universal coupler 30-60mm | 7.4 | Universal coupler 30-60mm | LED | 1 | 80 | [8 empty] | CE. ENEC | [6 empty] | 66 | 4000 | 499x365x95 |  | 220-240V |  | 5 |  |  |  | 70 |  | 4000 |  | 106000 |  | 258000 |  |  | 137.5 |  |  | 9 | EEE | 25 | < 10% at 100.000 hours |  | Available | 740/559 | CIE(x=0.382. y=0.380) 5 SDCM | Class I | IK08 |  |  | 50 |  | -40 | 1 | 80 | RAL7035 | 50-60Hz | Passive | LED | dimmable | Road&Street | SMIx/2S | Road&Street |  |  | 11000 | No sensor | 108000 | [6 empty] | 255000
TBD | SMIX/2S/CCC/80/40/... | image | datasheet | deeplink | TUNGSRAM - SMIx/2S - 10970lm - 80W - 4000K - 70CRI - TBD[SKU] - Universal coupler 30-60mm | 7.4 | Universal coupler 30-60mm | LED | 1 | 80 | [8 empty] | CE. ENEC | [6 empty] | 66 | 4000 | 499x365x95 |  | 220-240V |  | 5 |  |  |  | 70 |  | 4000 |  | 106000 |  | 258000 |  |  | 137.12 |  |  | 9 | CCC | 25 | < 10% at 100.000 hours |  | Available | 740/559 | CIE(x=0.382. y=0.380) 5 SDCM | Class I | IK08 |  |  | 50 |  | -40 | 1 | 80 | RAL7035 | 50-60Hz | Passive | LED | dimmable | Road&Street | SMIx/2S | Road&Street |  |  | 10970 | No sensor | 108000 | [6 empty] | 255000
TBD | SMIX/2S/YYY/65/40/... | image | datasheet | deeplink | TUNGSRAM - SMIx/2S - 8970lm - 65W - 4000K - 70CRI - TBD[SKU] - Universal coupler 30-60mm | 7.4 | Universal coupler 30-60mm | LED | 1 | 65 | [8 empty] | CE. ENEC | [6 empty] | 66 | 4000 | 499x365x95 |  | 220-240V |  | 5 |  |  |  | 70 |  | 4000 |  | 106000 |  | 258000 |  |  | 138 |  |  | 9 | YYY | 25 | < 10% at 100.000 hours |  | Available | 740/559 | CIE(x=0.382. y=0.380) 5 SDCM | Class I | IK08 |  |  | 50 |  | -40 | 1 | 65 | RAL7035 | 50-60Hz | Passive | LED | dimmable | Road&Street | SMIx/2S | Road&Street |  |  | 8970 | No sensor | 108000 | [6 empty] | 255000
TBD | SMIX/2S/XXX/65/40/... | image | datasheet | deeplink | TUNGSRAM - SMIx/2S - 9080lm - 65W - 4000K - 70CRI - TBD[SKU] - Universal coupler 30-60mm | 7.4 | Universal coupler 30-60mm | LED | 1 | 65 | [8 empty] | CE. ENEC | [6 empty] | 66 | 4000 | 499x365x95 |  | 220-240V |  | 5 |  |  |  | 70 |  | 4000 |  | 106000 |  | 258000 |  |  | 139.69 |  |  | 9 | XXX | 25 | < 10% at 100.000 hours |  | Available | 740/559 | CIE(x=0.382. y=0.380) 5 SDCM | Class I | IK08 |  |  | 50 |  | -40 | 1 | 65 | RAL7035 | 50-60Hz | Passive | LED | dimmable | Road&Street | SMIx/2S | Road&Street |  |  | 9080 | No sensor | 108000 | [6 empty] | 255000
TBD | SMIX/2S/WWW/65/40/... | image | datasheet | deeplink | TUNGSRAM - SMIx/2S - 9080lm - 65W - 4000K - 70CRI - TBD[SKU] - Universal coupler 30-60mm | 7.4 | Universal coupler 30-60mm | LED | 1 | 65 | [8 empty] | CE. ENEC | [6 empty] | 66 | 4000 | 499x365x95 |  | 220-240V |  | 5 |  |  |  | 70 |  | 4000 |  | 106000 |  | 258000 |  |  | 139.69 |  |  | 9 | WWW | 25 | < 10% at 100.000 hours |  | Available | 740/559 | CIE(x=0.382. y=0.380) 5 SDCM | Class I | IK08 |  |  | 50 |  | -40 | 1 | 65 | RAL7035 | 50-60Hz | Passive | LED | dimmable | Road&Street | SMIx/2S | Road&Street |  |  | 9080 | No sensor | 108000 | [6 empty] | 255000
TBD | SMIX/2S/VVV/65/40/... | image | datasheet | deeplink | TUNGSRAM - SMIx/2S - 9250lm - 65W - 4000K - 70CRI - TBD[SKU] - Universal coupler 30-60mm | 7.4 | Universal coupler 30-60mm | LED | 1 | 65 | [8 empty] | CE. ENEC | [6 empty] | 66 | 4000 | 499x365x95 |  | 220-240V |  | 5 |  |  |  | 70 |  | 4000 |  | 106000 |  | 258000 |  |  | 142.31 |  |  | 9 | VVV | 25 | < 10% at 100.000 hours |  | Available | 740/559 | CIE(x=0.382. y=0.380) 5 SDCM | Class I | IK08 |  |  | 50 |  | -40 | 1 | 65 | RAL7035 | 50-60Hz | Passive | LED | dimmable | Road&Street | SMIx/2S | Road&Street |  |  | 9250 | No sensor | 108000 | [6 empty] | 255000
TBD | SMIX/2S/UUU/65/40/... | image | datasheet | deeplink | TUNGSRAM - SMIx/2S - 8770lm - 65W - 4000K - 70CRI - TBD[SKU] - Universal coupler 30-60mm | 7.4 | Universal coupler 30-60mm | LED | 1 | 65 | [8 empty] | CE. ENEC | [6 empty] | 66 | 4000 | 499x365x95 |  | 220-240V |  | 5 |  |  |  | 70 |  | 4000 |  | 106000 |  | 258000 |  |  | 134.92 |  |  | 9 | UUU | 25 | < 10% at 100.000 hours |  | Available | 740/559 | CIE(x=0.382. y=0.380) 5 SDCM | Class I | IK08 |  |  | 50 |  | -40 | 1 | 65 | RAL7035 | 50-60Hz | Passive | LED | dimmable | Road&Street | SMIx/2S | Road&Street |  |  | 8770 | No sensor | 108000 | [6 empty] | 255000
TBD | SMIX/2S/SSS/65/40/... | image | datasheet | deeplink | TUNGSRAM - SMIx/2S - 8930lm - 65W - 4000K - 70CRI - TBD[SKU] - Universal coupler 30-60mm | 7.4 | Universal coupler 30-60mm | LED | 1 | 65 | [8 empty] | CE. ENEC | [6 empty] | 66 | 4000 | 499x365x95 |  | 220-240V |  | 5 |  |  |  | 70 |  | 4000 |  | 106000 |  | 258000 |  |  | 137.38 |  |  | 9 | SSS | 25 | < 10% at 100.000 hours |  | Available | 740/559 | CIE(x=0.382. y=0.380) 5 SDCM | Class I | IK08 |  |  | 50 |  | -40 | 1 | 65 | RAL7035 | 50-60Hz | Passive | LED | dimmable | Road&Street | SMIx/2S | Road&Street |  |  | 8930 | No sensor | 108000 | [6 empty] | 255000
TBD | SMIX/2S/QQQ/65/40/... | image | datasheet | deeplink | TUNGSRAM - SMIx/2S - 9050lm - 65W - 4000K - 70CRI - TBD[SKU] - Universal coupler 30-60mm | 7.4 | Universal coupler 30-60mm | LED | 1 | 65 | [8 empty] | CE. ENEC | [6 empty] | 66 | 4000 | 499x365x95 |  | 220-240V |  | 5 |  |  |  | 70 |  | 4000 |  | 106000 |  | 258000 |  |  | 139.23 |  |  | 9 | QQQ | 25 | < 10% at 100.000 hours |  | Available | 740/559 | CIE(x=0.382. y=0.380) 5 SDCM | Class I | IK08 |  |  | 50 |  | -40 | 1 | 65 | RAL7035 | 50-60Hz | Passive | LED | dimmable | Road&Street | SMIx/2S | Road&Street |  |  | 9050 | No sensor | 108000 | [6 empty] | 255000
TBD | SMIX/2S/PPP/65/40/... | image | datasheet | deeplink | TUNGSRAM - SMIx/2S - 9140lm - 65W - 4000K - 70CRI - TBD[SKU] - Universal coupler 30-60mm | 7.4 | Universal coupler 30-60mm | LED | 1 | 65 | [8 empty] | CE. ENEC | [6 empty] | 66 | 4000 | 499x365x95 |  | 220-240V |  | 5 |  |  |  | 70 |  | 4000 |  | 106000 |  | 258000 |  |  | 140.62 |  |  | 9 | PPP | 25 | < 10% at 100.000 hours |  | Available | 740/559 | CIE(x=0.382. y=0.380) 5 SDCM | Class I | IK08 |  |  | 50 |  | -40 | 1 | 65 | RAL7035 | 50-60Hz | Passive | LED | dimmable | Road&Street | SMIx/2S | Road&Street |  |  | 9140 | No sensor | 108000 | [6 empty] | 255000
TBD | SMIX/2S/OOO/65/40/... | image | datasheet | deeplink | TUNGSRAM - SMIx/2S - 8950lm - 65W - 4000K - 70CRI - TBD[SKU] - Universal coupler 30-60mm | 7.4 | Universal coupler 30-60mm | LED | 1 | 65 | [8 empty] | CE. ENEC | [6 empty] | 66 | 4000 | 499x365x95 |  | 220-240V |  | 5 |  |  |  | 70 |  | 4000 |  | 106000 |  | 258000 |  |  | 137.69 |  |  | 9 | OOO | 25 | < 10% at 100.000 hours |  | Available | 740/559 | CIE(x=0.382. y=0.380) 5 SDCM | Class I | IK08 |  |  | 50 |  | -40 | 1 | 65 | RAL7035 | 50-60Hz | Passive | LED | dimmable | Road&Street | SMIx/2S | Road&Street |  |  | 8950 | No sensor | 108000 | [6 empty] | 255000
TBD | SMIX/2S/NNN/65/40/... | image | datasheet | deeplink | TUNGSRAM - SMIx/2S - 9270lm - 65W - 4000K - 70CRI - TBD[SKU] - Universal coupler 30-60mm | 7.4 | Universal coupler 30-60mm | LED | 1 | 65 | [8 empty] | CE. ENEC | [6 empty] | 66 | 4000 | 499x365x95 |  | 220-240V |  | 5 |  |  |  | 70 |  | 4000 |  | 106000 |  | 258000 |  |  | 142.62 |  |  | 9 | NNN | 25 | < 10% at 100.000 hours |  | Available | 740/559 | CIE(x=0.382. y=0.380) 5 SDCM | Class I | IK08 |  |  | 50 |  | -40 | 1 | 65 | RAL7035 | 50-60Hz | Passive | LED | dimmable | Road&Street | SMIx/2S | Road&Street |  |  | 9270 | No sensor | 108000 | [6 empty] | 255000
TBD | SMIX/2S/MMM/65/40/... | image | datasheet | deeplink | TUNGSRAM - SMIx/2S - 9290lm - 65W - 4000K - 70CRI - TBD[SKU] - Universal coupler 30-60mm | 7.4 | Universal coupler 30-60mm | LED | 1 | 65 | [8 empty] | CE. ENEC | [6 empty] | 66 | 4000 | 499x365x95 |  | 220-240V |  | 5 |  |  |  | 70 |  | 4000 |  | 106000 |  | 258000 |  |  | 142.92 |  |  | 9 | MMM | 25 | < 10% at 100.000 hours |  | Available | 740/559 | CIE(x=0.382. y=0.380) 5 SDCM | Class I | IK08 |  |  | 50 |  | -40 | 1 | 65 | RAL7035 | 50-60Hz | Passive | LED | dimmable | Road&Street | SMIx/2S | Road&Street |  |  | 9290 | No sensor | 108000 | [6 empty] | 255000
TBD | SMIX/2S/LLL/65/40/... | image | datasheet | deeplink | TUNGSRAM - SMIx/2S - 9160lm - 65W - 4000K - 70CRI - TBD[SKU] - Universal coupler 30-60mm | 7.4 | Universal coupler 30-60mm | LED | 1 | 65 | [8 empty] | CE. ENEC | [6 empty] | 66 | 4000 | 499x365x95 |  | 220-240V |  | 5 |  |  |  | 70 |  | 4000 |  | 106000 |  | 258000 |  |  | 140.92 |  |  | 9 | LLL | 25 | < 10% at 100.000 hours |  | Available | 740/559 | CIE(x=0.382. y=0.380) 5 SDCM | Class I | IK08 |  |  | 50 |  | -40 | 1 | 65 | RAL7035 | 50-60Hz | Passive | LED | dimmable | Road&Street | SMIx/2S | Road&Street |  |  | 9160 | No sensor | 108000 | [6 empty] | 255000
TBD | SMIX/2S/KKK/65/40/... | image | datasheet | deeplink | TUNGSRAM - SMIx/2S - 9160lm - 65W - 4000K - 70CRI - TBD[SKU] - Universal coupler 30-60mm | 7.4 | Universal coupler 30-60mm | LED | 1 | 65 | [8 empty] | CE. ENEC | [6 empty] | 66 | 4000 | 499x365x95 |  | 220-240V |  | 5 |  |  |  | 70 |  | 4000 |  | 106000 |  | 258000 |  |  | 140.92 |  |  | 9 | KKK | 25 | < 10% at 100.000 hours |  | Available | 740/559 | CIE(x=0.382. y=0.380) 5 SDCM | Class I | IK08 |  |  | 50 |  | -40 | 1 | 65 | RAL7035 | 50-60Hz | Passive | LED | dimmable | Road&Street | SMIx/2S | Road&Street |  |  | 9160 | No sensor | 108000 | [6 empty] | 255000
TBD | SMIX/2S/JJJ/65/40/... | image | datasheet | deeplink | TUNGSRAM - SMIx/2S - 9080lm - 65W - 4000K - 70CRI - TBD[SKU] - Universal coupler 30-60mm | 7.4 | Universal coupler 30-60mm | LED | 1 | 65 | [8 empty] | CE. ENEC | [6 empty] | 66 | 4000 | 499x365x95 |  | 220-240V |  | 5 |  |  |  | 70 |  | 4000 |  | 106000 |  | 258000 |  |  | 139.69 |  |  | 9 | JJJ | 25 | < 10% at 100.000 hours |  | Available | 740/559 | CIE(x=0.382. y=0.380) 5 SDCM | Class I | IK08 |  |  | 50 |  | -40 | 1 | 65 | RAL7035 | 50-60Hz | Passive | LED | dimmable | Road&Street | SMIx/2S | Road&Street |  |  | 9080 | No sensor | 108000 | [6 empty] | 255000
TBD | SMIX/2S/HHH/65/40/... | image | datasheet | deeplink | TUNGSRAM - SMIx/2S - 9030lm - 65W - 4000K - 70CRI - TBD[SKU] - Universal coupler 30-60mm | 7.4 | Universal coupler 30-60mm | LED | 1 | 65 | [8 empty] | CE. ENEC | [6 empty] | 66 | 4000 | 499x365x95 |  | 220-240V |  | 5 |  |  |  | 70 |  | 4000 |  | 106000 |  | 258000 |  |  | 138.92 |  |  | 9 | HHH | 25 | < 10% at 100.000 hours |  | Available | 740/559 | CIE(x=0.382. y=0.380) 5 SDCM | Class I | IK08 |  |  | 50 |  | -40 | 1 | 65 | RAL7035 | 50-60Hz | Passive | LED | dimmable | Road&Street | SMIx/2S | Road&Street |  |  | 9030 | No sensor | 108000 | [6 empty] | 255000
TBD | SMIX/2S/FFF/65/40/... | image | datasheet | deeplink | TUNGSRAM - SMIx/2S - 9250lm - 65W - 4000K - 70CRI - TBD[SKU] - Universal coupler 30-60mm | 7.4 | Universal coupler 30-60mm | LED | 1 | 65 | [8 empty] | CE. ENEC | [6 empty] | 66 | 4000 | 499x365x95 |  | 220-240V |  | 5 |  |  |  | 70 |  | 4000 |  | 106000 |  | 258000 |  |  | 142.31 |  |  | 9 | FFF | 25 | < 10% at 100.000 hours |  | Available | 740/559 | CIE(x=0.382. y=0.380) 5 SDCM | Class I | IK08 |  |  | 50 |  | -40 | 1 | 65 | RAL7035 | 50-60Hz | Passive | LED | dimmable | Road&Street | SMIx/2S | Road&Street |  |  | 9250 | No sensor | 108000 | [6 empty] | 255000
TBD | SMIX/2S/EEE/65/40/... | image | datasheet | deeplink | TUNGSRAM - SMIx/2S - 9220lm - 65W - 4000K - 70CRI - TBD[SKU] - Universal coupler 30-60mm | 7.4 | Universal coupler 30-60mm | LED | 1 | 65 | [8 empty] | CE. ENEC | [6 empty] | 66 | 4000 | 499x365x95 |  | 220-240V |  | 5 |  |  |  | 70 |  | 4000 |  | 106000 |  | 258000 |  |  | 141.85 |  |  | 9 | EEE | 25 | < 10% at 100.000 hours |  | Available | 740/559 | CIE(x=0.382. y=0.380) 5 SDCM | Class I | IK08 |  |  | 50 |  | -40 | 1 | 65 | RAL7035 | 50-60Hz | Passive | LED | dimmable | Road&Street | SMIx/2S | Road&Street |  |  | 9220 | No sensor | 108000 | [6 empty] | 255000
TBD | SMIX/2S/CCC/65/40/... | image | datasheet | deeplink | TUNGSRAM - SMIx/2S - 9190lm - 65W - 4000K - 70CRI - TBD[SKU] - Universal coupler 30-60mm | 7.4 | Universal coupler 30-60mm | LED | 1 | 65 | [8 empty] | CE. ENEC | [6 empty] | 66 | 4000 | 499x365x95 |  | 220-240V |  | 5 |  |  |  | 70 |  | 4000 |  | 106000 |  | 258000 |  |  | 141.38 |  |  | 9 | CCC | 25 | < 10% at 100.000 hours |  | Available | 740/559 | CIE(x=0.382. y=0.380) 5 SDCM | Class I | IK08 |  |  | 50 |  | -40 | 1 | 65 | RAL7035 | 50-60Hz | Passive | LED | dimmable | Road&Street | SMIx/2S | Road&Street |  |  | 9190 | No sensor | 108000 | [6 empty] | 255000
TBD | SMIX/2S/YYY/50/40/... | image | datasheet | deeplink | TUNGSRAM - SMIx/2S - 7080lm - 50W - 4000K - 70CRI - TBD[SKU] - Universal coupler 30-60mm | 7.4 | Universal coupler 30-60mm | LED | 1 | 50 | [8 empty] | CE. ENEC | [6 empty] | 66 | 4000 | 499x365x95 |  | 220-240V |  | 5 |  |  |  | 70 |  | 4000 |  | 106000 |  | 258000 |  |  | 141.6 |  |  | 9 | YYY | 25 | < 10% at 100.000 hours |  | Available | 740/559 | CIE(x=0.382. y=0.380) 5 SDCM | Class I | IK08 |  |  | 50 |  | -40 | 1 | 50 | RAL7035 | 50-60Hz | Passive | LED | dimmable | Road&Street | SMIx/2S | Road&Street |  |  | 7080 | No sensor | 108000 | [6 empty] | 255000
TBD | SMIX/2S/XXX/50/40/... | image | datasheet | deeplink | TUNGSRAM - SMIx/2S - 7170lm - 50W - 4000K - 70CRI - TBD[SKU] - Universal coupler 30-60mm | 7.4 | Universal coupler 30-60mm | LED | 1 | 50 | [8 empty] | CE. ENEC | [6 empty] | 66 | 4000 | 499x365x95 |  | 220-240V |  | 5 |  |  |  | 70 |  | 4000 |  | 106000 |  | 258000 |  |  | 143.4 |  |  | 9 | XXX | 25 | < 10% at 100.000 hours |  | Available | 740/559 | CIE(x=0.382. y=0.380) 5 SDCM | Class I | IK08 |  |  | 50 |  | -40 | 1 | 50 | RAL7035 | 50-60Hz | Passive | LED | dimmable | Road&Street | SMIx/2S | Road&Street |  |  | 7170 | No sensor | 108000 | [6 empty] | 255000
TBD | SMIX/2S/WWW/50/40/... | image | datasheet | deeplink | TUNGSRAM - SMIx/2S - 7160lm - 50W - 4000K - 70CRI - TBD[SKU] - Universal coupler 30-60mm | 7.4 | Universal coupler 30-60mm | LED | 1 | 50 | [8 empty] | CE. ENEC | [6 empty] | 66 | 4000 | 499x365x95 |  | 220-240V |  | 5 |  |  |  | 70 |  | 4000 |  | 106000 |  | 258000 |  |  | 143.2 |  |  | 9 | WWW | 25 | < 10% at 100.000 hours |  | Available | 740/559 | CIE(x=0.382. y=0.380) 5 SDCM | Class I | IK08 |  |  | 50 |  | -40 | 1 | 50 | RAL7035 | 50-60Hz | Passive | LED | dimmable | Road&Street | SMIx/2S | Road&Street |  |  | 7160 | No sensor | 108000 | [6 empty] | 255000
TBD | SMIX/2S/VVV/50/40/... | image | datasheet | deeplink | TUNGSRAM - SMIx/2S - 7300lm - 50W - 4000K - 70CRI - TBD[SKU] - Universal coupler 30-60mm | 7.4 | Universal coupler 30-60mm | LED | 1 | 50 | [8 empty] | CE. ENEC | [6 empty] | 66 | 4000 | 499x365x95 |  | 220-240V |  | 5 |  |  |  | 70 |  | 4000 |  | 106000 |  | 258000 |  |  | 146 |  |  | 9 | VVV | 25 | < 10% at 100.000 hours |  | Available | 740/559 | CIE(x=0.382. y=0.380) 5 SDCM | Class I | IK08 |  |  | 50 |  | -40 | 1 | 50 | RAL7035 | 50-60Hz | Passive | LED | dimmable | Road&Street | SMIx/2S | Road&Street |  |  | 7300 | No sensor | 108000 | [6 empty] | 255000
TBD | SMIX/2S/UUU/50/40/... | image | datasheet | deeplink | TUNGSRAM - SMIx/2S - 6920lm - 50W - 4000K - 70CRI - TBD[SKU] - Universal coupler 30-60mm | 7.4 | Universal coupler 30-60mm | LED | 1 | 50 | [8 empty] | CE. ENEC | [6 empty] | 66 | 4000 | 499x365x95 |  | 220-240V |  | 5 |  |  |  | 70 |  | 4000 |  | 106000 |  | 258000 |  |  | 138.4 |  |  | 9 | UUU | 25 | < 10% at 100.000 hours |  | Available | 740/559 | CIE(x=0.382. y=0.380) 5 SDCM | Class I | IK08 |  |  | 50 |  | -40 | 1 | 50 | RAL7035 | 50-60Hz | Passive | LED | dimmable | Road&Street | SMIx/2S | Road&Street |  |  | 6920 | No sensor | 108000 | [6 empty] | 255000
TBD | SMIX/2S/SSS/50/40/... | image | datasheet | deeplink | TUNGSRAM - SMIx/2S - 7040lm - 50W - 4000K - 70CRI - TBD[SKU] - Universal coupler 30-60mm | 7.4 | Universal coupler 30-60mm | LED | 1 | 50 | [8 empty] | CE. ENEC | [6 empty] | 66 | 4000 | 499x365x95 |  | 220-240V |  | 5 |  |  |  | 70 |  | 4000 |  | 106000 |  | 258000 |  |  | 140.8 |  |  | 9 | SSS | 25 | < 10% at 100.000 hours |  | Available | 740/559 | CIE(x=0.382. y=0.380) 5 SDCM | Class I | IK08 |  |  | 50 |  | -40 | 1 | 50 | RAL7035 | 50-60Hz | Passive | LED | dimmable | Road&Street | SMIx/2S | Road&Street |  |  | 7040 | No sensor | 108000 | [6 empty] | 255000
TBD | SMIX/2S/QQQ/50/40/... | image | datasheet | deeplink | TUNGSRAM - SMIx/2S - 7140lm - 50W - 4000K - 70CRI - TBD[SKU] - Universal coupler 30-60mm | 7.4 | Universal coupler 30-60mm | LED | 1 | 50 | [8 empty] | CE. ENEC | [6 empty] | 66 | 4000 | 499x365x95 |  | 220-240V |  | 5 |  |  |  | 70 |  | 4000 |  | 106000 |  | 258000 |  |  | 142.8 |  |  | 9 | QQQ | 25 | < 10% at 100.000 hours |  | Available | 740/559 | CIE(x=0.382. y=0.380) 5 SDCM | Class I | IK08 |  |  | 50 |  | -40 | 1 | 50 | RAL7035 | 50-60Hz | Passive | LED | dimmable | Road&Street | SMIx/2S | Road&Street |  |  | 7140 | No sensor | 108000 | [6 empty] | 255000
TBD | SMIX/2S/PPP/50/40/... | image | datasheet | deeplink | TUNGSRAM - SMIx/2S - 7210lm - 50W - 4000K - 70CRI - TBD[SKU] - Universal coupler 30-60mm | 7.4 | Universal coupler 30-60mm | LED | 1 | 50 | [8 empty] | CE. ENEC | [6 empty] | 66 | 4000 | 499x365x95 |  | 220-240V |  | 5 |  |  |  | 70 |  | 4000 |  | 106000 |  | 258000 |  |  | 144.2 |  |  | 9 | PPP | 25 | < 10% at 100.000 hours |  | Available | 740/559 | CIE(x=0.382. y=0.380) 5 SDCM | Class I | IK08 |  |  | 50 |  | -40 | 1 | 50 | RAL7035 | 50-60Hz | Passive | LED | dimmable | Road&Street | SMIx/2S | Road&Street |  |  | 7210 | No sensor | 108000 | [6 empty] | 255000
TBD | SMIX/2S/OOO/50/40/... | image | datasheet | deeplink | TUNGSRAM - SMIx/2S - 7060lm - 50W - 4000K - 70CRI - TBD[SKU] - Universal coupler 30-60mm | 7.4 | Universal coupler 30-60mm | LED | 1 | 50 | [8 empty] | CE. ENEC | [6 empty] | 66 | 4000 | 499x365x95 |  | 220-240V |  | 5 |  |  |  | 70 |  | 4000 |  | 106000 |  | 258000 |  |  | 141.2 |  |  | 9 | OOO | 25 | < 10% at 100.000 hours |  | Available | 740/559 | CIE(x=0.382. y=0.380) 5 SDCM | Class I | IK08 |  |  | 50 |  | -40 | 1 | 50 | RAL7035 | 50-60Hz | Passive | LED | dimmable | Road&Street | SMIx/2S | Road&Street |  |  | 7060 | No sensor | 108000 | [6 empty] | 255000
TBD | SMIX/2S/NNN/50/40/... | image | datasheet | deeplink | TUNGSRAM - SMIx/2S - 7310lm - 50W - 4000K - 70CRI - TBD[SKU] - Universal coupler 30-60mm | 7.4 | Universal coupler 30-60mm | LED | 1 | 50 | [8 empty] | CE. ENEC | [6 empty] | 66 | 4000 | 499x365x95 |  | 220-240V |  | 5 |  |  |  | 70 |  | 4000 |  | 106000 |  | 258000 |  |  | 146.2 |  |  | 9 | NNN | 25 | < 10% at 100.000 hours |  | Available | 740/559 | CIE(x=0.382. y=0.380) 5 SDCM | Class I | IK08 |  |  | 50 |  | -40 | 1 | 50 | RAL7035 | 50-60Hz | Passive | LED | dimmable | Road&Street | SMIx/2S | Road&Street |  |  | 7310 | No sensor | 108000 | [6 empty] | 255000
TBD | SMIX/2S/MMM/50/40/... | image | datasheet | deeplink | TUNGSRAM - SMIx/2S - 7330lm - 50W - 4000K - 70CRI - TBD[SKU] - Universal coupler 30-60mm | 7.4 | Universal coupler 30-60mm | LED | 1 | 50 | [8 empty] | CE. ENEC | [6 empty] | 66 | 4000 | 499x365x95 |  | 220-240V |  | 5 |  |  |  | 70 |  | 4000 |  | 106000 |  | 258000 |  |  | 146.6 |  |  | 9 | MMM | 25 | < 10% at 100.000 hours |  | Available | 740/559 | CIE(x=0.382. y=0.380) 5 SDCM | Class I | IK08 |  |  | 50 |  | -40 | 1 | 50 | RAL7035 | 50-60Hz | Passive | LED | dimmable | Road&Street | SMIx/2S | Road&Street |  |  | 7330 | No sensor | 108000 | [6 empty] | 255000
TBD | SMIX/2S/LLL/50/40/... | image | datasheet | deeplink | TUNGSRAM - SMIx/2S - 7230lm - 50W - 4000K - 70CRI - TBD[SKU] - Universal coupler 30-60mm | 7.4 | Universal coupler 30-60mm | LED | 1 | 50 | [8 empty] | CE. ENEC | [6 empty] | 66 | 4000 | 499x365x95 |  | 220-240V |  | 5 |  |  |  | 70 |  | 4000 |  | 106000 |  | 258000 |  |  | 144.6 |  |  | 9 | LLL | 25 | < 10% at 100.000 hours |  | Available | 740/559 | CIE(x=0.382. y=0.380) 5 SDCM | Class I | IK08 |  |  | 50 |  | -40 | 1 | 50 | RAL7035 | 50-60Hz | Passive | LED | dimmable | Road&Street | SMIx/2S | Road&Street |  |  | 7230 | No sensor | 108000 | [6 empty] | 255000
TBD | SMIX/2S/KKK/50/40/... | image | datasheet | deeplink | TUNGSRAM - SMIx/2S - 7230lm - 50W - 4000K - 70CRI - TBD[SKU] - Universal coupler 30-60mm | 7.4 | Universal coupler 30-60mm | LED | 1 | 50 | [8 empty] | CE. ENEC | [6 empty] | 66 | 4000 | 499x365x95 |  | 220-240V |  | 5 |  |  |  | 70 |  | 4000 |  | 106000 |  | 258000 |  |  | 144.6 |  |  | 9 | KKK | 25 | < 10% at 100.000 hours |  | Available | 740/559 | CIE(x=0.382. y=0.380) 5 SDCM | Class I | IK08 |  |  | 50 |  | -40 | 1 | 50 | RAL7035 | 50-60Hz | Passive | LED | dimmable | Road&Street | SMIx/2S | Road&Street |  |  | 7230 | No sensor | 108000 | [6 empty] | 255000
TBD | SMIX/2S/JJJ/50/40/... | image | datasheet | deeplink | TUNGSRAM - SMIx/2S - 7170lm - 50W - 4000K - 70CRI - TBD[SKU] - Universal coupler 30-60mm | 7.4 | Universal coupler 30-60mm | LED | 1 | 50 | [8 empty] | CE. ENEC | [6 empty] | 66 | 4000 | 499x365x95 |  | 220-240V |  | 5 |  |  |  | 70 |  | 4000 |  | 106000 |  | 258000 |  |  | 143.4 |  |  | 9 | JJJ | 25 | < 10% at 100.000 hours |  | Available | 740/559 | CIE(x=0.382. y=0.380) 5 SDCM | Class I | IK08 |  |  | 50 |  | -40 | 1 | 50 | RAL7035 | 50-60Hz | Passive | LED | dimmable | Road&Street | SMIx/2S | Road&Street |  |  | 7170 | No sensor | 108000 | [6 empty] | 255000
TBD | SMIX/2S/HHH/50/40/... | image | datasheet | deeplink | TUNGSRAM - SMIx/2S - 7120lm - 50W - 4000K - 70CRI - TBD[SKU] - Universal coupler 30-60mm | 7.4 | Universal coupler 30-60mm | LED | 1 | 50 | [8 empty] | CE. ENEC | [6 empty] | 66 | 4000 | 499x365x95 |  | 220-240V |  | 5 |  |  |  | 70 |  | 4000 |  | 106000 |  | 258000 |  |  | 142.4 |  |  | 9 | HHH | 25 | < 10% at 100.000 hours |  | Available | 740/559 | CIE(x=0.382. y=0.380) 5 SDCM | Class I | IK08 |  |  | 50 |  | -40 | 1 | 50 | RAL7035 | 50-60Hz | Passive | LED | dimmable | Road&Street | SMIx/2S | Road&Street |  |  | 7120 | No sensor | 108000 | [6 empty] | 255000
TBD | SMIX/2S/FFF/50/40/... | image | datasheet | deeplink | TUNGSRAM - SMIx/2S - 7300lm - 50W - 4000K - 70CRI - TBD[SKU] - Universal coupler 30-60mm | 7.4 | Universal coupler 30-60mm | LED | 1 | 50 | [8 empty] | CE. ENEC | [6 empty] | 66 | 4000 | 499x365x95 |  | 220-240V |  | 5 |  |  |  | 70 |  | 4000 |  | 106000 |  | 258000 |  |  | 146 |  |  | 9 | FFF | 25 | < 10% at 100.000 hours |  | Available | 740/559 | CIE(x=0.382. y=0.380) 5 SDCM | Class I | IK08 |  |  | 50 |  | -40 | 1 | 50 | RAL7035 | 50-60Hz | Passive | LED | dimmable | Road&Street | SMIx/2S | Road&Street |  |  | 7300 | No sensor | 108000 | [6 empty] | 255000
TBD | SMIX/2S/EEE/50/40/... | image | datasheet | deeplink | TUNGSRAM - SMIx/2S - 7270lm - 50W - 4000K - 70CRI - TBD[SKU] - Universal coupler 30-60mm | 7.4 | Universal coupler 30-60mm | LED | 1 | 50 | [8 empty] | CE. ENEC | [6 empty] | 66 | 4000 | 499x365x95 |  | 220-240V |  | 5 |  |  |  | 70 |  | 4000 |  | 106000 |  | 258000 |  |  | 145.4 |  |  | 9 | EEE | 25 | < 10% at 100.000 hours |  | Available | 740/559 | CIE(x=0.382. y=0.380) 5 SDCM | Class I | IK08 |  |  | 50 |  | -40 | 1 | 50 | RAL7035 | 50-60Hz | Passive | LED | dimmable | Road&Street | SMIx/2S | Road&Street |  |  | 7270 | No sensor | 108000 | [6 empty] | 255000
TBD | SMIX/2S/CCC/50/40/... | image | datasheet | deeplink | TUNGSRAM - SMIx/2S - 7260lm - 50W - 4000K - 70CRI - TBD[SKU] - Universal coupler 30-60mm | 7.4 | Universal coupler 30-60mm | LED | 1 | 50 | [8 empty] | CE. ENEC | [6 empty] | 66 | 4000 | 499x365x95 |  | 220-240V |  | 5 |  |  |  | 70 |  | 4000 |  | 106000 |  | 258000 |  |  | 145.2 |  |  | 9 | CCC | 25 | < 10% at 100.000 hours |  | Available | 740/559 | CIE(x=0.382. y=0.380) 5 SDCM | Class I | IK08 |  |  | 50 |  | -40 | 1 | 50 | RAL7035 | 50-60Hz | Passive | LED | dimmable | Road&Street | SMIx/2S | Road&Street |  |  | 7260 | No sensor | 108000 | [6 empty] | 255000
TBD | SMIX/2S/YYY/40/40/... | image | datasheet | deeplink | TUNGSRAM - SMIx/2S - 5820lm - 40W - 4000K - 70CRI - TBD[SKU] - Universal coupler 30-60mm | 7.4 | Universal coupler 30-60mm | LED | 1 | 40 | [8 empty] | CE. ENEC | [6 empty] | 66 | 4000 | 499x365x95 |  | 220-240V |  | 5 |  |  |  | 70 |  | 4000 |  | 106000 |  | 258000 |  |  | 145.5 |  |  | 9 | YYY | 25 | < 10% at 100.000 hours |  | Available | 740/559 | CIE(x=0.382. y=0.380) 5 SDCM | Class I | IK08 |  |  | 50 |  | -40 | 1 | 40 | RAL7035 | 50-60Hz | Passive | LED | dimmable | Road&Street | SMIx/2S | Road&Street |  |  | 5820 | No sensor | 108000 | [6 empty] | 255000
TBD | SMIX/2S/XXX/40/40/... | image | datasheet | deeplink | TUNGSRAM - SMIx/2S - 5900lm - 40W - 4000K - 70CRI - TBD[SKU] - Universal coupler 30-60mm | 7.4 | Universal coupler 30-60mm | LED | 1 | 40 | [8 empty] | CE. ENEC | [6 empty] | 66 | 4000 | 499x365x95 |  | 220-240V |  | 5 |  |  |  | 70 |  | 4000 |  | 106000 |  | 258000 |  |  | 147.5 |  |  | 9 | XXX | 25 | < 10% at 100.000 hours |  | Available | 740/559 | CIE(x=0.382. y=0.380) 5 SDCM | Class I | IK08 |  |  | 50 |  | -40 | 1 | 40 | RAL7035 | 50-60Hz | Passive | LED | dimmable | Road&Street | SMIx/2S | Road&Street |  |  | 5900 | No sensor | 108000 | [6 empty] | 255000
TBD | SMIX/2S/WWW/40/40/... | image | datasheet | deeplink | TUNGSRAM - SMIx/2S - 5890lm - 40W - 4000K - 70CRI - TBD[SKU] - Universal coupler 30-60mm | 7.4 | Universal coupler 30-60mm | LED | 1 | 40 | [8 empty] | CE. ENEC | [6 empty] | 66 | 4000 | 499x365x95 |  | 220-240V |  | 5 |  |  |  | 70 |  | 4000 |  | 106000 |  | 258000 |  |  | 147.25 |  |  | 9 | WWW | 25 | < 10% at 100.000 hours |  | Available | 740/559 | CIE(x=0.382. y=0.380) 5 SDCM | Class I | IK08 |  |  | 50 |  | -40 | 1 | 40 | RAL7035 | 50-60Hz | Passive | LED | dimmable | Road&Street | SMIx/2S | Road&Street |  |  | 5890 | No sensor | 108000 | [6 empty] | 255000
TBD | SMIX/2S/VVV/40/40/... | image | datasheet | deeplink | TUNGSRAM - SMIx/2S - 6010lm - 40W - 4000K - 70CRI - TBD[SKU] - Universal coupler 30-60mm | 7.4 | Universal coupler 30-60mm | LED | 1 | 40 | [8 empty] | CE. ENEC | [6 empty] | 66 | 4000 | 499x365x95 |  | 220-240V |  | 5 |  |  |  | 70 |  | 4000 |  | 106000 |  | 258000 |  |  | 150.25 |  |  | 9 | VVV | 25 | < 10% at 100.000 hours |  | Available | 740/559 | CIE(x=0.382. y=0.380) 5 SDCM | Class I | IK08 |  |  | 50 |  | -40 | 1 | 40 | RAL7035 | 50-60Hz | Passive | LED | dimmable | Road&Street | SMIx/2S | Road&Street |  |  | 6010 | No sensor | 108000 | [6 empty] | 255000
TBD | SMIX/2S/UUU/40/40/... | image | datasheet | deeplink | TUNGSRAM - SMIx/2S - 5700lm - 40W - 4000K - 70CRI - TBD[SKU] - Universal coupler 30-60mm | 7.4 | Universal coupler 30-60mm | LED | 1 | 40 | [8 empty] | CE. ENEC | [6 empty] | 66 | 4000 | 499x365x95 |  | 220-240V |  | 5 |  |  |  | 70 |  | 4000 |  | 106000 |  | 258000 |  |  | 142.5 |  |  | 9 | UUU | 25 | < 10% at 100.000 hours |  | Available | 740/559 | CIE(x=0.382. y=0.380) 5 SDCM | Class I | IK08 |  |  | 50 |  | -40 | 1 | 40 | RAL7035 | 50-60Hz | Passive | LED | dimmable | Road&Street | SMIx/2S | Road&Street |  |  | 5700 | No sensor | 108000 | [6 empty] | 255000
TBD | SMIX/2S/SSS/40/40/... | image | datasheet | deeplink | TUNGSRAM - SMIx/2S - 5790lm - 40W - 4000K - 70CRI - TBD[SKU] - Universal coupler 30-60mm | 7.4 | Universal coupler 30-60mm | LED | 1 | 40 | [8 empty] | CE. ENEC | [6 empty] | 66 | 4000 | 499x365x95 |  | 220-240V |  | 5 |  |  |  | 70 |  | 4000 |  | 106000 |  | 258000 |  |  | 144.75 |  |  | 9 | SSS | 25 | < 10% at 100.000 hours |  | Available | 740/559 | CIE(x=0.382. y=0.380) 5 SDCM | Class I | IK08 |  |  | 50 |  | -40 | 1 | 40 | RAL7035 | 50-60Hz | Passive | LED | dimmable | Road&Street | SMIx/2S | Road&Street |  |  | 5790 | No sensor | 108000 | [6 empty] | 255000
TBD | SMIX/2S/QQQ/40/40/... | image | datasheet | deeplink | TUNGSRAM - SMIx/2S - 5880lm - 40W - 4000K - 70CRI - TBD[SKU] - Universal coupler 30-60mm | 7.4 | Universal coupler 30-60mm | LED | 1 | 40 | [8 empty] | CE. ENEC | [6 empty] | 66 | 4000 | 499x365x95 |  | 220-240V |  | 5 |  |  |  | 70 |  | 4000 |  | 106000 |  | 258000 |  |  | 147 |  |  | 9 | QQQ | 25 | < 10% at 100.000 hours |  | Available | 740/559 | CIE(x=0.382. y=0.380) 5 SDCM | Class I | IK08 |  |  | 50 |  | -40 | 1 | 40 | RAL7035 | 50-60Hz | Passive | LED | dimmable | Road&Street | SMIx/2S | Road&Street |  |  | 5880 | No sensor | 108000 | [6 empty] | 255000
TBD | SMIX/2S/PPP/40/40/... | image | datasheet | deeplink | TUNGSRAM - SMIx/2S - 5930lm - 40W - 4000K - 70CRI - TBD[SKU] - Universal coupler 30-60mm | 7.4 | Universal coupler 30-60mm | LED | 1 | 40 | [8 empty] | CE. ENEC | [6 empty] | 66 | 4000 | 499x365x95 |  | 220-240V |  | 5 |  |  |  | 70 |  | 4000 |  | 106000 |  | 258000 |  |  | 148.25 |  |  | 9 | PPP | 25 | < 10% at 100.000 hours |  | Available | 740/559 | CIE(x=0.382. y=0.380) 5 SDCM | Class I | IK08 |  |  | 50 |  | -40 | 1 | 40 | RAL7035 | 50-60Hz | Passive | LED | dimmable | Road&Street | SMIx/2S | Road&Street |  |  | 5930 | No sensor | 108000 | [6 empty] | 255000
TBD | SMIX/2S/OOO/40/40/... | image | datasheet | deeplink | TUNGSRAM - SMIx/2S - 5810lm - 40W - 4000K - 70CRI - TBD[SKU] - Universal coupler 30-60mm | 7.4 | Universal coupler 30-60mm | LED | 1 | 40 | [8 empty] | CE. ENEC | [6 empty] | 66 | 4000 | 499x365x95 |  | 220-240V |  | 5 |  |  |  | 70 |  | 4000 |  | 106000 |  | 258000 |  |  | 145.25 |  |  | 9 | OOO | 25 | < 10% at 100.000 hours |  | Available | 740/559 | CIE(x=0.382. y=0.380) 5 SDCM | Class I | IK08 |  |  | 50 |  | -40 | 1 | 40 | RAL7035 | 50-60Hz | Passive | LED | dimmable | Road&Street | SMIx/2S | Road&Street |  |  | 5810 | No sensor | 108000 | [6 empty] | 255000
TBD | SMIX/2S/NNN/40/40/... | image | datasheet | deeplink | TUNGSRAM - SMIx/2S - 6020lm - 40W - 4000K - 70CRI - TBD[SKU] - Universal coupler 30-60mm | 7.4 | Universal coupler 30-60mm | LED | 1 | 40 | [8 empty] | CE. ENEC | [6 empty] | 66 | 4000 | 499x365x95 |  | 220-240V |  | 5 |  |  |  | 70 |  | 4000 |  | 106000 |  | 258000 |  |  | 150.5 |  |  | 9 | NNN | 25 | < 10% at 100.000 hours |  | Available | 740/559 | CIE(x=0.382. y=0.380) 5 SDCM | Class I | IK08 |  |  | 50 |  | -40 | 1 | 40 | RAL7035 | 50-60Hz | Passive | LED | dimmable | Road&Street | SMIx/2S | Road&Street |  |  | 6020 | No sensor | 108000 | [6 empty] | 255000
TBD | SMIX/2S/MMM/40/40/... | image | datasheet | deeplink | TUNGSRAM - SMIx/2S - 6030lm - 40W - 4000K - 70CRI - TBD[SKU] - Universal coupler 30-60mm | 7.4 | Universal coupler 30-60mm | LED | 1 | 40 | [8 empty] | CE. ENEC | [6 empty] | 66 | 4000 | 499x365x95 |  | 220-240V |  | 5 |  |  |  | 70 |  | 4000 |  | 106000 |  | 258000 |  |  | 150.75 |  |  | 9 | MMM | 25 | < 10% at 100.000 hours |  | Available | 740/559 | CIE(x=0.382. y=0.380) 5 SDCM | Class I | IK08 |  |  | 50 |  | -40 | 1 | 40 | RAL7035 | 50-60Hz | Passive | LED | dimmable | Road&Street | SMIx/2S | Road&Street |  |  | 6030 | No sensor | 108000 | [6 empty] | 255000
TBD | SMIX/2S/LLL/40/40/... | image | datasheet | deeplink | TUNGSRAM - SMIx/2S - 5950lm - 40W - 4000K - 70CRI - TBD[SKU] - Universal coupler 30-60mm | 7.4 | Universal coupler 30-60mm | LED | 1 | 40 | [8 empty] | CE. ENEC | [6 empty] | 66 | 4000 | 499x365x95 |  | 220-240V |  | 5 |  |  |  | 70 |  | 4000 |  | 106000 |  | 258000 |  |  | 148.75 |  |  | 9 | LLL | 25 | < 10% at 100.000 hours |  | Available | 740/559 | CIE(x=0.382. y=0.380) 5 SDCM | Class I | IK08 |  |  | 50 |  | -40 | 1 | 40 | RAL7035 | 50-60Hz | Passive | LED | dimmable | Road&Street | SMIx/2S | Road&Street |  |  | 5950 | No sensor | 108000 | [6 empty] | 255000
TBD | SMIX/2S/KKK/40/40/... | image | datasheet | deeplink | TUNGSRAM - SMIx/2S - 5950lm - 40W - 4000K - 70CRI - TBD[SKU] - Universal coupler 30-60mm | 7.4 | Universal coupler 30-60mm | LED | 1 | 40 | [8 empty] | CE. ENEC | [6 empty] | 66 | 4000 | 499x365x95 |  | 220-240V |  | 5 |  |  |  | 70 |  | 4000 |  | 106000 |  | 258000 |  |  | 148.75 |  |  | 9 | KKK | 25 | < 10% at 100.000 hours |  | Available | 740/559 | CIE(x=0.382. y=0.380) 5 SDCM | Class I | IK08 |  |  | 50 |  | -40 | 1 | 40 | RAL7035 | 50-60Hz | Passive | LED | dimmable | Road&Street | SMIx/2S | Road&Street |  |  | 5950 | No sensor | 108000 | [6 empty] | 255000
TBD | SMIX/2S/JJJ/40/40/... | image | datasheet | deeplink | TUNGSRAM - SMIx/2S - 5900lm - 40W - 4000K - 70CRI - TBD[SKU] - Universal coupler 30-60mm | 7.4 | Universal coupler 30-60mm | LED | 1 | 40 | [8 empty] | CE. ENEC | [6 empty] | 66 | 4000 | 499x365x95 |  | 220-240V |  | 5 |  |  |  | 70 |  | 4000 |  | 106000 |  | 258000 |  |  | 147.5 |  |  | 9 | JJJ | 25 | < 10% at 100.000 hours |  | Available | 740/559 | CIE(x=0.382. y=0.380) 5 SDCM | Class I | IK08 |  |  | 50 |  | -40 | 1 | 40 | RAL7035 | 50-60Hz | Passive | LED | dimmable | Road&Street | SMIx/2S | Road&Street |  |  | 5900 | No sensor | 108000 | [6 empty] | 255000
TBD | SMIX/2S/HHH/40/40/... | image | datasheet | deeplink | TUNGSRAM - SMIx/2S - 5860lm - 40W - 4000K - 70CRI - TBD[SKU] - Universal coupler 30-60mm | 7.4 | Universal coupler 30-60mm | LED | 1 | 40 | [8 empty] | CE. ENEC | [6 empty] | 66 | 4000 | 499x365x95 |  | 220-240V |  | 5 |  |  |  | 70 |  | 4000 |  | 106000 |  | 258000 |  |  | 146.5 |  |  | 9 | HHH | 25 | < 10% at 100.000 hours |  | Available | 740/559 | CIE(x=0.382. y=0.380) 5 SDCM | Class I | IK08 |  |  | 50 |  | -40 | 1 | 40 | RAL7035 | 50-60Hz | Passive | LED | dimmable | Road&Street | SMIx/2S | Road&Street |  |  | 5860 | No sensor | 108000 | [6 empty] | 255000
TBD | SMIX/2S/FFF/40/40/... | image | datasheet | deeplink | TUNGSRAM - SMIx/2S - 6010lm - 40W - 4000K - 70CRI - TBD[SKU] - Universal coupler 30-60mm | 7.4 | Universal coupler 30-60mm | LED | 1 | 40 | [8 empty] | CE. ENEC | [6 empty] | 66 | 4000 | 499x365x95 |  | 220-240V |  | 5 |  |  |  | 70 |  | 4000 |  | 106000 |  | 258000 |  |  | 150.25 |  |  | 9 | FFF | 25 | < 10% at 100.000 hours |  | Available | 740/559 | CIE(x=0.382. y=0.380) 5 SDCM | Class I | IK08 |  |  | 50 |  | -40 | 1 | 40 | RAL7035 | 50-60Hz | Passive | LED | dimmable | Road&Street | SMIx/2S | Road&Street |  |  | 6010 | No sensor | 108000 | [6 empty] | 255000
TBD | SMIX/2S/EEE/40/40/... | image | datasheet | deeplink | TUNGSRAM - SMIx/2S - 5980lm - 40W - 4000K - 70CRI - TBD[SKU] - Universal coupler 30-60mm | 7.4 | Universal coupler 30-60mm | LED | 1 | 40 | [8 empty] | CE. ENEC | [6 empty] | 66 | 4000 | 499x365x95 |  | 220-240V |  | 5 |  |  |  | 70 |  | 4000 |  | 106000 |  | 258000 |  |  | 149.5 |  |  | 9 | EEE | 25 | < 10% at 100.000 hours |  | Available | 740/559 | CIE(x=0.382. y=0.380) 5 SDCM | Class I | IK08 |  |  | 50 |  | -40 | 1 | 40 | RAL7035 | 50-60Hz | Passive | LED | dimmable | Road&Street | SMIx/2S | Road&Street |  |  | 5980 | No sensor | 108000 | [6 empty] | 255000
TBD | SMIX/2S/CCC/40/40/... | image | datasheet | deeplink | TUNGSRAM - SMIx/2S - 5970lm - 40W - 4000K - 70CRI - TBD[SKU] - Universal coupler 30-60mm | 7.4 | Universal coupler 30-60mm | LED | 1 | 40 | [8 empty] | CE. ENEC | [6 empty] | 66 | 4000 | 499x365x95 |  | 220-240V |  | 5 |  |  |  | 70 |  | 4000 |  | 106000 |  | 258000 |  |  | 149.25 |  |  | 9 | CCC | 25 | < 10% at 100.000 hours |  | Available | 740/559 | CIE(x=0.382. y=0.380) 5 SDCM | Class I | IK08 |  |  | 50 |  | -40 | 1 | 40 | RAL7035 | 50-60Hz | Passive | LED | dimmable | Road&Street | SMIx/2S | Road&Street |  |  | 5970 | No sensor | 108000 | [6 empty] | 255000
TBD | SMIX/2S/YYY/35/40/... | image | datasheet | deeplink | TUNGSRAM - SMIx/2S - 5170lm - 35W - 4000K - 70CRI - TBD[SKU] - Universal coupler 30-60mm | 7.4 | Universal coupler 30-60mm | LED | 1 | 35 | [8 empty] | CE. ENEC | [6 empty] | 66 | 4000 | 499x365x95 |  | 220-240V |  | 5 |  |  |  | 70 |  | 4000 |  | 106000 |  | 258000 |  |  | 147.71 |  |  | 9 | YYY | 25 | < 10% at 100.000 hours |  | Available | 740/559 | CIE(x=0.382. y=0.380) 5 SDCM | Class I | IK08 |  |  | 50 |  | -40 | 1 | 35 | RAL7035 | 50-60Hz | Passive | LED | dimmable | Road&Street | SMIx/2S | Road&Street |  |  | 5170 | No sensor | 108000 | [6 empty] | 255000
TBD | SMIX/2S/XXX/35/40/... | image | datasheet | deeplink | TUNGSRAM - SMIx/2S - 5240lm - 35W - 4000K - 70CRI - TBD[SKU] - Universal coupler 30-60mm | 7.4 | Universal coupler 30-60mm | LED | 1 | 35 | [8 empty] | CE. ENEC | [6 empty] | 66 | 4000 | 499x365x95 |  | 220-240V |  | 5 |  |  |  | 70 |  | 4000 |  | 106000 |  | 258000 |  |  | 149.71 |  |  | 9 | XXX | 25 | < 10% at 100.000 hours |  | Available | 740/559 | CIE(x=0.382. y=0.380) 5 SDCM | Class I | IK08 |  |  | 50 |  | -40 | 1 | 35 | RAL7035 | 50-60Hz | Passive | LED | dimmable | Road&Street | SMIx/2S | Road&Street |  |  | 5240 | No sensor | 108000 | [6 empty] | 255000
TBD | SMIX/2S/WWW/35/40/... | image | datasheet | deeplink | TUNGSRAM - SMIx/2S - 5230lm - 35W - 4000K - 70CRI - TBD[SKU] - Universal coupler 30-60mm | 7.4 | Universal coupler 30-60mm | LED | 1 | 35 | [8 empty] | CE. ENEC | [6 empty] | 66 | 4000 | 499x365x95 |  | 220-240V |  | 5 |  |  |  | 70 |  | 4000 |  | 106000 |  | 258000 |  |  | 149.43 |  |  | 9 | WWW | 25 | < 10% at 100.000 hours |  | Available | 740/559 | CIE(x=0.382. y=0.380) 5 SDCM | Class I | IK08 |  |  | 50 |  | -40 | 1 | 35 | RAL7035 | 50-60Hz | Passive | LED | dimmable | Road&Street | SMIx/2S | Road&Street |  |  | 5230 | No sensor | 108000 | [6 empty] | 255000
TBD | SMIX/2S/VVV/35/40/... | image | datasheet | deeplink | TUNGSRAM - SMIx/2S - 5330lm - 35W - 4000K - 70CRI - TBD[SKU] - Universal coupler 30-60mm | 7.4 | Universal coupler 30-60mm | LED | 1 | 35 | [8 empty] | CE. ENEC | [6 empty] | 66 | 4000 | 499x365x95 |  | 220-240V |  | 5 |  |  |  | 70 |  | 4000 |  | 106000 |  | 258000 |  |  | 152.29 |  |  | 9 | VVV | 25 | < 10% at 100.000 hours |  | Available | 740/559 | CIE(x=0.382. y=0.380) 5 SDCM | Class I | IK08 |  |  | 50 |  | -40 | 1 | 35 | RAL7035 | 50-60Hz | Passive | LED | dimmable | Road&Street | SMIx/2S | Road&Street |  |  | 5330 | No sensor | 108000 | [6 empty] | 255000
TBD | SMIX/2S/UUU/35/40/... | image | datasheet | deeplink | TUNGSRAM - SMIx/2S - 5060lm - 35W - 4000K - 70CRI - TBD[SKU] - Universal coupler 30-60mm | 7.4 | Universal coupler 30-60mm | LED | 1 | 35 | [8 empty] | CE. ENEC | [6 empty] | 66 | 4000 | 499x365x95 |  | 220-240V |  | 5 |  |  |  | 70 |  | 4000 |  | 106000 |  | 258000 |  |  | 144.57 |  |  | 9 | UUU | 25 | < 10% at 100.000 hours |  | Available | 740/559 | CIE(x=0.382. y=0.380) 5 SDCM | Class I | IK08 |  |  | 50 |  | -40 | 1 | 35 | RAL7035 | 50-60Hz | Passive | LED | dimmable | Road&Street | SMIx/2S | Road&Street |  |  | 5060 | No sensor | 108000 | [6 empty] | 255000
TBD | SMIX/2S/SSS/35/40/... | image | datasheet | deeplink | TUNGSRAM - SMIx/2S - 5140lm - 35W - 4000K - 70CRI - TBD[SKU] - Universal coupler 30-60mm | 7.4 | Universal coupler 30-60mm | LED | 1 | 35 | [8 empty] | CE. ENEC | [6 empty] | 66 | 4000 | 499x365x95 |  | 220-240V |  | 5 |  |  |  | 70 |  | 4000 |  | 106000 |  | 258000 |  |  | 146.86 |  |  | 9 | SSS | 25 | < 10% at 100.000 hours |  | Available | 740/559 | CIE(x=0.382. y=0.380) 5 SDCM | Class I | IK08 |  |  | 50 |  | -40 | 1 | 35 | RAL7035 | 50-60Hz | Passive | LED | dimmable | Road&Street | SMIx/2S | Road&Street |  |  | 5140 | No sensor | 108000 | [6 empty] | 255000
TBD | SMIX/2S/QQQ/35/40/... | image | datasheet | deeplink | TUNGSRAM - SMIx/2S - 5220lm - 35W - 4000K - 70CRI - TBD[SKU] - Universal coupler 30-60mm | 7.4 | Universal coupler 30-60mm | LED | 1 | 35 | [8 empty] | CE. ENEC | [6 empty] | 66 | 4000 | 499x365x95 |  | 220-240V |  | 5 |  |  |  | 70 |  | 4000 |  | 106000 |  | 258000 |  |  | 149.14 |  |  | 9 | QQQ | 25 | < 10% at 100.000 hours |  | Available | 740/559 | CIE(x=0.382. y=0.380) 5 SDCM | Class I | IK08 |  |  | 50 |  | -40 | 1 | 35 | RAL7035 | 50-60Hz | Passive | LED | dimmable | Road&Street | SMIx/2S | Road&Street |  |  | 5220 | No sensor | 108000 | [6 empty] | 255000
TBD | SMIX/2S/PPP/35/40/... | image | datasheet | deeplink | TUNGSRAM - SMIx/2S - 5260lm - 35W - 4000K - 70CRI - TBD[SKU] - Universal coupler 30-60mm | 7.4 | Universal coupler 30-60mm | LED | 1 | 35 | [8 empty] | CE. ENEC | [6 empty] | 66 | 4000 | 499x365x95 |  | 220-240V |  | 5 |  |  |  | 70 |  | 4000 |  | 106000 |  | 258000 |  |  | 150.29 |  |  | 9 | PPP | 25 | < 10% at 100.000 hours |  | Available | 740/559 | CIE(x=0.382. y=0.380) 5 SDCM | Class I | IK08 |  |  | 50 |  | -40 | 1 | 35 | RAL7035 | 50-60Hz | Passive | LED | dimmable | Road&Street | SMIx/2S | Road&Street |  |  | 5260 | No sensor | 108000 | [6 empty] | 255000
TBD | SMIX/2S/OOO/35/40/... | image | datasheet | deeplink | TUNGSRAM - SMIx/2S - 5160lm - 35W - 4000K - 70CRI - TBD[SKU] - Universal coupler 30-60mm | 7.4 | Universal coupler 30-60mm | LED | 1 | 35 | [8 empty] | CE. ENEC | [6 empty] | 66 | 4000 | 499x365x95 |  | 220-240V |  | 5 |  |  |  | 70 |  | 4000 |  | 106000 |  | 258000 |  |  | 147.43 |  |  | 9 | OOO | 25 | < 10% at 100.000 hours |  | Available | 740/559 | CIE(x=0.382. y=0.380) 5 SDCM | Class I | IK08 |  |  | 50 |  | -40 | 1 | 35 | RAL7035 | 50-60Hz | Passive | LED | dimmable | Road&Street | SMIx/2S | Road&Street |  |  | 5160 | No sensor | 108000 | [6 empty] | 255000
TBD | SMIX/2S/NNN/35/40/... | image | datasheet | deeplink | TUNGSRAM - SMIx/2S - 5340lm - 35W - 4000K - 70CRI - TBD[SKU] - Universal coupler 30-60mm | 7.4 | Universal coupler 30-60mm | LED | 1 | 35 | [8 empty] | CE. ENEC | [6 empty] | 66 | 4000 | 499x365x95 |  | 220-240V |  | 5 |  |  |  | 70 |  | 4000 |  | 106000 |  | 258000 |  |  | 152.57 |  |  | 9 | NNN | 25 | < 10% at 100.000 hours |  | Available | 740/559 | CIE(x=0.382. y=0.380) 5 SDCM | Class I | IK08 |  |  | 50 |  | -40 | 1 | 35 | RAL7035 | 50-60Hz | Passive | LED | dimmable | Road&Street | SMIx/2S | Road&Street |  |  | 5340 | No sensor | 108000 | [6 empty] | 255000
TBD | SMIX/2S/MMM/35/40/... | image | datasheet | deeplink | TUNGSRAM - SMIx/2S - 5350lm - 35W - 4000K - 70CRI - TBD[SKU] - Universal coupler 30-60mm | 7.4 | Universal coupler 30-60mm | LED | 1 | 35 | [8 empty] | CE. ENEC | [6 empty] | 66 | 4000 | 499x365x95 |  | 220-240V |  | 5 |  |  |  | 70 |  | 4000 |  | 106000 |  | 258000 |  |  | 152.86 |  |  | 9 | MMM | 25 | < 10% at 100.000 hours |  | Available | 740/559 | CIE(x=0.382. y=0.380) 5 SDCM | Class I | IK08 |  |  | 50 |  | -40 | 1 | 35 | RAL7035 | 50-60Hz | Passive | LED | dimmable | Road&Street | SMIx/2S | Road&Street |  |  | 5350 | No sensor | 108000 | [6 empty] | 255000
TBD | SMIX/2S/LLL/35/40/... | image | datasheet | deeplink | TUNGSRAM - SMIx/2S - 5280lm - 35W - 4000K - 70CRI - TBD[SKU] - Universal coupler 30-60mm | 7.4 | Universal coupler 30-60mm | LED | 1 | 35 | [8 empty] | CE. ENEC | [6 empty] | 66 | 4000 | 499x365x95 |  | 220-240V |  | 5 |  |  |  | 70 |  | 4000 |  | 106000 |  | 258000 |  |  | 150.86 |  |  | 9 | LLL | 25 | < 10% at 100.000 hours |  | Available | 740/559 | CIE(x=0.382. y=0.380) 5 SDCM | Class I | IK08 |  |  | 50 |  | -40 | 1 | 35 | RAL7035 | 50-60Hz | Passive | LED | dimmable | Road&Street | SMIx/2S | Road&Street |  |  | 5280 | No sensor | 108000 | [6 empty] | 255000
TBD | SMIX/2S/KKK/35/40/... | image | datasheet | deeplink | TUNGSRAM - SMIx/2S - 5280lm - 35W - 4000K - 70CRI - TBD[SKU] - Universal coupler 30-60mm | 7.4 | Universal coupler 30-60mm | LED | 1 | 35 | [8 empty] | CE. ENEC | [6 empty] | 66 | 4000 | 499x365x95 |  | 220-240V |  | 5 |  |  |  | 70 |  | 4000 |  | 106000 |  | 258000 |  |  | 150.86 |  |  | 9 | KKK | 25 | < 10% at 100.000 hours |  | Available | 740/559 | CIE(x=0.382. y=0.380) 5 SDCM | Class I | IK08 |  |  | 50 |  | -40 | 1 | 35 | RAL7035 | 50-60Hz | Passive | LED | dimmable | Road&Street | SMIx/2S | Road&Street |  |  | 5280 | No sensor | 108000 | [6 empty] | 255000
TBD | SMIX/2S/JJJ/35/40/... | image | datasheet | deeplink | TUNGSRAM - SMIx/2S - 5240lm - 35W - 4000K - 70CRI - TBD[SKU] - Universal coupler 30-60mm | 7.4 | Universal coupler 30-60mm | LED | 1 | 35 | [8 empty] | CE. ENEC | [6 empty] | 66 | 4000 | 499x365x95 |  | 220-240V |  | 5 |  |  |  | 70 |  | 4000 |  | 106000 |  | 258000 |  |  | 149.71 |  |  | 9 | JJJ | 25 | < 10% at 100.000 hours |  | Available | 740/559 | CIE(x=0.382. y=0.380) 5 SDCM | Class I | IK08 |  |  | 50 |  | -40 | 1 | 35 | RAL7035 | 50-60Hz | Passive | LED | dimmable | Road&Street | SMIx/2S | Road&Street |  |  | 5240 | No sensor | 108000 | [6 empty] | 255000
TBD | SMIX/2S/HHH/35/40/... | image | datasheet | deeplink | TUNGSRAM - SMIx/2S - 5200lm - 35W - 4000K - 70CRI - TBD[SKU] - Universal coupler 30-60mm | 7.4 | Universal coupler 30-60mm | LED | 1 | 35 | [8 empty] | CE. ENEC | [6 empty] | 66 | 4000 | 499x365x95 |  | 220-240V |  | 5 |  |  |  | 70 |  | 4000 |  | 106000 |  | 258000 |  |  | 148.57 |  |  | 9 | HHH | 25 | < 10% at 100.000 hours |  | Available | 740/559 | CIE(x=0.382. y=0.380) 5 SDCM | Class I | IK08 |  |  | 50 |  | -40 | 1 | 35 | RAL7035 | 50-60Hz | Passive | LED | dimmable | Road&Street | SMIx/2S | Road&Street |  |  | 5200 | No sensor | 108000 | [6 empty] | 255000
TBD | SMIX/2S/FFF/35/40/... | image | datasheet | deeplink | TUNGSRAM - SMIx/2S - 5330lm - 35W - 4000K - 70CRI - TBD[SKU] - Universal coupler 30-60mm | 7.4 | Universal coupler 30-60mm | LED | 1 | 35 | [8 empty] | CE. ENEC | [6 empty] | 66 | 4000 | 499x365x95 |  | 220-240V |  | 5 |  |  |  | 70 |  | 4000 |  | 106000 |  | 258000 |  |  | 152.29 |  |  | 9 | FFF | 25 | < 10% at 100.000 hours |  | Available | 740/559 | CIE(x=0.382. y=0.380) 5 SDCM | Class I | IK08 |  |  | 50 |  | -40 | 1 | 35 | RAL7035 | 50-60Hz | Passive | LED | dimmable | Road&Street | SMIx/2S | Road&Street |  |  | 5330 | No sensor | 108000 | [6 empty] | 255000
TBD | SMIX/2S/EEE/35/40/... | image | datasheet | deeplink | TUNGSRAM - SMIx/2S - 5310lm - 35W - 4000K - 70CRI - TBD[SKU] - Universal coupler 30-60mm | 7.4 | Universal coupler 30-60mm | LED | 1 | 35 | [8 empty] | CE. ENEC | [6 empty] | 66 | 4000 | 499x365x95 |  | 220-240V |  | 5 |  |  |  | 70 |  | 4000 |  | 106000 |  | 258000 |  |  | 151.71 |  |  | 9 | EEE | 25 | < 10% at 100.000 hours |  | Available | 740/559 | CIE(x=0.382. y=0.380) 5 SDCM | Class I | IK08 |  |  | 50 |  | -40 | 1 | 35 | RAL7035 | 50-60Hz | Passive | LED | dimmable | Road&Street | SMIx/2S | Road&Street |  |  | 5310 | No sensor | 108000 | [6 empty] | 255000
TBD | SMIX/2S/CCC/35/40/... | image | datasheet | deeplink | TUNGSRAM - SMIx/2S - 5300lm - 35W - 4000K - 70CRI - TBD[SKU] - Universal coupler 30-60mm | 7.4 | Universal coupler 30-60mm | LED | 1 | 35 | [8 empty] | CE. ENEC | [6 empty] | 66 | 4000 | 499x365x95 |  | 220-240V |  | 5 |  |  |  | 70 |  | 4000 |  | 106000 |  | 258000 |  |  | 151.43 |  |  | 9 | CCC | 25 | < 10% at 100.000 hours |  | Available | 740/559 | CIE(x=0.382. y=0.380) 5 SDCM | Class I | IK08 |  |  | 50 |  | -40 | 1 | 35 | RAL7035 | 50-60Hz | Passive | LED | dimmable | Road&Street | SMIx/2S | Road&Street |  |  | 5300 | No sensor | 108000 | [6 empty] | 255000
TBD | SMIX/2S/YYY/30/40/... | image | datasheet | deeplink | TUNGSRAM - SMIx/2S - 4490lm - 30W - 4000K - 70CRI - TBD[SKU] - Universal coupler 30-60mm | 7.4 | Universal coupler 30-60mm | LED | 1 | 30 | [8 empty] | CE. ENEC | [6 empty] | 66 | 4000 | 499x365x95 |  | 220-240V |  | 5 |  |  |  | 70 |  | 4000 |  | 106000 |  | 258000 |  |  | 149.67 |  |  | 9 | YYY | 25 | < 10% at 100.000 hours |  | Available | 740/559 | CIE(x=0.382. y=0.380) 5 SDCM | Class I | IK08 |  |  | 50 |  | -40 | 1 | 30 | RAL7035 | 50-60Hz | Passive | LED | dimmable | Road&Street | SMIx/2S | Road&Street |  |  | 4490 | No sensor | 108000 | [6 empty] | 255000
TBD | SMIX/2S/XXX/30/40/... | image | datasheet | deeplink | TUNGSRAM - SMIx/2S - 4550lm - 30W - 4000K - 70CRI - TBD[SKU] - Universal coupler 30-60mm | 7.4 | Universal coupler 30-60mm | LED | 1 | 30 | [8 empty] | CE. ENEC | [6 empty] | 66 | 4000 | 499x365x95 |  | 220-240V |  | 5 |  |  |  | 70 |  | 4000 |  | 106000 |  | 258000 |  |  | 151.67 |  |  | 9 | XXX | 25 | < 10% at 100.000 hours |  | Available | 740/559 | CIE(x=0.382. y=0.380) 5 SDCM | Class I | IK08 |  |  | 50 |  | -40 | 1 | 30 | RAL7035 | 50-60Hz | Passive | LED | dimmable | Road&Street | SMIx/2S | Road&Street |  |  | 4550 | No sensor | 108000 | [6 empty] | 255000
TBD | SMIX/2S/WWW/30/40/... | image | datasheet | deeplink | TUNGSRAM - SMIx/2S - 4550lm - 30W - 4000K - 70CRI - TBD[SKU] - Universal coupler 30-60mm | 7.4 | Universal coupler 30-60mm | LED | 1 | 30 | [8 empty] | CE. ENEC | [6 empty] | 66 | 4000 | 499x365x95 |  | 220-240V |  | 5 |  |  |  | 70 |  | 4000 |  | 106000 |  | 258000 |  |  | 151.67 |  |  | 9 | WWW | 25 | < 10% at 100.000 hours |  | Available | 740/559 | CIE(x=0.382. y=0.380) 5 SDCM | Class I | IK08 |  |  | 50 |  | -40 | 1 | 30 | RAL7035 | 50-60Hz | Passive | LED | dimmable | Road&Street | SMIx/2S | Road&Street |  |  | 4550 | No sensor | 108000 | [6 empty] | 255000
TBD | SMIX/2S/VVV/30/40/... | image | datasheet | deeplink | TUNGSRAM - SMIx/2S - 4640lm - 30W - 4000K - 70CRI - TBD[SKU] - Universal coupler 30-60mm | 7.4 | Universal coupler 30-60mm | LED | 1 | 30 | [8 empty] | CE. ENEC | [6 empty] | 66 | 4000 | 499x365x95 |  | 220-240V |  | 5 |  |  |  | 70 |  | 4000 |  | 106000 |  | 258000 |  |  | 154.67 |  |  | 9 | VVV | 25 | < 10% at 100.000 hours |  | Available | 740/559 | CIE(x=0.382. y=0.380) 5 SDCM | Class I | IK08 |  |  | 50 |  | -40 | 1 | 30 | RAL7035 | 50-60Hz | Passive | LED | dimmable | Road&Street | SMIx/2S | Road&Street |  |  | 4640 | No sensor | 108000 | [6 empty] | 255000
TBD | SMIX/2S/UUU/30/40/... | image | datasheet | deeplink | TUNGSRAM - SMIx/2S - 4400lm - 30W - 4000K - 70CRI - TBD[SKU] - Universal coupler 30-60mm | 7.4 | Universal coupler 30-60mm | LED | 1 | 30 | [8 empty] | CE. ENEC | [6 empty] | 66 | 4000 | 499x365x95 |  | 220-240V |  | 5 |  |  |  | 70 |  | 4000 |  | 106000 |  | 258000 |  |  | 146.67 |  |  | 9 | UUU | 25 | < 10% at 100.000 hours |  | Available | 740/559 | CIE(x=0.382. y=0.380) 5 SDCM | Class I | IK08 |  |  | 50 |  | -40 | 1 | 30 | RAL7035 | 50-60Hz | Passive | LED | dimmable | Road&Street | SMIx/2S | Road&Street |  |  | 4400 | No sensor | 108000 | [6 empty] | 255000
TBD | SMIX/2S/SSS/30/40/... | image | datasheet | deeplink | TUNGSRAM - SMIx/2S - 4470lm - 30W - 4000K - 70CRI - TBD[SKU] - Universal coupler 30-60mm | 7.4 | Universal coupler 30-60mm | LED | 1 | 30 | [8 empty] | CE. ENEC | [6 empty] | 66 | 4000 | 499x365x95 |  | 220-240V |  | 5 |  |  |  | 70 |  | 4000 |  | 106000 |  | 258000 |  |  | 149 |  |  | 9 | SSS | 25 | < 10% at 100.000 hours |  | Available | 740/559 | CIE(x=0.382. y=0.380) 5 SDCM | Class I | IK08 |  |  | 50 |  | -40 | 1 | 30 | RAL7035 | 50-60Hz | Passive | LED | dimmable | Road&Street | SMIx/2S | Road&Street |  |  | 4470 | No sensor | 108000 | [6 empty] | 255000
TBD | SMIX/2S/QQQ/30/40/... | image | datasheet | deeplink | TUNGSRAM - SMIx/2S - 4530lm - 30W - 4000K - 70CRI - TBD[SKU] - Universal coupler 30-60mm | 7.4 | Universal coupler 30-60mm | LED | 1 | 30 | [8 empty] | CE. ENEC | [6 empty] | 66 | 4000 | 499x365x95 |  | 220-240V |  | 5 |  |  |  | 70 |  | 4000 |  | 106000 |  | 258000 |  |  | 151 |  |  | 9 | QQQ | 25 | < 10% at 100.000 hours |  | Available | 740/559 | CIE(x=0.382. y=0.380) 5 SDCM | Class I | IK08 |  |  | 50 |  | -40 | 1 | 30 | RAL7035 | 50-60Hz | Passive | LED | dimmable | Road&Street | SMIx/2S | Road&Street |  |  | 4530 | No sensor | 108000 | [6 empty] | 255000
TBD | SMIX/2S/PPP/30/40/... | image | datasheet | deeplink | TUNGSRAM - SMIx/2S - 4580lm - 30W - 4000K - 70CRI - TBD[SKU] - Universal coupler 30-60mm | 7.4 | Universal coupler 30-60mm | LED | 1 | 30 | [8 empty] | CE. ENEC | [6 empty] | 66 | 4000 | 499x365x95 |  | 220-240V |  | 5 |  |  |  | 70 |  | 4000 |  | 106000 |  | 258000 |  |  | 152.67 |  |  | 9 | PPP | 25 | < 10% at 100.000 hours |  | Available | 740/559 | CIE(x=0.382. y=0.380) 5 SDCM | Class I | IK08 |  |  | 50 |  | -40 | 1 | 30 | RAL7035 | 50-60Hz | Passive | LED | dimmable | Road&Street | SMIx/2S | Road&Street |  |  | 4580 | No sensor | 108000 | [6 empty] | 255000
TBD | SMIX/2S/OOO/30/40/... | image | datasheet | deeplink | TUNGSRAM - SMIx/2S - 4480lm - 30W - 4000K - 70CRI - TBD[SKU] - Universal coupler 30-60mm | 7.4 | Universal coupler 30-60mm | LED | 1 | 30 | [8 empty] | CE. ENEC | [6 empty] | 66 | 4000 | 499x365x95 |  | 220-240V |  | 5 |  |  |  | 70 |  | 4000 |  | 106000 |  | 258000 |  |  | 149.33 |  |  | 9 | OOO | 25 | < 10% at 100.000 hours |  | Available | 740/559 | CIE(x=0.382. y=0.380) 5 SDCM | Class I | IK08 |  |  | 50 |  | -40 | 1 | 30 | RAL7035 | 50-60Hz | Passive | LED | dimmable | Road&Street | SMIx/2S | Road&Street |  |  | 4480 | No sensor | 108000 | [6 empty] | 255000
TBD | SMIX/2S/NNN/30/40/... | image | datasheet | deeplink | TUNGSRAM - SMIx/2S - 4640lm - 30W - 4000K - 70CRI - TBD[SKU] - Universal coupler 30-60mm | 7.4 | Universal coupler 30-60mm | LED | 1 | 30 | [8 empty] | CE. ENEC | [6 empty] | 66 | 4000 | 499x365x95 |  | 220-240V |  | 5 |  |  |  | 70 |  | 4000 |  | 106000 |  | 258000 |  |  | 154.67 |  |  | 9 | NNN | 25 | < 10% at 100.000 hours |  | Available | 740/559 | CIE(x=0.382. y=0.380) 5 SDCM | Class I | IK08 |  |  | 50 |  | -40 | 1 | 30 | RAL7035 | 50-60Hz | Passive | LED | dimmable | Road&Street | SMIx/2S | Road&Street |  |  | 4640 | No sensor | 108000 | [6 empty] | 255000
TBD | SMIX/2S/MMM/30/40/... | image | datasheet | deeplink | TUNGSRAM - SMIx/2S - 4650lm - 30W - 4000K - 70CRI - TBD[SKU] - Universal coupler 30-60mm | 7.4 | Universal coupler 30-60mm | LED | 1 | 30 | [8 empty] | CE. ENEC | [6 empty] | 66 | 4000 | 499x365x95 |  | 220-240V |  | 5 |  |  |  | 70 |  | 4000 |  | 106000 |  | 258000 |  |  | 155 |  |  | 9 | MMM | 25 | < 10% at 100.000 hours |  | Available | 740/559 | CIE(x=0.382. y=0.380) 5 SDCM | Class I | IK08 |  |  | 50 |  | -40 | 1 | 30 | RAL7035 | 50-60Hz | Passive | LED | dimmable | Road&Street | SMIx/2S | Road&Street |  |  | 4650 | No sensor | 108000 | [6 empty] | 255000
TBD | SMIX/2S/LLL/30/40/... | image | datasheet | deeplink | TUNGSRAM - SMIx/2S - 4590lm - 30W - 4000K - 70CRI - TBD[SKU] - Universal coupler 30-60mm | 7.4 | Universal coupler 30-60mm | LED | 1 | 30 | [8 empty] | CE. ENEC | [6 empty] | 66 | 4000 | 499x365x95 |  | 220-240V |  | 5 |  |  |  | 70 |  | 4000 |  | 106000 |  | 258000 |  |  | 153 |  |  | 9 | LLL | 25 | < 10% at 100.000 hours |  | Available | 740/559 | CIE(x=0.382. y=0.380) 5 SDCM | Class I | IK08 |  |  | 50 |  | -40 | 1 | 30 | RAL7035 | 50-60Hz | Passive | LED | dimmable | Road&Street | SMIx/2S | Road&Street |  |  | 4590 | No sensor | 108000 | [6 empty] | 255000
TBD | SMIX/2S/KKK/30/40/... | image | datasheet | deeplink | TUNGSRAM - SMIx/2S - 4590lm - 30W - 4000K - 70CRI - TBD[SKU] - Universal coupler 30-60mm | 7.4 | Universal coupler 30-60mm | LED | 1 | 30 | [8 empty] | CE. ENEC | [6 empty] | 66 | 4000 | 499x365x95 |  | 220-240V |  | 5 |  |  |  | 70 |  | 4000 |  | 106000 |  | 258000 |  |  | 153 |  |  | 9 | KKK | 25 | < 10% at 100.000 hours |  | Available | 740/559 | CIE(x=0.382. y=0.380) 5 SDCM | Class I | IK08 |  |  | 50 |  | -40 | 1 | 30 | RAL7035 | 50-60Hz | Passive | LED | dimmable | Road&Street | SMIx/2S | Road&Street |  |  | 4590 | No sensor | 108000 | [6 empty] | 255000
TBD | SMIX/2S/JJJ/30/40/... | image | datasheet | deeplink | TUNGSRAM - SMIx/2S - 4550lm - 30W - 4000K - 70CRI - TBD[SKU] - Universal coupler 30-60mm | 7.4 | Universal coupler 30-60mm | LED | 1 | 30 | [8 empty] | CE. ENEC | [6 empty] | 66 | 4000 | 499x365x95 |  | 220-240V |  | 5 |  |  |  | 70 |  | 4000 |  | 106000 |  | 258000 |  |  | 151.67 |  |  | 9 | JJJ | 25 | < 10% at 100.000 hours |  | Available | 740/559 | CIE(x=0.382. y=0.380) 5 SDCM | Class I | IK08 |  |  | 50 |  | -40 | 1 | 30 | RAL7035 | 50-60Hz | Passive | LED | dimmable | Road&Street | SMIx/2S | Road&Street |  |  | 4550 | No sensor | 108000 | [6 empty] | 255000
TBD | SMIX/2S/HHH/30/40/... | image | datasheet | deeplink | TUNGSRAM - SMIx/2S - 4520lm - 30W - 4000K - 70CRI - TBD[SKU] - Universal coupler 30-60mm | 7.4 | Universal coupler 30-60mm | LED | 1 | 30 | [8 empty] | CE. ENEC | [6 empty] | 66 | 4000 | 499x365x95 |  | 220-240V |  | 5 |  |  |  | 70 |  | 4000 |  | 106000 |  | 258000 |  |  | 150.67 |  |  | 9 | HHH | 25 | < 10% at 100.000 hours |  | Available | 740/559 | CIE(x=0.382. y=0.380) 5 SDCM | Class I | IK08 |  |  | 50 |  | -40 | 1 | 30 | RAL7035 | 50-60Hz | Passive | LED | dimmable | Road&Street | SMIx/2S | Road&Street |  |  | 4520 | No sensor | 108000 | [6 empty] | 255000
TBD | SMIX/2S/FFF/30/40/... | image | datasheet | deeplink | TUNGSRAM - SMIx/2S - 4640lm - 30W - 4000K - 70CRI - TBD[SKU] - Universal coupler 30-60mm | 7.4 | Universal coupler 30-60mm | LED | 1 | 30 | [8 empty] | CE. ENEC | [6 empty] | 66 | 4000 | 499x365x95 |  | 220-240V |  | 5 |  |  |  | 70 |  | 4000 |  | 106000 |  | 258000 |  |  | 154.67 |  |  | 9 | FFF | 25 | < 10% at 100.000 hours |  | Available | 740/559 | CIE(x=0.382. y=0.380) 5 SDCM | Class I | IK08 |  |  | 50 |  | -40 | 1 | 30 | RAL7035 | 50-60Hz | Passive | LED | dimmable | Road&Street | SMIx/2S | Road&Street |  |  | 4640 | No sensor | 108000 | [6 empty] | 255000
TBD | SMIX/2S/EEE/30/40/... | image | datasheet | deeplink | TUNGSRAM - SMIx/2S - 4620lm - 30W - 4000K - 70CRI - TBD[SKU] - Universal coupler 30-60mm | 7.4 | Universal coupler 30-60mm | LED | 1 | 30 | [8 empty] | CE. ENEC | [6 empty] | 66 | 4000 | 499x365x95 |  | 220-240V |  | 5 |  |  |  | 70 |  | 4000 |  | 106000 |  | 258000 |  |  | 154 |  |  | 9 | EEE | 25 | < 10% at 100.000 hours |  | Available | 740/559 | CIE(x=0.382. y=0.380) 5 SDCM | Class I | IK08 |  |  | 50 |  | -40 | 1 | 30 | RAL7035 | 50-60Hz | Passive | LED | dimmable | Road&Street | SMIx/2S | Road&Street |  |  | 4620 | No sensor | 108000 | [6 empty] | 255000
TBD | SMIX/2S/CCC/30/40/... | image | datasheet | deeplink | TUNGSRAM - SMIx/2S - 4610lm - 30W - 4000K - 70CRI - TBD[SKU] - Universal coupler 30-60mm | 7.4 | Universal coupler 30-60mm | LED | 1 | 30 | [8 empty] | CE. ENEC | [6 empty] | 66 | 4000 | 499x365x95 |  | 220-240V |  | 5 |  |  |  | 70 |  | 4000 |  | 106000 |  | 258000 |  |  | 153.67 |  |  | 9 | CCC | 25 | < 10% at 100.000 hours |  | Available | 740/559 | CIE(x=0.382. y=0.380) 5 SDCM | Class I | IK08 |  |  | 50 |  | -40 | 1 | 30 | RAL7035 | 50-60Hz | Passive | LED | dimmable | Road&Street | SMIx/2S | Road&Street |  |  | 4610 | No sensor | 108000 | [6 empty] | 255000
TBD | SMIX/2S/YYY/25/40/... | image | datasheet | deeplink | TUNGSRAM - SMIx/2S - 3740lm - 25W - 4000K - 70CRI - TBD[SKU] - Universal coupler 30-60mm | 7.4 | Universal coupler 30-60mm | LED | 1 | 25 | [8 empty] | CE. ENEC | [6 empty] | 66 | 4000 | 499x365x95 |  | 220-240V |  | 5 |  |  |  | 70 |  | 4000 |  | 106000 |  | 258000 |  |  | 149.6 |  |  | 9 | YYY | 25 | < 10% at 100.000 hours |  | Available | 740/559 | CIE(x=0.382. y=0.380) 5 SDCM | Class I | IK08 |  |  | 50 |  | -40 | 1 | 25 | RAL7035 | 50-60Hz | Passive | LED | dimmable | Road&Street | SMIx/2S | Road&Street |  |  | 3740 | No sensor | 108000 | [6 empty] | 255000
TBD | SMIX/2S/XXX/25/40/... | image | datasheet | deeplink | TUNGSRAM - SMIx/2S - 3790lm - 25W - 4000K - 70CRI - TBD[SKU] - Universal coupler 30-60mm | 7.4 | Universal coupler 30-60mm | LED | 1 | 25 | [8 empty] | CE. ENEC | [6 empty] | 66 | 4000 | 499x365x95 |  | 220-240V |  | 5 |  |  |  | 70 |  | 4000 |  | 106000 |  | 258000 |  |  | 151.6 |  |  | 9 | XXX | 25 | < 10% at 100.000 hours |  | Available | 740/559 | CIE(x=0.382. y=0.380) 5 SDCM | Class I | IK08 |  |  | 50 |  | -40 | 1 | 25 | RAL7035 | 50-60Hz | Passive | LED | dimmable | Road&Street | SMIx/2S | Road&Street |  |  | 3790 | No sensor | 108000 | [6 empty] | 255000
TBD | SMIX/2S/WWW/25/40/... | image | datasheet | deeplink | TUNGSRAM - SMIx/2S - 3780lm - 25W - 4000K - 70CRI - TBD[SKU] - Universal coupler 30-60mm | 7.4 | Universal coupler 30-60mm | LED | 1 | 25 | [8 empty] | CE. ENEC | [6 empty] | 66 | 4000 | 499x365x95 |  | 220-240V |  | 5 |  |  |  | 70 |  | 4000 |  | 106000 |  | 258000 |  |  | 151.2 |  |  | 9 | WWW | 25 | < 10% at 100.000 hours |  | Available | 740/559 | CIE(x=0.382. y=0.380) 5 SDCM | Class I | IK08 |  |  | 50 |  | -40 | 1 | 25 | RAL7035 | 50-60Hz | Passive | LED | dimmable | Road&Street | SMIx/2S | Road&Street |  |  | 3780 | No sensor | 108000 | [6 empty] | 255000
TBD | SMIX/2S/VVV/25/40/... | image | datasheet | deeplink | TUNGSRAM - SMIx/2S - 3860lm - 25W - 4000K - 70CRI - TBD[SKU] - Universal coupler 30-60mm | 7.4 | Universal coupler 30-60mm | LED | 1 | 25 | [8 empty] | CE. ENEC | [6 empty] | 66 | 4000 | 499x365x95 |  | 220-240V |  | 5 |  |  |  | 70 |  | 4000 |  | 106000 |  | 258000 |  |  | 154.4 |  |  | 9 | VVV | 25 | < 10% at 100.000 hours |  | Available | 740/559 | CIE(x=0.382. y=0.380) 5 SDCM | Class I | IK08 |  |  | 50 |  | -40 | 1 | 25 | RAL7035 | 50-60Hz | Passive | LED | dimmable | Road&Street | SMIx/2S | Road&Street |  |  | 3860 | No sensor | 108000 | [6 empty] | 255000
TBD | SMIX/2S/UUU/25/40/... | image | datasheet | deeplink | TUNGSRAM - SMIx/2S - 3660lm - 25W - 4000K - 70CRI - TBD[SKU] - Universal coupler 30-60mm | 7.4 | Universal coupler 30-60mm | LED | 1 | 25 | [8 empty] | CE. ENEC | [6 empty] | 66 | 4000 | 499x365x95 |  | 220-240V |  | 5 |  |  |  | 70 |  | 4000 |  | 106000 |  | 258000 |  |  | 146.4 |  |  | 9 | UUU | 25 | < 10% at 100.000 hours |  | Available | 740/559 | CIE(x=0.382. y=0.380) 5 SDCM | Class I | IK08 |  |  | 50 |  | -40 | 1 | 25 | RAL7035 | 50-60Hz | Passive | LED | dimmable | Road&Street | SMIx/2S | Road&Street |  |  | 3660 | No sensor | 108000 | [6 empty] | 255000
TBD | SMIX/2S/SSS/25/40/... | image | datasheet | deeplink | TUNGSRAM - SMIx/2S - 3720lm - 25W - 4000K - 70CRI - TBD[SKU] - Universal coupler 30-60mm | 7.4 | Universal coupler 30-60mm | LED | 1 | 25 | [8 empty] | CE. ENEC | [6 empty] | 66 | 4000 | 499x365x95 |  | 220-240V |  | 5 |  |  |  | 70 |  | 4000 |  | 106000 |  | 258000 |  |  | 148.8 |  |  | 9 | SSS | 25 | < 10% at 100.000 hours |  | Available | 740/559 | CIE(x=0.382. y=0.380) 5 SDCM | Class I | IK08 |  |  | 50 |  | -40 | 1 | 25 | RAL7035 | 50-60Hz | Passive | LED | dimmable | Road&Street | SMIx/2S | Road&Street |  |  | 3720 | No sensor | 108000 | [6 empty] | 255000
TBD | SMIX/2S/QQQ/25/40/... | image | datasheet | deeplink | TUNGSRAM - SMIx/2S - 3770lm - 25W - 4000K - 70CRI - TBD[SKU] - Universal coupler 30-60mm | 7.4 | Universal coupler 30-60mm | LED | 1 | 25 | [8 empty] | CE. ENEC | [6 empty] | 66 | 4000 | 499x365x95 |  | 220-240V |  | 5 |  |  |  | 70 |  | 4000 |  | 106000 |  | 258000 |  |  | 150.8 |  |  | 9 | QQQ | 25 | < 10% at 100.000 hours |  | Available | 740/559 | CIE(x=0.382. y=0.380) 5 SDCM | Class I | IK08 |  |  | 50 |  | -40 | 1 | 25 | RAL7035 | 50-60Hz | Passive | LED | dimmable | Road&Street | SMIx/2S | Road&Street |  |  | 3770 | No sensor | 108000 | [6 empty] | 255000
TBD | SMIX/2S/PPP/25/40/... | image | datasheet | deeplink | TUNGSRAM - SMIx/2S - 3810lm - 25W - 4000K - 70CRI - TBD[SKU] - Universal coupler 30-60mm | 7.4 | Universal coupler 30-60mm | LED | 1 | 25 | [8 empty] | CE. ENEC | [6 empty] | 66 | 4000 | 499x365x95 |  | 220-240V |  | 5 |  |  |  | 70 |  | 4000 |  | 106000 |  | 258000 |  |  | 152.4 |  |  | 9 | PPP | 25 | < 10% at 100.000 hours |  | Available | 740/559 | CIE(x=0.382. y=0.380) 5 SDCM | Class I | IK08 |  |  | 50 |  | -40 | 1 | 25 | RAL7035 | 50-60Hz | Passive | LED | dimmable | Road&Street | SMIx/2S | Road&Street |  |  | 3810 | No sensor | 108000 | [6 empty] | 255000
TBD | SMIX/2S/OOO/25/40/... | image | datasheet | deeplink | TUNGSRAM - SMIx/2S - 3730lm - 25W - 4000K - 70CRI - TBD[SKU] - Universal coupler 30-60mm | 7.4 | Universal coupler 30-60mm | LED | 1 | 25 | [8 empty] | CE. ENEC | [6 empty] | 66 | 4000 | 499x365x95 |  | 220-240V |  | 5 |  |  |  | 70 |  | 4000 |  | 106000 |  | 258000 |  |  | 149.2 |  |  | 9 | OOO | 25 | < 10% at 100.000 hours |  | Available | 740/559 | CIE(x=0.382. y=0.380) 5 SDCM | Class I | IK08 |  |  | 50 |  | -40 | 1 | 25 | RAL7035 | 50-60Hz | Passive | LED | dimmable | Road&Street | SMIx/2S | Road&Street |  |  | 3730 | No sensor | 108000 | [6 empty] | 255000
TBD | SMIX/2S/NNN/25/40/... | image | datasheet | deeplink | TUNGSRAM - SMIx/2S - 3860lm - 25W - 4000K - 70CRI - TBD[SKU] - Universal coupler 30-60mm | 7.4 | Universal coupler 30-60mm | LED | 1 | 25 | [8 empty] | CE. ENEC | [6 empty] | 66 | 4000 | 499x365x95 |  | 220-240V |  | 5 |  |  |  | 70 |  | 4000 |  | 106000 |  | 258000 |  |  | 154.4 |  |  | 9 | NNN | 25 | < 10% at 100.000 hours |  | Available | 740/559 | CIE(x=0.382. y=0.380) 5 SDCM | Class I | IK08 |  |  | 50 |  | -40 | 1 | 25 | RAL7035 | 50-60Hz | Passive | LED | dimmable | Road&Street | SMIx/2S | Road&Street |  |  | 3860 | No sensor | 108000 | [6 empty] | 255000
TBD | SMIX/2S/MMM/25/40/... | image | datasheet | deeplink | TUNGSRAM - SMIx/2S - 3870lm - 25W - 4000K - 70CRI - TBD[SKU] - Universal coupler 30-60mm | 7.4 | Universal coupler 30-60mm | LED | 1 | 25 | [8 empty] | CE. ENEC | [6 empty] | 66 | 4000 | 499x365x95 |  | 220-240V |  | 5 |  |  |  | 70 |  | 4000 |  | 106000 |  | 258000 |  |  | 154.8 |  |  | 9 | MMM | 25 | < 10% at 100.000 hours |  | Available | 740/559 | CIE(x=0.382. y=0.380) 5 SDCM | Class I | IK08 |  |  | 50 |  | -40 | 1 | 25 | RAL7035 | 50-60Hz | Passive | LED | dimmable | Road&Street | SMIx/2S | Road&Street |  |  | 3870 | No sensor | 108000 | [6 empty] | 255000
TBD | SMIX/2S/LLL/25/40/... | image | datasheet | deeplink | TUNGSRAM - SMIx/2S - 3820lm - 25W - 4000K - 70CRI - TBD[SKU] - Universal coupler 30-60mm | 7.4 | Universal coupler 30-60mm | LED | 1 | 25 | [8 empty] | CE. ENEC | [6 empty] | 66 | 4000 | 499x365x95 |  | 220-240V |  | 5 |  |  |  | 70 |  | 4000 |  | 106000 |  | 258000 |  |  | 152.8 |  |  | 9 | LLL | 25 | < 10% at 100.000 hours |  | Available | 740/559 | CIE(x=0.382. y=0.380) 5 SDCM | Class I | IK08 |  |  | 50 |  | -40 | 1 | 25 | RAL7035 | 50-60Hz | Passive | LED | dimmable | Road&Street | SMIx/2S | Road&Street |  |  | 3820 | No sensor | 108000 | [6 empty] | 255000
TBD | SMIX/2S/KKK/25/40/... | image | datasheet | deeplink | TUNGSRAM - SMIx/2S - 3820lm - 25W - 4000K - 70CRI - TBD[SKU] - Universal coupler 30-60mm | 7.4 | Universal coupler 30-60mm | LED | 1 | 25 | [8 empty] | CE. ENEC | [6 empty] | 66 | 4000 | 499x365x95 |  | 220-240V |  | 5 |  |  |  | 70 |  | 4000 |  | 106000 |  | 258000 |  |  | 152.8 |  |  | 9 | KKK | 25 | < 10% at 100.000 hours |  | Available | 740/559 | CIE(x=0.382. y=0.380) 5 SDCM | Class I | IK08 |  |  | 50 |  | -40 | 1 | 25 | RAL7035 | 50-60Hz | Passive | LED | dimmable | Road&Street | SMIx/2S | Road&Street |  |  | 3820 | No sensor | 108000 | [6 empty] | 255000
TBD | SMIX/2S/JJJ/25/40/... | image | datasheet | deeplink | TUNGSRAM - SMIx/2S - 3790lm - 25W - 4000K - 70CRI - TBD[SKU] - Universal coupler 30-60mm | 7.4 | Universal coupler 30-60mm | LED | 1 | 25 | [8 empty] | CE. ENEC | [6 empty] | 66 | 4000 | 499x365x95 |  | 220-240V |  | 5 |  |  |  | 70 |  | 4000 |  | 106000 |  | 258000 |  |  | 151.6 |  |  | 9 | JJJ | 25 | < 10% at 100.000 hours |  | Available | 740/559 | CIE(x=0.382. y=0.380) 5 SDCM | Class I | IK08 |  |  | 50 |  | -40 | 1 | 25 | RAL7035 | 50-60Hz | Passive | LED | dimmable | Road&Street | SMIx/2S | Road&Street |  |  | 3790 | No sensor | 108000 | [6 empty] | 255000
TBD | SMIX/2S/HHH/25/40/... | image | datasheet | deeplink | TUNGSRAM - SMIx/2S - 3760lm - 25W - 4000K - 70CRI - TBD[SKU] - Universal coupler 30-60mm | 7.4 | Universal coupler 30-60mm | LED | 1 | 25 | [8 empty] | CE. ENEC | [6 empty] | 66 | 4000 | 499x365x95 |  | 220-240V |  | 5 |  |  |  | 70 |  | 4000 |  | 106000 |  | 258000 |  |  | 150.4 |  |  | 9 | HHH | 25 | < 10% at 100.000 hours |  | Available | 740/559 | CIE(x=0.382. y=0.380) 5 SDCM | Class I | IK08 |  |  | 50 |  | -40 | 1 | 25 | RAL7035 | 50-60Hz | Passive | LED | dimmable | Road&Street | SMIx/2S | Road&Street |  |  | 3760 | No sensor | 108000 | [6 empty] | 255000
TBD | SMIX/2S/FFF/25/40/... | image | datasheet | deeplink | TUNGSRAM - SMIx/2S - 3860lm - 25W - 4000K - 70CRI - TBD[SKU] - Universal coupler 30-60mm | 7.4 | Universal coupler 30-60mm | LED | 1 | 25 | [8 empty] | CE. ENEC | [6 empty] | 66 | 4000 | 499x365x95 |  | 220-240V |  | 5 |  |  |  | 70 |  | 4000 |  | 106000 |  | 258000 |  |  | 154.4 |  |  | 9 | FFF | 25 | < 10% at 100.000 hours |  | Available | 740/559 | CIE(x=0.382. y=0.380) 5 SDCM | Class I | IK08 |  |  | 50 |  | -40 | 1 | 25 | RAL7035 | 50-60Hz | Passive | LED | dimmable | Road&Street | SMIx/2S | Road&Street |  |  | 3860 | No sensor | 108000 | [6 empty] | 255000
TBD | SMIX/2S/EEE/25/40/... | image | datasheet | deeplink | TUNGSRAM - SMIx/2S - 3840lm - 25W - 4000K - 70CRI - TBD[SKU] - Universal coupler 30-60mm | 7.4 | Universal coupler 30-60mm | LED | 1 | 25 | [8 empty] | CE. ENEC | [6 empty] | 66 | 4000 | 499x365x95 |  | 220-240V |  | 5 |  |  |  | 70 |  | 4000 |  | 106000 |  | 258000 |  |  | 153.6 |  |  | 9 | EEE | 25 | < 10% at 100.000 hours |  | Available | 740/559 | CIE(x=0.382. y=0.380) 5 SDCM | Class I | IK08 |  |  | 50 |  | -40 | 1 | 25 | RAL7035 | 50-60Hz | Passive | LED | dimmable | Road&Street | SMIx/2S | Road&Street |  |  | 3840 | No sensor | 108000 | [6 empty] | 255000
TBD | SMIX/2S/CCC/25/40/... | image | datasheet | deeplink | TUNGSRAM - SMIx/2S - 3830lm - 25W - 4000K - 70CRI - TBD[SKU] - Universal coupler 30-60mm | 7.4 | Universal coupler 30-60mm | LED | 1 | 25 | [8 empty] | CE. ENEC | [6 empty] | 66 | 4000 | 499x365x95 |  | 220-240V |  | 5 |  |  |  | 70 |  | 4000 |  | 106000 |  | 258000 |  |  | 153.2 |  |  | 9 | CCC | 25 | < 10% at 100.000 hours |  | Available | 740/559 | CIE(x=0.382. y=0.380) 5 SDCM | Class I | IK08 |  |  | 50 |  | -40 | 1 | 25 | RAL7035 | 50-60Hz | Passive | LED | dimmable | Road&Street | SMIx/2S | Road&Street |  |  | 3830 | No sensor | 108000 | [6 empty] | 255000
TBD | SMIX/2S/YYY/20/40/... | image | datasheet | deeplink | TUNGSRAM - SMIx/2S - 2900lm - 20W - 4000K - 70CRI - TBD[SKU] - Universal coupler 30-60mm | 7.4 | Universal coupler 30-60mm | LED | 1 | 20 | [8 empty] | CE. ENEC | [6 empty] | 66 | 4000 | 499x365x95 |  | 220-240V |  | 5 |  |  |  | 70 |  | 4000 |  | 106000 |  | 258000 |  |  | 145 |  |  | 9 | YYY | 25 | < 10% at 100.000 hours |  | Available | 740/559 | CIE(x=0.382. y=0.380) 5 SDCM | Class I | IK08 |  |  | 50 |  | -40 | 1 | 20 | RAL7035 | 50-60Hz | Passive | LED | dimmable | Road&Street | SMIx/2S | Road&Street |  |  | 2900 | No sensor | 108000 | [6 empty] | 255000
TBD | SMIX/2S/XXX/20/40/... | image | datasheet | deeplink | TUNGSRAM - SMIx/2S - 2940lm - 20W - 4000K - 70CRI - TBD[SKU] - Universal coupler 30-60mm | 7.4 | Universal coupler 30-60mm | LED | 1 | 20 | [8 empty] | CE. ENEC | [6 empty] | 66 | 4000 | 499x365x95 |  | 220-240V |  | 5 |  |  |  | 70 |  | 4000 |  | 106000 |  | 258000 |  |  | 147 |  |  | 9 | XXX | 25 | < 10% at 100.000 hours |  | Available | 740/559 | CIE(x=0.382. y=0.380) 5 SDCM | Class I | IK08 |  |  | 50 |  | -40 | 1 | 20 | RAL7035 | 50-60Hz | Passive | LED | dimmable | Road&Street | SMIx/2S | Road&Street |  |  | 2940 | No sensor | 108000 | [6 empty] | 255000
TBD | SMIX/2S/WWW/20/40/... | image | datasheet | deeplink | TUNGSRAM - SMIx/2S - 2930lm - 20W - 4000K - 70CRI - TBD[SKU] - Universal coupler 30-60mm | 7.4 | Universal coupler 30-60mm | LED | 1 | 20 | [8 empty] | CE. ENEC | [6 empty] | 66 | 4000 | 499x365x95 |  | 220-240V |  | 5 |  |  |  | 70 |  | 4000 |  | 106000 |  | 258000 |  |  | 146.5 |  |  | 9 | WWW | 25 | < 10% at 100.000 hours |  | Available | 740/559 | CIE(x=0.382. y=0.380) 5 SDCM | Class I | IK08 |  |  | 50 |  | -40 | 1 | 20 | RAL7035 | 50-60Hz | Passive | LED | dimmable | Road&Street | SMIx/2S | Road&Street |  |  | 2930 | No sensor | 108000 | [6 empty] | 255000
TBD | SMIX/2S/VVV/20/40/... | image | datasheet | deeplink | TUNGSRAM - SMIx/2S - 2990lm - 20W - 4000K - 70CRI - TBD[SKU] - Universal coupler 30-60mm | 7.4 | Universal coupler 30-60mm | LED | 1 | 20 | [8 empty] | CE. ENEC | [6 empty] | 66 | 4000 | 499x365x95 |  | 220-240V |  | 5 |  |  |  | 70 |  | 4000 |  | 106000 |  | 258000 |  |  | 149.5 |  |  | 9 | VVV | 25 | < 10% at 100.000 hours |  | Available | 740/559 | CIE(x=0.382. y=0.380) 5 SDCM | Class I | IK08 |  |  | 50 |  | -40 | 1 | 20 | RAL7035 | 50-60Hz | Passive | LED | dimmable | Road&Street | SMIx/2S | Road&Street |  |  | 2990 | No sensor | 108000 | [6 empty] | 255000
TBD | SMIX/2S/UUU/20/40/... | image | datasheet | deeplink | TUNGSRAM - SMIx/2S - 2840lm - 20W - 4000K - 70CRI - TBD[SKU] - Universal coupler 30-60mm | 7.4 | Universal coupler 30-60mm | LED | 1 | 20 | [8 empty] | CE. ENEC | [6 empty] | 66 | 4000 | 499x365x95 |  | 220-240V |  | 5 |  |  |  | 70 |  | 4000 |  | 106000 |  | 258000 |  |  | 142 |  |  | 9 | UUU | 25 | < 10% at 100.000 hours |  | Available | 740/559 | CIE(x=0.382. y=0.380) 5 SDCM | Class I | IK08 |  |  | 50 |  | -40 | 1 | 20 | RAL7035 | 50-60Hz | Passive | LED | dimmable | Road&Street | SMIx/2S | Road&Street |  |  | 2840 | No sensor | 108000 | [6 empty] | 255000
TBD | SMIX/2S/SSS/20/40/... | image | datasheet | deeplink | TUNGSRAM - SMIx/2S - 2890lm - 20W - 4000K - 70CRI - TBD[SKU] - Universal coupler 30-60mm | 7.4 | Universal coupler 30-60mm | LED | 1 | 20 | [8 empty] | CE. ENEC | [6 empty] | 66 | 4000 | 499x365x95 |  | 220-240V |  | 5 |  |  |  | 70 |  | 4000 |  | 106000 |  | 258000 |  |  | 144.5 |  |  | 9 | SSS | 25 | < 10% at 100.000 hours |  | Available | 740/559 | CIE(x=0.382. y=0.380) 5 SDCM | Class I | IK08 |  |  | 50 |  | -40 | 1 | 20 | RAL7035 | 50-60Hz | Passive | LED | dimmable | Road&Street | SMIx/2S | Road&Street |  |  | 2890 | No sensor | 108000 | [6 empty] | 255000
TBD | SMIX/2S/QQQ/20/40/... | image | datasheet | deeplink | TUNGSRAM - SMIx/2S - 2930lm - 20W - 4000K - 70CRI - TBD[SKU] - Universal coupler 30-60mm | 7.4 | Universal coupler 30-60mm | LED | 1 | 20 | [8 empty] | CE. ENEC | [6 empty] | 66 | 4000 | 499x365x95 |  | 220-240V |  | 5 |  |  |  | 70 |  | 4000 |  | 106000 |  | 258000 |  |  | 146.5 |  |  | 9 | QQQ | 25 | < 10% at 100.000 hours |  | Available | 740/559 | CIE(x=0.382. y=0.380) 5 SDCM | Class I | IK08 |  |  | 50 |  | -40 | 1 | 20 | RAL7035 | 50-60Hz | Passive | LED | dimmable | Road&Street | SMIx/2S | Road&Street |  |  | 2930 | No sensor | 108000 | [6 empty] | 255000
TBD | SMIX/2S/PPP/20/40/... | image | datasheet | deeplink | TUNGSRAM - SMIx/2S - 2950lm - 20W - 4000K - 70CRI - TBD[SKU] - Universal coupler 30-60mm | 7.4 | Universal coupler 30-60mm | LED | 1 | 20 | [8 empty] | CE. ENEC | [6 empty] | 66 | 4000 | 499x365x95 |  | 220-240V |  | 5 |  |  |  | 70 |  | 4000 |  | 106000 |  | 258000 |  |  | 147.5 |  |  | 9 | PPP | 25 | < 10% at 100.000 hours |  | Available | 740/559 | CIE(x=0.382. y=0.380) 5 SDCM | Class I | IK08 |  |  | 50 |  | -40 | 1 | 20 | RAL7035 | 50-60Hz | Passive | LED | dimmable | Road&Street | SMIx/2S | Road&Street |  |  | 2950 | No sensor | 108000 | [6 empty] | 255000
TBD | SMIX/2S/OOO/20/40/... | image | datasheet | deeplink | TUNGSRAM - SMIx/2S - 2890lm - 20W - 4000K - 70CRI - TBD[SKU] - Universal coupler 30-60mm | 7.4 | Universal coupler 30-60mm | LED | 1 | 20 | [8 empty] | CE. ENEC | [6 empty] | 66 | 4000 | 499x365x95 |  | 220-240V |  | 5 |  |  |  | 70 |  | 4000 |  | 106000 |  | 258000 |  |  | 144.5 |  |  | 9 | OOO | 25 | < 10% at 100.000 hours |  | Available | 740/559 | CIE(x=0.382. y=0.380) 5 SDCM | Class I | IK08 |  |  | 50 |  | -40 | 1 | 20 | RAL7035 | 50-60Hz | Passive | LED | dimmable | Road&Street | SMIx/2S | Road&Street |  |  | 2890 | No sensor | 108000 | [6 empty] | 255000
TBD | SMIX/2S/NNN/20/40/... | image | datasheet | deeplink | TUNGSRAM - SMIx/2S - 3000lm - 20W - 4000K - 70CRI - TBD[SKU] - Universal coupler 30-60mm | 7.4 | Universal coupler 30-60mm | LED | 1 | 20 | [8 empty] | CE. ENEC | [6 empty] | 66 | 4000 | 499x365x95 |  | 220-240V |  | 5 |  |  |  | 70 |  | 4000 |  | 106000 |  | 258000 |  |  | 150 |  |  | 9 | NNN | 25 | < 10% at 100.000 hours |  | Available | 740/559 | CIE(x=0.382. y=0.380) 5 SDCM | Class I | IK08 |  |  | 50 |  | -40 | 1 | 20 | RAL7035 | 50-60Hz | Passive | LED | dimmable | Road&Street | SMIx/2S | Road&Street |  |  | 3000 | No sensor | 108000 | [6 empty] | 255000
TBD | SMIX/2S/MMM/20/40/... | image | datasheet | deeplink | TUNGSRAM - SMIx/2S - 3000lm - 20W - 4000K - 70CRI - TBD[SKU] - Universal coupler 30-60mm | 7.4 | Universal coupler 30-60mm | LED | 1 | 20 | [8 empty] | CE. ENEC | [6 empty] | 66 | 4000 | 499x365x95 |  | 220-240V |  | 5 |  |  |  | 70 |  | 4000 |  | 106000 |  | 258000 |  |  | 150 |  |  | 9 | MMM | 25 | < 10% at 100.000 hours |  | Available | 740/559 | CIE(x=0.382. y=0.380) 5 SDCM | Class I | IK08 |  |  | 50 |  | -40 | 1 | 20 | RAL7035 | 50-60Hz | Passive | LED | dimmable | Road&Street | SMIx/2S | Road&Street |  |  | 3000 | No sensor | 108000 | [6 empty] | 255000
TBD | SMIX/2S/LLL/20/40/... | image | datasheet | deeplink | TUNGSRAM - SMIx/2S - 2960lm - 20W - 4000K - 70CRI - TBD[SKU] - Universal coupler 30-60mm | 7.4 | Universal coupler 30-60mm | LED | 1 | 20 | [8 empty] | CE. ENEC | [6 empty] | 66 | 4000 | 499x365x95 |  | 220-240V |  | 5 |  |  |  | 70 |  | 4000 |  | 106000 |  | 258000 |  |  | 148 |  |  | 9 | LLL | 25 | < 10% at 100.000 hours |  | Available | 740/559 | CIE(x=0.382. y=0.380) 5 SDCM | Class I | IK08 |  |  | 50 |  | -40 | 1 | 20 | RAL7035 | 50-60Hz | Passive | LED | dimmable | Road&Street | SMIx/2S | Road&Street |  |  | 2960 | No sensor | 108000 | [6 empty] | 255000
TBD | SMIX/2S/KKK/20/40/... | image | datasheet | deeplink | TUNGSRAM - SMIx/2S - 2960lm - 20W - 4000K - 70CRI - TBD[SKU] - Universal coupler 30-60mm | 7.4 | Universal coupler 30-60mm | LED | 1 | 20 | [8 empty] | CE. ENEC | [6 empty] | 66 | 4000 | 499x365x95 |  | 220-240V |  | 5 |  |  |  | 70 |  | 4000 |  | 106000 |  | 258000 |  |  | 148 |  |  | 9 | KKK | 25 | < 10% at 100.000 hours |  | Available | 740/559 | CIE(x=0.382. y=0.380) 5 SDCM | Class I | IK08 |  |  | 50 |  | -40 | 1 | 20 | RAL7035 | 50-60Hz | Passive | LED | dimmable | Road&Street | SMIx/2S | Road&Street |  |  | 2960 | No sensor | 108000 | [6 empty] | 255000
TBD | SMIX/2S/JJJ/20/40/... | image | datasheet | deeplink | TUNGSRAM - SMIx/2S - 2940lm - 20W - 4000K - 70CRI - TBD[SKU] - Universal coupler 30-60mm | 7.4 | Universal coupler 30-60mm | LED | 1 | 20 | [8 empty] | CE. ENEC | [6 empty] | 66 | 4000 | 499x365x95 |  | 220-240V |  | 5 |  |  |  | 70 |  | 4000 |  | 106000 |  | 258000 |  |  | 147 |  |  | 9 | JJJ | 25 | < 10% at 100.000 hours |  | Available | 740/559 | CIE(x=0.382. y=0.380) 5 SDCM | Class I | IK08 |  |  | 50 |  | -40 | 1 | 20 | RAL7035 | 50-60Hz | Passive | LED | dimmable | Road&Street | SMIx/2S | Road&Street |  |  | 2940 | No sensor | 108000 | [6 empty] | 255000
TBD | SMIX/2S/HHH/20/40/... | image | datasheet | deeplink | TUNGSRAM - SMIx/2S - 2920lm - 20W - 4000K - 70CRI - TBD[SKU] - Universal coupler 30-60mm | 7.4 | Universal coupler 30-60mm | LED | 1 | 20 | [8 empty] | CE. ENEC | [6 empty] | 66 | 4000 | 499x365x95 |  | 220-240V |  | 5 |  |  |  | 70 |  | 4000 |  | 106000 |  | 258000 |  |  | 146 |  |  | 9 | HHH | 25 | < 10% at 100.000 hours |  | Available | 740/559 | CIE(x=0.382. y=0.380) 5 SDCM | Class I | IK08 |  |  | 50 |  | -40 | 1 | 20 | RAL7035 | 50-60Hz | Passive | LED | dimmable | Road&Street | SMIx/2S | Road&Street |  |  | 2920 | No sensor | 108000 | [6 empty] | 255000
TBD | SMIX/2S/FFF/20/40/... | image | datasheet | deeplink | TUNGSRAM - SMIx/2S - 2990lm - 20W - 4000K - 70CRI - TBD[SKU] - Universal coupler 30-60mm | 7.4 | Universal coupler 30-60mm | LED | 1 | 20 | [8 empty] | CE. ENEC | [6 empty] | 66 | 4000 | 499x365x95 |  | 220-240V |  | 5 |  |  |  | 70 |  | 4000 |  | 106000 |  | 258000 |  |  | 149.5 |  |  | 9 | FFF | 25 | < 10% at 100.000 hours |  | Available | 740/559 | CIE(x=0.382. y=0.380) 5 SDCM | Class I | IK08 |  |  | 50 |  | -40 | 1 | 20 | RAL7035 | 50-60Hz | Passive | LED | dimmable | Road&Street | SMIx/2S | Road&Street |  |  | 2990 | No sensor | 108000 | [6 empty] | 255000
TBD | SMIX/2S/EEE/20/40/... | image | datasheet | deeplink | TUNGSRAM - SMIx/2S - 2980lm - 20W - 4000K - 70CRI - TBD[SKU] - Universal coupler 30-60mm | 7.4 | Universal coupler 30-60mm | LED | 1 | 20 | [8 empty] | CE. ENEC | [6 empty] | 66 | 4000 | 499x365x95 |  | 220-240V |  | 5 |  |  |  | 70 |  | 4000 |  | 106000 |  | 258000 |  |  | 149 |  |  | 9 | EEE | 25 | < 10% at 100.000 hours |  | Available | 740/559 | CIE(x=0.382. y=0.380) 5 SDCM | Class I | IK08 |  |  | 50 |  | -40 | 1 | 20 | RAL7035 | 50-60Hz | Passive | LED | dimmable | Road&Street | SMIx/2S | Road&Street |  |  | 2980 | No sensor | 108000 | [6 empty] | 255000
TBD | SMIX/2S/CCC/20/40/... | image | datasheet | deeplink | TUNGSRAM - SMIx/2S - 2970lm - 20W - 4000K - 70CRI - TBD[SKU] - Universal coupler 30-60mm | 7.4 | Universal coupler 30-60mm | LED | 1 | 20 | [8 empty] | CE. ENEC | [6 empty] | 66 | 4000 | 499x365x95 |  | 220-240V |  | 5 |  |  |  | 70 |  | 4000 |  | 106000 |  | 258000 |  |  | 148.5 |  |  | 9 | CCC | 25 | < 10% at 100.000 hours |  | Available | 740/559 | CIE(x=0.382. y=0.380) 5 SDCM | Class I | IK08 |  |  | 50 |  | -40 | 1 | 20 | RAL7035 | 50-60Hz | Passive | LED | dimmable | Road&Street | SMIx/2S | Road&Street |  |  | 2970 | No sensor | 108000 | [6 empty] | 255000
93120530 | Tung Panel P 2X2X S 40W 840 19 | image | datasheet | deeplink | TUNGSRAM - Tung Panel 620x620 - 4600lm - 40W - 4000K - 80CRI - 93120530[SKU] - Recessed | 2.2 | Recessed | LED | 1 | 40 | [8 empty] | CE. Morocco. UKCA | [5 empty] | 50000 | 20 | 4000 | 620 x 620 x 13 |  | 220-240V |  | 5 | F | 80 | max 4 | >80 |  | 4000 |  |  | >=0.9 |  |  | 50000 | 115 |  |  |  |  | 40 |  |  | Available |  |  | Class II | IK03 | 20 | 20 | 40 | 175 | -10 | 1 | 40 | White RAL9003 | 50/60Hz | Passive | LED | none | Panels | Tung Panel 620x620 | Office. Public buildings. Retail and commercial buildings. Healtcare |  | 18.1 | 4600 | No sensor |  | RG0 | 15994100089350
93120529 | Tung Panel P 2X2X S 30W 840 19 | image | datasheet | deeplink | TUNGSRAM - Tung Panel 620x620 - 3450lm - 30W - 4000K - 80CRI - 93120529[SKU] - Recessed | 2.2 | Recessed | LED | 1 | 30 | [8 empty] | CE. Morocco. UKCA | [5 empty] | 50000 | 20 | 4000 | 620 x 620 x 13 |  | 220-240V |  | 5 | F | 80 | max 4 | >80 |  | 4000 |  |  | >=0.9 |  |  | 50000 | 115 |  |  |  |  | 40 |  |  | Available |  |  | Class II | IK03 | 20 | 20 | 40 | 130 | -10 | 1 | 30 | White RAL9003 | 50/60Hz | Passive | LED | none | Panels | Tung Panel 620x620 | Office. Public buildings. Retail and commercial buildings. Healtcare |  | 17.3 | 3450 | No sensor |  | RG0 | 15994100089367
93120975 HW | LED Mariner PR G2 TU 5' 49/69W 865 SSTDS | image | datasheet | deeplink | TUNGSRAM - Mariner Premium G2 - 9650lm - 69W - 6500K - 80CRI - 93120975 HW[SKU] - Surface | 1.1 | Surface | LED | 1 | 69 | [8 empty] | CE. Morocco. UKCA | [5 empty] | >72000 | 66 | 6500 | 1510 x 55 x 55 |  | 220-240V |  | 5 | D | 125 | max 6 | >80 |  | 6500 |  |  | >0.9 |  |  | >50000 | 140 |  |  |  |  | 50 |  |  | Available |  |  | Class II | IK08 | 66 | 66 | 50 | 310 | -20 | 1 | 69 | White | 50/60Hz | Passive | LED | none | Weatherproof luminaires | Mariner Premium G2 | Warehouses / factories. Garage |  |  | 9650 | No sensor |  | RG0 | 15994100095085 |  |  |  |  | >50000
93120975 LW | LED Mariner PR G2 TU 5' 49/69W 865 SSTDS ( LW) | image | datasheet | deeplink | TUNGSRAM - Mariner Premium G2 - 6900lm - 49W - 6500K - 80CRI - 93120975 LW[SKU] - Surface | 1.1 | Surface | LED | 1 | 49 | [8 empty] | CE. Morocco. UKCA | [5 empty] | >72000 | 66 | 6500 | 1510 x 55 x 55 |  | 220-240V |  | 5 | D | 125 | max 6 | >80 |  | 6500 |  |  | >0.9 |  |  | >50000 | 140 |  |  |  |  | 50 |  |  | Available |  |  | Class II | IK08 | 66 | 66 | 50 | 220 | -20 | 1 | 49 | White | 50/60Hz | Passive | LED | none | Weatherproof luminaires | Mariner Premium G2 | Warehouses / factories. Garage |  |  | 6900 | No sensor |  | RG0 | 15994100095085 |  |  |  |  | >50000
93120974 HW | LED Mariner PR G2 TU 5' 49/69W 840 SSTDS | image | datasheet | deeplink | TUNGSRAM - Mariner Premium G2 - 9650lm - 69W - 4000K - 80CRI - 93120974 HW[SKU] - Surface | 1.1 | Surface | LED | 1 | 69 | [8 empty] | CE. Morocco. UKCA | [5 empty] | >72000 | 66 | 4000 | 1510 x 55 x 55 |  | 220-240V |  | 5 | D | 125 | max 6 | >80 |  | 4000 |  |  | >0.9 |  |  | >50000 | 140 |  |  |  |  | 50 |  |  | Available |  |  | Class II | IK08 | 66 | 66 | 50 | 310 | -20 | 1 | 69 | White | 50/60Hz | Passive | LED | none | Weatherproof luminaires | Mariner Premium G2 | Warehouses / factories. Garage |  |  | 9650 | No sensor |  | RG0 | 15994100095092 |  |  |  |  | >50000
93120974 LW | LED Mariner PR G2 TU 5' 49/69W 840 SSTDS ( LW) | image | datasheet | deeplink | TUNGSRAM - Mariner Premium G2 - 6900lm - 49W - 4000K - 80CRI - 93120974 LW[SKU] - Surface | 1.1 | Surface | LED | 1 | 49 | [8 empty] | CE. Morocco. UKCA | [5 empty] | >72000 | 66 | 4000 | 1510 x 55 x 55 |  | 220-240V |  | 5 | D | 125 | max 6 | >80 |  | 4000 |  |  | >0.9 |  |  | >50000 | 140 |  |  |  |  | 50 |  |  | Available |  |  | Class II | IK08 | 66 | 66 | 50 | 220 | -20 | 1 | 49 | White | 50/60Hz | Passive | LED | none | Weatherproof luminaires | Mariner Premium G2 | Warehouses / factories. Garage |  |  | 6900 | No sensor |  | RG0 | 15994100095092 |  |  |  |  | >50000
93120973 HW | LED Mariner PR G2 TU 5' 49/69W 865 SST | image | datasheet | deeplink | TUNGSRAM - Mariner Premium G2 - 9650lm - 69W - 6500K - 80CRI - 93120973 HW[SKU] - Surface | 1.1 | Surface | LED | 1 | 69 | [8 empty] | CE. Morocco. UKCA | [5 empty] | >72000 | 66 | 6500 | 1510 x 55 x 55 |  | 220-240V |  | 5 | D | 125 | max 6 | >80 |  | 6500 |  |  | >0.9 |  |  | >50000 | 140 |  |  |  |  | 50 |  |  | Available |  |  | Class II | IK08 | 66 | 66 | 50 | 310 | -20 | 1 | 69 | White | 50/60Hz | Passive | LED | none | Weatherproof luminaires | Mariner Premium G2 | Warehouses / factories. Garage |  |  | 9650 | No sensor |  | RG0 | 15994100095108 |  |  |  |  | >50000
93120973 LW | LED Mariner PR G2 TU 5' 49/69W 865 SST ( LW) | image | datasheet | deeplink | TUNGSRAM - Mariner Premium G2 - 6900lm - 49W - 6500K - 80CRI - 93120973 LW[SKU] - Surface | 1.1 | Surface | LED | 1 | 49 | [8 empty] | CE. Morocco. UKCA | [5 empty] | >72000 | 66 | 6500 | 1510 x 55 x 55 |  | 220-240V |  | 5 | D | 125 | max 6 | >80 |  | 6500 |  |  | >0.9 |  |  | >50000 | 140 |  |  |  |  | 50 |  |  | Available |  |  | Class II | IK08 | 66 | 66 | 50 | 220 | -20 | 1 | 49 | White | 50/60Hz | Passive | LED | none | Weatherproof luminaires | Mariner Premium G2 | Warehouses / factories. Garage |  |  | 6900 | No sensor |  | RG0 | 15994100095108 |  |  |  |  | >50000
93120972 HW | LED Mariner PR G2 TU 5' 49/69W 840 SST | image | datasheet | deeplink | TUNGSRAM - Mariner Premium G2 - 9650lm - 69W - 4000K - 80CRI - 93120972 HW[SKU] - Surface | 1.1 | Surface | LED | 1 | 69 | [8 empty] | CE. Morocco. UKCA | [5 empty] | >72000 | 66 | 4000 | 1510 x 55 x 55 |  | 220-240V |  | 5 | D | 125 | max 6 | >80 |  | 4000 |  |  | >0.9 |  |  | >50000 | 140 |  |  |  |  | 50 |  |  | Available |  |  | Class II | IK08 | 66 | 66 | 50 | 310 | -20 | 1 | 69 | White | 50/60Hz | Passive | LED | none | Weatherproof luminaires | Mariner Premium G2 | Warehouses / factories. Garage |  |  | 9650 | No sensor |  | RG0 | 15994100095214 |  |  |  |  | >50000
93120972 LW | LED Mariner PR G2 TU 5' 49/69W 840 SST ( LW) | image | datasheet | deeplink | TUNGSRAM - Mariner Premium G2 - 6900lm - 49W - 4000K - 80CRI - 93120972 LW[SKU] - Surface | 1.1 | Surface | LED | 1 | 49 | [8 empty] | CE. Morocco. UKCA | [5 empty] | >72000 | 66 | 4000 | 1510 x 55 x 55 |  | 220-240V |  | 5 | D | 125 | max 6 | >80 |  | 4000 |  |  | >0.9 |  |  | >50000 | 140 |  |  |  |  | 50 |  |  | Available |  |  | Class II | IK08 | 66 | 66 | 50 | 220 | -20 | 1 | 49 | White | 50/60Hz | Passive | LED | none | Weatherproof luminaires | Mariner Premium G2 | Warehouses / factories. Garage |  |  | 6900 | No sensor |  | RG0 | 15994100095214 |  |  |  |  | >50000
93120603 | SWIFTLUX G1 4' 31W 840 SC2 | image | datasheet | deeplink | TUNGSRAM - Swiftlux - 4450lm - 31W - 4000K - 80CRI - 93120603[SKU] - Surface | 1.4 | Surface | LED | 1 | 31 | [8 empty] | CE. Morocco. UKCA | [5 empty] | >50000 | 20 | 4000 | 1203 x 65 x 66 |  | 220-240V |  | 5 |  | 120 | max 6 | >80 |  | 4000 |  | 30000 | >=0.9 |  |  | >50000 | 144 |  |  |  | Medium | 40 |  |  | Available |  |  | Class II | IK08 | 20 | 20 | 40 | 170 | -20 | 1 | 31 | White RAL9016 Housing | 50/60Hz | Passive | LED | none | Linear luminaires | Swiftlux | Office. Public buildings. Corridors and staircases |  |  | 4450 | No sensor |  | RG0 | 15994100091810 |  |  |  |  | 50000
93120602 | SWIFTLUX G1 4' 24W 840 SC2 | image | datasheet | deeplink | TUNGSRAM - Swiftlux - 3350lm - 24W - 4000K - 80CRI - 93120602[SKU] - Surface | 1.4 | Surface | LED | 1 | 24 | [8 empty] | CE. Morocco. UKCA | [5 empty] | >50000 | 20 | 4000 | 1203 x 65 x 66 |  | 220-240V |  | 5 |  | 120 | max 6 | >80 |  | 4000 |  | 30000 | >=0.9 |  |  | >50000 | 140 |  |  |  | Medium | 40 |  |  | Available |  |  | Class II | IK08 | 20 | 20 | 40 | 130 | -20 | 1 | 24 | White RAL9016 Housing | 50/60Hz | Passive | LED | none | Linear luminaires | Swiftlux | Office. Public buildings. Corridors and staircases |  |  | 3350 | No sensor |  | RG0 | 15994100091827 |  |  |  |  | 50000
93120601 | SWIFTLUX G1 4' 18W 840 SC2 | image | datasheet | deeplink | TUNGSRAM - Swiftlux - 2600lm - 18W - 4000K - 80CRI - 93120601[SKU] - Surface | 1.4 | Surface | LED | 1 | 18 | [8 empty] | CE. Morocco. UKCA | [5 empty] | >50000 | 20 | 4000 | 1203 x 65 x 66 |  | 220-240V |  | 5 |  | 120 | max 6 | >80 |  | 4000 |  | 30000 | >=0.9 |  |  | >50000 | 144 |  |  |  | Medium | 40 |  |  | Available |  |  | Class II | IK08 | 20 | 20 | 40 | 100 | -20 | 1 | 18 | White RAL9016 Housing | 50/60Hz | Passive | LED | none | Linear luminaires | Swiftlux | Office. Public buildings. Corridors and staircases |  |  | 2600 | No sensor |  | RG0 | 15994100091834 |  |  |  |  | 50000
TBD | INS2-12000-Z20-840... | image | datasheet | deeplink | TUNGSRAM - Inlumino S - 12000lm - 97W - 4000K - 70CRI - TBD[SKU] - Universal coupler 30-76mm | 8 | Universal coupler 30-76mm | LED | 1 | 97 | [8 empty] | CE | [6 empty] | 66 | 4000 | 509x397x118 |  | 220-240V |  | 5 |  |  |  | 80 |  | 4000 |  | > 313000 |  |  |  |  | 123.71 |  |  | 9 | Z20 | 25 | < 10% at 100.000 hours |  | Available | 840/559 | CIE(x= 0.3818. y= 0.3796) 5SDCM. 3SDCM on request | Class I. Class II | IK09 |  |  | 50 |  | -40 | 1 | 97 | RAL7021 | 50-60Hz | Passive | LED | dimmable | Road & Street | Inlumino S | Road & Street |  |  | 12000 | No sensor | > 320000
TBD | INS2-12000-Z10-840... | image | datasheet | deeplink | TUNGSRAM - Inlumino S - 12000lm - 97W - 4000K - 70CRI - TBD[SKU] - Universal coupler 30-76mm | 8 | Universal coupler 30-76mm | LED | 1 | 97 | [8 empty] | CE | [6 empty] | 66 | 4000 | 509x397x118 |  | 220-240V |  | 5 |  |  |  | 80 |  | 4000 |  | > 313000 |  |  |  |  | 123.71 |  |  | 9 | Z10 | 25 | < 10% at 100.000 hours |  | Available | 840/559 | CIE(x= 0.3818. y= 0.3796) 5SDCM. 3SDCM on request | Class I. Class II | IK09 |  |  | 50 |  | -40 | 1 | 97 | RAL7021 | 50-60Hz | Passive | LED | dimmable | Road & Street | Inlumino S | Road & Street |  |  | 12000 | No sensor | > 320000
TBD | INS2-10000-Z20-840... | image | datasheet | deeplink | TUNGSRAM - Inlumino S - 10100lm - 78W - 4000K - 70CRI - TBD[SKU] - Universal coupler 30-76mm | 8 | Universal coupler 30-76mm | LED | 1 | 78 | [8 empty] | CE | [6 empty] | 66 | 4000 | 509x397x118 |  | 220-240V |  | 5 |  |  |  | 80 |  | 4000 |  | > 313000 |  |  |  |  | 129.49 |  |  | 9 | Z20 | 25 | < 10% at 100.000 hours |  | Available | 840/559 | CIE(x= 0.3818. y= 0.3796) 5SDCM. 3SDCM on request | Class I. Class II | IK09 |  |  | 50 |  | -40 | 1 | 78 | RAL7021 | 50-60Hz | Passive | LED | dimmable | Road & Street | Inlumino S | Road & Street |  |  | 10100 | No sensor | > 320000
TBD | INS2-10000-Z10-840... | image | datasheet | deeplink | TUNGSRAM - Inlumino S - 10100lm - 78W - 4000K - 70CRI - TBD[SKU] - Universal coupler 30-76mm | 8 | Universal coupler 30-76mm | LED | 1 | 78 | [8 empty] | CE | [6 empty] | 66 | 4000 | 509x397x118 |  | 220-240V |  | 5 |  |  |  | 80 |  | 4000 |  | > 313000 |  |  |  |  | 129.49 |  |  | 9 | Z10 | 25 | < 10% at 100.000 hours |  | Available | 840/559 | CIE(x= 0.3818. y= 0.3796) 5SDCM. 3SDCM on request | Class I. Class II | IK09 |  |  | 50 |  | -40 | 1 | 78 | RAL7021 | 50-60Hz | Passive | LED | dimmable | Road & Street | Inlumino S | Road & Street |  |  | 10100 | No sensor | > 320000
TBD | INS2-8000-Z20-840... | image | datasheet | deeplink | TUNGSRAM - Inlumino S - 8100lm - 61W - 4000K - 70CRI - TBD[SKU] - Universal coupler 30-76mm | 8 | Universal coupler 30-76mm | LED | 1 | 61 | [8 empty] | CE | [6 empty] | 66 | 4000 | 509x397x118 |  | 220-240V |  | 5 |  |  |  | 80 |  | 4000 |  | > 313000 |  |  |  |  | 132.79 |  |  | 9 | Z20 | 25 | < 10% at 100.000 hours |  | Available | 840/559 | CIE(x= 0.3818. y= 0.3796) 5SDCM. 3SDCM on request | Class I. Class II | IK09 |  |  | 50 |  | -40 | 1 | 61 | RAL7021 | 50-60Hz | Passive | LED | dimmable | Road & Street | Inlumino S | Road & Street |  |  | 8100 | No sensor | > 320000
TBD | INS2-8000-Z10-840... | image | datasheet | deeplink | TUNGSRAM - Inlumino S - 8100lm - 61W - 4000K - 70CRI - TBD[SKU] - Universal coupler 30-76mm | 8 | Universal coupler 30-76mm | LED | 1 | 61 | [8 empty] | CE | [6 empty] | 66 | 4000 | 509x397x118 |  | 220-240V |  | 5 |  |  |  | 80 |  | 4000 |  | > 313000 |  |  |  |  | 132.79 |  |  | 9 | Z10 | 25 | < 10% at 100.000 hours |  | Available | 840/559 | CIE(x= 0.3818. y= 0.3796) 5SDCM. 3SDCM on request | Class I. Class II | IK09 |  |  | 50 |  | -40 | 1 | 61 | RAL7021 | 50-60Hz | Passive | LED | dimmable | Road & Street | Inlumino S | Road & Street |  |  | 8100 | No sensor | > 320000
TBD | INS2-6000-Z20-840... | image | datasheet | deeplink | TUNGSRAM - Inlumino S - 6100lm - 45W - 4000K - 70CRI - TBD[SKU] - Universal coupler 30-76mm | 8 | Universal coupler 30-76mm | LED | 1 | 45 | [8 empty] | CE | [6 empty] | 66 | 4000 | 509x397x118 |  | 220-240V |  | 5 |  |  |  | 80 |  | 4000 |  | > 313000 |  |  |  |  | 135.56 |  |  | 9 | Z20 | 25 | < 10% at 100.000 hours |  | Available | 840/559 | CIE(x= 0.3818. y= 0.3796) 5SDCM. 3SDCM on request | Class I. Class II | IK09 |  |  | 50 |  | -40 | 1 | 45 | RAL7021 | 50-60Hz | Passive | LED | dimmable | Road & Street | Inlumino S | Road & Street |  |  | 6100 | No sensor | > 320000
TBD | INS2-6000-Z10-840... | image | datasheet | deeplink | TUNGSRAM - Inlumino S - 6100lm - 45W - 4000K - 70CRI - TBD[SKU] - Universal coupler 30-76mm | 8 | Universal coupler 30-76mm | LED | 1 | 45 | [8 empty] | CE | [6 empty] | 66 | 4000 | 509x397x118 |  | 220-240V |  | 5 |  |  |  | 80 |  | 4000 |  | > 313000 |  |  |  |  | 135.56 |  |  | 9 | Z10 | 25 | < 10% at 100.000 hours |  | Available | 840/559 | CIE(x= 0.3818. y= 0.3796) 5SDCM. 3SDCM on request | Class I. Class II | IK09 |  |  | 50 |  | -40 | 1 | 45 | RAL7021 | 50-60Hz | Passive | LED | dimmable | Road & Street | Inlumino S | Road & Street |  |  | 6100 | No sensor | > 320000
TBD | INS2-4000-Z20-840... | image | datasheet | deeplink | TUNGSRAM - Inlumino S - 4000lm - 30W - 4000K - 70CRI - TBD[SKU] - Universal coupler 30-76mm | 8 | Universal coupler 30-76mm | LED | 1 | 30 | [8 empty] | CE | [6 empty] | 66 | 4000 | 509x397x118 |  | 220-240V |  | 5 |  |  |  | 80 |  | 4000 |  | > 313000 |  |  |  |  | 133.33 |  |  | 9 | Z20 | 25 | < 10% at 100.000 hours |  | Available | 840/559 | CIE(x= 0.3818. y= 0.3796) 5SDCM. 3SDCM on request | Class I. Class II | IK09 |  |  | 50 |  | -40 | 1 | 30 | RAL7021 | 50-60Hz | Passive | LED | dimmable | Road & Street | Inlumino S | Road & Street |  |  | 4000 | No sensor | > 320000
TBD | INS2-4000-Z10-840... | image | datasheet | deeplink | TUNGSRAM - Inlumino S - 4000lm - 30W - 4000K - 70CRI - TBD[SKU] - Universal coupler 30-76mm | 8 | Universal coupler 30-76mm | LED | 1 | 30 | [8 empty] | CE | [6 empty] | 66 | 4000 | 509x397x118 |  | 220-240V |  | 5 |  |  |  | 80 |  | 4000 |  | > 313000 |  |  |  |  | 133.33 |  |  | 9 | Z10 | 25 | < 10% at 100.000 hours |  | Available | 840/559 | CIE(x= 0.3818. y= 0.3796) 5SDCM. 3SDCM on request | Class I. Class II | IK09 |  |  | 50 |  | -40 | 1 | 30 | RAL7021 | 50-60Hz | Passive | LED | dimmable | Road & Street | Inlumino S | Road & Street |  |  | 4000 | No sensor | > 320000
TBD | INS2-2500-Z20-840... | image | datasheet | deeplink | TUNGSRAM - Inlumino S - 2500lm - 22W - 4000K - 70CRI - TBD[SKU] - Universal coupler 30-76mm | 8 | Universal coupler 30-76mm | LED | 1 | 22 | [8 empty] | CE | [6 empty] | 66 | 4000 | 509x397x118 |  | 220-240V |  | 5 |  |  |  | 80 |  | 4000 |  | > 313000 |  |  |  |  | 113.64 |  |  | 9 | Z20 | 25 | < 10% at 100.000 hours |  | Available | 840/559 | CIE(x= 0.3818. y= 0.3796) 5SDCM. 3SDCM on request | Class I. Class II | IK09 |  |  | 50 |  | -40 | 1 | 22 | RAL7021 | 50-60Hz | Passive | LED | dimmable | Road & Street | Inlumino S | Road & Street |  |  | 2500 | No sensor | > 320000
TBD | INS2-2500-Z10-840... | image | datasheet | deeplink | TUNGSRAM - Inlumino S - 2500lm - 22W - 4000K - 70CRI - TBD[SKU] - Universal coupler 30-76mm | 8 | Universal coupler 30-76mm | LED | 1 | 22 | [8 empty] | CE | [6 empty] | 66 | 4000 | 509x397x118 |  | 220-240V |  | 5 |  |  |  | 80 |  | 4000 |  | > 313000 |  |  |  |  | 113.64 |  |  | 9 | Z10 | 25 | < 10% at 100.000 hours |  | Available | 840/559 | CIE(x= 0.3818. y= 0.3796) 5SDCM. 3SDCM on request | Class I. Class II | IK09 |  |  | 50 |  | -40 | 1 | 22 | RAL7021 | 50-60Hz | Passive | LED | dimmable | Road & Street | Inlumino S | Road & Street |  |  | 2500 | No sensor | > 320000
TBD | INS2-14000-Z20-740... | image | datasheet | deeplink | TUNGSRAM - Inlumino S - 14000lm - 100W - 4000K - 70CRI - TBD[SKU] - Universal coupler 30-76mm | 8 | Universal coupler 30-76mm | LED | 1 | 100 | [8 empty] | CE | [6 empty] | 66 | 4000 | 509x397x118 |  | 220-240V |  | 5 |  |  |  | 70 |  | 4000 |  | > 313000 |  |  |  |  | 140 |  |  | 9 | Z20 | 25 | < 10% at 100.000 hours |  | Available | 740/559 | CIE(x= 0.3818. y= 0.3796) 5SDCM. 3SDCM on request | Class I. Class II | IK09 |  |  | 50 |  | -40 | 1 | 100 | RAL7021 | 50-60Hz | Passive | LED | dimmable | Road & Street | Inlumino S | Road & Street |  |  | 14000 | No sensor | > 320000
TBD | INS2-14000-Z10-740... | image | datasheet | deeplink | TUNGSRAM - Inlumino S - 14000lm - 100W - 4000K - 70CRI - TBD[SKU] - Universal coupler 30-76mm | 8 | Universal coupler 30-76mm | LED | 1 | 100 | [8 empty] | CE | [6 empty] | 66 | 4000 | 509x397x118 |  | 220-240V |  | 5 |  |  |  | 70 |  | 4000 |  | > 313000 |  |  |  |  | 140 |  |  | 9 | Z10 | 25 | < 10% at 100.000 hours |  | Available | 740/559 | CIE(x= 0.3818. y= 0.3796) 5SDCM. 3SDCM on request | Class I. Class II | IK09 |  |  | 50 |  | -40 | 1 | 100 | RAL7021 | 50-60Hz | Passive | LED | dimmable | Road & Street | Inlumino S | Road & Street |  |  | 14000 | No sensor | > 320000
TBD | INS2-12000-Z20-740... | image | datasheet | deeplink | TUNGSRAM - Inlumino S - 12100lm - 83W - 4000K - 70CRI - TBD[SKU] - Universal coupler 30-76mm | 8 | Universal coupler 30-76mm | LED | 1 | 83 | [8 empty] | CE | [6 empty] | 66 | 4000 | 509x397x118 |  | 220-240V |  | 5 |  |  |  | 70 |  | 4000 |  | > 313000 |  |  |  |  | 145.78 |  |  | 9 | Z20 | 25 | < 10% at 100.000 hours |  | Available | 740/559 | CIE(x= 0.3818. y= 0.3796) 5SDCM. 3SDCM on request | Class I. Class II | IK09 |  |  | 50 |  | -40 | 1 | 83 | RAL7021 | 50-60Hz | Passive | LED | dimmable | Road & Street | Inlumino S | Road & Street |  |  | 12100 | No sensor | > 320000
TBD | INS2-12000-Z10-740... | image | datasheet | deeplink | TUNGSRAM - Inlumino S - 12100lm - 83W - 4000K - 70CRI - TBD[SKU] - Universal coupler 30-76mm | 8 | Universal coupler 30-76mm | LED | 1 | 83 | [8 empty] | CE | [6 empty] | 66 | 4000 | 509x397x118 |  | 220-240V |  | 5 |  |  |  | 70 |  | 4000 |  | > 313000 |  |  |  |  | 145.78 |  |  | 9 | Z10 | 25 | < 10% at 100.000 hours |  | Available | 740/559 | CIE(x= 0.3818. y= 0.3796) 5SDCM. 3SDCM on request | Class I. Class II | IK09 |  |  | 50 |  | -40 | 1 | 83 | RAL7021 | 50-60Hz | Passive | LED | dimmable | Road & Street | Inlumino S | Road & Street |  |  | 12100 | No sensor | > 320000
TBD | INS2-10000-Z20-740... | image | datasheet | deeplink | TUNGSRAM - Inlumino S - 10000lm - 67W - 4000K - 70CRI - TBD[SKU] - Universal coupler 30-76mm | 8 | Universal coupler 30-76mm | LED | 1 | 67 | [8 empty] | CE | [6 empty] | 66 | 4000 | 509x397x118 |  | 220-240V |  | 5 |  |  |  | 70 |  | 4000 |  | > 313000 |  |  |  |  | 149.25 |  |  | 9 | Z20 | 25 | < 10% at 100.000 hours |  | Available | 740/559 | CIE(x= 0.3818. y= 0.3796) 5SDCM. 3SDCM on request | Class I. Class II | IK09 |  |  | 50 |  | -40 | 1 | 67 | RAL7021 | 50-60Hz | Passive | LED | dimmable | Road & Street | Inlumino S | Road & Street |  |  | 10000 | No sensor | > 320000
TBD | INS2-10000-Z10-740... | image | datasheet | deeplink | TUNGSRAM - Inlumino S - 10000lm - 67W - 4000K - 70CRI - TBD[SKU] - Universal coupler 30-76mm | 8 | Universal coupler 30-76mm | LED | 1 | 67 | [8 empty] | CE | [6 empty] | 66 | 4000 | 509x397x118 |  | 220-240V |  | 5 |  |  |  | 70 |  | 4000 |  | > 313000 |  |  |  |  | 149.25 |  |  | 9 | Z10 | 25 | < 10% at 100.000 hours |  | Available | 740/559 | CIE(x= 0.3818. y= 0.3796) 5SDCM. 3SDCM on request | Class I. Class II | IK09 |  |  | 50 |  | -40 | 1 | 67 | RAL7021 | 50-60Hz | Passive | LED | dimmable | Road & Street | Inlumino S | Road & Street |  |  | 10000 | No sensor | > 320000
TBD | INS2-8000-Z20-740... | image | datasheet | deeplink | TUNGSRAM - Inlumino S - 8000lm - 52W - 4000K - 70CRI - TBD[SKU] - Universal coupler 30-76mm | 8 | Universal coupler 30-76mm | LED | 1 | 52 | [8 empty] | CE | [6 empty] | 66 | 4000 | 509x397x118 |  | 220-240V |  | 5 |  |  |  | 70 |  | 4000 |  | > 313000 |  |  |  |  | 153.85 |  |  | 9 | Z20 | 25 | < 10% at 100.000 hours |  | Available | 740/559 | CIE(x= 0.3818. y= 0.3796) 5SDCM. 3SDCM on request | Class I. Class II | IK09 |  |  | 50 |  | -40 | 1 | 52 | RAL7021 | 50-60Hz | Passive | LED | dimmable | Road & Street | Inlumino S | Road & Street |  |  | 8000 | No sensor | > 320000
TBD | INS2-8000-Z10-740... | image | datasheet | deeplink | TUNGSRAM - Inlumino S - 8000lm - 52W - 4000K - 70CRI - TBD[SKU] - Universal coupler 30-76mm | 8 | Universal coupler 30-76mm | LED | 1 | 52 | [8 empty] | CE | [6 empty] | 66 | 4000 | 509x397x118 |  | 220-240V |  | 5 |  |  |  | 70 |  | 4000 |  | > 313000 |  |  |  |  | 153.85 |  |  | 9 | Z10 | 25 | < 10% at 100.000 hours |  | Available | 740/559 | CIE(x= 0.3818. y= 0.3796) 5SDCM. 3SDCM on request | Class I. Class II | IK09 |  |  | 50 |  | -40 | 1 | 52 | RAL7021 | 50-60Hz | Passive | LED | dimmable | Road & Street | Inlumino S | Road & Street |  |  | 8000 | No sensor | > 320000
TBD | INS2-6000-Z20-740... | image | datasheet | deeplink | TUNGSRAM - Inlumino S - 6100lm - 39W - 4000K - 70CRI - TBD[SKU] - Universal coupler 30-76mm | 8 | Universal coupler 30-76mm | LED | 1 | 39 | [8 empty] | CE | [6 empty] | 66 | 4000 | 509x397x118 |  | 220-240V |  | 5 |  |  |  | 70 |  | 4000 |  | > 313000 |  |  |  |  | 156.41 |  |  | 9 | Z20 | 25 | < 10% at 100.000 hours |  | Available | 740/559 | CIE(x= 0.3818. y= 0.3796) 5SDCM. 3SDCM on request | Class I. Class II | IK09 |  |  | 50 |  | -40 | 1 | 39 | RAL7021 | 50-60Hz | Passive | LED | dimmable | Road & Street | Inlumino S | Road & Street |  |  | 6100 | No sensor | > 320000
TBD | INS2-6000-Z10-740... | image | datasheet | deeplink | TUNGSRAM - Inlumino S - 6100lm - 39W - 4000K - 70CRI - TBD[SKU] - Universal coupler 30-76mm | 8 | Universal coupler 30-76mm | LED | 1 | 39 | [8 empty] | CE | [6 empty] | 66 | 4000 | 509x397x118 |  | 220-240V |  | 5 |  |  |  | 70 |  | 4000 |  | > 313000 |  |  |  |  | 156.41 |  |  | 9 | Z10 | 25 | < 10% at 100.000 hours |  | Available | 740/559 | CIE(x= 0.3818. y= 0.3796) 5SDCM. 3SDCM on request | Class I. Class II | IK09 |  |  | 50 |  | -40 | 1 | 39 | RAL7021 | 50-60Hz | Passive | LED | dimmable | Road & Street | Inlumino S | Road & Street |  |  | 6100 | No sensor | > 320000
TBD | INS2-4000-Z20-740... | image | datasheet | deeplink | TUNGSRAM - Inlumino S - 4200lm - 27W - 4000K - 70CRI - TBD[SKU] - Universal coupler 30-76mm | 8 | Universal coupler 30-76mm | LED | 1 | 27 | [8 empty] | CE | [6 empty] | 66 | 4000 | 509x397x118 |  | 220-240V |  | 5 |  |  |  | 70 |  | 4000 |  | > 313000 |  |  |  |  | 155.56 |  |  | 9 | Z20 | 25 | < 10% at 100.000 hours |  | Available | 740/559 | CIE(x= 0.3818. y= 0.3796) 5SDCM. 3SDCM on request | Class I. Class II | IK09 |  |  | 50 |  | -40 | 1 | 27 | RAL7021 | 50-60Hz | Passive | LED | dimmable | Road & Street | Inlumino S | Road & Street |  |  | 4200 | No sensor | > 320000
TBD | INS2-4000-Z10-740... | image | datasheet | deeplink | TUNGSRAM - Inlumino S - 4200lm - 27W - 4000K - 70CRI - TBD[SKU] - Universal coupler 30-76mm | 8 | Universal coupler 30-76mm | LED | 1 | 27 | [8 empty] | CE | [6 empty] | 66 | 4000 | 509x397x118 |  | 220-240V |  | 5 |  |  |  | 70 |  | 4000 |  | > 313000 |  |  |  |  | 155.56 |  |  | 9 | Z10 | 25 | < 10% at 100.000 hours |  | Available | 740/559 | CIE(x= 0.3818. y= 0.3796) 5SDCM. 3SDCM on request | Class I. Class II | IK09 |  |  | 50 |  | -40 | 1 | 27 | RAL7021 | 50-60Hz | Passive | LED | dimmable | Road & Street | Inlumino S | Road & Street |  |  | 4200 | No sensor | > 320000
TBD | INS2-2500-Z20-740... | image | datasheet | deeplink | TUNGSRAM - Inlumino S - 2600lm - 20W - 4000K - 70CRI - TBD[SKU] - Universal coupler 30-76mm | 8 | Universal coupler 30-76mm | LED | 1 | 20 | [8 empty] | CE | [6 empty] | 66 | 4000 | 509x397x118 |  | 220-240V |  | 5 |  |  |  | 70 |  | 4000 |  | > 313000 |  |  |  |  | 130 |  |  | 9 | Z20 | 25 | < 10% at 100.000 hours |  | Available | 740/559 | CIE(x= 0.3818. y= 0.3796) 5SDCM. 3SDCM on request | Class I. Class II | IK09 |  |  | 50 |  | -40 | 1 | 20 | RAL7021 | 50-60Hz | Passive | LED | dimmable | Road & Street | Inlumino S | Road & Street |  |  | 2600 | No sensor | > 320000
TBD | INS2-2500-Z10-740... | image | datasheet | deeplink | TUNGSRAM - Inlumino S - 2600lm - 20W - 4000K - 70CRI - TBD[SKU] - Universal coupler 30-76mm | 8 | Universal coupler 30-76mm | LED | 1 | 20 | [8 empty] | CE | [6 empty] | 66 | 4000 | 509x397x118 |  | 220-240V |  | 5 |  |  |  | 70 |  | 4000 |  | > 313000 |  |  |  |  | 130 |  |  | 9 | Z10 | 25 | < 10% at 100.000 hours |  | Available | 740/559 | CIE(x= 0.3818. y= 0.3796) 5SDCM. 3SDCM on request | Class I. Class II | IK09 |  |  | 50 |  | -40 | 1 | 20 | RAL7021 | 50-60Hz | Passive | LED | dimmable | Road & Street | Inlumino S | Road & Street |  |  | 2600 | No sensor | > 320000
TBD | INS2-20000-YYY-840... | image | datasheet | deeplink | TUNGSRAM - Inlumino S - 20500lm - 155W - 4000K - 70CRI - TBD[SKU] - Universal coupler 30-76mm | 8 | Universal coupler 30-76mm | LED | 1 | 155 | [8 empty] | CE | [6 empty] | 66 | 4000 | 509x397x118 |  | 220-240V |  | 5 |  |  |  | 80 |  | 4000 |  | > 313000 |  |  |  |  | 132.26 |  |  | 9 | YYY | 25 | < 10% at 100.000 hours |  | Available | 840/559 | CIE(x= 0.3818. y= 0.3796) 5SDCM. 3SDCM on request | Class I. Class II | IK09 |  |  | 50 |  | -40 | 1 | 155 | RAL7021 | 50-60Hz | Passive | LED | dimmable | Road & Street | Inlumino S | Road & Street |  |  | 20500 | No sensor | > 320000
TBD | INS2-20000-XXX-840... | image | datasheet | deeplink | TUNGSRAM - Inlumino S - 20000lm - 155W - 4000K - 70CRI - TBD[SKU] - Universal coupler 30-76mm | 8 | Universal coupler 30-76mm | LED | 1 | 155 | [8 empty] | CE | [6 empty] | 66 | 4000 | 509x397x118 |  | 220-240V |  | 5 |  |  |  | 80 |  | 4000 |  | > 313000 |  |  |  |  | 129.03 |  |  | 9 | XXX | 25 | < 10% at 100.000 hours |  | Available | 840/559 | CIE(x= 0.3818. y= 0.3796) 5SDCM. 3SDCM on request | Class I. Class II | IK09 |  |  | 50 |  | -40 | 1 | 155 | RAL7021 | 50-60Hz | Passive | LED | dimmable | Road & Street | Inlumino S | Road & Street |  |  | 20000 | No sensor | > 320000
TBD | INS2-20000-WWW-840... | image | datasheet | deeplink | TUNGSRAM - Inlumino S - 20100lm - 155W - 4000K - 70CRI - TBD[SKU] - Universal coupler 30-76mm | 8 | Universal coupler 30-76mm | LED | 1 | 155 | [8 empty] | CE | [6 empty] | 66 | 4000 | 509x397x118 |  | 220-240V |  | 5 |  |  |  | 80 |  | 4000 |  | > 313000 |  |  |  |  | 129.68 |  |  | 9 | WWW | 25 | < 10% at 100.000 hours |  | Available | 840/559 | CIE(x= 0.3818. y= 0.3796) 5SDCM. 3SDCM on request | Class I. Class II | IK09 |  |  | 50 |  | -40 | 1 | 155 | RAL7021 | 50-60Hz | Passive | LED | dimmable | Road & Street | Inlumino S | Road & Street |  |  | 20100 | No sensor | > 320000
TBD | INS2-20000-VVV-840... | image | datasheet | deeplink | TUNGSRAM - Inlumino S - 20300lm - 155W - 4000K - 70CRI - TBD[SKU] - Universal coupler 30-76mm | 8 | Universal coupler 30-76mm | LED | 1 | 155 | [8 empty] | CE | [6 empty] | 66 | 4000 | 509x397x118 |  | 220-240V |  | 5 |  |  |  | 80 |  | 4000 |  | > 313000 |  |  |  |  | 130.97 |  |  | 9 | VVV | 25 | < 10% at 100.000 hours |  | Available | 840/559 | CIE(x= 0.3818. y= 0.3796) 5SDCM. 3SDCM on request | Class I. Class II | IK09 |  |  | 50 |  | -40 | 1 | 155 | RAL7021 | 50-60Hz | Passive | LED | dimmable | Road & Street | Inlumino S | Road & Street |  |  | 20300 | No sensor | > 320000
TBD | INS2-20000-UUU-840... | image | datasheet | deeplink | TUNGSRAM - Inlumino S - 19600lm - 155W - 4000K - 70CRI - TBD[SKU] - Universal coupler 30-76mm | 8 | Universal coupler 30-76mm | LED | 1 | 155 | [8 empty] | CE | [6 empty] | 66 | 4000 | 509x397x118 |  | 220-240V |  | 5 |  |  |  | 80 |  | 4000 |  | > 313000 |  |  |  |  | 126.45 |  |  | 9 | UUU | 25 | < 10% at 100.000 hours |  | Available | 840/559 | CIE(x= 0.3818. y= 0.3796) 5SDCM. 3SDCM on request | Class I. Class II | IK09 |  |  | 50 |  | -40 | 1 | 155 | RAL7021 | 50-60Hz | Passive | LED | dimmable | Road & Street | Inlumino S | Road & Street |  |  | 19600 | No sensor | > 320000
TBD | INS2-20000-SSS-840... | image | datasheet | deeplink | TUNGSRAM - Inlumino S - 19800lm - 155W - 4000K - 70CRI - TBD[SKU] - Universal coupler 30-76mm | 8 | Universal coupler 30-76mm | LED | 1 | 155 | [8 empty] | CE | [6 empty] | 66 | 4000 | 509x397x118 |  | 220-240V |  | 5 |  |  |  | 80 |  | 4000 |  | > 313000 |  |  |  |  | 127.74 |  |  | 9 | SSS | 25 | < 10% at 100.000 hours |  | Available | 840/559 | CIE(x= 0.3818. y= 0.3796) 5SDCM. 3SDCM on request | Class I. Class II | IK09 |  |  | 50 |  | -40 | 1 | 155 | RAL7021 | 50-60Hz | Passive | LED | dimmable | Road & Street | Inlumino S | Road & Street |  |  | 19800 | No sensor | > 320000
TBD | INS2-20000-QQQ-840... | image | datasheet | deeplink | TUNGSRAM - Inlumino S - 20000lm - 155W - 4000K - 70CRI - TBD[SKU] - Universal coupler 30-76mm | 8 | Universal coupler 30-76mm | LED | 1 | 155 | [8 empty] | CE | [6 empty] | 66 | 4000 | 509x397x118 |  | 220-240V |  | 5 |  |  |  | 80 |  | 4000 |  | > 313000 |  |  |  |  | 129.03 |  |  | 9 | QQQ | 25 | < 10% at 100.000 hours |  | Available | 840/559 | CIE(x= 0.3818. y= 0.3796) 5SDCM. 3SDCM on request | Class I. Class II | IK09 |  |  | 50 |  | -40 | 1 | 155 | RAL7021 | 50-60Hz | Passive | LED | dimmable | Road & Street | Inlumino S | Road & Street |  |  | 20000 | No sensor | > 320000
TBD | INS2-20000-PPP-840... | image | datasheet | deeplink | TUNGSRAM - Inlumino S - 20000lm - 155W - 4000K - 70CRI - TBD[SKU] - Universal coupler 30-76mm | 8 | Universal coupler 30-76mm | LED | 1 | 155 | [8 empty] | CE | [6 empty] | 66 | 4000 | 509x397x118 |  | 220-240V |  | 5 |  |  |  | 80 |  | 4000 |  | > 313000 |  |  |  |  | 129.03 |  |  | 9 | PPP | 25 | < 10% at 100.000 hours |  | Available | 840/559 | CIE(x= 0.3818. y= 0.3796) 5SDCM. 3SDCM on request | Class I. Class II | IK09 |  |  | 50 |  | -40 | 1 | 155 | RAL7021 | 50-60Hz | Passive | LED | dimmable | Road & Street | Inlumino S | Road & Street |  |  | 20000 | No sensor | > 320000
TBD | INS2-20000-OOO-840... | image | datasheet | deeplink | TUNGSRAM - Inlumino S - 19500lm - 155W - 4000K - 70CRI - TBD[SKU] - Universal coupler 30-76mm | 8 | Universal coupler 30-76mm | LED | 1 | 155 | [8 empty] | CE | [6 empty] | 66 | 4000 | 509x397x118 |  | 220-240V |  | 5 |  |  |  | 80 |  | 4000 |  | > 313000 |  |  |  |  | 125.81 |  |  | 9 | OOO | 25 | < 10% at 100.000 hours |  | Available | 840/559 | CIE(x= 0.3818. y= 0.3796) 5SDCM. 3SDCM on request | Class I. Class II | IK09 |  |  | 50 |  | -40 | 1 | 155 | RAL7021 | 50-60Hz | Passive | LED | dimmable | Road & Street | Inlumino S | Road & Street |  |  | 19500 | No sensor | > 320000
TBD | INS2-20000-NNN-840... | image | datasheet | deeplink | TUNGSRAM - Inlumino S - 20300lm - 155W - 4000K - 70CRI - TBD[SKU] - Universal coupler 30-76mm | 8 | Universal coupler 30-76mm | LED | 1 | 155 | [8 empty] | CE | [6 empty] | 66 | 4000 | 509x397x118 |  | 220-240V |  | 5 |  |  |  | 80 |  | 4000 |  | > 313000 |  |  |  |  | 130.97 |  |  | 9 | NNN | 25 | < 10% at 100.000 hours |  | Available | 840/559 | CIE(x= 0.3818. y= 0.3796) 5SDCM. 3SDCM on request | Class I. Class II | IK09 |  |  | 50 |  | -40 | 1 | 155 | RAL7021 | 50-60Hz | Passive | LED | dimmable | Road & Street | Inlumino S | Road & Street |  |  | 20300 | No sensor | > 320000
TBD | INS2-20000-MMM-840... | image | datasheet | deeplink | TUNGSRAM - Inlumino S - 20400lm - 155W - 4000K - 70CRI - TBD[SKU] - Universal coupler 30-76mm | 8 | Universal coupler 30-76mm | LED | 1 | 155 | [8 empty] | CE | [6 empty] | 66 | 4000 | 509x397x118 |  | 220-240V |  | 5 |  |  |  | 80 |  | 4000 |  | > 313000 |  |  |  |  | 131.61 |  |  | 9 | MMM | 25 | < 10% at 100.000 hours |  | Available | 840/559 | CIE(x= 0.3818. y= 0.3796) 5SDCM. 3SDCM on request | Class I. Class II | IK09 |  |  | 50 |  | -40 | 1 | 155 | RAL7021 | 50-60Hz | Passive | LED | dimmable | Road & Street | Inlumino S | Road & Street |  |  | 20400 | No sensor | > 320000
TBD | INS2-20000-LLL-840... | image | datasheet | deeplink | TUNGSRAM - Inlumino S - 19800lm - 155W - 4000K - 70CRI - TBD[SKU] - Universal coupler 30-76mm | 8 | Universal coupler 30-76mm | LED | 1 | 155 | [8 empty] | CE | [6 empty] | 66 | 4000 | 509x397x118 |  | 220-240V |  | 5 |  |  |  | 80 |  | 4000 |  | > 313000 |  |  |  |  | 127.74 |  |  | 9 | LLL | 25 | < 10% at 100.000 hours |  | Available | 840/559 | CIE(x= 0.3818. y= 0.3796) 5SDCM. 3SDCM on request | Class I. Class II | IK09 |  |  | 50 |  | -40 | 1 | 155 | RAL7021 | 50-60Hz | Passive | LED | dimmable | Road & Street | Inlumino S | Road & Street |  |  | 19800 | No sensor | > 320000
TBD | INS2-20000-KKK-840... | image | datasheet | deeplink | TUNGSRAM - Inlumino S - 20100lm - 155W - 4000K - 70CRI - TBD[SKU] - Universal coupler 30-76mm | 8 | Universal coupler 30-76mm | LED | 1 | 155 | [8 empty] | CE | [6 empty] | 66 | 4000 | 509x397x118 |  | 220-240V |  | 5 |  |  |  | 80 |  | 4000 |  | > 313000 |  |  |  |  | 129.68 |  |  | 9 | KKK | 25 | < 10% at 100.000 hours |  | Available | 840/559 | CIE(x= 0.3818. y= 0.3796) 5SDCM. 3SDCM on request | Class I. Class II | IK09 |  |  | 50 |  | -40 | 1 | 155 | RAL7021 | 50-60Hz | Passive | LED | dimmable | Road & Street | Inlumino S | Road & Street |  |  | 20100 | No sensor | > 320000
TBD | INS2-20000-JJJ-840... | image | datasheet | deeplink | TUNGSRAM - Inlumino S - 19800lm - 155W - 4000K - 70CRI - TBD[SKU] - Universal coupler 30-76mm | 8 | Universal coupler 30-76mm | LED | 1 | 155 | [8 empty] | CE | [6 empty] | 66 | 4000 | 509x397x118 |  | 220-240V |  | 5 |  |  |  | 80 |  | 4000 |  | > 313000 |  |  |  |  | 127.74 |  |  | 9 | JJJ | 25 | < 10% at 100.000 hours |  | Available | 840/559 | CIE(x= 0.3818. y= 0.3796) 5SDCM. 3SDCM on request | Class I. Class II | IK09 |  |  | 50 |  | -40 | 1 | 155 | RAL7021 | 50-60Hz | Passive | LED | dimmable | Road & Street | Inlumino S | Road & Street |  |  | 19800 | No sensor | > 320000
TBD | INS2-20000-GGG-840... | image | datasheet | deeplink | TUNGSRAM - Inlumino S - 19900lm - 155W - 4000K - 70CRI - TBD[SKU] - Universal coupler 30-76mm | 8 | Universal coupler 30-76mm | LED | 1 | 155 | [8 empty] | CE | [6 empty] | 66 | 4000 | 509x397x118 |  | 220-240V |  | 5 |  |  |  | 80 |  | 4000 |  | > 313000 |  |  |  |  | 128.39 |  |  | 9 | GGG | 25 | < 10% at 100.000 hours |  | Available | 840/559 | CIE(x= 0.3818. y= 0.3796) 5SDCM. 3SDCM on request | Class I. Class II | IK09 |  |  | 50 |  | -40 | 1 | 155 | RAL7021 | 50-60Hz | Passive | LED | dimmable | Road & Street | Inlumino S | Road & Street |  |  | 19900 | No sensor | > 320000
TBD | INS2-20000-FFF-840... | image | datasheet | deeplink | TUNGSRAM - Inlumino S - 20200lm - 155W - 4000K - 70CRI - TBD[SKU] - Universal coupler 30-76mm | 8 | Universal coupler 30-76mm | LED | 1 | 155 | [8 empty] | CE | [6 empty] | 66 | 4000 | 509x397x118 |  | 220-240V |  | 5 |  |  |  | 80 |  | 4000 |  | > 313000 |  |  |  |  | 130.32 |  |  | 9 | FFF | 25 | < 10% at 100.000 hours |  | Available | 840/559 | CIE(x= 0.3818. y= 0.3796) 5SDCM. 3SDCM on request | Class I. Class II | IK09 |  |  | 50 |  | -40 | 1 | 155 | RAL7021 | 50-60Hz | Passive | LED | dimmable | Road & Street | Inlumino S | Road & Street |  |  | 20200 | No sensor | > 320000
TBD | INS2-20000-EEE-840... | image | datasheet | deeplink | TUNGSRAM - Inlumino S - 20300lm - 155W - 4000K - 70CRI - TBD[SKU] - Universal coupler 30-76mm | 8 | Universal coupler 30-76mm | LED | 1 | 155 | [8 empty] | CE | [6 empty] | 66 | 4000 | 509x397x118 |  | 220-240V |  | 5 |  |  |  | 80 |  | 4000 |  | > 313000 |  |  |  |  | 130.97 |  |  | 9 | EEE | 25 | < 10% at 100.000 hours |  | Available | 840/559 | CIE(x= 0.3818. y= 0.3796) 5SDCM. 3SDCM on request | Class I. Class II | IK09 |  |  | 50 |  | -40 | 1 | 155 | RAL7021 | 50-60Hz | Passive | LED | dimmable | Road & Street | Inlumino S | Road & Street |  |  | 20300 | No sensor | > 320000
TBD | INS2-20000-DDD-840... | image | datasheet | deeplink | TUNGSRAM - Inlumino S - 20400lm - 155W - 4000K - 70CRI - TBD[SKU] - Universal coupler 30-76mm | 8 | Universal coupler 30-76mm | LED | 1 | 155 | [8 empty] | CE | [6 empty] | 66 | 4000 | 509x397x118 |  | 220-240V |  | 5 |  |  |  | 80 |  | 4000 |  | > 313000 |  |  |  |  | 131.61 |  |  | 9 | DDD | 25 | < 10% at 100.000 hours |  | Available | 840/559 | CIE(x= 0.3818. y= 0.3796) 5SDCM. 3SDCM on request | Class I. Class II | IK09 |  |  | 50 |  | -40 | 1 | 155 | RAL7021 | 50-60Hz | Passive | LED | dimmable | Road & Street | Inlumino S | Road & Street |  |  | 20400 | No sensor | > 320000
TBD | INS2-20000-CCC-840... | image | datasheet | deeplink | TUNGSRAM - Inlumino S - 20200lm - 155W - 4000K - 70CRI - TBD[SKU] - Universal coupler 30-76mm | 8 | Universal coupler 30-76mm | LED | 1 | 155 | [8 empty] | CE | [6 empty] | 66 | 4000 | 509x397x118 |  | 220-240V |  | 5 |  |  |  | 80 |  | 4000 |  | > 313000 |  |  |  |  | 130.32 |  |  | 9 | CCC | 25 | < 10% at 100.000 hours |  | Available | 840/559 | CIE(x= 0.3818. y= 0.3796) 5SDCM. 3SDCM on request | Class I. Class II | IK09 |  |  | 50 |  | -40 | 1 | 155 | RAL7021 | 50-60Hz | Passive | LED | dimmable | Road & Street | Inlumino S | Road & Street |  |  | 20200 | No sensor | > 320000
TBD | INS2-20000-BBB-840... | image | datasheet | deeplink | TUNGSRAM - Inlumino S - 19800lm - 155W - 4000K - 70CRI - TBD[SKU] - Universal coupler 30-76mm | 8 | Universal coupler 30-76mm | LED | 1 | 155 | [8 empty] | CE | [6 empty] | 66 | 4000 | 509x397x118 |  | 220-240V |  | 5 |  |  |  | 80 |  | 4000 |  | > 313000 |  |  |  |  | 127.74 |  |  | 9 | BBB | 25 | < 10% at 100.000 hours |  | Available | 840/559 | CIE(x= 0.3818. y= 0.3796) 5SDCM. 3SDCM on request | Class I. Class II | IK09 |  |  | 50 |  | -40 | 1 | 155 | RAL7021 | 50-60Hz | Passive | LED | dimmable | Road & Street | Inlumino S | Road & Street |  |  | 19800 | No sensor | > 320000
TBD | INS2-20000-AAA-840... | image | datasheet | deeplink | TUNGSRAM - Inlumino S - 20500lm - 155W - 4000K - 70CRI - TBD[SKU] - Universal coupler 30-76mm | 8 | Universal coupler 30-76mm | LED | 1 | 155 | [8 empty] | CE | [6 empty] | 66 | 4000 | 509x397x118 |  | 220-240V |  | 5 |  |  |  | 80 |  | 4000 |  | > 313000 |  |  |  |  | 132.26 |  |  | 9 | AAA | 25 | < 10% at 100.000 hours |  | Available | 840/559 | CIE(x= 0.3818. y= 0.3796) 5SDCM. 3SDCM on request | Class I. Class II | IK09 |  |  | 50 |  | -40 | 1 | 155 | RAL7021 | 50-60Hz | Passive | LED | dimmable | Road & Street | Inlumino S | Road & Street |  |  | 20500 | No sensor | > 320000
TBD | INS2-18000-YYY-840... | image | datasheet | deeplink | TUNGSRAM - Inlumino S - 18500lm - 136W - 4000K - 70CRI - TBD[SKU] - Universal coupler 30-76mm | 8 | Universal coupler 30-76mm | LED | 1 | 136 | [8 empty] | CE | [6 empty] | 66 | 4000 | 509x397x118 |  | 220-240V |  | 5 |  |  |  | 80 |  | 4000 |  | > 313000 |  |  |  |  | 136.03 |  |  | 9 | YYY | 25 | < 10% at 100.000 hours |  | Available | 840/559 | CIE(x= 0.3818. y= 0.3796) 5SDCM. 3SDCM on request | Class I. Class II | IK09 |  |  | 50 |  | -40 | 1 | 136 | RAL7021 | 50-60Hz | Passive | LED | dimmable | Road & Street | Inlumino S | Road & Street |  |  | 18500 | No sensor | > 320000
TBD | INS2-18000-XXX-840... | image | datasheet | deeplink | TUNGSRAM - Inlumino S - 18000lm - 136W - 4000K - 70CRI - TBD[SKU] - Universal coupler 30-76mm | 8 | Universal coupler 30-76mm | LED | 1 | 136 | [8 empty] | CE | [6 empty] | 66 | 4000 | 509x397x118 |  | 220-240V |  | 5 |  |  |  | 80 |  | 4000 |  | > 313000 |  |  |  |  | 132.35 |  |  | 9 | XXX | 25 | < 10% at 100.000 hours |  | Available | 840/559 | CIE(x= 0.3818. y= 0.3796) 5SDCM. 3SDCM on request | Class I. Class II | IK09 |  |  | 50 |  | -40 | 1 | 136 | RAL7021 | 50-60Hz | Passive | LED | dimmable | Road & Street | Inlumino S | Road & Street |  |  | 18000 | No sensor | > 320000
TBD | INS2-18000-WWW-840... | image | datasheet | deeplink | TUNGSRAM - Inlumino S - 18100lm - 136W - 4000K - 70CRI - TBD[SKU] - Universal coupler 30-76mm | 8 | Universal coupler 30-76mm | LED | 1 | 136 | [8 empty] | CE | [6 empty] | 66 | 4000 | 509x397x118 |  | 220-240V |  | 5 |  |  |  | 80 |  | 4000 |  | > 313000 |  |  |  |  | 133.09 |  |  | 9 | WWW | 25 | < 10% at 100.000 hours |  | Available | 840/559 | CIE(x= 0.3818. y= 0.3796) 5SDCM. 3SDCM on request | Class I. Class II | IK09 |  |  | 50 |  | -40 | 1 | 136 | RAL7021 | 50-60Hz | Passive | LED | dimmable | Road & Street | Inlumino S | Road & Street |  |  | 18100 | No sensor | > 320000
TBD | INS2-18000-VVV-840... | image | datasheet | deeplink | TUNGSRAM - Inlumino S - 18300lm - 136W - 4000K - 70CRI - TBD[SKU] - Universal coupler 30-76mm | 8 | Universal coupler 30-76mm | LED | 1 | 136 | [8 empty] | CE | [6 empty] | 66 | 4000 | 509x397x118 |  | 220-240V |  | 5 |  |  |  | 80 |  | 4000 |  | > 313000 |  |  |  |  | 134.56 |  |  | 9 | VVV | 25 | < 10% at 100.000 hours |  | Available | 840/559 | CIE(x= 0.3818. y= 0.3796) 5SDCM. 3SDCM on request | Class I. Class II | IK09 |  |  | 50 |  | -40 | 1 | 136 | RAL7021 | 50-60Hz | Passive | LED | dimmable | Road & Street | Inlumino S | Road & Street |  |  | 18300 | No sensor | > 320000
TBD | INS2-18000-UUU-840... | image | datasheet | deeplink | TUNGSRAM - Inlumino S - 17600lm - 136W - 4000K - 70CRI - TBD[SKU] - Universal coupler 30-76mm | 8 | Universal coupler 30-76mm | LED | 1 | 136 | [8 empty] | CE | [6 empty] | 66 | 4000 | 509x397x118 |  | 220-240V |  | 5 |  |  |  | 80 |  | 4000 |  | > 313000 |  |  |  |  | 129.41 |  |  | 9 | UUU | 25 | < 10% at 100.000 hours |  | Available | 840/559 | CIE(x= 0.3818. y= 0.3796) 5SDCM. 3SDCM on request | Class I. Class II | IK09 |  |  | 50 |  | -40 | 1 | 136 | RAL7021 | 50-60Hz | Passive | LED | dimmable | Road & Street | Inlumino S | Road & Street |  |  | 17600 | No sensor | > 320000
TBD | INS2-18000-SSS-840... | image | datasheet | deeplink | TUNGSRAM - Inlumino S - 17800lm - 136W - 4000K - 70CRI - TBD[SKU] - Universal coupler 30-76mm | 8 | Universal coupler 30-76mm | LED | 1 | 136 | [8 empty] | CE | [6 empty] | 66 | 4000 | 509x397x118 |  | 220-240V |  | 5 |  |  |  | 80 |  | 4000 |  | > 313000 |  |  |  |  | 130.88 |  |  | 9 | SSS | 25 | < 10% at 100.000 hours |  | Available | 840/559 | CIE(x= 0.3818. y= 0.3796) 5SDCM. 3SDCM on request | Class I. Class II | IK09 |  |  | 50 |  | -40 | 1 | 136 | RAL7021 | 50-60Hz | Passive | LED | dimmable | Road & Street | Inlumino S | Road & Street |  |  | 17800 | No sensor | > 320000
TBD | INS2-18000-QQQ-840... | image | datasheet | deeplink | TUNGSRAM - Inlumino S - 18000lm - 136W - 4000K - 70CRI - TBD[SKU] - Universal coupler 30-76mm | 8 | Universal coupler 30-76mm | LED | 1 | 136 | [8 empty] | CE | [6 empty] | 66 | 4000 | 509x397x118 |  | 220-240V |  | 5 |  |  |  | 80 |  | 4000 |  | > 313000 |  |  |  |  | 132.35 |  |  | 9 | QQQ | 25 | < 10% at 100.000 hours |  | Available | 840/559 | CIE(x= 0.3818. y= 0.3796) 5SDCM. 3SDCM on request | Class I. Class II | IK09 |  |  | 50 |  | -40 | 1 | 136 | RAL7021 | 50-60Hz | Passive | LED | dimmable | Road & Street | Inlumino S | Road & Street |  |  | 18000 | No sensor | > 320000
TBD | INS2-18000-PPP-840... | image | datasheet | deeplink | TUNGSRAM - Inlumino S - 18000lm - 136W - 4000K - 70CRI - TBD[SKU] - Universal coupler 30-76mm | 8 | Universal coupler 30-76mm | LED | 1 | 136 | [8 empty] | CE | [6 empty] | 66 | 4000 | 509x397x118 |  | 220-240V |  | 5 |  |  |  | 80 |  | 4000 |  | > 313000 |  |  |  |  | 132.35 |  |  | 9 | PPP | 25 | < 10% at 100.000 hours |  | Available | 840/559 | CIE(x= 0.3818. y= 0.3796) 5SDCM. 3SDCM on request | Class I. Class II | IK09 |  |  | 50 |  | -40 | 1 | 136 | RAL7021 | 50-60Hz | Passive | LED | dimmable | Road & Street | Inlumino S | Road & Street |  |  | 18000 | No sensor | > 320000
TBD | INS2-18000-OOO-840... | image | datasheet | deeplink | TUNGSRAM - Inlumino S - 17500lm - 136W - 4000K - 70CRI - TBD[SKU] - Universal coupler 30-76mm | 8 | Universal coupler 30-76mm | LED | 1 | 136 | [8 empty] | CE | [6 empty] | 66 | 4000 | 509x397x118 |  | 220-240V |  | 5 |  |  |  | 80 |  | 4000 |  | > 313000 |  |  |  |  | 128.68 |  |  | 9 | OOO | 25 | < 10% at 100.000 hours |  | Available | 840/559 | CIE(x= 0.3818. y= 0.3796) 5SDCM. 3SDCM on request | Class I. Class II | IK09 |  |  | 50 |  | -40 | 1 | 136 | RAL7021 | 50-60Hz | Passive | LED | dimmable | Road & Street | Inlumino S | Road & Street |  |  | 17500 | No sensor | > 320000
TBD | INS2-18000-NNN-840... | image | datasheet | deeplink | TUNGSRAM - Inlumino S - 18300lm - 136W - 4000K - 70CRI - TBD[SKU] - Universal coupler 30-76mm | 8 | Universal coupler 30-76mm | LED | 1 | 136 | [8 empty] | CE | [6 empty] | 66 | 4000 | 509x397x118 |  | 220-240V |  | 5 |  |  |  | 80 |  | 4000 |  | > 313000 |  |  |  |  | 134.56 |  |  | 9 | NNN | 25 | < 10% at 100.000 hours |  | Available | 840/559 | CIE(x= 0.3818. y= 0.3796) 5SDCM. 3SDCM on request | Class I. Class II | IK09 |  |  | 50 |  | -40 | 1 | 136 | RAL7021 | 50-60Hz | Passive | LED | dimmable | Road & Street | Inlumino S | Road & Street |  |  | 18300 | No sensor | > 320000
TBD | INS2-18000-MMM-840... | image | datasheet | deeplink | TUNGSRAM - Inlumino S - 18400lm - 136W - 4000K - 70CRI - TBD[SKU] - Universal coupler 30-76mm | 8 | Universal coupler 30-76mm | LED | 1 | 136 | [8 empty] | CE | [6 empty] | 66 | 4000 | 509x397x118 |  | 220-240V |  | 5 |  |  |  | 80 |  | 4000 |  | > 313000 |  |  |  |  | 135.29 |  |  | 9 | MMM | 25 | < 10% at 100.000 hours |  | Available | 840/559 | CIE(x= 0.3818. y= 0.3796) 5SDCM. 3SDCM on request | Class I. Class II | IK09 |  |  | 50 |  | -40 | 1 | 136 | RAL7021 | 50-60Hz | Passive | LED | dimmable | Road & Street | Inlumino S | Road & Street |  |  | 18400 | No sensor | > 320000
TBD | INS2-18000-LLL-840... | image | datasheet | deeplink | TUNGSRAM - Inlumino S - 17800lm - 136W - 4000K - 70CRI - TBD[SKU] - Universal coupler 30-76mm | 8 | Universal coupler 30-76mm | LED | 1 | 136 | [8 empty] | CE | [6 empty] | 66 | 4000 | 509x397x118 |  | 220-240V |  | 5 |  |  |  | 80 |  | 4000 |  | > 313000 |  |  |  |  | 130.88 |  |  | 9 | LLL | 25 | < 10% at 100.000 hours |  | Available | 840/559 | CIE(x= 0.3818. y= 0.3796) 5SDCM. 3SDCM on request | Class I. Class II | IK09 |  |  | 50 |  | -40 | 1 | 136 | RAL7021 | 50-60Hz | Passive | LED | dimmable | Road & Street | Inlumino S | Road & Street |  |  | 17800 | No sensor | > 320000
TBD | INS2-18000-KKK-840... | image | datasheet | deeplink | TUNGSRAM - Inlumino S - 18100lm - 136W - 4000K - 70CRI - TBD[SKU] - Universal coupler 30-76mm | 8 | Universal coupler 30-76mm | LED | 1 | 136 | [8 empty] | CE | [6 empty] | 66 | 4000 | 509x397x118 |  | 220-240V |  | 5 |  |  |  | 80 |  | 4000 |  | > 313000 |  |  |  |  | 133.09 |  |  | 9 | KKK | 25 | < 10% at 100.000 hours |  | Available | 840/559 | CIE(x= 0.3818. y= 0.3796) 5SDCM. 3SDCM on request | Class I. Class II | IK09 |  |  | 50 |  | -40 | 1 | 136 | RAL7021 | 50-60Hz | Passive | LED | dimmable | Road & Street | Inlumino S | Road & Street |  |  | 18100 | No sensor | > 320000
TBD | INS2-18000-JJJ-840... | image | datasheet | deeplink | TUNGSRAM - Inlumino S - 17900lm - 136W - 4000K - 70CRI - TBD[SKU] - Universal coupler 30-76mm | 8 | Universal coupler 30-76mm | LED | 1 | 136 | [8 empty] | CE | [6 empty] | 66 | 4000 | 509x397x118 |  | 220-240V |  | 5 |  |  |  | 80 |  | 4000 |  | > 313000 |  |  |  |  | 131.62 |  |  | 9 | JJJ | 25 | < 10% at 100.000 hours |  | Available | 840/559 | CIE(x= 0.3818. y= 0.3796) 5SDCM. 3SDCM on request | Class I. Class II | IK09 |  |  | 50 |  | -40 | 1 | 136 | RAL7021 | 50-60Hz | Passive | LED | dimmable | Road & Street | Inlumino S | Road & Street |  |  | 17900 | No sensor | > 320000
TBD | INS2-18000-GGG-840... | image | datasheet | deeplink | TUNGSRAM - Inlumino S - 18000lm - 136W - 4000K - 70CRI - TBD[SKU] - Universal coupler 30-76mm | 8 | Universal coupler 30-76mm | LED | 1 | 136 | [8 empty] | CE | [6 empty] | 66 | 4000 | 509x397x118 |  | 220-240V |  | 5 |  |  |  | 80 |  | 4000 |  | > 313000 |  |  |  |  | 132.35 |  |  | 9 | GGG | 25 | < 10% at 100.000 hours |  | Available | 840/559 | CIE(x= 0.3818. y= 0.3796) 5SDCM. 3SDCM on request | Class I. Class II | IK09 |  |  | 50 |  | -40 | 1 | 136 | RAL7021 | 50-60Hz | Passive | LED | dimmable | Road & Street | Inlumino S | Road & Street |  |  | 18000 | No sensor | > 320000
TBD | INS2-18000-FFF-840... | image | datasheet | deeplink | TUNGSRAM - Inlumino S - 18200lm - 136W - 4000K - 70CRI - TBD[SKU] - Universal coupler 30-76mm | 8 | Universal coupler 30-76mm | LED | 1 | 136 | [8 empty] | CE | [6 empty] | 66 | 4000 | 509x397x118 |  | 220-240V |  | 5 |  |  |  | 80 |  | 4000 |  | > 313000 |  |  |  |  | 133.82 |  |  | 9 | FFF | 25 | < 10% at 100.000 hours |  | Available | 840/559 | CIE(x= 0.3818. y= 0.3796) 5SDCM. 3SDCM on request | Class I. Class II | IK09 |  |  | 50 |  | -40 | 1 | 136 | RAL7021 | 50-60Hz | Passive | LED | dimmable | Road & Street | Inlumino S | Road & Street |  |  | 18200 | No sensor | > 320000
TBD | INS2-18000-EEE-840... | image | datasheet | deeplink | TUNGSRAM - Inlumino S - 18300lm - 136W - 4000K - 70CRI - TBD[SKU] - Universal coupler 30-76mm | 8 | Universal coupler 30-76mm | LED | 1 | 136 | [8 empty] | CE | [6 empty] | 66 | 4000 | 509x397x118 |  | 220-240V |  | 5 |  |  |  | 80 |  | 4000 |  | > 313000 |  |  |  |  | 134.56 |  |  | 9 | EEE | 25 | < 10% at 100.000 hours |  | Available | 840/559 | CIE(x= 0.3818. y= 0.3796) 5SDCM. 3SDCM on request | Class I. Class II | IK09 |  |  | 50 |  | -40 | 1 | 136 | RAL7021 | 50-60Hz | Passive | LED | dimmable | Road & Street | Inlumino S | Road & Street |  |  | 18300 | No sensor | > 320000
TBD | INS2-18000-DDD-840... | image | datasheet | deeplink | TUNGSRAM - Inlumino S - 18400lm - 136W - 4000K - 70CRI - TBD[SKU] - Universal coupler 30-76mm | 8 | Universal coupler 30-76mm | LED | 1 | 136 | [8 empty] | CE | [6 empty] | 66 | 4000 | 509x397x118 |  | 220-240V |  | 5 |  |  |  | 80 |  | 4000 |  | > 313000 |  |  |  |  | 135.29 |  |  | 9 | DDD | 25 | < 10% at 100.000 hours |  | Available | 840/559 | CIE(x= 0.3818. y= 0.3796) 5SDCM. 3SDCM on request | Class I. Class II | IK09 |  |  | 50 |  | -40 | 1 | 136 | RAL7021 | 50-60Hz | Passive | LED | dimmable | Road & Street | Inlumino S | Road & Street |  |  | 18400 | No sensor | > 320000
TBD | INS2-18000-CCC-840... | image | datasheet | deeplink | TUNGSRAM - Inlumino S - 18200lm - 136W - 4000K - 70CRI - TBD[SKU] - Universal coupler 30-76mm | 8 | Universal coupler 30-76mm | LED | 1 | 136 | [8 empty] | CE | [6 empty] | 66 | 4000 | 509x397x118 |  | 220-240V |  | 5 |  |  |  | 80 |  | 4000 |  | > 313000 |  |  |  |  | 133.82 |  |  | 9 | CCC | 25 | < 10% at 100.000 hours |  | Available | 840/559 | CIE(x= 0.3818. y= 0.3796) 5SDCM. 3SDCM on request | Class I. Class II | IK09 |  |  | 50 |  | -40 | 1 | 136 | RAL7021 | 50-60Hz | Passive | LED | dimmable | Road & Street | Inlumino S | Road & Street |  |  | 18200 | No sensor | > 320000
TBD | INS2-18000-BBB-840... | image | datasheet | deeplink | TUNGSRAM - Inlumino S - 17900lm - 136W - 4000K - 70CRI - TBD[SKU] - Universal coupler 30-76mm | 8 | Universal coupler 30-76mm | LED | 1 | 136 | [8 empty] | CE | [6 empty] | 66 | 4000 | 509x397x118 |  | 220-240V |  | 5 |  |  |  | 80 |  | 4000 |  | > 313000 |  |  |  |  | 131.62 |  |  | 9 | BBB | 25 | < 10% at 100.000 hours |  | Available | 840/559 | CIE(x= 0.3818. y= 0.3796) 5SDCM. 3SDCM on request | Class I. Class II | IK09 |  |  | 50 |  | -40 | 1 | 136 | RAL7021 | 50-60Hz | Passive | LED | dimmable | Road & Street | Inlumino S | Road & Street |  |  | 17900 | No sensor | > 320000
TBD | INS2-18000-AAA-840... | image | datasheet | deeplink | TUNGSRAM - Inlumino S - 18500lm - 136W - 4000K - 70CRI - TBD[SKU] - Universal coupler 30-76mm | 8 | Universal coupler 30-76mm | LED | 1 | 136 | [8 empty] | CE | [6 empty] | 66 | 4000 | 509x397x118 |  | 220-240V |  | 5 |  |  |  | 80 |  | 4000 |  | > 313000 |  |  |  |  | 136.03 |  |  | 9 | AAA | 25 | < 10% at 100.000 hours |  | Available | 840/559 | CIE(x= 0.3818. y= 0.3796) 5SDCM. 3SDCM on request | Class I. Class II | IK09 |  |  | 50 |  | -40 | 1 | 136 | RAL7021 | 50-60Hz | Passive | LED | dimmable | Road & Street | Inlumino S | Road & Street |  |  | 18500 | No sensor | > 320000
TBD | INS2-16000-YYY-840... | image | datasheet | deeplink | TUNGSRAM - Inlumino S - 16300lm - 122W - 4000K - 70CRI - TBD[SKU] - Universal coupler 30-76mm | 8 | Universal coupler 30-76mm | LED | 1 | 122 | [8 empty] | CE | [6 empty] | 66 | 4000 | 509x397x118 |  | 220-240V |  | 5 |  |  |  | 80 |  | 4000 |  | > 313000 |  |  |  |  | 133.61 |  |  | 9 | YYY | 25 | < 10% at 100.000 hours |  | Available | 840/559 | CIE(x= 0.3818. y= 0.3796) 5SDCM. 3SDCM on request | Class I. Class II | IK09 |  |  | 50 |  | -40 | 1 | 122 | RAL7021 | 50-60Hz | Passive | LED | dimmable | Road & Street | Inlumino S | Road & Street |  |  | 16300 | No sensor | > 320000
TBD | INS2-16000-XXX-840... | image | datasheet | deeplink | TUNGSRAM - Inlumino S - 15900lm - 122W - 4000K - 70CRI - TBD[SKU] - Universal coupler 30-76mm | 8 | Universal coupler 30-76mm | LED | 1 | 122 | [8 empty] | CE | [6 empty] | 66 | 4000 | 509x397x118 |  | 220-240V |  | 5 |  |  |  | 80 |  | 4000 |  | > 313000 |  |  |  |  | 130.33 |  |  | 9 | XXX | 25 | < 10% at 100.000 hours |  | Available | 840/559 | CIE(x= 0.3818. y= 0.3796) 5SDCM. 3SDCM on request | Class I. Class II | IK09 |  |  | 50 |  | -40 | 1 | 122 | RAL7021 | 50-60Hz | Passive | LED | dimmable | Road & Street | Inlumino S | Road & Street |  |  | 15900 | No sensor | > 320000
TBD | INS2-16000-WWW-840... | image | datasheet | deeplink | TUNGSRAM - Inlumino S - 16000lm - 122W - 4000K - 70CRI - TBD[SKU] - Universal coupler 30-76mm | 8 | Universal coupler 30-76mm | LED | 1 | 122 | [8 empty] | CE | [6 empty] | 66 | 4000 | 509x397x118 |  | 220-240V |  | 5 |  |  |  | 80 |  | 4000 |  | > 313000 |  |  |  |  | 131.15 |  |  | 9 | WWW | 25 | < 10% at 100.000 hours |  | Available | 840/559 | CIE(x= 0.3818. y= 0.3796) 5SDCM. 3SDCM on request | Class I. Class II | IK09 |  |  | 50 |  | -40 | 1 | 122 | RAL7021 | 50-60Hz | Passive | LED | dimmable | Road & Street | Inlumino S | Road & Street |  |  | 16000 | No sensor | > 320000
TBD | INS2-16000-VVV-840... | image | datasheet | deeplink | TUNGSRAM - Inlumino S - 16100lm - 122W - 4000K - 70CRI - TBD[SKU] - Universal coupler 30-76mm | 8 | Universal coupler 30-76mm | LED | 1 | 122 | [8 empty] | CE | [6 empty] | 66 | 4000 | 509x397x118 |  | 220-240V |  | 5 |  |  |  | 80 |  | 4000 |  | > 313000 |  |  |  |  | 131.97 |  |  | 9 | VVV | 25 | < 10% at 100.000 hours |  | Available | 840/559 | CIE(x= 0.3818. y= 0.3796) 5SDCM. 3SDCM on request | Class I. Class II | IK09 |  |  | 50 |  | -40 | 1 | 122 | RAL7021 | 50-60Hz | Passive | LED | dimmable | Road & Street | Inlumino S | Road & Street |  |  | 16100 | No sensor | > 320000
TBD | INS2-16000-UUU-840... | image | datasheet | deeplink | TUNGSRAM - Inlumino S - 15600lm - 122W - 4000K - 70CRI - TBD[SKU] - Universal coupler 30-76mm | 8 | Universal coupler 30-76mm | LED | 1 | 122 | [8 empty] | CE | [6 empty] | 66 | 4000 | 509x397x118 |  | 220-240V |  | 5 |  |  |  | 80 |  | 4000 |  | > 313000 |  |  |  |  | 127.87 |  |  | 9 | UUU | 25 | < 10% at 100.000 hours |  | Available | 840/559 | CIE(x= 0.3818. y= 0.3796) 5SDCM. 3SDCM on request | Class I. Class II | IK09 |  |  | 50 |  | -40 | 1 | 122 | RAL7021 | 50-60Hz | Passive | LED | dimmable | Road & Street | Inlumino S | Road & Street |  |  | 15600 | No sensor | > 320000
TBD | INS2-16000-SSS-840... | image | datasheet | deeplink | TUNGSRAM - Inlumino S - 15700lm - 122W - 4000K - 70CRI - TBD[SKU] - Universal coupler 30-76mm | 8 | Universal coupler 30-76mm | LED | 1 | 122 | [8 empty] | CE | [6 empty] | 66 | 4000 | 509x397x118 |  | 220-240V |  | 5 |  |  |  | 80 |  | 4000 |  | > 313000 |  |  |  |  | 128.69 |  |  | 9 | SSS | 25 | < 10% at 100.000 hours |  | Available | 840/559 | CIE(x= 0.3818. y= 0.3796) 5SDCM. 3SDCM on request | Class I. Class II | IK09 |  |  | 50 |  | -40 | 1 | 122 | RAL7021 | 50-60Hz | Passive | LED | dimmable | Road & Street | Inlumino S | Road & Street |  |  | 15700 | No sensor | > 320000
TBD | INS2-16000-QQQ-840... | image | datasheet | deeplink | TUNGSRAM - Inlumino S - 15900lm - 122W - 4000K - 70CRI - TBD[SKU] - Universal coupler 30-76mm | 8 | Universal coupler 30-76mm | LED | 1 | 122 | [8 empty] | CE | [6 empty] | 66 | 4000 | 509x397x118 |  | 220-240V |  | 5 |  |  |  | 80 |  | 4000 |  | > 313000 |  |  |  |  | 130.33 |  |  | 9 | QQQ | 25 | < 10% at 100.000 hours |  | Available | 840/559 | CIE(x= 0.3818. y= 0.3796) 5SDCM. 3SDCM on request | Class I. Class II | IK09 |  |  | 50 |  | -40 | 1 | 122 | RAL7021 | 50-60Hz | Passive | LED | dimmable | Road & Street | Inlumino S | Road & Street |  |  | 15900 | No sensor | > 320000
TBD | INS2-16000-PPP-840... | image | datasheet | deeplink | TUNGSRAM - Inlumino S - 15900lm - 122W - 4000K - 70CRI - TBD[SKU] - Universal coupler 30-76mm | 8 | Universal coupler 30-76mm | LED | 1 | 122 | [8 empty] | CE | [6 empty] | 66 | 4000 | 509x397x118 |  | 220-240V |  | 5 |  |  |  | 80 |  | 4000 |  | > 313000 |  |  |  |  | 130.33 |  |  | 9 | PPP | 25 | < 10% at 100.000 hours |  | Available | 840/559 | CIE(x= 0.3818. y= 0.3796) 5SDCM. 3SDCM on request | Class I. Class II | IK09 |  |  | 50 |  | -40 | 1 | 122 | RAL7021 | 50-60Hz | Passive | LED | dimmable | Road & Street | Inlumino S | Road & Street |  |  | 15900 | No sensor | > 320000
TBD | INS2-16000-OOO-840... | image | datasheet | deeplink | TUNGSRAM - Inlumino S - 15500lm - 122W - 4000K - 70CRI - TBD[SKU] - Universal coupler 30-76mm | 8 | Universal coupler 30-76mm | LED | 1 | 122 | [8 empty] | CE | [6 empty] | 66 | 4000 | 509x397x118 |  | 220-240V |  | 5 |  |  |  | 80 |  | 4000 |  | > 313000 |  |  |  |  | 127.05 |  |  | 9 | OOO | 25 | < 10% at 100.000 hours |  | Available | 840/559 | CIE(x= 0.3818. y= 0.3796) 5SDCM. 3SDCM on request | Class I. Class II | IK09 |  |  | 50 |  | -40 | 1 | 122 | RAL7021 | 50-60Hz | Passive | LED | dimmable | Road & Street | Inlumino S | Road & Street |  |  | 15500 | No sensor | > 320000
TBD | INS2-16000-NNN-840... | image | datasheet | deeplink | TUNGSRAM - Inlumino S - 16100lm - 122W - 4000K - 70CRI - TBD[SKU] - Universal coupler 30-76mm | 8 | Universal coupler 30-76mm | LED | 1 | 122 | [8 empty] | CE | [6 empty] | 66 | 4000 | 509x397x118 |  | 220-240V |  | 5 |  |  |  | 80 |  | 4000 |  | > 313000 |  |  |  |  | 131.97 |  |  | 9 | NNN | 25 | < 10% at 100.000 hours |  | Available | 840/559 | CIE(x= 0.3818. y= 0.3796) 5SDCM. 3SDCM on request | Class I. Class II | IK09 |  |  | 50 |  | -40 | 1 | 122 | RAL7021 | 50-60Hz | Passive | LED | dimmable | Road & Street | Inlumino S | Road & Street |  |  | 16100 | No sensor | > 320000
TBD | INS2-16000-MMM-840... | image | datasheet | deeplink | TUNGSRAM - Inlumino S - 16200lm - 122W - 4000K - 70CRI - TBD[SKU] - Universal coupler 30-76mm | 8 | Universal coupler 30-76mm | LED | 1 | 122 | [8 empty] | CE | [6 empty] | 66 | 4000 | 509x397x118 |  | 220-240V |  | 5 |  |  |  | 80 |  | 4000 |  | > 313000 |  |  |  |  | 132.79 |  |  | 9 | MMM | 25 | < 10% at 100.000 hours |  | Available | 840/559 | CIE(x= 0.3818. y= 0.3796) 5SDCM. 3SDCM on request | Class I. Class II | IK09 |  |  | 50 |  | -40 | 1 | 122 | RAL7021 | 50-60Hz | Passive | LED | dimmable | Road & Street | Inlumino S | Road & Street |  |  | 16200 | No sensor | > 320000
TBD | INS2-16000-LLL-840... | image | datasheet | deeplink | TUNGSRAM - Inlumino S - 15700lm - 122W - 4000K - 70CRI - TBD[SKU] - Universal coupler 30-76mm | 8 | Universal coupler 30-76mm | LED | 1 | 122 | [8 empty] | CE | [6 empty] | 66 | 4000 | 509x397x118 |  | 220-240V |  | 5 |  |  |  | 80 |  | 4000 |  | > 313000 |  |  |  |  | 128.69 |  |  | 9 | LLL | 25 | < 10% at 100.000 hours |  | Available | 840/559 | CIE(x= 0.3818. y= 0.3796) 5SDCM. 3SDCM on request | Class I. Class II | IK09 |  |  | 50 |  | -40 | 1 | 122 | RAL7021 | 50-60Hz | Passive | LED | dimmable | Road & Street | Inlumino S | Road & Street |  |  | 15700 | No sensor | > 320000
TBD | INS2-16000-KKK-840... | image | datasheet | deeplink | TUNGSRAM - Inlumino S - 16000lm - 122W - 4000K - 70CRI - TBD[SKU] - Universal coupler 30-76mm | 8 | Universal coupler 30-76mm | LED | 1 | 122 | [8 empty] | CE | [6 empty] | 66 | 4000 | 509x397x118 |  | 220-240V |  | 5 |  |  |  | 80 |  | 4000 |  | > 313000 |  |  |  |  | 131.15 |  |  | 9 | KKK | 25 | < 10% at 100.000 hours |  | Available | 840/559 | CIE(x= 0.3818. y= 0.3796) 5SDCM. 3SDCM on request | Class I. Class II | IK09 |  |  | 50 |  | -40 | 1 | 122 | RAL7021 | 50-60Hz | Passive | LED | dimmable | Road & Street | Inlumino S | Road & Street |  |  | 16000 | No sensor | > 320000
TBD | INS2-16000-JJJ-840... | image | datasheet | deeplink | TUNGSRAM - Inlumino S - 15700lm - 122W - 4000K - 70CRI - TBD[SKU] - Universal coupler 30-76mm | 8 | Universal coupler 30-76mm | LED | 1 | 122 | [8 empty] | CE | [6 empty] | 66 | 4000 | 509x397x118 |  | 220-240V |  | 5 |  |  |  | 80 |  | 4000 |  | > 313000 |  |  |  |  | 128.69 |  |  | 9 | JJJ | 25 | < 10% at 100.000 hours |  | Available | 840/559 | CIE(x= 0.3818. y= 0.3796) 5SDCM. 3SDCM on request | Class I. Class II | IK09 |  |  | 50 |  | -40 | 1 | 122 | RAL7021 | 50-60Hz | Passive | LED | dimmable | Road & Street | Inlumino S | Road & Street |  |  | 15700 | No sensor | > 320000
TBD | INS2-16000-GGG-840... | image | datasheet | deeplink | TUNGSRAM - Inlumino S - 15800lm - 122W - 4000K - 70CRI - TBD[SKU] - Universal coupler 30-76mm | 8 | Universal coupler 30-76mm | LED | 1 | 122 | [8 empty] | CE | [6 empty] | 66 | 4000 | 509x397x118 |  | 220-240V |  | 5 |  |  |  | 80 |  | 4000 |  | > 313000 |  |  |  |  | 129.51 |  |  | 9 | GGG | 25 | < 10% at 100.000 hours |  | Available | 840/559 | CIE(x= 0.3818. y= 0.3796) 5SDCM. 3SDCM on request | Class I. Class II | IK09 |  |  | 50 |  | -40 | 1 | 122 | RAL7021 | 50-60Hz | Passive | LED | dimmable | Road & Street | Inlumino S | Road & Street |  |  | 15800 | No sensor | > 320000
TBD | INS2-16000-FFF-840... | image | datasheet | deeplink | TUNGSRAM - Inlumino S - 16100lm - 122W - 4000K - 70CRI - TBD[SKU] - Universal coupler 30-76mm | 8 | Universal coupler 30-76mm | LED | 1 | 122 | [8 empty] | CE | [6 empty] | 66 | 4000 | 509x397x118 |  | 220-240V |  | 5 |  |  |  | 80 |  | 4000 |  | > 313000 |  |  |  |  | 131.97 |  |  | 9 | FFF | 25 | < 10% at 100.000 hours |  | Available | 840/559 | CIE(x= 0.3818. y= 0.3796) 5SDCM. 3SDCM on request | Class I. Class II | IK09 |  |  | 50 |  | -40 | 1 | 122 | RAL7021 | 50-60Hz | Passive | LED | dimmable | Road & Street | Inlumino S | Road & Street |  |  | 16100 | No sensor | > 320000
TBD | INS2-16000-EEE-840... | image | datasheet | deeplink | TUNGSRAM - Inlumino S - 16200lm - 122W - 4000K - 70CRI - TBD[SKU] - Universal coupler 30-76mm | 8 | Universal coupler 30-76mm | LED | 1 | 122 | [8 empty] | CE | [6 empty] | 66 | 4000 | 509x397x118 |  | 220-240V |  | 5 |  |  |  | 80 |  | 4000 |  | > 313000 |  |  |  |  | 132.79 |  |  | 9 | EEE | 25 | < 10% at 100.000 hours |  | Available | 840/559 | CIE(x= 0.3818. y= 0.3796) 5SDCM. 3SDCM on request | Class I. Class II | IK09 |  |  | 50 |  | -40 | 1 | 122 | RAL7021 | 50-60Hz | Passive | LED | dimmable | Road & Street | Inlumino S | Road & Street |  |  | 16200 | No sensor | > 320000
TBD | INS2-16000-DDD-840... | image | datasheet | deeplink | TUNGSRAM - Inlumino S - 16200lm - 122W - 4000K - 70CRI - TBD[SKU] - Universal coupler 30-76mm | 8 | Universal coupler 30-76mm | LED | 1 | 122 | [8 empty] | CE | [6 empty] | 66 | 4000 | 509x397x118 |  | 220-240V |  | 5 |  |  |  | 80 |  | 4000 |  | > 313000 |  |  |  |  | 132.79 |  |  | 9 | DDD | 25 | < 10% at 100.000 hours |  | Available | 840/559 | CIE(x= 0.3818. y= 0.3796) 5SDCM. 3SDCM on request | Class I. Class II | IK09 |  |  | 50 |  | -40 | 1 | 122 | RAL7021 | 50-60Hz | Passive | LED | dimmable | Road & Street | Inlumino S | Road & Street |  |  | 16200 | No sensor | > 320000
TBD | INS2-16000-CCC-840... | image | datasheet | deeplink | TUNGSRAM - Inlumino S - 16000lm - 122W - 4000K - 70CRI - TBD[SKU] - Universal coupler 30-76mm | 8 | Universal coupler 30-76mm | LED | 1 | 122 | [8 empty] | CE | [6 empty] | 66 | 4000 | 509x397x118 |  | 220-240V |  | 5 |  |  |  | 80 |  | 4000 |  | > 313000 |  |  |  |  | 131.15 |  |  | 9 | CCC | 25 | < 10% at 100.000 hours |  | Available | 840/559 | CIE(x= 0.3818. y= 0.3796) 5SDCM. 3SDCM on request | Class I. Class II | IK09 |  |  | 50 |  | -40 | 1 | 122 | RAL7021 | 50-60Hz | Passive | LED | dimmable | Road & Street | Inlumino S | Road & Street |  |  | 16000 | No sensor | > 320000
TBD | INS2-16000-BBB-840... | image | datasheet | deeplink | TUNGSRAM - Inlumino S - 15700lm - 122W - 4000K - 70CRI - TBD[SKU] - Universal coupler 30-76mm | 8 | Universal coupler 30-76mm | LED | 1 | 122 | [8 empty] | CE | [6 empty] | 66 | 4000 | 509x397x118 |  | 220-240V |  | 5 |  |  |  | 80 |  | 4000 |  | > 313000 |  |  |  |  | 128.69 |  |  | 9 | BBB | 25 | < 10% at 100.000 hours |  | Available | 840/559 | CIE(x= 0.3818. y= 0.3796) 5SDCM. 3SDCM on request | Class I. Class II | IK09 |  |  | 50 |  | -40 | 1 | 122 | RAL7021 | 50-60Hz | Passive | LED | dimmable | Road & Street | Inlumino S | Road & Street |  |  | 15700 | No sensor | > 320000
TBD | INS2-16000-AAA-840... | image | datasheet | deeplink | TUNGSRAM - Inlumino S - 16300lm - 122W - 4000K - 70CRI - TBD[SKU] - Universal coupler 30-76mm | 8 | Universal coupler 30-76mm | LED | 1 | 122 | [8 empty] | CE | [6 empty] | 66 | 4000 | 509x397x118 |  | 220-240V |  | 5 |  |  |  | 80 |  | 4000 |  | > 313000 |  |  |  |  | 133.61 |  |  | 9 | AAA | 25 | < 10% at 100.000 hours |  | Available | 840/559 | CIE(x= 0.3818. y= 0.3796) 5SDCM. 3SDCM on request | Class I. Class II | IK09 |  |  | 50 |  | -40 | 1 | 122 | RAL7021 | 50-60Hz | Passive | LED | dimmable | Road & Street | Inlumino S | Road & Street |  |  | 16300 | No sensor | > 320000
TBD | INS2-14000-YYY-840... | image | datasheet | deeplink | TUNGSRAM - Inlumino S - 14400lm - 104W - 4000K - 70CRI - TBD[SKU] - Universal coupler 30-76mm | 8 | Universal coupler 30-76mm | LED | 1 | 104 | [8 empty] | CE | [6 empty] | 66 | 4000 | 509x397x118 |  | 220-240V |  | 5 |  |  |  | 80 |  | 4000 |  | > 313000 |  |  |  |  | 138.46 |  |  | 9 | YYY | 25 | < 10% at 100.000 hours |  | Available | 840/559 | CIE(x= 0.3818. y= 0.3796) 5SDCM. 3SDCM on request | Class I. Class II | IK09 |  |  | 50 |  | -40 | 1 | 104 | RAL7021 | 50-60Hz | Passive | LED | dimmable | Road & Street | Inlumino S | Road & Street |  |  | 14400 | No sensor | > 320000
TBD | INS2-14000-XXX-840... | image | datasheet | deeplink | TUNGSRAM - Inlumino S - 14100lm - 104W - 4000K - 70CRI - TBD[SKU] - Universal coupler 30-76mm | 8 | Universal coupler 30-76mm | LED | 1 | 104 | [8 empty] | CE | [6 empty] | 66 | 4000 | 509x397x118 |  | 220-240V |  | 5 |  |  |  | 80 |  | 4000 |  | > 313000 |  |  |  |  | 135.58 |  |  | 9 | XXX | 25 | < 10% at 100.000 hours |  | Available | 840/559 | CIE(x= 0.3818. y= 0.3796) 5SDCM. 3SDCM on request | Class I. Class II | IK09 |  |  | 50 |  | -40 | 1 | 104 | RAL7021 | 50-60Hz | Passive | LED | dimmable | Road & Street | Inlumino S | Road & Street |  |  | 14100 | No sensor | > 320000
TBD | INS2-14000-WWW-840... | image | datasheet | deeplink | TUNGSRAM - Inlumino S - 14100lm - 104W - 4000K - 70CRI - TBD[SKU] - Universal coupler 30-76mm | 8 | Universal coupler 30-76mm | LED | 1 | 104 | [8 empty] | CE | [6 empty] | 66 | 4000 | 509x397x118 |  | 220-240V |  | 5 |  |  |  | 80 |  | 4000 |  | > 313000 |  |  |  |  | 135.58 |  |  | 9 | WWW | 25 | < 10% at 100.000 hours |  | Available | 840/559 | CIE(x= 0.3818. y= 0.3796) 5SDCM. 3SDCM on request | Class I. Class II | IK09 |  |  | 50 |  | -40 | 1 | 104 | RAL7021 | 50-60Hz | Passive | LED | dimmable | Road & Street | Inlumino S | Road & Street |  |  | 14100 | No sensor | > 320000
TBD | INS2-14000-VVV-840... | image | datasheet | deeplink | TUNGSRAM - Inlumino S - 14300lm - 104W - 4000K - 70CRI - TBD[SKU] - Universal coupler 30-76mm | 8 | Universal coupler 30-76mm | LED | 1 | 104 | [8 empty] | CE | [6 empty] | 66 | 4000 | 509x397x118 |  | 220-240V |  | 5 |  |  |  | 80 |  | 4000 |  | > 313000 |  |  |  |  | 137.5 |  |  | 9 | VVV | 25 | < 10% at 100.000 hours |  | Available | 840/559 | CIE(x= 0.3818. y= 0.3796) 5SDCM. 3SDCM on request | Class I. Class II | IK09 |  |  | 50 |  | -40 | 1 | 104 | RAL7021 | 50-60Hz | Passive | LED | dimmable | Road & Street | Inlumino S | Road & Street |  |  | 14300 | No sensor | > 320000
TBD | INS2-14000-UUU-840... | image | datasheet | deeplink | TUNGSRAM - Inlumino S - 13800lm - 104W - 4000K - 70CRI - TBD[SKU] - Universal coupler 30-76mm | 8 | Universal coupler 30-76mm | LED | 1 | 104 | [8 empty] | CE | [6 empty] | 66 | 4000 | 509x397x118 |  | 220-240V |  | 5 |  |  |  | 80 |  | 4000 |  | > 313000 |  |  |  |  | 132.69 |  |  | 9 | UUU | 25 | < 10% at 100.000 hours |  | Available | 840/559 | CIE(x= 0.3818. y= 0.3796) 5SDCM. 3SDCM on request | Class I. Class II | IK09 |  |  | 50 |  | -40 | 1 | 104 | RAL7021 | 50-60Hz | Passive | LED | dimmable | Road & Street | Inlumino S | Road & Street |  |  | 13800 | No sensor | > 320000
TBD | INS2-14000-SSS-840... | image | datasheet | deeplink | TUNGSRAM - Inlumino S - 13900lm - 104W - 4000K - 70CRI - TBD[SKU] - Universal coupler 30-76mm | 8 | Universal coupler 30-76mm | LED | 1 | 104 | [8 empty] | CE | [6 empty] | 66 | 4000 | 509x397x118 |  | 220-240V |  | 5 |  |  |  | 80 |  | 4000 |  | > 313000 |  |  |  |  | 133.65 |  |  | 9 | SSS | 25 | < 10% at 100.000 hours |  | Available | 840/559 | CIE(x= 0.3818. y= 0.3796) 5SDCM. 3SDCM on request | Class I. Class II | IK09 |  |  | 50 |  | -40 | 1 | 104 | RAL7021 | 50-60Hz | Passive | LED | dimmable | Road & Street | Inlumino S | Road & Street |  |  | 13900 | No sensor | > 320000
TBD | INS2-14000-QQQ-840... | image | datasheet | deeplink | TUNGSRAM - Inlumino S - 14100lm - 104W - 4000K - 70CRI - TBD[SKU] - Universal coupler 30-76mm | 8 | Universal coupler 30-76mm | LED | 1 | 104 | [8 empty] | CE | [6 empty] | 66 | 4000 | 509x397x118 |  | 220-240V |  | 5 |  |  |  | 80 |  | 4000 |  | > 313000 |  |  |  |  | 135.58 |  |  | 9 | QQQ | 25 | < 10% at 100.000 hours |  | Available | 840/559 | CIE(x= 0.3818. y= 0.3796) 5SDCM. 3SDCM on request | Class I. Class II | IK09 |  |  | 50 |  | -40 | 1 | 104 | RAL7021 | 50-60Hz | Passive | LED | dimmable | Road & Street | Inlumino S | Road & Street |  |  | 14100 | No sensor | > 320000
TBD | INS2-14000-PPP-840... | image | datasheet | deeplink | TUNGSRAM - Inlumino S - 14000lm - 104W - 4000K - 70CRI - TBD[SKU] - Universal coupler 30-76mm | 8 | Universal coupler 30-76mm | LED | 1 | 104 | [8 empty] | CE | [6 empty] | 66 | 4000 | 509x397x118 |  | 220-240V |  | 5 |  |  |  | 80 |  | 4000 |  | > 313000 |  |  |  |  | 134.62 |  |  | 9 | PPP | 25 | < 10% at 100.000 hours |  | Available | 840/559 | CIE(x= 0.3818. y= 0.3796) 5SDCM. 3SDCM on request | Class I. Class II | IK09 |  |  | 50 |  | -40 | 1 | 104 | RAL7021 | 50-60Hz | Passive | LED | dimmable | Road & Street | Inlumino S | Road & Street |  |  | 14000 | No sensor | > 320000
TBD | INS2-14000-OOO-840... | image | datasheet | deeplink | TUNGSRAM - Inlumino S - 13700lm - 104W - 4000K - 70CRI - TBD[SKU] - Universal coupler 30-76mm | 8 | Universal coupler 30-76mm | LED | 1 | 104 | [8 empty] | CE | [6 empty] | 66 | 4000 | 509x397x118 |  | 220-240V |  | 5 |  |  |  | 80 |  | 4000 |  | > 313000 |  |  |  |  | 131.73 |  |  | 9 | OOO | 25 | < 10% at 100.000 hours |  | Available | 840/559 | CIE(x= 0.3818. y= 0.3796) 5SDCM. 3SDCM on request | Class I. Class II | IK09 |  |  | 50 |  | -40 | 1 | 104 | RAL7021 | 50-60Hz | Passive | LED | dimmable | Road & Street | Inlumino S | Road & Street |  |  | 13700 | No sensor | > 320000
TBD | INS2-14000-NNN-840... | image | datasheet | deeplink | TUNGSRAM - Inlumino S - 14300lm - 104W - 4000K - 70CRI - TBD[SKU] - Universal coupler 30-76mm | 8 | Universal coupler 30-76mm | LED | 1 | 104 | [8 empty] | CE | [6 empty] | 66 | 4000 | 509x397x118 |  | 220-240V |  | 5 |  |  |  | 80 |  | 4000 |  | > 313000 |  |  |  |  | 137.5 |  |  | 9 | NNN | 25 | < 10% at 100.000 hours |  | Available | 840/559 | CIE(x= 0.3818. y= 0.3796) 5SDCM. 3SDCM on request | Class I. Class II | IK09 |  |  | 50 |  | -40 | 1 | 104 | RAL7021 | 50-60Hz | Passive | LED | dimmable | Road & Street | Inlumino S | Road & Street |  |  | 14300 | No sensor | > 320000
TBD | INS2-14000-MMM-840... | image | datasheet | deeplink | TUNGSRAM - Inlumino S - 14300lm - 104W - 4000K - 70CRI - TBD[SKU] - Universal coupler 30-76mm | 8 | Universal coupler 30-76mm | LED | 1 | 104 | [8 empty] | CE | [6 empty] | 66 | 4000 | 509x397x118 |  | 220-240V |  | 5 |  |  |  | 80 |  | 4000 |  | > 313000 |  |  |  |  | 137.5 |  |  | 9 | MMM | 25 | < 10% at 100.000 hours |  | Available | 840/559 | CIE(x= 0.3818. y= 0.3796) 5SDCM. 3SDCM on request | Class I. Class II | IK09 |  |  | 50 |  | -40 | 1 | 104 | RAL7021 | 50-60Hz | Passive | LED | dimmable | Road & Street | Inlumino S | Road & Street |  |  | 14300 | No sensor | > 320000
TBD | INS2-14000-LLL-840... | image | datasheet | deeplink | TUNGSRAM - Inlumino S - 13900lm - 104W - 4000K - 70CRI - TBD[SKU] - Universal coupler 30-76mm | 8 | Universal coupler 30-76mm | LED | 1 | 104 | [8 empty] | CE | [6 empty] | 66 | 4000 | 509x397x118 |  | 220-240V |  | 5 |  |  |  | 80 |  | 4000 |  | > 313000 |  |  |  |  | 133.65 |  |  | 9 | LLL | 25 | < 10% at 100.000 hours |  | Available | 840/559 | CIE(x= 0.3818. y= 0.3796) 5SDCM. 3SDCM on request | Class I. Class II | IK09 |  |  | 50 |  | -40 | 1 | 104 | RAL7021 | 50-60Hz | Passive | LED | dimmable | Road & Street | Inlumino S | Road & Street |  |  | 13900 | No sensor | > 320000
TBD | INS2-14000-KKK-840... | image | datasheet | deeplink | TUNGSRAM - Inlumino S - 14100lm - 104W - 4000K - 70CRI - TBD[SKU] - Universal coupler 30-76mm | 8 | Universal coupler 30-76mm | LED | 1 | 104 | [8 empty] | CE | [6 empty] | 66 | 4000 | 509x397x118 |  | 220-240V |  | 5 |  |  |  | 80 |  | 4000 |  | > 313000 |  |  |  |  | 135.58 |  |  | 9 | KKK | 25 | < 10% at 100.000 hours |  | Available | 840/559 | CIE(x= 0.3818. y= 0.3796) 5SDCM. 3SDCM on request | Class I. Class II | IK09 |  |  | 50 |  | -40 | 1 | 104 | RAL7021 | 50-60Hz | Passive | LED | dimmable | Road & Street | Inlumino S | Road & Street |  |  | 14100 | No sensor | > 320000
TBD | INS2-14000-JJJ-840... | image | datasheet | deeplink | TUNGSRAM - Inlumino S - 13900lm - 104W - 4000K - 70CRI - TBD[SKU] - Universal coupler 30-76mm | 8 | Universal coupler 30-76mm | LED | 1 | 104 | [8 empty] | CE | [6 empty] | 66 | 4000 | 509x397x118 |  | 220-240V |  | 5 |  |  |  | 80 |  | 4000 |  | > 313000 |  |  |  |  | 133.65 |  |  | 9 | JJJ | 25 | < 10% at 100.000 hours |  | Available | 840/559 | CIE(x= 0.3818. y= 0.3796) 5SDCM. 3SDCM on request | Class I. Class II | IK09 |  |  | 50 |  | -40 | 1 | 104 | RAL7021 | 50-60Hz | Passive | LED | dimmable | Road & Street | Inlumino S | Road & Street |  |  | 13900 | No sensor | > 320000
TBD | INS2-14000-GGG-840... | image | datasheet | deeplink | TUNGSRAM - Inlumino S - 14000lm - 104W - 4000K - 70CRI - TBD[SKU] - Universal coupler 30-76mm | 8 | Universal coupler 30-76mm | LED | 1 | 104 | [8 empty] | CE | [6 empty] | 66 | 4000 | 509x397x118 |  | 220-240V |  | 5 |  |  |  | 80 |  | 4000 |  | > 313000 |  |  |  |  | 134.62 |  |  | 9 | GGG | 25 | < 10% at 100.000 hours |  | Available | 840/559 | CIE(x= 0.3818. y= 0.3796) 5SDCM. 3SDCM on request | Class I. Class II | IK09 |  |  | 50 |  | -40 | 1 | 104 | RAL7021 | 50-60Hz | Passive | LED | dimmable | Road & Street | Inlumino S | Road & Street |  |  | 14000 | No sensor | > 320000
TBD | INS2-14000-FFF-840... | image | datasheet | deeplink | TUNGSRAM - Inlumino S - 14200lm - 104W - 4000K - 70CRI - TBD[SKU] - Universal coupler 30-76mm | 8 | Universal coupler 30-76mm | LED | 1 | 104 | [8 empty] | CE | [6 empty] | 66 | 4000 | 509x397x118 |  | 220-240V |  | 5 |  |  |  | 80 |  | 4000 |  | > 313000 |  |  |  |  | 136.54 |  |  | 9 | FFF | 25 | < 10% at 100.000 hours |  | Available | 840/559 | CIE(x= 0.3818. y= 0.3796) 5SDCM. 3SDCM on request | Class I. Class II | IK09 |  |  | 50 |  | -40 | 1 | 104 | RAL7021 | 50-60Hz | Passive | LED | dimmable | Road & Street | Inlumino S | Road & Street |  |  | 14200 | No sensor | > 320000
TBD | INS2-14000-EEE-840... | image | datasheet | deeplink | TUNGSRAM - Inlumino S - 14300lm - 104W - 4000K - 70CRI - TBD[SKU] - Universal coupler 30-76mm | 8 | Universal coupler 30-76mm | LED | 1 | 104 | [8 empty] | CE | [6 empty] | 66 | 4000 | 509x397x118 |  | 220-240V |  | 5 |  |  |  | 80 |  | 4000 |  | > 313000 |  |  |  |  | 137.5 |  |  | 9 | EEE | 25 | < 10% at 100.000 hours |  | Available | 840/559 | CIE(x= 0.3818. y= 0.3796) 5SDCM. 3SDCM on request | Class I. Class II | IK09 |  |  | 50 |  | -40 | 1 | 104 | RAL7021 | 50-60Hz | Passive | LED | dimmable | Road & Street | Inlumino S | Road & Street |  |  | 14300 | No sensor | > 320000
TBD | INS2-14000-DDD-840... | image | datasheet | deeplink | TUNGSRAM - Inlumino S - 14400lm - 104W - 4000K - 70CRI - TBD[SKU] - Universal coupler 30-76mm | 8 | Universal coupler 30-76mm | LED | 1 | 104 | [8 empty] | CE | [6 empty] | 66 | 4000 | 509x397x118 |  | 220-240V |  | 5 |  |  |  | 80 |  | 4000 |  | > 313000 |  |  |  |  | 138.46 |  |  | 9 | DDD | 25 | < 10% at 100.000 hours |  | Available | 840/559 | CIE(x= 0.3818. y= 0.3796) 5SDCM. 3SDCM on request | Class I. Class II | IK09 |  |  | 50 |  | -40 | 1 | 104 | RAL7021 | 50-60Hz | Passive | LED | dimmable | Road & Street | Inlumino S | Road & Street |  |  | 14400 | No sensor | > 320000
TBD | INS2-14000-CCC-840... | image | datasheet | deeplink | TUNGSRAM - Inlumino S - 14200lm - 104W - 4000K - 70CRI - TBD[SKU] - Universal coupler 30-76mm | 8 | Universal coupler 30-76mm | LED | 1 | 104 | [8 empty] | CE | [6 empty] | 66 | 4000 | 509x397x118 |  | 220-240V |  | 5 |  |  |  | 80 |  | 4000 |  | > 313000 |  |  |  |  | 136.54 |  |  | 9 | CCC | 25 | < 10% at 100.000 hours |  | Available | 840/559 | CIE(x= 0.3818. y= 0.3796) 5SDCM. 3SDCM on request | Class I. Class II | IK09 |  |  | 50 |  | -40 | 1 | 104 | RAL7021 | 50-60Hz | Passive | LED | dimmable | Road & Street | Inlumino S | Road & Street |  |  | 14200 | No sensor | > 320000
TBD | INS2-14000-BBB-840... | image | datasheet | deeplink | TUNGSRAM - Inlumino S - 13900lm - 104W - 4000K - 70CRI - TBD[SKU] - Universal coupler 30-76mm | 8 | Universal coupler 30-76mm | LED | 1 | 104 | [8 empty] | CE | [6 empty] | 66 | 4000 | 509x397x118 |  | 220-240V |  | 5 |  |  |  | 80 |  | 4000 |  | > 313000 |  |  |  |  | 133.65 |  |  | 9 | BBB | 25 | < 10% at 100.000 hours |  | Available | 840/559 | CIE(x= 0.3818. y= 0.3796) 5SDCM. 3SDCM on request | Class I. Class II | IK09 |  |  | 50 |  | -40 | 1 | 104 | RAL7021 | 50-60Hz | Passive | LED | dimmable | Road & Street | Inlumino S | Road & Street |  |  | 13900 | No sensor | > 320000
TBD | INS2-14000-AAA-840... | image | datasheet | deeplink | TUNGSRAM - Inlumino S - 14400lm - 104W - 4000K - 70CRI - TBD[SKU] - Universal coupler 30-76mm | 8 | Universal coupler 30-76mm | LED | 1 | 104 | [8 empty] | CE | [6 empty] | 66 | 4000 | 509x397x118 |  | 220-240V |  | 5 |  |  |  | 80 |  | 4000 |  | > 313000 |  |  |  |  | 138.46 |  |  | 9 | AAA | 25 | < 10% at 100.000 hours |  | Available | 840/559 | CIE(x= 0.3818. y= 0.3796) 5SDCM. 3SDCM on request | Class I. Class II | IK09 |  |  | 50 |  | -40 | 1 | 104 | RAL7021 | 50-60Hz | Passive | LED | dimmable | Road & Street | Inlumino S | Road & Street |  |  | 14400 | No sensor | > 320000
TBD | INS2-12000-YYY-840... | image | datasheet | deeplink | TUNGSRAM - Inlumino S - 12200lm - 89W - 4000K - 70CRI - TBD[SKU] - Universal coupler 30-76mm | 8 | Universal coupler 30-76mm | LED | 1 | 89 | [8 empty] | CE | [6 empty] | 66 | 4000 | 509x397x118 |  | 220-240V |  | 5 |  |  |  | 80 |  | 4000 |  | > 313000 |  |  |  |  | 137.08 |  |  | 9 | YYY | 25 | < 10% at 100.000 hours |  | Available | 840/559 | CIE(x= 0.3818. y= 0.3796) 5SDCM. 3SDCM on request | Class I. Class II | IK09 |  |  | 50 |  | -40 | 1 | 89 | RAL7021 | 50-60Hz | Passive | LED | dimmable | Road & Street | Inlumino S | Road & Street |  |  | 12200 | No sensor | > 320000
TBD | INS2-12000-XXX-840... | image | datasheet | deeplink | TUNGSRAM - Inlumino S - 11900lm - 89W - 4000K - 70CRI - TBD[SKU] - Universal coupler 30-76mm | 8 | Universal coupler 30-76mm | LED | 1 | 89 | [8 empty] | CE | [6 empty] | 66 | 4000 | 509x397x118 |  | 220-240V |  | 5 |  |  |  | 80 |  | 4000 |  | > 313000 |  |  |  |  | 133.71 |  |  | 9 | XXX | 25 | < 10% at 100.000 hours |  | Available | 840/559 | CIE(x= 0.3818. y= 0.3796) 5SDCM. 3SDCM on request | Class I. Class II | IK09 |  |  | 50 |  | -40 | 1 | 89 | RAL7021 | 50-60Hz | Passive | LED | dimmable | Road & Street | Inlumino S | Road & Street |  |  | 11900 | No sensor | > 320000
TBD | INS2-12000-WWW-840... | image | datasheet | deeplink | TUNGSRAM - Inlumino S - 12000lm - 89W - 4000K - 70CRI - TBD[SKU] - Universal coupler 30-76mm | 8 | Universal coupler 30-76mm | LED | 1 | 89 | [8 empty] | CE | [6 empty] | 66 | 4000 | 509x397x118 |  | 220-240V |  | 5 |  |  |  | 80 |  | 4000 |  | > 313000 |  |  |  |  | 134.83 |  |  | 9 | WWW | 25 | < 10% at 100.000 hours |  | Available | 840/559 | CIE(x= 0.3818. y= 0.3796) 5SDCM. 3SDCM on request | Class I. Class II | IK09 |  |  | 50 |  | -40 | 1 | 89 | RAL7021 | 50-60Hz | Passive | LED | dimmable | Road & Street | Inlumino S | Road & Street |  |  | 12000 | No sensor | > 320000
TBD | INS2-12000-VVV-840... | image | datasheet | deeplink | TUNGSRAM - Inlumino S - 12100lm - 89W - 4000K - 70CRI - TBD[SKU] - Universal coupler 30-76mm | 8 | Universal coupler 30-76mm | LED | 1 | 89 | [8 empty] | CE | [6 empty] | 66 | 4000 | 509x397x118 |  | 220-240V |  | 5 |  |  |  | 80 |  | 4000 |  | > 313000 |  |  |  |  | 135.96 |  |  | 9 | VVV | 25 | < 10% at 100.000 hours |  | Available | 840/559 | CIE(x= 0.3818. y= 0.3796) 5SDCM. 3SDCM on request | Class I. Class II | IK09 |  |  | 50 |  | -40 | 1 | 89 | RAL7021 | 50-60Hz | Passive | LED | dimmable | Road & Street | Inlumino S | Road & Street |  |  | 12100 | No sensor | > 320000
TBD | INS2-12000-UUU-840... | image | datasheet | deeplink | TUNGSRAM - Inlumino S - 11600lm - 89W - 4000K - 70CRI - TBD[SKU] - Universal coupler 30-76mm | 8 | Universal coupler 30-76mm | LED | 1 | 89 | [8 empty] | CE | [6 empty] | 66 | 4000 | 509x397x118 |  | 220-240V |  | 5 |  |  |  | 80 |  | 4000 |  | > 313000 |  |  |  |  | 130.34 |  |  | 9 | UUU | 25 | < 10% at 100.000 hours |  | Available | 840/559 | CIE(x= 0.3818. y= 0.3796) 5SDCM. 3SDCM on request | Class I. Class II | IK09 |  |  | 50 |  | -40 | 1 | 89 | RAL7021 | 50-60Hz | Passive | LED | dimmable | Road & Street | Inlumino S | Road & Street |  |  | 11600 | No sensor | > 320000
TBD | INS2-12000-SSS-840... | image | datasheet | deeplink | TUNGSRAM - Inlumino S - 11800lm - 89W - 4000K - 70CRI - TBD[SKU] - Universal coupler 30-76mm | 8 | Universal coupler 30-76mm | LED | 1 | 89 | [8 empty] | CE | [6 empty] | 66 | 4000 | 509x397x118 |  | 220-240V |  | 5 |  |  |  | 80 |  | 4000 |  | > 313000 |  |  |  |  | 132.58 |  |  | 9 | SSS | 25 | < 10% at 100.000 hours |  | Available | 840/559 | CIE(x= 0.3818. y= 0.3796) 5SDCM. 3SDCM on request | Class I. Class II | IK09 |  |  | 50 |  | -40 | 1 | 89 | RAL7021 | 50-60Hz | Passive | LED | dimmable | Road & Street | Inlumino S | Road & Street |  |  | 11800 | No sensor | > 320000
TBD | INS2-12000-QQQ-840... | image | datasheet | deeplink | TUNGSRAM - Inlumino S - 11900lm - 89W - 4000K - 70CRI - TBD[SKU] - Universal coupler 30-76mm | 8 | Universal coupler 30-76mm | LED | 1 | 89 | [8 empty] | CE | [6 empty] | 66 | 4000 | 509x397x118 |  | 220-240V |  | 5 |  |  |  | 80 |  | 4000 |  | > 313000 |  |  |  |  | 133.71 |  |  | 9 | QQQ | 25 | < 10% at 100.000 hours |  | Available | 840/559 | CIE(x= 0.3818. y= 0.3796) 5SDCM. 3SDCM on request | Class I. Class II | IK09 |  |  | 50 |  | -40 | 1 | 89 | RAL7021 | 50-60Hz | Passive | LED | dimmable | Road & Street | Inlumino S | Road & Street |  |  | 11900 | No sensor | > 320000
TBD | INS2-12000-PPP-840... | image | datasheet | deeplink | TUNGSRAM - Inlumino S - 11900lm - 89W - 4000K - 70CRI - TBD[SKU] - Universal coupler 30-76mm | 8 | Universal coupler 30-76mm | LED | 1 | 89 | [8 empty] | CE | [6 empty] | 66 | 4000 | 509x397x118 |  | 220-240V |  | 5 |  |  |  | 80 |  | 4000 |  | > 313000 |  |  |  |  | 133.71 |  |  | 9 | PPP | 25 | < 10% at 100.000 hours |  | Available | 840/559 | CIE(x= 0.3818. y= 0.3796) 5SDCM. 3SDCM on request | Class I. Class II | IK09 |  |  | 50 |  | -40 | 1 | 89 | RAL7021 | 50-60Hz | Passive | LED | dimmable | Road & Street | Inlumino S | Road & Street |  |  | 11900 | No sensor | > 320000
TBD | INS2-12000-OOO-840... | image | datasheet | deeplink | TUNGSRAM - Inlumino S - 11600lm - 89W - 4000K - 70CRI - TBD[SKU] - Universal coupler 30-76mm | 8 | Universal coupler 30-76mm | LED | 1 | 89 | [8 empty] | CE | [6 empty] | 66 | 4000 | 509x397x118 |  | 220-240V |  | 5 |  |  |  | 80 |  | 4000 |  | > 313000 |  |  |  |  | 130.34 |  |  | 9 | OOO | 25 | < 10% at 100.000 hours |  | Available | 840/559 | CIE(x= 0.3818. y= 0.3796) 5SDCM. 3SDCM on request | Class I. Class II | IK09 |  |  | 50 |  | -40 | 1 | 89 | RAL7021 | 50-60Hz | Passive | LED | dimmable | Road & Street | Inlumino S | Road & Street |  |  | 11600 | No sensor | > 320000
TBD | INS2-12000-NNN-840... | image | datasheet | deeplink | TUNGSRAM - Inlumino S - 12100lm - 89W - 4000K - 70CRI - TBD[SKU] - Universal coupler 30-76mm | 8 | Universal coupler 30-76mm | LED | 1 | 89 | [8 empty] | CE | [6 empty] | 66 | 4000 | 509x397x118 |  | 220-240V |  | 5 |  |  |  | 80 |  | 4000 |  | > 313000 |  |  |  |  | 135.96 |  |  | 9 | NNN | 25 | < 10% at 100.000 hours |  | Available | 840/559 | CIE(x= 0.3818. y= 0.3796) 5SDCM. 3SDCM on request | Class I. Class II | IK09 |  |  | 50 |  | -40 | 1 | 89 | RAL7021 | 50-60Hz | Passive | LED | dimmable | Road & Street | Inlumino S | Road & Street |  |  | 12100 | No sensor | > 320000
TBD | INS2-12000-MMM-840... | image | datasheet | deeplink | TUNGSRAM - Inlumino S - 12100lm - 89W - 4000K - 70CRI - TBD[SKU] - Universal coupler 30-76mm | 8 | Universal coupler 30-76mm | LED | 1 | 89 | [8 empty] | CE | [6 empty] | 66 | 4000 | 509x397x118 |  | 220-240V |  | 5 |  |  |  | 80 |  | 4000 |  | > 313000 |  |  |  |  | 135.96 |  |  | 9 | MMM | 25 | < 10% at 100.000 hours |  | Available | 840/559 | CIE(x= 0.3818. y= 0.3796) 5SDCM. 3SDCM on request | Class I. Class II | IK09 |  |  | 50 |  | -40 | 1 | 89 | RAL7021 | 50-60Hz | Passive | LED | dimmable | Road & Street | Inlumino S | Road & Street |  |  | 12100 | No sensor | > 320000
TBD | INS2-12000-LLL-840... | image | datasheet | deeplink | TUNGSRAM - Inlumino S - 11800lm - 89W - 4000K - 70CRI - TBD[SKU] - Universal coupler 30-76mm | 8 | Universal coupler 30-76mm | LED | 1 | 89 | [8 empty] | CE | [6 empty] | 66 | 4000 | 509x397x118 |  | 220-240V |  | 5 |  |  |  | 80 |  | 4000 |  | > 313000 |  |  |  |  | 132.58 |  |  | 9 | LLL | 25 | < 10% at 100.000 hours |  | Available | 840/559 | CIE(x= 0.3818. y= 0.3796) 5SDCM. 3SDCM on request | Class I. Class II | IK09 |  |  | 50 |  | -40 | 1 | 89 | RAL7021 | 50-60Hz | Passive | LED | dimmable | Road & Street | Inlumino S | Road & Street |  |  | 11800 | No sensor | > 320000
TBD | INS2-12000-KKK-840... | image | datasheet | deeplink | TUNGSRAM - Inlumino S - 11900lm - 89W - 4000K - 70CRI - TBD[SKU] - Universal coupler 30-76mm | 8 | Universal coupler 30-76mm | LED | 1 | 89 | [8 empty] | CE | [6 empty] | 66 | 4000 | 509x397x118 |  | 220-240V |  | 5 |  |  |  | 80 |  | 4000 |  | > 313000 |  |  |  |  | 133.71 |  |  | 9 | KKK | 25 | < 10% at 100.000 hours |  | Available | 840/559 | CIE(x= 0.3818. y= 0.3796) 5SDCM. 3SDCM on request | Class I. Class II | IK09 |  |  | 50 |  | -40 | 1 | 89 | RAL7021 | 50-60Hz | Passive | LED | dimmable | Road & Street | Inlumino S | Road & Street |  |  | 11900 | No sensor | > 320000
TBD | INS2-12000-JJJ-840... | image | datasheet | deeplink | TUNGSRAM - Inlumino S - 11800lm - 89W - 4000K - 70CRI - TBD[SKU] - Universal coupler 30-76mm | 8 | Universal coupler 30-76mm | LED | 1 | 89 | [8 empty] | CE | [6 empty] | 66 | 4000 | 509x397x118 |  | 220-240V |  | 5 |  |  |  | 80 |  | 4000 |  | > 313000 |  |  |  |  | 132.58 |  |  | 9 | JJJ | 25 | < 10% at 100.000 hours |  | Available | 840/559 | CIE(x= 0.3818. y= 0.3796) 5SDCM. 3SDCM on request | Class I. Class II | IK09 |  |  | 50 |  | -40 | 1 | 89 | RAL7021 | 50-60Hz | Passive | LED | dimmable | Road & Street | Inlumino S | Road & Street |  |  | 11800 | No sensor | > 320000
TBD | INS2-12000-GGG-840... | image | datasheet | deeplink | TUNGSRAM - Inlumino S - 11900lm - 89W - 4000K - 70CRI - TBD[SKU] - Universal coupler 30-76mm | 8 | Universal coupler 30-76mm | LED | 1 | 89 | [8 empty] | CE | [6 empty] | 66 | 4000 | 509x397x118 |  | 220-240V |  | 5 |  |  |  | 80 |  | 4000 |  | > 313000 |  |  |  |  | 133.71 |  |  | 9 | GGG | 25 | < 10% at 100.000 hours |  | Available | 840/559 | CIE(x= 0.3818. y= 0.3796) 5SDCM. 3SDCM on request | Class I. Class II | IK09 |  |  | 50 |  | -40 | 1 | 89 | RAL7021 | 50-60Hz | Passive | LED | dimmable | Road & Street | Inlumino S | Road & Street |  |  | 11900 | No sensor | > 320000
TBD | INS2-12000-FFF-840... | image | datasheet | deeplink | TUNGSRAM - Inlumino S - 12000lm - 89W - 4000K - 70CRI - TBD[SKU] - Universal coupler 30-76mm | 8 | Universal coupler 30-76mm | LED | 1 | 89 | [8 empty] | CE | [6 empty] | 66 | 4000 | 509x397x118 |  | 220-240V |  | 5 |  |  |  | 80 |  | 4000 |  | > 313000 |  |  |  |  | 134.83 |  |  | 9 | FFF | 25 | < 10% at 100.000 hours |  | Available | 840/559 | CIE(x= 0.3818. y= 0.3796) 5SDCM. 3SDCM on request | Class I. Class II | IK09 |  |  | 50 |  | -40 | 1 | 89 | RAL7021 | 50-60Hz | Passive | LED | dimmable | Road & Street | Inlumino S | Road & Street |  |  | 12000 | No sensor | > 320000
TBD | INS2-12000-EEE-840... | image | datasheet | deeplink | TUNGSRAM - Inlumino S - 12100lm - 89W - 4000K - 70CRI - TBD[SKU] - Universal coupler 30-76mm | 8 | Universal coupler 30-76mm | LED | 1 | 89 | [8 empty] | CE | [6 empty] | 66 | 4000 | 509x397x118 |  | 220-240V |  | 5 |  |  |  | 80 |  | 4000 |  | > 313000 |  |  |  |  | 135.96 |  |  | 9 | EEE | 25 | < 10% at 100.000 hours |  | Available | 840/559 | CIE(x= 0.3818. y= 0.3796) 5SDCM. 3SDCM on request | Class I. Class II | IK09 |  |  | 50 |  | -40 | 1 | 89 | RAL7021 | 50-60Hz | Passive | LED | dimmable | Road & Street | Inlumino S | Road & Street |  |  | 12100 | No sensor | > 320000
TBD | INS2-12000-DDD-840... | image | datasheet | deeplink | TUNGSRAM - Inlumino S - 12200lm - 89W - 4000K - 70CRI - TBD[SKU] - Universal coupler 30-76mm | 8 | Universal coupler 30-76mm | LED | 1 | 89 | [8 empty] | CE | [6 empty] | 66 | 4000 | 509x397x118 |  | 220-240V |  | 5 |  |  |  | 80 |  | 4000 |  | > 313000 |  |  |  |  | 137.08 |  |  | 9 | DDD | 25 | < 10% at 100.000 hours |  | Available | 840/559 | CIE(x= 0.3818. y= 0.3796) 5SDCM. 3SDCM on request | Class I. Class II | IK09 |  |  | 50 |  | -40 | 1 | 89 | RAL7021 | 50-60Hz | Passive | LED | dimmable | Road & Street | Inlumino S | Road & Street |  |  | 12200 | No sensor | > 320000
TBD | INS2-12000-CCC-840... | image | datasheet | deeplink | TUNGSRAM - Inlumino S - 12000lm - 89W - 4000K - 70CRI - TBD[SKU] - Universal coupler 30-76mm | 8 | Universal coupler 30-76mm | LED | 1 | 89 | [8 empty] | CE | [6 empty] | 66 | 4000 | 509x397x118 |  | 220-240V |  | 5 |  |  |  | 80 |  | 4000 |  | > 313000 |  |  |  |  | 134.83 |  |  | 9 | CCC | 25 | < 10% at 100.000 hours |  | Available | 840/559 | CIE(x= 0.3818. y= 0.3796) 5SDCM. 3SDCM on request | Class I. Class II | IK09 |  |  | 50 |  | -40 | 1 | 89 | RAL7021 | 50-60Hz | Passive | LED | dimmable | Road & Street | Inlumino S | Road & Street |  |  | 12000 | No sensor | > 320000
TBD | INS2-12000-BBB-840... | image | datasheet | deeplink | TUNGSRAM - Inlumino S - 11800lm - 89W - 4000K - 70CRI - TBD[SKU] - Universal coupler 30-76mm | 8 | Universal coupler 30-76mm | LED | 1 | 89 | [8 empty] | CE | [6 empty] | 66 | 4000 | 509x397x118 |  | 220-240V |  | 5 |  |  |  | 80 |  | 4000 |  | > 313000 |  |  |  |  | 132.58 |  |  | 9 | BBB | 25 | < 10% at 100.000 hours |  | Available | 840/559 | CIE(x= 0.3818. y= 0.3796) 5SDCM. 3SDCM on request | Class I. Class II | IK09 |  |  | 50 |  | -40 | 1 | 89 | RAL7021 | 50-60Hz | Passive | LED | dimmable | Road & Street | Inlumino S | Road & Street |  |  | 11800 | No sensor | > 320000
TBD | INS2-12000-AAA-840... | image | datasheet | deeplink | TUNGSRAM - Inlumino S - 12200lm - 89W - 4000K - 70CRI - TBD[SKU] - Universal coupler 30-76mm | 8 | Universal coupler 30-76mm | LED | 1 | 89 | [8 empty] | CE | [6 empty] | 66 | 4000 | 509x397x118 |  | 220-240V |  | 5 |  |  |  | 80 |  | 4000 |  | > 313000 |  |  |  |  | 137.08 |  |  | 9 | AAA | 25 | < 10% at 100.000 hours |  | Available | 840/559 | CIE(x= 0.3818. y= 0.3796) 5SDCM. 3SDCM on request | Class I. Class II | IK09 |  |  | 50 |  | -40 | 1 | 89 | RAL7021 | 50-60Hz | Passive | LED | dimmable | Road & Street | Inlumino S | Road & Street |  |  | 12200 | No sensor | > 320000
TBD | INS2-10000-YYY-840... | image | datasheet | deeplink | TUNGSRAM - Inlumino S - 10200lm - 79W - 4000K - 70CRI - TBD[SKU] - Universal coupler 30-76mm | 8 | Universal coupler 30-76mm | LED | 1 | 79 | [8 empty] | CE | [6 empty] | 66 | 4000 | 509x397x118 |  | 220-240V |  | 5 |  |  |  | 80 |  | 4000 |  | > 313000 |  |  |  |  | 129.11 |  |  | 9 | YYY | 25 | < 10% at 100.000 hours |  | Available | 840/559 | CIE(x= 0.3818. y= 0.3796) 5SDCM. 3SDCM on request | Class I. Class II | IK09 |  |  | 50 |  | -40 | 1 | 79 | RAL7021 | 50-60Hz | Passive | LED | dimmable | Road & Street | Inlumino S | Road & Street |  |  | 10200 | No sensor | > 320000
TBD | INS2-10000-XXX-840... | image | datasheet | deeplink | TUNGSRAM - Inlumino S - 9900lm - 79W - 4000K - 70CRI - TBD[SKU] - Universal coupler 30-76mm | 8 | Universal coupler 30-76mm | LED | 1 | 79 | [8 empty] | CE | [6 empty] | 66 | 4000 | 509x397x118 |  | 220-240V |  | 5 |  |  |  | 80 |  | 4000 |  | > 313000 |  |  |  |  | 125.32 |  |  | 9 | XXX | 25 | < 10% at 100.000 hours |  | Available | 840/559 | CIE(x= 0.3818. y= 0.3796) 5SDCM. 3SDCM on request | Class I. Class II | IK09 |  |  | 50 |  | -40 | 1 | 79 | RAL7021 | 50-60Hz | Passive | LED | dimmable | Road & Street | Inlumino S | Road & Street |  |  | 9900 | No sensor | > 320000
TBD | INS2-10000-WWW-840... | image | datasheet | deeplink | TUNGSRAM - Inlumino S - 10000lm - 79W - 4000K - 70CRI - TBD[SKU] - Universal coupler 30-76mm | 8 | Universal coupler 30-76mm | LED | 1 | 79 | [8 empty] | CE | [6 empty] | 66 | 4000 | 509x397x118 |  | 220-240V |  | 5 |  |  |  | 80 |  | 4000 |  | > 313000 |  |  |  |  | 126.58 |  |  | 9 | WWW | 25 | < 10% at 100.000 hours |  | Available | 840/559 | CIE(x= 0.3818. y= 0.3796) 5SDCM. 3SDCM on request | Class I. Class II | IK09 |  |  | 50 |  | -40 | 1 | 79 | RAL7021 | 50-60Hz | Passive | LED | dimmable | Road & Street | Inlumino S | Road & Street |  |  | 10000 | No sensor | > 320000
TBD | INS2-10000-VVV-840... | image | datasheet | deeplink | TUNGSRAM - Inlumino S - 10100lm - 79W - 4000K - 70CRI - TBD[SKU] - Universal coupler 30-76mm | 8 | Universal coupler 30-76mm | LED | 1 | 79 | [8 empty] | CE | [6 empty] | 66 | 4000 | 509x397x118 |  | 220-240V |  | 5 |  |  |  | 80 |  | 4000 |  | > 313000 |  |  |  |  | 127.85 |  |  | 9 | VVV | 25 | < 10% at 100.000 hours |  | Available | 840/559 | CIE(x= 0.3818. y= 0.3796) 5SDCM. 3SDCM on request | Class I. Class II | IK09 |  |  | 50 |  | -40 | 1 | 79 | RAL7021 | 50-60Hz | Passive | LED | dimmable | Road & Street | Inlumino S | Road & Street |  |  | 10100 | No sensor | > 320000
TBD | INS2-10000-UUU-840... | image | datasheet | deeplink | TUNGSRAM - Inlumino S - 9700lm - 79W - 4000K - 70CRI - TBD[SKU] - Universal coupler 30-76mm | 8 | Universal coupler 30-76mm | LED | 1 | 79 | [8 empty] | CE | [6 empty] | 66 | 4000 | 509x397x118 |  | 220-240V |  | 5 |  |  |  | 80 |  | 4000 |  | > 313000 |  |  |  |  | 122.78 |  |  | 9 | UUU | 25 | < 10% at 100.000 hours |  | Available | 840/559 | CIE(x= 0.3818. y= 0.3796) 5SDCM. 3SDCM on request | Class I. Class II | IK09 |  |  | 50 |  | -40 | 1 | 79 | RAL7021 | 50-60Hz | Passive | LED | dimmable | Road & Street | Inlumino S | Road & Street |  |  | 9700 | No sensor | > 320000
TBD | INS2-10000-SSS-840... | image | datasheet | deeplink | TUNGSRAM - Inlumino S - 9800lm - 79W - 4000K - 70CRI - TBD[SKU] - Universal coupler 30-76mm | 8 | Universal coupler 30-76mm | LED | 1 | 79 | [8 empty] | CE | [6 empty] | 66 | 4000 | 509x397x118 |  | 220-240V |  | 5 |  |  |  | 80 |  | 4000 |  | > 313000 |  |  |  |  | 124.05 |  |  | 9 | SSS | 25 | < 10% at 100.000 hours |  | Available | 840/559 | CIE(x= 0.3818. y= 0.3796) 5SDCM. 3SDCM on request | Class I. Class II | IK09 |  |  | 50 |  | -40 | 1 | 79 | RAL7021 | 50-60Hz | Passive | LED | dimmable | Road & Street | Inlumino S | Road & Street |  |  | 9800 | No sensor | > 320000
TBD | INS2-10000-QQQ-840... | image | datasheet | deeplink | TUNGSRAM - Inlumino S - 9900lm - 79W - 4000K - 70CRI - TBD[SKU] - Universal coupler 30-76mm | 8 | Universal coupler 30-76mm | LED | 1 | 79 | [8 empty] | CE | [6 empty] | 66 | 4000 | 509x397x118 |  | 220-240V |  | 5 |  |  |  | 80 |  | 4000 |  | > 313000 |  |  |  |  | 125.32 |  |  | 9 | QQQ | 25 | < 10% at 100.000 hours |  | Available | 840/559 | CIE(x= 0.3818. y= 0.3796) 5SDCM. 3SDCM on request | Class I. Class II | IK09 |  |  | 50 |  | -40 | 1 | 79 | RAL7021 | 50-60Hz | Passive | LED | dimmable | Road & Street | Inlumino S | Road & Street |  |  | 9900 | No sensor | > 320000
TBD | INS2-10000-PPP-840... | image | datasheet | deeplink | TUNGSRAM - Inlumino S - 9900lm - 79W - 4000K - 70CRI - TBD[SKU] - Universal coupler 30-76mm | 8 | Universal coupler 30-76mm | LED | 1 | 79 | [8 empty] | CE | [6 empty] | 66 | 4000 | 509x397x118 |  | 220-240V |  | 5 |  |  |  | 80 |  | 4000 |  | > 313000 |  |  |  |  | 125.32 |  |  | 9 | PPP | 25 | < 10% at 100.000 hours |  | Available | 840/559 | CIE(x= 0.3818. y= 0.3796) 5SDCM. 3SDCM on request | Class I. Class II | IK09 |  |  | 50 |  | -40 | 1 | 79 | RAL7021 | 50-60Hz | Passive | LED | dimmable | Road & Street | Inlumino S | Road & Street |  |  | 9900 | No sensor | > 320000
TBD | INS2-10000-OOO-840... | image | datasheet | deeplink | TUNGSRAM - Inlumino S - 9700lm - 79W - 4000K - 70CRI - TBD[SKU] - Universal coupler 30-76mm | 8 | Universal coupler 30-76mm | LED | 1 | 79 | [8 empty] | CE | [6 empty] | 66 | 4000 | 509x397x118 |  | 220-240V |  | 5 |  |  |  | 80 |  | 4000 |  | > 313000 |  |  |  |  | 122.78 |  |  | 9 | OOO | 25 | < 10% at 100.000 hours |  | Available | 840/559 | CIE(x= 0.3818. y= 0.3796) 5SDCM. 3SDCM on request | Class I. Class II | IK09 |  |  | 50 |  | -40 | 1 | 79 | RAL7021 | 50-60Hz | Passive | LED | dimmable | Road & Street | Inlumino S | Road & Street |  |  | 9700 | No sensor | > 320000
TBD | INS2-10000-NNN-840... | image | datasheet | deeplink | TUNGSRAM - Inlumino S - 10100lm - 79W - 4000K - 70CRI - TBD[SKU] - Universal coupler 30-76mm | 8 | Universal coupler 30-76mm | LED | 1 | 79 | [8 empty] | CE | [6 empty] | 66 | 4000 | 509x397x118 |  | 220-240V |  | 5 |  |  |  | 80 |  | 4000 |  | > 313000 |  |  |  |  | 127.85 |  |  | 9 | NNN | 25 | < 10% at 100.000 hours |  | Available | 840/559 | CIE(x= 0.3818. y= 0.3796) 5SDCM. 3SDCM on request | Class I. Class II | IK09 |  |  | 50 |  | -40 | 1 | 79 | RAL7021 | 50-60Hz | Passive | LED | dimmable | Road & Street | Inlumino S | Road & Street |  |  | 10100 | No sensor | > 320000
TBD | INS2-10000-MMM-840... | image | datasheet | deeplink | TUNGSRAM - Inlumino S - 10100lm - 79W - 4000K - 70CRI - TBD[SKU] - Universal coupler 30-76mm | 8 | Universal coupler 30-76mm | LED | 1 | 79 | [8 empty] | CE | [6 empty] | 66 | 4000 | 509x397x118 |  | 220-240V |  | 5 |  |  |  | 80 |  | 4000 |  | > 313000 |  |  |  |  | 127.85 |  |  | 9 | MMM | 25 | < 10% at 100.000 hours |  | Available | 840/559 | CIE(x= 0.3818. y= 0.3796) 5SDCM. 3SDCM on request | Class I. Class II | IK09 |  |  | 50 |  | -40 | 1 | 79 | RAL7021 | 50-60Hz | Passive | LED | dimmable | Road & Street | Inlumino S | Road & Street |  |  | 10100 | No sensor | > 320000
TBD | INS2-10000-LLL-840... | image | datasheet | deeplink | TUNGSRAM - Inlumino S - 9800lm - 79W - 4000K - 70CRI - TBD[SKU] - Universal coupler 30-76mm | 8 | Universal coupler 30-76mm | LED | 1 | 79 | [8 empty] | CE | [6 empty] | 66 | 4000 | 509x397x118 |  | 220-240V |  | 5 |  |  |  | 80 |  | 4000 |  | > 313000 |  |  |  |  | 124.05 |  |  | 9 | LLL | 25 | < 10% at 100.000 hours |  | Available | 840/559 | CIE(x= 0.3818. y= 0.3796) 5SDCM. 3SDCM on request | Class I. Class II | IK09 |  |  | 50 |  | -40 | 1 | 79 | RAL7021 | 50-60Hz | Passive | LED | dimmable | Road & Street | Inlumino S | Road & Street |  |  | 9800 | No sensor | > 320000
TBD | INS2-10000-KKK-840... | image | datasheet | deeplink | TUNGSRAM - Inlumino S - 10000lm - 79W - 4000K - 70CRI - TBD[SKU] - Universal coupler 30-76mm | 8 | Universal coupler 30-76mm | LED | 1 | 79 | [8 empty] | CE | [6 empty] | 66 | 4000 | 509x397x118 |  | 220-240V |  | 5 |  |  |  | 80 |  | 4000 |  | > 313000 |  |  |  |  | 126.58 |  |  | 9 | KKK | 25 | < 10% at 100.000 hours |  | Available | 840/559 | CIE(x= 0.3818. y= 0.3796) 5SDCM. 3SDCM on request | Class I. Class II | IK09 |  |  | 50 |  | -40 | 1 | 79 | RAL7021 | 50-60Hz | Passive | LED | dimmable | Road & Street | Inlumino S | Road & Street |  |  | 10000 | No sensor | > 320000
TBD | INS2-10000-JJJ-840... | image | datasheet | deeplink | TUNGSRAM - Inlumino S - 9800lm - 79W - 4000K - 70CRI - TBD[SKU] - Universal coupler 30-76mm | 8 | Universal coupler 30-76mm | LED | 1 | 79 | [8 empty] | CE | [6 empty] | 66 | 4000 | 509x397x118 |  | 220-240V |  | 5 |  |  |  | 80 |  | 4000 |  | > 313000 |  |  |  |  | 124.05 |  |  | 9 | JJJ | 25 | < 10% at 100.000 hours |  | Available | 840/559 | CIE(x= 0.3818. y= 0.3796) 5SDCM. 3SDCM on request | Class I. Class II | IK09 |  |  | 50 |  | -40 | 1 | 79 | RAL7021 | 50-60Hz | Passive | LED | dimmable | Road & Street | Inlumino S | Road & Street |  |  | 9800 | No sensor | > 320000
TBD | INS2-10000-GGG-840... | image | datasheet | deeplink | TUNGSRAM - Inlumino S - 9900lm - 79W - 4000K - 70CRI - TBD[SKU] - Universal coupler 30-76mm | 8 | Universal coupler 30-76mm | LED | 1 | 79 | [8 empty] | CE | [6 empty] | 66 | 4000 | 509x397x118 |  | 220-240V |  | 5 |  |  |  | 80 |  | 4000 |  | > 313000 |  |  |  |  | 125.32 |  |  | 9 | GGG | 25 | < 10% at 100.000 hours |  | Available | 840/559 | CIE(x= 0.3818. y= 0.3796) 5SDCM. 3SDCM on request | Class I. Class II | IK09 |  |  | 50 |  | -40 | 1 | 79 | RAL7021 | 50-60Hz | Passive | LED | dimmable | Road & Street | Inlumino S | Road & Street |  |  | 9900 | No sensor | > 320000
TBD | INS2-10000-FFF-840... | image | datasheet | deeplink | TUNGSRAM - Inlumino S - 10000lm - 79W - 4000K - 70CRI - TBD[SKU] - Universal coupler 30-76mm | 8 | Universal coupler 30-76mm | LED | 1 | 79 | [8 empty] | CE | [6 empty] | 66 | 4000 | 509x397x118 |  | 220-240V |  | 5 |  |  |  | 80 |  | 4000 |  | > 313000 |  |  |  |  | 126.58 |  |  | 9 | FFF | 25 | < 10% at 100.000 hours |  | Available | 840/559 | CIE(x= 0.3818. y= 0.3796) 5SDCM. 3SDCM on request | Class I. Class II | IK09 |  |  | 50 |  | -40 | 1 | 79 | RAL7021 | 50-60Hz | Passive | LED | dimmable | Road & Street | Inlumino S | Road & Street |  |  | 10000 | No sensor | > 320000
TBD | INS2-10000-EEE-840... | image | datasheet | deeplink | TUNGSRAM - Inlumino S - 10100lm - 79W - 4000K - 70CRI - TBD[SKU] - Universal coupler 30-76mm | 8 | Universal coupler 30-76mm | LED | 1 | 79 | [8 empty] | CE | [6 empty] | 66 | 4000 | 509x397x118 |  | 220-240V |  | 5 |  |  |  | 80 |  | 4000 |  | > 313000 |  |  |  |  | 127.85 |  |  | 9 | EEE | 25 | < 10% at 100.000 hours |  | Available | 840/559 | CIE(x= 0.3818. y= 0.3796) 5SDCM. 3SDCM on request | Class I. Class II | IK09 |  |  | 50 |  | -40 | 1 | 79 | RAL7021 | 50-60Hz | Passive | LED | dimmable | Road & Street | Inlumino S | Road & Street |  |  | 10100 | No sensor | > 320000
TBD | INS2-10000-DDD-840... | image | datasheet | deeplink | TUNGSRAM - Inlumino S - 10100lm - 79W - 4000K - 70CRI - TBD[SKU] - Universal coupler 30-76mm | 8 | Universal coupler 30-76mm | LED | 1 | 79 | [8 empty] | CE | [6 empty] | 66 | 4000 | 509x397x118 |  | 220-240V |  | 5 |  |  |  | 80 |  | 4000 |  | > 313000 |  |  |  |  | 127.85 |  |  | 9 | DDD | 25 | < 10% at 100.000 hours |  | Available | 840/559 | CIE(x= 0.3818. y= 0.3796) 5SDCM. 3SDCM on request | Class I. Class II | IK09 |  |  | 50 |  | -40 | 1 | 79 | RAL7021 | 50-60Hz | Passive | LED | dimmable | Road & Street | Inlumino S | Road & Street |  |  | 10100 | No sensor | > 320000
TBD | INS2-10000-CCC-840... | image | datasheet | deeplink | TUNGSRAM - Inlumino S - 10000lm - 79W - 4000K - 70CRI - TBD[SKU] - Universal coupler 30-76mm | 8 | Universal coupler 30-76mm | LED | 1 | 79 | [8 empty] | CE | [6 empty] | 66 | 4000 | 509x397x118 |  | 220-240V |  | 5 |  |  |  | 80 |  | 4000 |  | > 313000 |  |  |  |  | 126.58 |  |  | 9 | CCC | 25 | < 10% at 100.000 hours |  | Available | 840/559 | CIE(x= 0.3818. y= 0.3796) 5SDCM. 3SDCM on request | Class I. Class II | IK09 |  |  | 50 |  | -40 | 1 | 79 | RAL7021 | 50-60Hz | Passive | LED | dimmable | Road & Street | Inlumino S | Road & Street |  |  | 10000 | No sensor | > 320000
TBD | INS2-10000-BBB-840... | image | datasheet | deeplink | TUNGSRAM - Inlumino S - 9800lm - 79W - 4000K - 70CRI - TBD[SKU] - Universal coupler 30-76mm | 8 | Universal coupler 30-76mm | LED | 1 | 79 | [8 empty] | CE | [6 empty] | 66 | 4000 | 509x397x118 |  | 220-240V |  | 5 |  |  |  | 80 |  | 4000 |  | > 313000 |  |  |  |  | 124.05 |  |  | 9 | BBB | 25 | < 10% at 100.000 hours |  | Available | 840/559 | CIE(x= 0.3818. y= 0.3796) 5SDCM. 3SDCM on request | Class I. Class II | IK09 |  |  | 50 |  | -40 | 1 | 79 | RAL7021 | 50-60Hz | Passive | LED | dimmable | Road & Street | Inlumino S | Road & Street |  |  | 9800 | No sensor | > 320000
TBD | INS2-10000-AAA-840... | image | datasheet | deeplink | TUNGSRAM - Inlumino S - 10200lm - 79W - 4000K - 70CRI - TBD[SKU] - Universal coupler 30-76mm | 8 | Universal coupler 30-76mm | LED | 1 | 79 | [8 empty] | CE | [6 empty] | 66 | 4000 | 509x397x118 |  | 220-240V |  | 5 |  |  |  | 80 |  | 4000 |  | > 313000 |  |  |  |  | 129.11 |  |  | 9 | AAA | 25 | < 10% at 100.000 hours |  | Available | 840/559 | CIE(x= 0.3818. y= 0.3796) 5SDCM. 3SDCM on request | Class I. Class II | IK09 |  |  | 50 |  | -40 | 1 | 79 | RAL7021 | 50-60Hz | Passive | LED | dimmable | Road & Street | Inlumino S | Road & Street |  |  | 10200 | No sensor | > 320000
TBD | INS2-8000-YYY-840... | image | datasheet | deeplink | TUNGSRAM - Inlumino S - 8200lm - 59W - 4000K - 70CRI - TBD[SKU] - Universal coupler 30-76mm | 8 | Universal coupler 30-76mm | LED | 1 | 59 | [8 empty] | CE | [6 empty] | 66 | 4000 | 509x397x118 |  | 220-240V |  | 5 |  |  |  | 80 |  | 4000 |  | > 313000 |  |  |  |  | 138.98 |  |  | 9 | YYY | 25 | < 10% at 100.000 hours |  | Available | 840/559 | CIE(x= 0.3818. y= 0.3796) 5SDCM. 3SDCM on request | Class I. Class II | IK09 |  |  | 50 |  | -40 | 1 | 59 | RAL7021 | 50-60Hz | Passive | LED | dimmable | Road & Street | Inlumino S | Road & Street |  |  | 8200 | No sensor | > 320000
TBD | INS2-8000-XXX-840... | image | datasheet | deeplink | TUNGSRAM - Inlumino S - 8000lm - 59W - 4000K - 70CRI - TBD[SKU] - Universal coupler 30-76mm | 8 | Universal coupler 30-76mm | LED | 1 | 59 | [8 empty] | CE | [6 empty] | 66 | 4000 | 509x397x118 |  | 220-240V |  | 5 |  |  |  | 80 |  | 4000 |  | > 313000 |  |  |  |  | 135.59 |  |  | 9 | XXX | 25 | < 10% at 100.000 hours |  | Available | 840/559 | CIE(x= 0.3818. y= 0.3796) 5SDCM. 3SDCM on request | Class I. Class II | IK09 |  |  | 50 |  | -40 | 1 | 59 | RAL7021 | 50-60Hz | Passive | LED | dimmable | Road & Street | Inlumino S | Road & Street |  |  | 8000 | No sensor | > 320000
TBD | INS2-8000-WWW-840... | image | datasheet | deeplink | TUNGSRAM - Inlumino S - 8000lm - 59W - 4000K - 70CRI - TBD[SKU] - Universal coupler 30-76mm | 8 | Universal coupler 30-76mm | LED | 1 | 59 | [8 empty] | CE | [6 empty] | 66 | 4000 | 509x397x118 |  | 220-240V |  | 5 |  |  |  | 80 |  | 4000 |  | > 313000 |  |  |  |  | 135.59 |  |  | 9 | WWW | 25 | < 10% at 100.000 hours |  | Available | 840/559 | CIE(x= 0.3818. y= 0.3796) 5SDCM. 3SDCM on request | Class I. Class II | IK09 |  |  | 50 |  | -40 | 1 | 59 | RAL7021 | 50-60Hz | Passive | LED | dimmable | Road & Street | Inlumino S | Road & Street |  |  | 8000 | No sensor | > 320000
TBD | INS2-8000-VVV-840... | image | datasheet | deeplink | TUNGSRAM - Inlumino S - 8100lm - 59W - 4000K - 70CRI - TBD[SKU] - Universal coupler 30-76mm | 8 | Universal coupler 30-76mm | LED | 1 | 59 | [8 empty] | CE | [6 empty] | 66 | 4000 | 509x397x118 |  | 220-240V |  | 5 |  |  |  | 80 |  | 4000 |  | > 313000 |  |  |  |  | 137.29 |  |  | 9 | VVV | 25 | < 10% at 100.000 hours |  | Available | 840/559 | CIE(x= 0.3818. y= 0.3796) 5SDCM. 3SDCM on request | Class I. Class II | IK09 |  |  | 50 |  | -40 | 1 | 59 | RAL7021 | 50-60Hz | Passive | LED | dimmable | Road & Street | Inlumino S | Road & Street |  |  | 8100 | No sensor | > 320000
TBD | INS2-8000-UUU-840... | image | datasheet | deeplink | TUNGSRAM - Inlumino S - 7800lm - 59W - 4000K - 70CRI - TBD[SKU] - Universal coupler 30-76mm | 8 | Universal coupler 30-76mm | LED | 1 | 59 | [8 empty] | CE | [6 empty] | 66 | 4000 | 509x397x118 |  | 220-240V |  | 5 |  |  |  | 80 |  | 4000 |  | > 313000 |  |  |  |  | 132.2 |  |  | 9 | UUU | 25 | < 10% at 100.000 hours |  | Available | 840/559 | CIE(x= 0.3818. y= 0.3796) 5SDCM. 3SDCM on request | Class I. Class II | IK09 |  |  | 50 |  | -40 | 1 | 59 | RAL7021 | 50-60Hz | Passive | LED | dimmable | Road & Street | Inlumino S | Road & Street |  |  | 7800 | No sensor | > 320000
TBD | INS2-8000-SSS-840... | image | datasheet | deeplink | TUNGSRAM - Inlumino S - 7900lm - 59W - 4000K - 70CRI - TBD[SKU] - Universal coupler 30-76mm | 8 | Universal coupler 30-76mm | LED | 1 | 59 | [8 empty] | CE | [6 empty] | 66 | 4000 | 509x397x118 |  | 220-240V |  | 5 |  |  |  | 80 |  | 4000 |  | > 313000 |  |  |  |  | 133.9 |  |  | 9 | SSS | 25 | < 10% at 100.000 hours |  | Available | 840/559 | CIE(x= 0.3818. y= 0.3796) 5SDCM. 3SDCM on request | Class I. Class II | IK09 |  |  | 50 |  | -40 | 1 | 59 | RAL7021 | 50-60Hz | Passive | LED | dimmable | Road & Street | Inlumino S | Road & Street |  |  | 7900 | No sensor | > 320000
TBD | INS2-8000-QQQ-840... | image | datasheet | deeplink | TUNGSRAM - Inlumino S - 8000lm - 59W - 4000K - 70CRI - TBD[SKU] - Universal coupler 30-76mm | 8 | Universal coupler 30-76mm | LED | 1 | 59 | [8 empty] | CE | [6 empty] | 66 | 4000 | 509x397x118 |  | 220-240V |  | 5 |  |  |  | 80 |  | 4000 |  | > 313000 |  |  |  |  | 135.59 |  |  | 9 | QQQ | 25 | < 10% at 100.000 hours |  | Available | 840/559 | CIE(x= 0.3818. y= 0.3796) 5SDCM. 3SDCM on request | Class I. Class II | IK09 |  |  | 50 |  | -40 | 1 | 59 | RAL7021 | 50-60Hz | Passive | LED | dimmable | Road & Street | Inlumino S | Road & Street |  |  | 8000 | No sensor | > 320000
TBD | INS2-8000-PPP-840... | image | datasheet | deeplink | TUNGSRAM - Inlumino S - 8000lm - 59W - 4000K - 70CRI - TBD[SKU] - Universal coupler 30-76mm | 8 | Universal coupler 30-76mm | LED | 1 | 59 | [8 empty] | CE | [6 empty] | 66 | 4000 | 509x397x118 |  | 220-240V |  | 5 |  |  |  | 80 |  | 4000 |  | > 313000 |  |  |  |  | 135.59 |  |  | 9 | PPP | 25 | < 10% at 100.000 hours |  | Available | 840/559 | CIE(x= 0.3818. y= 0.3796) 5SDCM. 3SDCM on request | Class I. Class II | IK09 |  |  | 50 |  | -40 | 1 | 59 | RAL7021 | 50-60Hz | Passive | LED | dimmable | Road & Street | Inlumino S | Road & Street |  |  | 8000 | No sensor | > 320000
TBD | INS2-8000-OOO-840... | image | datasheet | deeplink | TUNGSRAM - Inlumino S - 7800lm - 59W - 4000K - 70CRI - TBD[SKU] - Universal coupler 30-76mm | 8 | Universal coupler 30-76mm | LED | 1 | 59 | [8 empty] | CE | [6 empty] | 66 | 4000 | 509x397x118 |  | 220-240V |  | 5 |  |  |  | 80 |  | 4000 |  | > 313000 |  |  |  |  | 132.2 |  |  | 9 | OOO | 25 | < 10% at 100.000 hours |  | Available | 840/559 | CIE(x= 0.3818. y= 0.3796) 5SDCM. 3SDCM on request | Class I. Class II | IK09 |  |  | 50 |  | -40 | 1 | 59 | RAL7021 | 50-60Hz | Passive | LED | dimmable | Road & Street | Inlumino S | Road & Street |  |  | 7800 | No sensor | > 320000
TBD | INS2-8000-NNN-840... | image | datasheet | deeplink | TUNGSRAM - Inlumino S - 8100lm - 59W - 4000K - 70CRI - TBD[SKU] - Universal coupler 30-76mm | 8 | Universal coupler 30-76mm | LED | 1 | 59 | [8 empty] | CE | [6 empty] | 66 | 4000 | 509x397x118 |  | 220-240V |  | 5 |  |  |  | 80 |  | 4000 |  | > 313000 |  |  |  |  | 137.29 |  |  | 9 | NNN | 25 | < 10% at 100.000 hours |  | Available | 840/559 | CIE(x= 0.3818. y= 0.3796) 5SDCM. 3SDCM on request | Class I. Class II | IK09 |  |  | 50 |  | -40 | 1 | 59 | RAL7021 | 50-60Hz | Passive | LED | dimmable | Road & Street | Inlumino S | Road & Street |  |  | 8100 | No sensor | > 320000
TBD | INS2-8000-MMM-840... | image | datasheet | deeplink | TUNGSRAM - Inlumino S - 8100lm - 59W - 4000K - 70CRI - TBD[SKU] - Universal coupler 30-76mm | 8 | Universal coupler 30-76mm | LED | 1 | 59 | [8 empty] | CE | [6 empty] | 66 | 4000 | 509x397x118 |  | 220-240V |  | 5 |  |  |  | 80 |  | 4000 |  | > 313000 |  |  |  |  | 137.29 |  |  | 9 | MMM | 25 | < 10% at 100.000 hours |  | Available | 840/559 | CIE(x= 0.3818. y= 0.3796) 5SDCM. 3SDCM on request | Class I. Class II | IK09 |  |  | 50 |  | -40 | 1 | 59 | RAL7021 | 50-60Hz | Passive | LED | dimmable | Road & Street | Inlumino S | Road & Street |  |  | 8100 | No sensor | > 320000
TBD | INS2-8000-LLL-840... | image | datasheet | deeplink | TUNGSRAM - Inlumino S - 7900lm - 59W - 4000K - 70CRI - TBD[SKU] - Universal coupler 30-76mm | 8 | Universal coupler 30-76mm | LED | 1 | 59 | [8 empty] | CE | [6 empty] | 66 | 4000 | 509x397x118 |  | 220-240V |  | 5 |  |  |  | 80 |  | 4000 |  | > 313000 |  |  |  |  | 133.9 |  |  | 9 | LLL | 25 | < 10% at 100.000 hours |  | Available | 840/559 | CIE(x= 0.3818. y= 0.3796) 5SDCM. 3SDCM on request | Class I. Class II | IK09 |  |  | 50 |  | -40 | 1 | 59 | RAL7021 | 50-60Hz | Passive | LED | dimmable | Road & Street | Inlumino S | Road & Street |  |  | 7900 | No sensor | > 320000
TBD | INS2-8000-KKK-840... | image | datasheet | deeplink | TUNGSRAM - Inlumino S - 8000lm - 59W - 4000K - 70CRI - TBD[SKU] - Universal coupler 30-76mm | 8 | Universal coupler 30-76mm | LED | 1 | 59 | [8 empty] | CE | [6 empty] | 66 | 4000 | 509x397x118 |  | 220-240V |  | 5 |  |  |  | 80 |  | 4000 |  | > 313000 |  |  |  |  | 135.59 |  |  | 9 | KKK | 25 | < 10% at 100.000 hours |  | Available | 840/559 | CIE(x= 0.3818. y= 0.3796) 5SDCM. 3SDCM on request | Class I. Class II | IK09 |  |  | 50 |  | -40 | 1 | 59 | RAL7021 | 50-60Hz | Passive | LED | dimmable | Road & Street | Inlumino S | Road & Street |  |  | 8000 | No sensor | > 320000
TBD | INS2-8000-JJJ-840... | image | datasheet | deeplink | TUNGSRAM - Inlumino S - 7900lm - 59W - 4000K - 70CRI - TBD[SKU] - Universal coupler 30-76mm | 8 | Universal coupler 30-76mm | LED | 1 | 59 | [8 empty] | CE | [6 empty] | 66 | 4000 | 509x397x118 |  | 220-240V |  | 5 |  |  |  | 80 |  | 4000 |  | > 313000 |  |  |  |  | 133.9 |  |  | 9 | JJJ | 25 | < 10% at 100.000 hours |  | Available | 840/559 | CIE(x= 0.3818. y= 0.3796) 5SDCM. 3SDCM on request | Class I. Class II | IK09 |  |  | 50 |  | -40 | 1 | 59 | RAL7021 | 50-60Hz | Passive | LED | dimmable | Road & Street | Inlumino S | Road & Street |  |  | 7900 | No sensor | > 320000
TBD | INS2-8000-GGG-840... | image | datasheet | deeplink | TUNGSRAM - Inlumino S - 7900lm - 59W - 4000K - 70CRI - TBD[SKU] - Universal coupler 30-76mm | 8 | Universal coupler 30-76mm | LED | 1 | 59 | [8 empty] | CE | [6 empty] | 66 | 4000 | 509x397x118 |  | 220-240V |  | 5 |  |  |  | 80 |  | 4000 |  | > 313000 |  |  |  |  | 133.9 |  |  | 9 | GGG | 25 | < 10% at 100.000 hours |  | Available | 840/559 | CIE(x= 0.3818. y= 0.3796) 5SDCM. 3SDCM on request | Class I. Class II | IK09 |  |  | 50 |  | -40 | 1 | 59 | RAL7021 | 50-60Hz | Passive | LED | dimmable | Road & Street | Inlumino S | Road & Street |  |  | 7900 | No sensor | > 320000
TBD | INS2-8000-FFF-840... | image | datasheet | deeplink | TUNGSRAM - Inlumino S - 8000lm - 59W - 4000K - 70CRI - TBD[SKU] - Universal coupler 30-76mm | 8 | Universal coupler 30-76mm | LED | 1 | 59 | [8 empty] | CE | [6 empty] | 66 | 4000 | 509x397x118 |  | 220-240V |  | 5 |  |  |  | 80 |  | 4000 |  | > 313000 |  |  |  |  | 135.59 |  |  | 9 | FFF | 25 | < 10% at 100.000 hours |  | Available | 840/559 | CIE(x= 0.3818. y= 0.3796) 5SDCM. 3SDCM on request | Class I. Class II | IK09 |  |  | 50 |  | -40 | 1 | 59 | RAL7021 | 50-60Hz | Passive | LED | dimmable | Road & Street | Inlumino S | Road & Street |  |  | 8000 | No sensor | > 320000
TBD | INS2-8000-EEE-840... | image | datasheet | deeplink | TUNGSRAM - Inlumino S - 8100lm - 59W - 4000K - 70CRI - TBD[SKU] - Universal coupler 30-76mm | 8 | Universal coupler 30-76mm | LED | 1 | 59 | [8 empty] | CE | [6 empty] | 66 | 4000 | 509x397x118 |  | 220-240V |  | 5 |  |  |  | 80 |  | 4000 |  | > 313000 |  |  |  |  | 137.29 |  |  | 9 | EEE | 25 | < 10% at 100.000 hours |  | Available | 840/559 | CIE(x= 0.3818. y= 0.3796) 5SDCM. 3SDCM on request | Class I. Class II | IK09 |  |  | 50 |  | -40 | 1 | 59 | RAL7021 | 50-60Hz | Passive | LED | dimmable | Road & Street | Inlumino S | Road & Street |  |  | 8100 | No sensor | > 320000
TBD | INS2-8000-DDD-840... | image | datasheet | deeplink | TUNGSRAM - Inlumino S - 8100lm - 59W - 4000K - 70CRI - TBD[SKU] - Universal coupler 30-76mm | 8 | Universal coupler 30-76mm | LED | 1 | 59 | [8 empty] | CE | [6 empty] | 66 | 4000 | 509x397x118 |  | 220-240V |  | 5 |  |  |  | 80 |  | 4000 |  | > 313000 |  |  |  |  | 137.29 |  |  | 9 | DDD | 25 | < 10% at 100.000 hours |  | Available | 840/559 | CIE(x= 0.3818. y= 0.3796) 5SDCM. 3SDCM on request | Class I. Class II | IK09 |  |  | 50 |  | -40 | 1 | 59 | RAL7021 | 50-60Hz | Passive | LED | dimmable | Road & Street | Inlumino S | Road & Street |  |  | 8100 | No sensor | > 320000
TBD | INS2-8000-CCC-840... | image | datasheet | deeplink | TUNGSRAM - Inlumino S - 8000lm - 59W - 4000K - 70CRI - TBD[SKU] - Universal coupler 30-76mm | 8 | Universal coupler 30-76mm | LED | 1 | 59 | [8 empty] | CE | [6 empty] | 66 | 4000 | 509x397x118 |  | 220-240V |  | 5 |  |  |  | 80 |  | 4000 |  | > 313000 |  |  |  |  | 135.59 |  |  | 9 | CCC | 25 | < 10% at 100.000 hours |  | Available | 840/559 | CIE(x= 0.3818. y= 0.3796) 5SDCM. 3SDCM on request | Class I. Class II | IK09 |  |  | 50 |  | -40 | 1 | 59 | RAL7021 | 50-60Hz | Passive | LED | dimmable | Road & Street | Inlumino S | Road & Street |  |  | 8000 | No sensor | > 320000
TBD | INS2-8000-BBB-840... | image | datasheet | deeplink | TUNGSRAM - Inlumino S - 7900lm - 59W - 4000K - 70CRI - TBD[SKU] - Universal coupler 30-76mm | 8 | Universal coupler 30-76mm | LED | 1 | 59 | [8 empty] | CE | [6 empty] | 66 | 4000 | 509x397x118 |  | 220-240V |  | 5 |  |  |  | 80 |  | 4000 |  | > 313000 |  |  |  |  | 133.9 |  |  | 9 | BBB | 25 | < 10% at 100.000 hours |  | Available | 840/559 | CIE(x= 0.3818. y= 0.3796) 5SDCM. 3SDCM on request | Class I. Class II | IK09 |  |  | 50 |  | -40 | 1 | 59 | RAL7021 | 50-60Hz | Passive | LED | dimmable | Road & Street | Inlumino S | Road & Street |  |  | 7900 | No sensor | > 320000
TBD | INS2-8000-AAA-840... | image | datasheet | deeplink | TUNGSRAM - Inlumino S - 8200lm - 59W - 4000K - 70CRI - TBD[SKU] - Universal coupler 30-76mm | 8 | Universal coupler 30-76mm | LED | 1 | 59 | [8 empty] | CE | [6 empty] | 66 | 4000 | 509x397x118 |  | 220-240V |  | 5 |  |  |  | 80 |  | 4000 |  | > 313000 |  |  |  |  | 138.98 |  |  | 9 | AAA | 25 | < 10% at 100.000 hours |  | Available | 840/559 | CIE(x= 0.3818. y= 0.3796) 5SDCM. 3SDCM on request | Class I. Class II | IK09 |  |  | 50 |  | -40 | 1 | 59 | RAL7021 | 50-60Hz | Passive | LED | dimmable | Road & Street | Inlumino S | Road & Street |  |  | 8200 | No sensor | > 320000
TBD | INS2-6000-YYY-840... | image | datasheet | deeplink | TUNGSRAM - Inlumino S - 6100lm - 47W - 4000K - 70CRI - TBD[SKU] - Universal coupler 30-76mm | 8 | Universal coupler 30-76mm | LED | 1 | 47 | [8 empty] | CE | [6 empty] | 66 | 4000 | 509x397x118 |  | 220-240V |  | 5 |  |  |  | 80 |  | 4000 |  | > 313000 |  |  |  |  | 129.79 |  |  | 9 | YYY | 25 | < 10% at 100.000 hours |  | Available | 840/559 | CIE(x= 0.3818. y= 0.3796) 5SDCM. 3SDCM on request | Class I. Class II | IK09 |  |  | 50 |  | -40 | 1 | 47 | RAL7021 | 50-60Hz | Passive | LED | dimmable | Road & Street | Inlumino S | Road & Street |  |  | 6100 | No sensor | > 320000
TBD | INS2-6000-XXX-840... | image | datasheet | deeplink | TUNGSRAM - Inlumino S - 6000lm - 47W - 4000K - 70CRI - TBD[SKU] - Universal coupler 30-76mm | 8 | Universal coupler 30-76mm | LED | 1 | 47 | [8 empty] | CE | [6 empty] | 66 | 4000 | 509x397x118 |  | 220-240V |  | 5 |  |  |  | 80 |  | 4000 |  | > 313000 |  |  |  |  | 127.66 |  |  | 9 | XXX | 25 | < 10% at 100.000 hours |  | Available | 840/559 | CIE(x= 0.3818. y= 0.3796) 5SDCM. 3SDCM on request | Class I. Class II | IK09 |  |  | 50 |  | -40 | 1 | 47 | RAL7021 | 50-60Hz | Passive | LED | dimmable | Road & Street | Inlumino S | Road & Street |  |  | 6000 | No sensor | > 320000
TBD | INS2-6000-WWW-840... | image | datasheet | deeplink | TUNGSRAM - Inlumino S - 6000lm - 47W - 4000K - 70CRI - TBD[SKU] - Universal coupler 30-76mm | 8 | Universal coupler 30-76mm | LED | 1 | 47 | [8 empty] | CE | [6 empty] | 66 | 4000 | 509x397x118 |  | 220-240V |  | 5 |  |  |  | 80 |  | 4000 |  | > 313000 |  |  |  |  | 127.66 |  |  | 9 | WWW | 25 | < 10% at 100.000 hours |  | Available | 840/559 | CIE(x= 0.3818. y= 0.3796) 5SDCM. 3SDCM on request | Class I. Class II | IK09 |  |  | 50 |  | -40 | 1 | 47 | RAL7021 | 50-60Hz | Passive | LED | dimmable | Road & Street | Inlumino S | Road & Street |  |  | 6000 | No sensor | > 320000
TBD | INS2-6000-VVV-840... | image | datasheet | deeplink | TUNGSRAM - Inlumino S - 6100lm - 47W - 4000K - 70CRI - TBD[SKU] - Universal coupler 30-76mm | 8 | Universal coupler 30-76mm | LED | 1 | 47 | [8 empty] | CE | [6 empty] | 66 | 4000 | 509x397x118 |  | 220-240V |  | 5 |  |  |  | 80 |  | 4000 |  | > 313000 |  |  |  |  | 129.79 |  |  | 9 | VVV | 25 | < 10% at 100.000 hours |  | Available | 840/559 | CIE(x= 0.3818. y= 0.3796) 5SDCM. 3SDCM on request | Class I. Class II | IK09 |  |  | 50 |  | -40 | 1 | 47 | RAL7021 | 50-60Hz | Passive | LED | dimmable | Road & Street | Inlumino S | Road & Street |  |  | 6100 | No sensor | > 320000
TBD | INS2-6000-UUU-840... | image | datasheet | deeplink | TUNGSRAM - Inlumino S - 5900lm - 47W - 4000K - 70CRI - TBD[SKU] - Universal coupler 30-76mm | 8 | Universal coupler 30-76mm | LED | 1 | 47 | [8 empty] | CE | [6 empty] | 66 | 4000 | 509x397x118 |  | 220-240V |  | 5 |  |  |  | 80 |  | 4000 |  | > 313000 |  |  |  |  | 125.53 |  |  | 9 | UUU | 25 | < 10% at 100.000 hours |  | Available | 840/559 | CIE(x= 0.3818. y= 0.3796) 5SDCM. 3SDCM on request | Class I. Class II | IK09 |  |  | 50 |  | -40 | 1 | 47 | RAL7021 | 50-60Hz | Passive | LED | dimmable | Road & Street | Inlumino S | Road & Street |  |  | 5900 | No sensor | > 320000
TBD | INS2-6000-SSS-840... | image | datasheet | deeplink | TUNGSRAM - Inlumino S - 5900lm - 47W - 4000K - 70CRI - TBD[SKU] - Universal coupler 30-76mm | 8 | Universal coupler 30-76mm | LED | 1 | 47 | [8 empty] | CE | [6 empty] | 66 | 4000 | 509x397x118 |  | 220-240V |  | 5 |  |  |  | 80 |  | 4000 |  | > 313000 |  |  |  |  | 125.53 |  |  | 9 | SSS | 25 | < 10% at 100.000 hours |  | Available | 840/559 | CIE(x= 0.3818. y= 0.3796) 5SDCM. 3SDCM on request | Class I. Class II | IK09 |  |  | 50 |  | -40 | 1 | 47 | RAL7021 | 50-60Hz | Passive | LED | dimmable | Road & Street | Inlumino S | Road & Street |  |  | 5900 | No sensor | > 320000
TBD | INS2-6000-QQQ-840... | image | datasheet | deeplink | TUNGSRAM - Inlumino S - 6000lm - 47W - 4000K - 70CRI - TBD[SKU] - Universal coupler 30-76mm | 8 | Universal coupler 30-76mm | LED | 1 | 47 | [8 empty] | CE | [6 empty] | 66 | 4000 | 509x397x118 |  | 220-240V |  | 5 |  |  |  | 80 |  | 4000 |  | > 313000 |  |  |  |  | 127.66 |  |  | 9 | QQQ | 25 | < 10% at 100.000 hours |  | Available | 840/559 | CIE(x= 0.3818. y= 0.3796) 5SDCM. 3SDCM on request | Class I. Class II | IK09 |  |  | 50 |  | -40 | 1 | 47 | RAL7021 | 50-60Hz | Passive | LED | dimmable | Road & Street | Inlumino S | Road & Street |  |  | 6000 | No sensor | > 320000
TBD | INS2-6000-PPP-840... | image | datasheet | deeplink | TUNGSRAM - Inlumino S - 6000lm - 47W - 4000K - 70CRI - TBD[SKU] - Universal coupler 30-76mm | 8 | Universal coupler 30-76mm | LED | 1 | 47 | [8 empty] | CE | [6 empty] | 66 | 4000 | 509x397x118 |  | 220-240V |  | 5 |  |  |  | 80 |  | 4000 |  | > 313000 |  |  |  |  | 127.66 |  |  | 9 | PPP | 25 | < 10% at 100.000 hours |  | Available | 840/559 | CIE(x= 0.3818. y= 0.3796) 5SDCM. 3SDCM on request | Class I. Class II | IK09 |  |  | 50 |  | -40 | 1 | 47 | RAL7021 | 50-60Hz | Passive | LED | dimmable | Road & Street | Inlumino S | Road & Street |  |  | 6000 | No sensor | > 320000
TBD | INS2-6000-OOO-840... | image | datasheet | deeplink | TUNGSRAM - Inlumino S - 5800lm - 47W - 4000K - 70CRI - TBD[SKU] - Universal coupler 30-76mm | 8 | Universal coupler 30-76mm | LED | 1 | 47 | [8 empty] | CE | [6 empty] | 66 | 4000 | 509x397x118 |  | 220-240V |  | 5 |  |  |  | 80 |  | 4000 |  | > 313000 |  |  |  |  | 123.4 |  |  | 9 | OOO | 25 | < 10% at 100.000 hours |  | Available | 840/559 | CIE(x= 0.3818. y= 0.3796) 5SDCM. 3SDCM on request | Class I. Class II | IK09 |  |  | 50 |  | -40 | 1 | 47 | RAL7021 | 50-60Hz | Passive | LED | dimmable | Road & Street | Inlumino S | Road & Street |  |  | 5800 | No sensor | > 320000
TBD | INS2-6000-NNN-840... | image | datasheet | deeplink | TUNGSRAM - Inlumino S - 6100lm - 47W - 4000K - 70CRI - TBD[SKU] - Universal coupler 30-76mm | 8 | Universal coupler 30-76mm | LED | 1 | 47 | [8 empty] | CE | [6 empty] | 66 | 4000 | 509x397x118 |  | 220-240V |  | 5 |  |  |  | 80 |  | 4000 |  | > 313000 |  |  |  |  | 129.79 |  |  | 9 | NNN | 25 | < 10% at 100.000 hours |  | Available | 840/559 | CIE(x= 0.3818. y= 0.3796) 5SDCM. 3SDCM on request | Class I. Class II | IK09 |  |  | 50 |  | -40 | 1 | 47 | RAL7021 | 50-60Hz | Passive | LED | dimmable | Road & Street | Inlumino S | Road & Street |  |  | 6100 | No sensor | > 320000
TBD | INS2-6000-MMM-840... | image | datasheet | deeplink | TUNGSRAM - Inlumino S - 6100lm - 47W - 4000K - 70CRI - TBD[SKU] - Universal coupler 30-76mm | 8 | Universal coupler 30-76mm | LED | 1 | 47 | [8 empty] | CE | [6 empty] | 66 | 4000 | 509x397x118 |  | 220-240V |  | 5 |  |  |  | 80 |  | 4000 |  | > 313000 |  |  |  |  | 129.79 |  |  | 9 | MMM | 25 | < 10% at 100.000 hours |  | Available | 840/559 | CIE(x= 0.3818. y= 0.3796) 5SDCM. 3SDCM on request | Class I. Class II | IK09 |  |  | 50 |  | -40 | 1 | 47 | RAL7021 | 50-60Hz | Passive | LED | dimmable | Road & Street | Inlumino S | Road & Street |  |  | 6100 | No sensor | > 320000
TBD | INS2-6000-LLL-840... | image | datasheet | deeplink | TUNGSRAM - Inlumino S - 5900lm - 47W - 4000K - 70CRI - TBD[SKU] - Universal coupler 30-76mm | 8 | Universal coupler 30-76mm | LED | 1 | 47 | [8 empty] | CE | [6 empty] | 66 | 4000 | 509x397x118 |  | 220-240V |  | 5 |  |  |  | 80 |  | 4000 |  | > 313000 |  |  |  |  | 125.53 |  |  | 9 | LLL | 25 | < 10% at 100.000 hours |  | Available | 840/559 | CIE(x= 0.3818. y= 0.3796) 5SDCM. 3SDCM on request | Class I. Class II | IK09 |  |  | 50 |  | -40 | 1 | 47 | RAL7021 | 50-60Hz | Passive | LED | dimmable | Road & Street | Inlumino S | Road & Street |  |  | 5900 | No sensor | > 320000
TBD | INS2-6000-KKK-840... | image | datasheet | deeplink | TUNGSRAM - Inlumino S - 6000lm - 47W - 4000K - 70CRI - TBD[SKU] - Universal coupler 30-76mm | 8 | Universal coupler 30-76mm | LED | 1 | 47 | [8 empty] | CE | [6 empty] | 66 | 4000 | 509x397x118 |  | 220-240V |  | 5 |  |  |  | 80 |  | 4000 |  | > 313000 |  |  |  |  | 127.66 |  |  | 9 | KKK | 25 | < 10% at 100.000 hours |  | Available | 840/559 | CIE(x= 0.3818. y= 0.3796) 5SDCM. 3SDCM on request | Class I. Class II | IK09 |  |  | 50 |  | -40 | 1 | 47 | RAL7021 | 50-60Hz | Passive | LED | dimmable | Road & Street | Inlumino S | Road & Street |  |  | 6000 | No sensor | > 320000
TBD | INS2-6000-JJJ-840... | image | datasheet | deeplink | TUNGSRAM - Inlumino S - 5900lm - 47W - 4000K - 70CRI - TBD[SKU] - Universal coupler 30-76mm | 8 | Universal coupler 30-76mm | LED | 1 | 47 | [8 empty] | CE | [6 empty] | 66 | 4000 | 509x397x118 |  | 220-240V |  | 5 |  |  |  | 80 |  | 4000 |  | > 313000 |  |  |  |  | 125.53 |  |  | 9 | JJJ | 25 | < 10% at 100.000 hours |  | Available | 840/559 | CIE(x= 0.3818. y= 0.3796) 5SDCM. 3SDCM on request | Class I. Class II | IK09 |  |  | 50 |  | -40 | 1 | 47 | RAL7021 | 50-60Hz | Passive | LED | dimmable | Road & Street | Inlumino S | Road & Street |  |  | 5900 | No sensor | > 320000
TBD | INS2-6000-GGG-840... | image | datasheet | deeplink | TUNGSRAM - Inlumino S - 6000lm - 47W - 4000K - 70CRI - TBD[SKU] - Universal coupler 30-76mm | 8 | Universal coupler 30-76mm | LED | 1 | 47 | [8 empty] | CE | [6 empty] | 66 | 4000 | 509x397x118 |  | 220-240V |  | 5 |  |  |  | 80 |  | 4000 |  | > 313000 |  |  |  |  | 127.66 |  |  | 9 | GGG | 25 | < 10% at 100.000 hours |  | Available | 840/559 | CIE(x= 0.3818. y= 0.3796) 5SDCM. 3SDCM on request | Class I. Class II | IK09 |  |  | 50 |  | -40 | 1 | 47 | RAL7021 | 50-60Hz | Passive | LED | dimmable | Road & Street | Inlumino S | Road & Street |  |  | 6000 | No sensor | > 320000
TBD | INS2-6000-FFF-840... | image | datasheet | deeplink | TUNGSRAM - Inlumino S - 6100lm - 47W - 4000K - 70CRI - TBD[SKU] - Universal coupler 30-76mm | 8 | Universal coupler 30-76mm | LED | 1 | 47 | [8 empty] | CE | [6 empty] | 66 | 4000 | 509x397x118 |  | 220-240V |  | 5 |  |  |  | 80 |  | 4000 |  | > 313000 |  |  |  |  | 129.79 |  |  | 9 | FFF | 25 | < 10% at 100.000 hours |  | Available | 840/559 | CIE(x= 0.3818. y= 0.3796) 5SDCM. 3SDCM on request | Class I. Class II | IK09 |  |  | 50 |  | -40 | 1 | 47 | RAL7021 | 50-60Hz | Passive | LED | dimmable | Road & Street | Inlumino S | Road & Street |  |  | 6100 | No sensor | > 320000
TBD | INS2-6000-EEE-840... | image | datasheet | deeplink | TUNGSRAM - Inlumino S - 6100lm - 47W - 4000K - 70CRI - TBD[SKU] - Universal coupler 30-76mm | 8 | Universal coupler 30-76mm | LED | 1 | 47 | [8 empty] | CE | [6 empty] | 66 | 4000 | 509x397x118 |  | 220-240V |  | 5 |  |  |  | 80 |  | 4000 |  | > 313000 |  |  |  |  | 129.79 |  |  | 9 | EEE | 25 | < 10% at 100.000 hours |  | Available | 840/559 | CIE(x= 0.3818. y= 0.3796) 5SDCM. 3SDCM on request | Class I. Class II | IK09 |  |  | 50 |  | -40 | 1 | 47 | RAL7021 | 50-60Hz | Passive | LED | dimmable | Road & Street | Inlumino S | Road & Street |  |  | 6100 | No sensor | > 320000
TBD | INS2-6000-DDD-840... | image | datasheet | deeplink | TUNGSRAM - Inlumino S - 6100lm - 47W - 4000K - 70CRI - TBD[SKU] - Universal coupler 30-76mm | 8 | Universal coupler 30-76mm | LED | 1 | 47 | [8 empty] | CE | [6 empty] | 66 | 4000 | 509x397x118 |  | 220-240V |  | 5 |  |  |  | 80 |  | 4000 |  | > 313000 |  |  |  |  | 129.79 |  |  | 9 | DDD | 25 | < 10% at 100.000 hours |  | Available | 840/559 | CIE(x= 0.3818. y= 0.3796) 5SDCM. 3SDCM on request | Class I. Class II | IK09 |  |  | 50 |  | -40 | 1 | 47 | RAL7021 | 50-60Hz | Passive | LED | dimmable | Road & Street | Inlumino S | Road & Street |  |  | 6100 | No sensor | > 320000
TBD | INS2-6000-CCC-840... | image | datasheet | deeplink | TUNGSRAM - Inlumino S - 6000lm - 47W - 4000K - 70CRI - TBD[SKU] - Universal coupler 30-76mm | 8 | Universal coupler 30-76mm | LED | 1 | 47 | [8 empty] | CE | [6 empty] | 66 | 4000 | 509x397x118 |  | 220-240V |  | 5 |  |  |  | 80 |  | 4000 |  | > 313000 |  |  |  |  | 127.66 |  |  | 9 | CCC | 25 | < 10% at 100.000 hours |  | Available | 840/559 | CIE(x= 0.3818. y= 0.3796) 5SDCM. 3SDCM on request | Class I. Class II | IK09 |  |  | 50 |  | -40 | 1 | 47 | RAL7021 | 50-60Hz | Passive | LED | dimmable | Road & Street | Inlumino S | Road & Street |  |  | 6000 | No sensor | > 320000
TBD | INS2-6000-BBB-840... | image | datasheet | deeplink | TUNGSRAM - Inlumino S - 5900lm - 47W - 4000K - 70CRI - TBD[SKU] - Universal coupler 30-76mm | 8 | Universal coupler 30-76mm | LED | 1 | 47 | [8 empty] | CE | [6 empty] | 66 | 4000 | 509x397x118 |  | 220-240V |  | 5 |  |  |  | 80 |  | 4000 |  | > 313000 |  |  |  |  | 125.53 |  |  | 9 | BBB | 25 | < 10% at 100.000 hours |  | Available | 840/559 | CIE(x= 0.3818. y= 0.3796) 5SDCM. 3SDCM on request | Class I. Class II | IK09 |  |  | 50 |  | -40 | 1 | 47 | RAL7021 | 50-60Hz | Passive | LED | dimmable | Road & Street | Inlumino S | Road & Street |  |  | 5900 | No sensor | > 320000
TBD | INS2-6000-AAA-840... | image | datasheet | deeplink | TUNGSRAM - Inlumino S - 6100lm - 47W - 4000K - 70CRI - TBD[SKU] - Universal coupler 30-76mm | 8 | Universal coupler 30-76mm | LED | 1 | 47 | [8 empty] | CE | [6 empty] | 66 | 4000 | 509x397x118 |  | 220-240V |  | 5 |  |  |  | 80 |  | 4000 |  | > 313000 |  |  |  |  | 129.79 |  |  | 9 | AAA | 25 | < 10% at 100.000 hours |  | Available | 840/559 | CIE(x= 0.3818. y= 0.3796) 5SDCM. 3SDCM on request | Class I. Class II | IK09 |  |  | 50 |  | -40 | 1 | 47 | RAL7021 | 50-60Hz | Passive | LED | dimmable | Road & Street | Inlumino S | Road & Street |  |  | 6100 | No sensor | > 320000
TBD | INS2-4000-YYY-840... | image | datasheet | deeplink | TUNGSRAM - Inlumino S - 4100lm - 30W - 4000K - 70CRI - TBD[SKU] - Universal coupler 30-76mm | 8 | Universal coupler 30-76mm | LED | 1 | 30 | [8 empty] | CE | [6 empty] | 66 | 4000 | 509x397x118 |  | 220-240V |  | 5 |  |  |  | 80 |  | 4000 |  | > 313000 |  |  |  |  | 136.67 |  |  | 9 | YYY | 25 | < 10% at 100.000 hours |  | Available | 840/559 | CIE(x= 0.3818. y= 0.3796) 5SDCM. 3SDCM on request | Class I. Class II | IK09 |  |  | 50 |  | -40 | 1 | 30 | RAL7021 | 50-60Hz | Passive | LED | dimmable | Road & Street | Inlumino S | Road & Street |  |  | 4100 | No sensor | > 320000
TBD | INS2-4000-XXX-840... | image | datasheet | deeplink | TUNGSRAM - Inlumino S - 4100lm - 30W - 4000K - 70CRI - TBD[SKU] - Universal coupler 30-76mm | 8 | Universal coupler 30-76mm | LED | 1 | 30 | [8 empty] | CE | [6 empty] | 66 | 4000 | 509x397x118 |  | 220-240V |  | 5 |  |  |  | 80 |  | 4000 |  | > 313000 |  |  |  |  | 136.67 |  |  | 9 | XXX | 25 | < 10% at 100.000 hours |  | Available | 840/559 | CIE(x= 0.3818. y= 0.3796) 5SDCM. 3SDCM on request | Class I. Class II | IK09 |  |  | 50 |  | -40 | 1 | 30 | RAL7021 | 50-60Hz | Passive | LED | dimmable | Road & Street | Inlumino S | Road & Street |  |  | 4100 | No sensor | > 320000
TBD | INS2-4000-WWW-840... | image | datasheet | deeplink | TUNGSRAM - Inlumino S - 4100lm - 30W - 4000K - 70CRI - TBD[SKU] - Universal coupler 30-76mm | 8 | Universal coupler 30-76mm | LED | 1 | 30 | [8 empty] | CE | [6 empty] | 66 | 4000 | 509x397x118 |  | 220-240V |  | 5 |  |  |  | 80 |  | 4000 |  | > 313000 |  |  |  |  | 136.67 |  |  | 9 | WWW | 25 | < 10% at 100.000 hours |  | Available | 840/559 | CIE(x= 0.3818. y= 0.3796) 5SDCM. 3SDCM on request | Class I. Class II | IK09 |  |  | 50 |  | -40 | 1 | 30 | RAL7021 | 50-60Hz | Passive | LED | dimmable | Road & Street | Inlumino S | Road & Street |  |  | 4100 | No sensor | > 320000
TBD | INS2-4000-VVV-840... | image | datasheet | deeplink | TUNGSRAM - Inlumino S - 4100lm - 30W - 4000K - 70CRI - TBD[SKU] - Universal coupler 30-76mm | 8 | Universal coupler 30-76mm | LED | 1 | 30 | [8 empty] | CE | [6 empty] | 66 | 4000 | 509x397x118 |  | 220-240V |  | 5 |  |  |  | 80 |  | 4000 |  | > 313000 |  |  |  |  | 136.67 |  |  | 9 | VVV | 25 | < 10% at 100.000 hours |  | Available | 840/559 | CIE(x= 0.3818. y= 0.3796) 5SDCM. 3SDCM on request | Class I. Class II | IK09 |  |  | 50 |  | -40 | 1 | 30 | RAL7021 | 50-60Hz | Passive | LED | dimmable | Road & Street | Inlumino S | Road & Street |  |  | 4100 | No sensor | > 320000
TBD | INS2-4000-UUU-840... | image | datasheet | deeplink | TUNGSRAM - Inlumino S - 4000lm - 30W - 4000K - 70CRI - TBD[SKU] - Universal coupler 30-76mm | 8 | Universal coupler 30-76mm | LED | 1 | 30 | [8 empty] | CE | [6 empty] | 66 | 4000 | 509x397x118 |  | 220-240V |  | 5 |  |  |  | 80 |  | 4000 |  | > 313000 |  |  |  |  | 133.33 |  |  | 9 | UUU | 25 | < 10% at 100.000 hours |  | Available | 840/559 | CIE(x= 0.3818. y= 0.3796) 5SDCM. 3SDCM on request | Class I. Class II | IK09 |  |  | 50 |  | -40 | 1 | 30 | RAL7021 | 50-60Hz | Passive | LED | dimmable | Road & Street | Inlumino S | Road & Street |  |  | 4000 | No sensor | > 320000
TBD | INS2-4000-SSS-840... | image | datasheet | deeplink | TUNGSRAM - Inlumino S - 4000lm - 30W - 4000K - 70CRI - TBD[SKU] - Universal coupler 30-76mm | 8 | Universal coupler 30-76mm | LED | 1 | 30 | [8 empty] | CE | [6 empty] | 66 | 4000 | 509x397x118 |  | 220-240V |  | 5 |  |  |  | 80 |  | 4000 |  | > 313000 |  |  |  |  | 133.33 |  |  | 9 | SSS | 25 | < 10% at 100.000 hours |  | Available | 840/559 | CIE(x= 0.3818. y= 0.3796) 5SDCM. 3SDCM on request | Class I. Class II | IK09 |  |  | 50 |  | -40 | 1 | 30 | RAL7021 | 50-60Hz | Passive | LED | dimmable | Road & Street | Inlumino S | Road & Street |  |  | 4000 | No sensor | > 320000
TBD | INS2-4000-QQQ-840... | image | datasheet | deeplink | TUNGSRAM - Inlumino S - 4000lm - 30W - 4000K - 70CRI - TBD[SKU] - Universal coupler 30-76mm | 8 | Universal coupler 30-76mm | LED | 1 | 30 | [8 empty] | CE | [6 empty] | 66 | 4000 | 509x397x118 |  | 220-240V |  | 5 |  |  |  | 80 |  | 4000 |  | > 313000 |  |  |  |  | 133.33 |  |  | 9 | QQQ | 25 | < 10% at 100.000 hours |  | Available | 840/559 | CIE(x= 0.3818. y= 0.3796) 5SDCM. 3SDCM on request | Class I. Class II | IK09 |  |  | 50 |  | -40 | 1 | 30 | RAL7021 | 50-60Hz | Passive | LED | dimmable | Road & Street | Inlumino S | Road & Street |  |  | 4000 | No sensor | > 320000
TBD | INS2-4000-PPP-840... | image | datasheet | deeplink | TUNGSRAM - Inlumino S - 4000lm - 30W - 4000K - 70CRI - TBD[SKU] - Universal coupler 30-76mm | 8 | Universal coupler 30-76mm | LED | 1 | 30 | [8 empty] | CE | [6 empty] | 66 | 4000 | 509x397x118 |  | 220-240V |  | 5 |  |  |  | 80 |  | 4000 |  | > 313000 |  |  |  |  | 133.33 |  |  | 9 | PPP | 25 | < 10% at 100.000 hours |  | Available | 840/559 | CIE(x= 0.3818. y= 0.3796) 5SDCM. 3SDCM on request | Class I. Class II | IK09 |  |  | 50 |  | -40 | 1 | 30 | RAL7021 | 50-60Hz | Passive | LED | dimmable | Road & Street | Inlumino S | Road & Street |  |  | 4000 | No sensor | > 320000
TBD | INS2-4000-OOO-840... | image | datasheet | deeplink | TUNGSRAM - Inlumino S - 3900lm - 30W - 4000K - 70CRI - TBD[SKU] - Universal coupler 30-76mm | 8 | Universal coupler 30-76mm | LED | 1 | 30 | [8 empty] | CE | [6 empty] | 66 | 4000 | 509x397x118 |  | 220-240V |  | 5 |  |  |  | 80 |  | 4000 |  | > 313000 |  |  |  |  | 130 |  |  | 9 | OOO | 25 | < 10% at 100.000 hours |  | Available | 840/559 | CIE(x= 0.3818. y= 0.3796) 5SDCM. 3SDCM on request | Class I. Class II | IK09 |  |  | 50 |  | -40 | 1 | 30 | RAL7021 | 50-60Hz | Passive | LED | dimmable | Road & Street | Inlumino S | Road & Street |  |  | 3900 | No sensor | > 320000
TBD | INS2-4000-NNN-840... | image | datasheet | deeplink | TUNGSRAM - Inlumino S - 4100lm - 30W - 4000K - 70CRI - TBD[SKU] - Universal coupler 30-76mm | 8 | Universal coupler 30-76mm | LED | 1 | 30 | [8 empty] | CE | [6 empty] | 66 | 4000 | 509x397x118 |  | 220-240V |  | 5 |  |  |  | 80 |  | 4000 |  | > 313000 |  |  |  |  | 136.67 |  |  | 9 | NNN | 25 | < 10% at 100.000 hours |  | Available | 840/559 | CIE(x= 0.3818. y= 0.3796) 5SDCM. 3SDCM on request | Class I. Class II | IK09 |  |  | 50 |  | -40 | 1 | 30 | RAL7021 | 50-60Hz | Passive | LED | dimmable | Road & Street | Inlumino S | Road & Street |  |  | 4100 | No sensor | > 320000
TBD | INS2-4000-MMM-840... | image | datasheet | deeplink | TUNGSRAM - Inlumino S - 4100lm - 30W - 4000K - 70CRI - TBD[SKU] - Universal coupler 30-76mm | 8 | Universal coupler 30-76mm | LED | 1 | 30 | [8 empty] | CE | [6 empty] | 66 | 4000 | 509x397x118 |  | 220-240V |  | 5 |  |  |  | 80 |  | 4000 |  | > 313000 |  |  |  |  | 136.67 |  |  | 9 | MMM | 25 | < 10% at 100.000 hours |  | Available | 840/559 | CIE(x= 0.3818. y= 0.3796) 5SDCM. 3SDCM on request | Class I. Class II | IK09 |  |  | 50 |  | -40 | 1 | 30 | RAL7021 | 50-60Hz | Passive | LED | dimmable | Road & Street | Inlumino S | Road & Street |  |  | 4100 | No sensor | > 320000
TBD | INS2-4000-LLL-840... | image | datasheet | deeplink | TUNGSRAM - Inlumino S - 4000lm - 30W - 4000K - 70CRI - TBD[SKU] - Universal coupler 30-76mm | 8 | Universal coupler 30-76mm | LED | 1 | 30 | [8 empty] | CE | [6 empty] | 66 | 4000 | 509x397x118 |  | 220-240V |  | 5 |  |  |  | 80 |  | 4000 |  | > 313000 |  |  |  |  | 133.33 |  |  | 9 | LLL | 25 | < 10% at 100.000 hours |  | Available | 840/559 | CIE(x= 0.3818. y= 0.3796) 5SDCM. 3SDCM on request | Class I. Class II | IK09 |  |  | 50 |  | -40 | 1 | 30 | RAL7021 | 50-60Hz | Passive | LED | dimmable | Road & Street | Inlumino S | Road & Street |  |  | 4000 | No sensor | > 320000
TBD | INS2-4000-KKK-840... | image | datasheet | deeplink | TUNGSRAM - Inlumino S - 4100lm - 30W - 4000K - 70CRI - TBD[SKU] - Universal coupler 30-76mm | 8 | Universal coupler 30-76mm | LED | 1 | 30 | [8 empty] | CE | [6 empty] | 66 | 4000 | 509x397x118 |  | 220-240V |  | 5 |  |  |  | 80 |  | 4000 |  | > 313000 |  |  |  |  | 136.67 |  |  | 9 | KKK | 25 | < 10% at 100.000 hours |  | Available | 840/559 | CIE(x= 0.3818. y= 0.3796) 5SDCM. 3SDCM on request | Class I. Class II | IK09 |  |  | 50 |  | -40 | 1 | 30 | RAL7021 | 50-60Hz | Passive | LED | dimmable | Road & Street | Inlumino S | Road & Street |  |  | 4100 | No sensor | > 320000
TBD | INS2-4000-JJJ-840... | image | datasheet | deeplink | TUNGSRAM - Inlumino S - 4000lm - 30W - 4000K - 70CRI - TBD[SKU] - Universal coupler 30-76mm | 8 | Universal coupler 30-76mm | LED | 1 | 30 | [8 empty] | CE | [6 empty] | 66 | 4000 | 509x397x118 |  | 220-240V |  | 5 |  |  |  | 80 |  | 4000 |  | > 313000 |  |  |  |  | 133.33 |  |  | 9 | JJJ | 25 | < 10% at 100.000 hours |  | Available | 840/559 | CIE(x= 0.3818. y= 0.3796) 5SDCM. 3SDCM on request | Class I. Class II | IK09 |  |  | 50 |  | -40 | 1 | 30 | RAL7021 | 50-60Hz | Passive | LED | dimmable | Road & Street | Inlumino S | Road & Street |  |  | 4000 | No sensor | > 320000
TBD | INS2-4000-GGG-840... | image | datasheet | deeplink | TUNGSRAM - Inlumino S - 4000lm - 30W - 4000K - 70CRI - TBD[SKU] - Universal coupler 30-76mm | 8 | Universal coupler 30-76mm | LED | 1 | 30 | [8 empty] | CE | [6 empty] | 66 | 4000 | 509x397x118 |  | 220-240V |  | 5 |  |  |  | 80 |  | 4000 |  | > 313000 |  |  |  |  | 133.33 |  |  | 9 | GGG | 25 | < 10% at 100.000 hours |  | Available | 840/559 | CIE(x= 0.3818. y= 0.3796) 5SDCM. 3SDCM on request | Class I. Class II | IK09 |  |  | 50 |  | -40 | 1 | 30 | RAL7021 | 50-60Hz | Passive | LED | dimmable | Road & Street | Inlumino S | Road & Street |  |  | 4000 | No sensor | > 320000
TBD | INS2-4000-FFF-840... | image | datasheet | deeplink | TUNGSRAM - Inlumino S - 4100lm - 30W - 4000K - 70CRI - TBD[SKU] - Universal coupler 30-76mm | 8 | Universal coupler 30-76mm | LED | 1 | 30 | [8 empty] | CE | [6 empty] | 66 | 4000 | 509x397x118 |  | 220-240V |  | 5 |  |  |  | 80 |  | 4000 |  | > 313000 |  |  |  |  | 136.67 |  |  | 9 | FFF | 25 | < 10% at 100.000 hours |  | Available | 840/559 | CIE(x= 0.3818. y= 0.3796) 5SDCM. 3SDCM on request | Class I. Class II | IK09 |  |  | 50 |  | -40 | 1 | 30 | RAL7021 | 50-60Hz | Passive | LED | dimmable | Road & Street | Inlumino S | Road & Street |  |  | 4100 | No sensor | > 320000
TBD | INS2-4000-EEE-840... | image | datasheet | deeplink | TUNGSRAM - Inlumino S - 4100lm - 30W - 4000K - 70CRI - TBD[SKU] - Universal coupler 30-76mm | 8 | Universal coupler 30-76mm | LED | 1 | 30 | [8 empty] | CE | [6 empty] | 66 | 4000 | 509x397x118 |  | 220-240V |  | 5 |  |  |  | 80 |  | 4000 |  | > 313000 |  |  |  |  | 136.67 |  |  | 9 | EEE | 25 | < 10% at 100.000 hours |  | Available | 840/559 | CIE(x= 0.3818. y= 0.3796) 5SDCM. 3SDCM on request | Class I. Class II | IK09 |  |  | 50 |  | -40 | 1 | 30 | RAL7021 | 50-60Hz | Passive | LED | dimmable | Road & Street | Inlumino S | Road & Street |  |  | 4100 | No sensor | > 320000
TBD | INS2-4000-DDD-840... | image | datasheet | deeplink | TUNGSRAM - Inlumino S - 4100lm - 30W - 4000K - 70CRI - TBD[SKU] - Universal coupler 30-76mm | 8 | Universal coupler 30-76mm | LED | 1 | 30 | [8 empty] | CE | [6 empty] | 66 | 4000 | 509x397x118 |  | 220-240V |  | 5 |  |  |  | 80 |  | 4000 |  | > 313000 |  |  |  |  | 136.67 |  |  | 9 | DDD | 25 | < 10% at 100.000 hours |  | Available | 840/559 | CIE(x= 0.3818. y= 0.3796) 5SDCM. 3SDCM on request | Class I. Class II | IK09 |  |  | 50 |  | -40 | 1 | 30 | RAL7021 | 50-60Hz | Passive | LED | dimmable | Road & Street | Inlumino S | Road & Street |  |  | 4100 | No sensor | > 320000
TBD | INS2-4000-CCC-840... | image | datasheet | deeplink | TUNGSRAM - Inlumino S - 4100lm - 30W - 4000K - 70CRI - TBD[SKU] - Universal coupler 30-76mm | 8 | Universal coupler 30-76mm | LED | 1 | 30 | [8 empty] | CE | [6 empty] | 66 | 4000 | 509x397x118 |  | 220-240V |  | 5 |  |  |  | 80 |  | 4000 |  | > 313000 |  |  |  |  | 136.67 |  |  | 9 | CCC | 25 | < 10% at 100.000 hours |  | Available | 840/559 | CIE(x= 0.3818. y= 0.3796) 5SDCM. 3SDCM on request | Class I. Class II | IK09 |  |  | 50 |  | -40 | 1 | 30 | RAL7021 | 50-60Hz | Passive | LED | dimmable | Road & Street | Inlumino S | Road & Street |  |  | 4100 | No sensor | > 320000
TBD | INS2-4000-BBB-840... | image | datasheet | deeplink | TUNGSRAM - Inlumino S - 4000lm - 30W - 4000K - 70CRI - TBD[SKU] - Universal coupler 30-76mm | 8 | Universal coupler 30-76mm | LED | 1 | 30 | [8 empty] | CE | [6 empty] | 66 | 4000 | 509x397x118 |  | 220-240V |  | 5 |  |  |  | 80 |  | 4000 |  | > 313000 |  |  |  |  | 133.33 |  |  | 9 | BBB | 25 | < 10% at 100.000 hours |  | Available | 840/559 | CIE(x= 0.3818. y= 0.3796) 5SDCM. 3SDCM on request | Class I. Class II | IK09 |  |  | 50 |  | -40 | 1 | 30 | RAL7021 | 50-60Hz | Passive | LED | dimmable | Road & Street | Inlumino S | Road & Street |  |  | 4000 | No sensor | > 320000
TBD | INS2-4000-AAA-840... | image | datasheet | deeplink | TUNGSRAM - Inlumino S - 4100lm - 30W - 4000K - 70CRI - TBD[SKU] - Universal coupler 30-76mm | 8 | Universal coupler 30-76mm | LED | 1 | 30 | [8 empty] | CE | [6 empty] | 66 | 4000 | 509x397x118 |  | 220-240V |  | 5 |  |  |  | 80 |  | 4000 |  | > 313000 |  |  |  |  | 136.67 |  |  | 9 | AAA | 25 | < 10% at 100.000 hours |  | Available | 840/559 | CIE(x= 0.3818. y= 0.3796) 5SDCM. 3SDCM on request | Class I. Class II | IK09 |  |  | 50 |  | -40 | 1 | 30 | RAL7021 | 50-60Hz | Passive | LED | dimmable | Road & Street | Inlumino S | Road & Street |  |  | 4100 | No sensor | > 320000
TBD | INS2-2500-YYY-840... | image | datasheet | deeplink | TUNGSRAM - Inlumino S - 2600lm - 21W - 4000K - 70CRI - TBD[SKU] - Universal coupler 30-76mm | 8 | Universal coupler 30-76mm | LED | 1 | 21 | [8 empty] | CE | [6 empty] | 66 | 4000 | 509x397x118 |  | 220-240V |  | 5 |  |  |  | 80 |  | 4000 |  | > 313000 |  |  |  |  | 123.81 |  |  | 9 | YYY | 25 | < 10% at 100.000 hours |  | Available | 840/559 | CIE(x= 0.3818. y= 0.3796) 5SDCM. 3SDCM on request | Class I. Class II | IK09 |  |  | 50 |  | -40 | 1 | 21 | RAL7021 | 50-60Hz | Passive | LED | dimmable | Road & Street | Inlumino S | Road & Street |  |  | 2600 | No sensor | > 320000
TBD | INS2-2500-XXX-840... | image | datasheet | deeplink | TUNGSRAM - Inlumino S - 2500lm - 21W - 4000K - 70CRI - TBD[SKU] - Universal coupler 30-76mm | 8 | Universal coupler 30-76mm | LED | 1 | 21 | [8 empty] | CE | [6 empty] | 66 | 4000 | 509x397x118 |  | 220-240V |  | 5 |  |  |  | 80 |  | 4000 |  | > 313000 |  |  |  |  | 119.05 |  |  | 9 | XXX | 25 | < 10% at 100.000 hours |  | Available | 840/559 | CIE(x= 0.3818. y= 0.3796) 5SDCM. 3SDCM on request | Class I. Class II | IK09 |  |  | 50 |  | -40 | 1 | 21 | RAL7021 | 50-60Hz | Passive | LED | dimmable | Road & Street | Inlumino S | Road & Street |  |  | 2500 | No sensor | > 320000
TBD | INS2-2500-WWW-840... | image | datasheet | deeplink | TUNGSRAM - Inlumino S - 2500lm - 21W - 4000K - 70CRI - TBD[SKU] - Universal coupler 30-76mm | 8 | Universal coupler 30-76mm | LED | 1 | 21 | [8 empty] | CE | [6 empty] | 66 | 4000 | 509x397x118 |  | 220-240V |  | 5 |  |  |  | 80 |  | 4000 |  | > 313000 |  |  |  |  | 119.05 |  |  | 9 | WWW | 25 | < 10% at 100.000 hours |  | Available | 840/559 | CIE(x= 0.3818. y= 0.3796) 5SDCM. 3SDCM on request | Class I. Class II | IK09 |  |  | 50 |  | -40 | 1 | 21 | RAL7021 | 50-60Hz | Passive | LED | dimmable | Road & Street | Inlumino S | Road & Street |  |  | 2500 | No sensor | > 320000
TBD | INS2-2500-VVV-840... | image | datasheet | deeplink | TUNGSRAM - Inlumino S - 2500lm - 21W - 4000K - 70CRI - TBD[SKU] - Universal coupler 30-76mm | 8 | Universal coupler 30-76mm | LED | 1 | 21 | [8 empty] | CE | [6 empty] | 66 | 4000 | 509x397x118 |  | 220-240V |  | 5 |  |  |  | 80 |  | 4000 |  | > 313000 |  |  |  |  | 119.05 |  |  | 9 | VVV | 25 | < 10% at 100.000 hours |  | Available | 840/559 | CIE(x= 0.3818. y= 0.3796) 5SDCM. 3SDCM on request | Class I. Class II | IK09 |  |  | 50 |  | -40 | 1 | 21 | RAL7021 | 50-60Hz | Passive | LED | dimmable | Road & Street | Inlumino S | Road & Street |  |  | 2500 | No sensor | > 320000
TBD | INS2-2500-UUU-840... | image | datasheet | deeplink | TUNGSRAM - Inlumino S - 2500lm - 21W - 4000K - 70CRI - TBD[SKU] - Universal coupler 30-76mm | 8 | Universal coupler 30-76mm | LED | 1 | 21 | [8 empty] | CE | [6 empty] | 66 | 4000 | 509x397x118 |  | 220-240V |  | 5 |  |  |  | 80 |  | 4000 |  | > 313000 |  |  |  |  | 119.05 |  |  | 9 | UUU | 25 | < 10% at 100.000 hours |  | Available | 840/559 | CIE(x= 0.3818. y= 0.3796) 5SDCM. 3SDCM on request | Class I. Class II | IK09 |  |  | 50 |  | -40 | 1 | 21 | RAL7021 | 50-60Hz | Passive | LED | dimmable | Road & Street | Inlumino S | Road & Street |  |  | 2500 | No sensor | > 320000
TBD | INS2-2500-SSS-840... | image | datasheet | deeplink | TUNGSRAM - Inlumino S - 2500lm - 21W - 4000K - 70CRI - TBD[SKU] - Universal coupler 30-76mm | 8 | Universal coupler 30-76mm | LED | 1 | 21 | [8 empty] | CE | [6 empty] | 66 | 4000 | 509x397x118 |  | 220-240V |  | 5 |  |  |  | 80 |  | 4000 |  | > 313000 |  |  |  |  | 119.05 |  |  | 9 | SSS | 25 | < 10% at 100.000 hours |  | Available | 840/559 | CIE(x= 0.3818. y= 0.3796) 5SDCM. 3SDCM on request | Class I. Class II | IK09 |  |  | 50 |  | -40 | 1 | 21 | RAL7021 | 50-60Hz | Passive | LED | dimmable | Road & Street | Inlumino S | Road & Street |  |  | 2500 | No sensor | > 320000
TBD | INS2-2500-QQQ-840... | image | datasheet | deeplink | TUNGSRAM - Inlumino S - 2500lm - 21W - 4000K - 70CRI - TBD[SKU] - Universal coupler 30-76mm | 8 | Universal coupler 30-76mm | LED | 1 | 21 | [8 empty] | CE | [6 empty] | 66 | 4000 | 509x397x118 |  | 220-240V |  | 5 |  |  |  | 80 |  | 4000 |  | > 313000 |  |  |  |  | 119.05 |  |  | 9 | QQQ | 25 | < 10% at 100.000 hours |  | Available | 840/559 | CIE(x= 0.3818. y= 0.3796) 5SDCM. 3SDCM on request | Class I. Class II | IK09 |  |  | 50 |  | -40 | 1 | 21 | RAL7021 | 50-60Hz | Passive | LED | dimmable | Road & Street | Inlumino S | Road & Street |  |  | 2500 | No sensor | > 320000
TBD | INS2-2500-PPP-840... | image | datasheet | deeplink | TUNGSRAM - Inlumino S - 2500lm - 21W - 4000K - 70CRI - TBD[SKU] - Universal coupler 30-76mm | 8 | Universal coupler 30-76mm | LED | 1 | 21 | [8 empty] | CE | [6 empty] | 66 | 4000 | 509x397x118 |  | 220-240V |  | 5 |  |  |  | 80 |  | 4000 |  | > 313000 |  |  |  |  | 119.05 |  |  | 9 | PPP | 25 | < 10% at 100.000 hours |  | Available | 840/559 | CIE(x= 0.3818. y= 0.3796) 5SDCM. 3SDCM on request | Class I. Class II | IK09 |  |  | 50 |  | -40 | 1 | 21 | RAL7021 | 50-60Hz | Passive | LED | dimmable | Road & Street | Inlumino S | Road & Street |  |  | 2500 | No sensor | > 320000
TBD | INS2-2500-OOO-840... | image | datasheet | deeplink | TUNGSRAM - Inlumino S - 2400lm - 21W - 4000K - 70CRI - TBD[SKU] - Universal coupler 30-76mm | 8 | Universal coupler 30-76mm | LED | 1 | 21 | [8 empty] | CE | [6 empty] | 66 | 4000 | 509x397x118 |  | 220-240V |  | 5 |  |  |  | 80 |  | 4000 |  | > 313000 |  |  |  |  | 114.29 |  |  | 9 | OOO | 25 | < 10% at 100.000 hours |  | Available | 840/559 | CIE(x= 0.3818. y= 0.3796) 5SDCM. 3SDCM on request | Class I. Class II | IK09 |  |  | 50 |  | -40 | 1 | 21 | RAL7021 | 50-60Hz | Passive | LED | dimmable | Road & Street | Inlumino S | Road & Street |  |  | 2400 | No sensor | > 320000
TBD | INS2-2500-NNN-840... | image | datasheet | deeplink | TUNGSRAM - Inlumino S - 2500lm - 21W - 4000K - 70CRI - TBD[SKU] - Universal coupler 30-76mm | 8 | Universal coupler 30-76mm | LED | 1 | 21 | [8 empty] | CE | [6 empty] | 66 | 4000 | 509x397x118 |  | 220-240V |  | 5 |  |  |  | 80 |  | 4000 |  | > 313000 |  |  |  |  | 119.05 |  |  | 9 | NNN | 25 | < 10% at 100.000 hours |  | Available | 840/559 | CIE(x= 0.3818. y= 0.3796) 5SDCM. 3SDCM on request | Class I. Class II | IK09 |  |  | 50 |  | -40 | 1 | 21 | RAL7021 | 50-60Hz | Passive | LED | dimmable | Road & Street | Inlumino S | Road & Street |  |  | 2500 | No sensor | > 320000
TBD | INS2-2500-MMM-840... | image | datasheet | deeplink | TUNGSRAM - Inlumino S - 2600lm - 21W - 4000K - 70CRI - TBD[SKU] - Universal coupler 30-76mm | 8 | Universal coupler 30-76mm | LED | 1 | 21 | [8 empty] | CE | [6 empty] | 66 | 4000 | 509x397x118 |  | 220-240V |  | 5 |  |  |  | 80 |  | 4000 |  | > 313000 |  |  |  |  | 123.81 |  |  | 9 | MMM | 25 | < 10% at 100.000 hours |  | Available | 840/559 | CIE(x= 0.3818. y= 0.3796) 5SDCM. 3SDCM on request | Class I. Class II | IK09 |  |  | 50 |  | -40 | 1 | 21 | RAL7021 | 50-60Hz | Passive | LED | dimmable | Road & Street | Inlumino S | Road & Street |  |  | 2600 | No sensor | > 320000
TBD | INS2-2500-LLL-840... | image | datasheet | deeplink | TUNGSRAM - Inlumino S - 2500lm - 21W - 4000K - 70CRI - TBD[SKU] - Universal coupler 30-76mm | 8 | Universal coupler 30-76mm | LED | 1 | 21 | [8 empty] | CE | [6 empty] | 66 | 4000 | 509x397x118 |  | 220-240V |  | 5 |  |  |  | 80 |  | 4000 |  | > 313000 |  |  |  |  | 119.05 |  |  | 9 | LLL | 25 | < 10% at 100.000 hours |  | Available | 840/559 | CIE(x= 0.3818. y= 0.3796) 5SDCM. 3SDCM on request | Class I. Class II | IK09 |  |  | 50 |  | -40 | 1 | 21 | RAL7021 | 50-60Hz | Passive | LED | dimmable | Road & Street | Inlumino S | Road & Street |  |  | 2500 | No sensor | > 320000
TBD | INS2-2500-KKK-840... | image | datasheet | deeplink | TUNGSRAM - Inlumino S - 2500lm - 21W - 4000K - 70CRI - TBD[SKU] - Universal coupler 30-76mm | 8 | Universal coupler 30-76mm | LED | 1 | 21 | [8 empty] | CE | [6 empty] | 66 | 4000 | 509x397x118 |  | 220-240V |  | 5 |  |  |  | 80 |  | 4000 |  | > 313000 |  |  |  |  | 119.05 |  |  | 9 | KKK | 25 | < 10% at 100.000 hours |  | Available | 840/559 | CIE(x= 0.3818. y= 0.3796) 5SDCM. 3SDCM on request | Class I. Class II | IK09 |  |  | 50 |  | -40 | 1 | 21 | RAL7021 | 50-60Hz | Passive | LED | dimmable | Road & Street | Inlumino S | Road & Street |  |  | 2500 | No sensor | > 320000
TBD | INS2-2500-JJJ-840... | image | datasheet | deeplink | TUNGSRAM - Inlumino S - 2500lm - 21W - 4000K - 70CRI - TBD[SKU] - Universal coupler 30-76mm | 8 | Universal coupler 30-76mm | LED | 1 | 21 | [8 empty] | CE | [6 empty] | 66 | 4000 | 509x397x118 |  | 220-240V |  | 5 |  |  |  | 80 |  | 4000 |  | > 313000 |  |  |  |  | 119.05 |  |  | 9 | JJJ | 25 | < 10% at 100.000 hours |  | Available | 840/559 | CIE(x= 0.3818. y= 0.3796) 5SDCM. 3SDCM on request | Class I. Class II | IK09 |  |  | 50 |  | -40 | 1 | 21 | RAL7021 | 50-60Hz | Passive | LED | dimmable | Road & Street | Inlumino S | Road & Street |  |  | 2500 | No sensor | > 320000
TBD | INS2-2500-GGG-840... | image | datasheet | deeplink | TUNGSRAM - Inlumino S - 2500lm - 21W - 4000K - 70CRI - TBD[SKU] - Universal coupler 30-76mm | 8 | Universal coupler 30-76mm | LED | 1 | 21 | [8 empty] | CE | [6 empty] | 66 | 4000 | 509x397x118 |  | 220-240V |  | 5 |  |  |  | 80 |  | 4000 |  | > 313000 |  |  |  |  | 119.05 |  |  | 9 | GGG | 25 | < 10% at 100.000 hours |  | Available | 840/559 | CIE(x= 0.3818. y= 0.3796) 5SDCM. 3SDCM on request | Class I. Class II | IK09 |  |  | 50 |  | -40 | 1 | 21 | RAL7021 | 50-60Hz | Passive | LED | dimmable | Road & Street | Inlumino S | Road & Street |  |  | 2500 | No sensor | > 320000
TBD | INS2-2500-FFF-840... | image | datasheet | deeplink | TUNGSRAM - Inlumino S - 2500lm - 21W - 4000K - 70CRI - TBD[SKU] - Universal coupler 30-76mm | 8 | Universal coupler 30-76mm | LED | 1 | 21 | [8 empty] | CE | [6 empty] | 66 | 4000 | 509x397x118 |  | 220-240V |  | 5 |  |  |  | 80 |  | 4000 |  | > 313000 |  |  |  |  | 119.05 |  |  | 9 | FFF | 25 | < 10% at 100.000 hours |  | Available | 840/559 | CIE(x= 0.3818. y= 0.3796) 5SDCM. 3SDCM on request | Class I. Class II | IK09 |  |  | 50 |  | -40 | 1 | 21 | RAL7021 | 50-60Hz | Passive | LED | dimmable | Road & Street | Inlumino S | Road & Street |  |  | 2500 | No sensor | > 320000
TBD | INS2-2500-EEE-840... | image | datasheet | deeplink | TUNGSRAM - Inlumino S - 2600lm - 21W - 4000K - 70CRI - TBD[SKU] - Universal coupler 30-76mm | 8 | Universal coupler 30-76mm | LED | 1 | 21 | [8 empty] | CE | [6 empty] | 66 | 4000 | 509x397x118 |  | 220-240V |  | 5 |  |  |  | 80 |  | 4000 |  | > 313000 |  |  |  |  | 123.81 |  |  | 9 | EEE | 25 | < 10% at 100.000 hours |  | Available | 840/559 | CIE(x= 0.3818. y= 0.3796) 5SDCM. 3SDCM on request | Class I. Class II | IK09 |  |  | 50 |  | -40 | 1 | 21 | RAL7021 | 50-60Hz | Passive | LED | dimmable | Road & Street | Inlumino S | Road & Street |  |  | 2600 | No sensor | > 320000
TBD | INS2-2500-DDD-840... | image | datasheet | deeplink | TUNGSRAM - Inlumino S - 2600lm - 21W - 4000K - 70CRI - TBD[SKU] - Universal coupler 30-76mm | 8 | Universal coupler 30-76mm | LED | 1 | 21 | [8 empty] | CE | [6 empty] | 66 | 4000 | 509x397x118 |  | 220-240V |  | 5 |  |  |  | 80 |  | 4000 |  | > 313000 |  |  |  |  | 123.81 |  |  | 9 | DDD | 25 | < 10% at 100.000 hours |  | Available | 840/559 | CIE(x= 0.3818. y= 0.3796) 5SDCM. 3SDCM on request | Class I. Class II | IK09 |  |  | 50 |  | -40 | 1 | 21 | RAL7021 | 50-60Hz | Passive | LED | dimmable | Road & Street | Inlumino S | Road & Street |  |  | 2600 | No sensor | > 320000
TBD | INS2-2500-CCC-840... | image | datasheet | deeplink | TUNGSRAM - Inlumino S - 2500lm - 21W - 4000K - 70CRI - TBD[SKU] - Universal coupler 30-76mm | 8 | Universal coupler 30-76mm | LED | 1 | 21 | [8 empty] | CE | [6 empty] | 66 | 4000 | 509x397x118 |  | 220-240V |  | 5 |  |  |  | 80 |  | 4000 |  | > 313000 |  |  |  |  | 119.05 |  |  | 9 | CCC | 25 | < 10% at 100.000 hours |  | Available | 840/559 | CIE(x= 0.3818. y= 0.3796) 5SDCM. 3SDCM on request | Class I. Class II | IK09 |  |  | 50 |  | -40 | 1 | 21 | RAL7021 | 50-60Hz | Passive | LED | dimmable | Road & Street | Inlumino S | Road & Street |  |  | 2500 | No sensor | > 320000
TBD | INS2-2500-BBB-840... | image | datasheet | deeplink | TUNGSRAM - Inlumino S - 2500lm - 21W - 4000K - 70CRI - TBD[SKU] - Universal coupler 30-76mm | 8 | Universal coupler 30-76mm | LED | 1 | 21 | [8 empty] | CE | [6 empty] | 66 | 4000 | 509x397x118 |  | 220-240V |  | 5 |  |  |  | 80 |  | 4000 |  | > 313000 |  |  |  |  | 119.05 |  |  | 9 | BBB | 25 | < 10% at 100.000 hours |  | Available | 840/559 | CIE(x= 0.3818. y= 0.3796) 5SDCM. 3SDCM on request | Class I. Class II | IK09 |  |  | 50 |  | -40 | 1 | 21 | RAL7021 | 50-60Hz | Passive | LED | dimmable | Road & Street | Inlumino S | Road & Street |  |  | 2500 | No sensor | > 320000
TBD | INS2-2500-AAA-840... | image | datasheet | deeplink | TUNGSRAM - Inlumino S - 2600lm - 21W - 4000K - 70CRI - TBD[SKU] - Universal coupler 30-76mm | 8 | Universal coupler 30-76mm | LED | 1 | 21 | [8 empty] | CE | [6 empty] | 66 | 4000 | 509x397x118 |  | 220-240V |  | 5 |  |  |  | 80 |  | 4000 |  | > 313000 |  |  |  |  | 123.81 |  |  | 9 | AAA | 25 | < 10% at 100.000 hours |  | Available | 840/559 | CIE(x= 0.3818. y= 0.3796) 5SDCM. 3SDCM on request | Class I. Class II | IK09 |  |  | 50 |  | -40 | 1 | 21 | RAL7021 | 50-60Hz | Passive | LED | dimmable | Road & Street | Inlumino S | Road & Street |  |  | 2600 | No sensor | > 320000
TBD | INS2-24000-YYY-740... | image | datasheet | deeplink | TUNGSRAM - Inlumino S - 24500lm - 166W - 4000K - 70CRI - TBD[SKU] - Universal coupler 30-76mm | 8 | Universal coupler 30-76mm | LED | 1 | 166 | [8 empty] | CE | [6 empty] | 66 | 4000 | 509x397x118 |  | 220-240V |  | 5 |  |  |  | 70 |  | 4000 |  | > 313000 |  |  |  |  | 147.59 |  |  | 9 | YYY | 25 | < 10% at 100.000 hours |  | Available | 740/559 | CIE(x= 0.3818. y= 0.3796) 5SDCM. 3SDCM on request | Class I. Class II | IK09 |  |  | 50 |  | -40 | 1 | 166 | RAL7021 | 50-60Hz | Passive | LED | dimmable | Road & Street | Inlumino S | Road & Street |  |  | 24500 | No sensor | > 320000
TBD | INS2-24000-XXX-740... | image | datasheet | deeplink | TUNGSRAM - Inlumino S - 23900lm - 166W - 4000K - 70CRI - TBD[SKU] - Universal coupler 30-76mm | 8 | Universal coupler 30-76mm | LED | 1 | 166 | [8 empty] | CE | [6 empty] | 66 | 4000 | 509x397x118 |  | 220-240V |  | 5 |  |  |  | 70 |  | 4000 |  | > 313000 |  |  |  |  | 143.98 |  |  | 9 | XXX | 25 | < 10% at 100.000 hours |  | Available | 740/559 | CIE(x= 0.3818. y= 0.3796) 5SDCM. 3SDCM on request | Class I. Class II | IK09 |  |  | 50 |  | -40 | 1 | 166 | RAL7021 | 50-60Hz | Passive | LED | dimmable | Road & Street | Inlumino S | Road & Street |  |  | 23900 | No sensor | > 320000
TBD | INS2-24000-WWW-740... | image | datasheet | deeplink | TUNGSRAM - Inlumino S - 24000lm - 166W - 4000K - 70CRI - TBD[SKU] - Universal coupler 30-76mm | 8 | Universal coupler 30-76mm | LED | 1 | 166 | [8 empty] | CE | [6 empty] | 66 | 4000 | 509x397x118 |  | 220-240V |  | 5 |  |  |  | 70 |  | 4000 |  | > 313000 |  |  |  |  | 144.58 |  |  | 9 | WWW | 25 | < 10% at 100.000 hours |  | Available | 740/559 | CIE(x= 0.3818. y= 0.3796) 5SDCM. 3SDCM on request | Class I. Class II | IK09 |  |  | 50 |  | -40 | 1 | 166 | RAL7021 | 50-60Hz | Passive | LED | dimmable | Road & Street | Inlumino S | Road & Street |  |  | 24000 | No sensor | > 320000
TBD | INS2-24000-VVV-740... | image | datasheet | deeplink | TUNGSRAM - Inlumino S - 24200lm - 166W - 4000K - 70CRI - TBD[SKU] - Universal coupler 30-76mm | 8 | Universal coupler 30-76mm | LED | 1 | 166 | [8 empty] | CE | [6 empty] | 66 | 4000 | 509x397x118 |  | 220-240V |  | 5 |  |  |  | 70 |  | 4000 |  | > 313000 |  |  |  |  | 145.78 |  |  | 9 | VVV | 25 | < 10% at 100.000 hours |  | Available | 740/559 | CIE(x= 0.3818. y= 0.3796) 5SDCM. 3SDCM on request | Class I. Class II | IK09 |  |  | 50 |  | -40 | 1 | 166 | RAL7021 | 50-60Hz | Passive | LED | dimmable | Road & Street | Inlumino S | Road & Street |  |  | 24200 | No sensor | > 320000
TBD | INS2-24000-UUU-740... | image | datasheet | deeplink | TUNGSRAM - Inlumino S - 23400lm - 166W - 4000K - 70CRI - TBD[SKU] - Universal coupler 30-76mm | 8 | Universal coupler 30-76mm | LED | 1 | 166 | [8 empty] | CE | [6 empty] | 66 | 4000 | 509x397x118 |  | 220-240V |  | 5 |  |  |  | 70 |  | 4000 |  | > 313000 |  |  |  |  | 140.96 |  |  | 9 | UUU | 25 | < 10% at 100.000 hours |  | Available | 740/559 | CIE(x= 0.3818. y= 0.3796) 5SDCM. 3SDCM on request | Class I. Class II | IK09 |  |  | 50 |  | -40 | 1 | 166 | RAL7021 | 50-60Hz | Passive | LED | dimmable | Road & Street | Inlumino S | Road & Street |  |  | 23400 | No sensor | > 320000
TBD | INS2-24000-SSS-740... | image | datasheet | deeplink | TUNGSRAM - Inlumino S - 23600lm - 166W - 4000K - 70CRI - TBD[SKU] - Universal coupler 30-76mm | 8 | Universal coupler 30-76mm | LED | 1 | 166 | [8 empty] | CE | [6 empty] | 66 | 4000 | 509x397x118 |  | 220-240V |  | 5 |  |  |  | 70 |  | 4000 |  | > 313000 |  |  |  |  | 142.17 |  |  | 9 | SSS | 25 | < 10% at 100.000 hours |  | Available | 740/559 | CIE(x= 0.3818. y= 0.3796) 5SDCM. 3SDCM on request | Class I. Class II | IK09 |  |  | 50 |  | -40 | 1 | 166 | RAL7021 | 50-60Hz | Passive | LED | dimmable | Road & Street | Inlumino S | Road & Street |  |  | 23600 | No sensor | > 320000
TBD | INS2-24000-QQQ-740... | image | datasheet | deeplink | TUNGSRAM - Inlumino S - 23900lm - 166W - 4000K - 70CRI - TBD[SKU] - Universal coupler 30-76mm | 8 | Universal coupler 30-76mm | LED | 1 | 166 | [8 empty] | CE | [6 empty] | 66 | 4000 | 509x397x118 |  | 220-240V |  | 5 |  |  |  | 70 |  | 4000 |  | > 313000 |  |  |  |  | 143.98 |  |  | 9 | QQQ | 25 | < 10% at 100.000 hours |  | Available | 740/559 | CIE(x= 0.3818. y= 0.3796) 5SDCM. 3SDCM on request | Class I. Class II | IK09 |  |  | 50 |  | -40 | 1 | 166 | RAL7021 | 50-60Hz | Passive | LED | dimmable | Road & Street | Inlumino S | Road & Street |  |  | 23900 | No sensor | > 320000
TBD | INS2-24000-PPP-740... | image | datasheet | deeplink | TUNGSRAM - Inlumino S - 23900lm - 166W - 4000K - 70CRI - TBD[SKU] - Universal coupler 30-76mm | 8 | Universal coupler 30-76mm | LED | 1 | 166 | [8 empty] | CE | [6 empty] | 66 | 4000 | 509x397x118 |  | 220-240V |  | 5 |  |  |  | 70 |  | 4000 |  | > 313000 |  |  |  |  | 143.98 |  |  | 9 | PPP | 25 | < 10% at 100.000 hours |  | Available | 740/559 | CIE(x= 0.3818. y= 0.3796) 5SDCM. 3SDCM on request | Class I. Class II | IK09 |  |  | 50 |  | -40 | 1 | 166 | RAL7021 | 50-60Hz | Passive | LED | dimmable | Road & Street | Inlumino S | Road & Street |  |  | 23900 | No sensor | > 320000
TBD | INS2-24000-OOO-740... | image | datasheet | deeplink | TUNGSRAM - Inlumino S - 23300lm - 166W - 4000K - 70CRI - TBD[SKU] - Universal coupler 30-76mm | 8 | Universal coupler 30-76mm | LED | 1 | 166 | [8 empty] | CE | [6 empty] | 66 | 4000 | 509x397x118 |  | 220-240V |  | 5 |  |  |  | 70 |  | 4000 |  | > 313000 |  |  |  |  | 140.36 |  |  | 9 | OOO | 25 | < 10% at 100.000 hours |  | Available | 740/559 | CIE(x= 0.3818. y= 0.3796) 5SDCM. 3SDCM on request | Class I. Class II | IK09 |  |  | 50 |  | -40 | 1 | 166 | RAL7021 | 50-60Hz | Passive | LED | dimmable | Road & Street | Inlumino S | Road & Street |  |  | 23300 | No sensor | > 320000
TBD | INS2-24000-NNN-740... | image | datasheet | deeplink | TUNGSRAM - Inlumino S - 24200lm - 166W - 4000K - 70CRI - TBD[SKU] - Universal coupler 30-76mm | 8 | Universal coupler 30-76mm | LED | 1 | 166 | [8 empty] | CE | [6 empty] | 66 | 4000 | 509x397x118 |  | 220-240V |  | 5 |  |  |  | 70 |  | 4000 |  | > 313000 |  |  |  |  | 145.78 |  |  | 9 | NNN | 25 | < 10% at 100.000 hours |  | Available | 740/559 | CIE(x= 0.3818. y= 0.3796) 5SDCM. 3SDCM on request | Class I. Class II | IK09 |  |  | 50 |  | -40 | 1 | 166 | RAL7021 | 50-60Hz | Passive | LED | dimmable | Road & Street | Inlumino S | Road & Street |  |  | 24200 | No sensor | > 320000
TBD | INS2-24000-MMM-740... | image | datasheet | deeplink | TUNGSRAM - Inlumino S - 24400lm - 166W - 4000K - 70CRI - TBD[SKU] - Universal coupler 30-76mm | 8 | Universal coupler 30-76mm | LED | 1 | 166 | [8 empty] | CE | [6 empty] | 66 | 4000 | 509x397x118 |  | 220-240V |  | 5 |  |  |  | 70 |  | 4000 |  | > 313000 |  |  |  |  | 146.99 |  |  | 9 | MMM | 25 | < 10% at 100.000 hours |  | Available | 740/559 | CIE(x= 0.3818. y= 0.3796) 5SDCM. 3SDCM on request | Class I. Class II | IK09 |  |  | 50 |  | -40 | 1 | 166 | RAL7021 | 50-60Hz | Passive | LED | dimmable | Road & Street | Inlumino S | Road & Street |  |  | 24400 | No sensor | > 320000
TBD | INS2-24000-LLL-740... | image | datasheet | deeplink | TUNGSRAM - Inlumino S - 23600lm - 166W - 4000K - 70CRI - TBD[SKU] - Universal coupler 30-76mm | 8 | Universal coupler 30-76mm | LED | 1 | 166 | [8 empty] | CE | [6 empty] | 66 | 4000 | 509x397x118 |  | 220-240V |  | 5 |  |  |  | 70 |  | 4000 |  | > 313000 |  |  |  |  | 142.17 |  |  | 9 | LLL | 25 | < 10% at 100.000 hours |  | Available | 740/559 | CIE(x= 0.3818. y= 0.3796) 5SDCM. 3SDCM on request | Class I. Class II | IK09 |  |  | 50 |  | -40 | 1 | 166 | RAL7021 | 50-60Hz | Passive | LED | dimmable | Road & Street | Inlumino S | Road & Street |  |  | 23600 | No sensor | > 320000
TBD | INS2-24000-KKK-740... | image | datasheet | deeplink | TUNGSRAM - Inlumino S - 24000lm - 166W - 4000K - 70CRI - TBD[SKU] - Universal coupler 30-76mm | 8 | Universal coupler 30-76mm | LED | 1 | 166 | [8 empty] | CE | [6 empty] | 66 | 4000 | 509x397x118 |  | 220-240V |  | 5 |  |  |  | 70 |  | 4000 |  | > 313000 |  |  |  |  | 144.58 |  |  | 9 | KKK | 25 | < 10% at 100.000 hours |  | Available | 740/559 | CIE(x= 0.3818. y= 0.3796) 5SDCM. 3SDCM on request | Class I. Class II | IK09 |  |  | 50 |  | -40 | 1 | 166 | RAL7021 | 50-60Hz | Passive | LED | dimmable | Road & Street | Inlumino S | Road & Street |  |  | 24000 | No sensor | > 320000
TBD | INS2-24000-JJJ-740... | image | datasheet | deeplink | TUNGSRAM - Inlumino S - 23700lm - 166W - 4000K - 70CRI - TBD[SKU] - Universal coupler 30-76mm | 8 | Universal coupler 30-76mm | LED | 1 | 166 | [8 empty] | CE | [6 empty] | 66 | 4000 | 509x397x118 |  | 220-240V |  | 5 |  |  |  | 70 |  | 4000 |  | > 313000 |  |  |  |  | 142.77 |  |  | 9 | JJJ | 25 | < 10% at 100.000 hours |  | Available | 740/559 | CIE(x= 0.3818. y= 0.3796) 5SDCM. 3SDCM on request | Class I. Class II | IK09 |  |  | 50 |  | -40 | 1 | 166 | RAL7021 | 50-60Hz | Passive | LED | dimmable | Road & Street | Inlumino S | Road & Street |  |  | 23700 | No sensor | > 320000
TBD | INS2-24000-GGG-740... | image | datasheet | deeplink | TUNGSRAM - Inlumino S - 23800lm - 166W - 4000K - 70CRI - TBD[SKU] - Universal coupler 30-76mm | 8 | Universal coupler 30-76mm | LED | 1 | 166 | [8 empty] | CE | [6 empty] | 66 | 4000 | 509x397x118 |  | 220-240V |  | 5 |  |  |  | 70 |  | 4000 |  | > 313000 |  |  |  |  | 143.37 |  |  | 9 | GGG | 25 | < 10% at 100.000 hours |  | Available | 740/559 | CIE(x= 0.3818. y= 0.3796) 5SDCM. 3SDCM on request | Class I. Class II | IK09 |  |  | 50 |  | -40 | 1 | 166 | RAL7021 | 50-60Hz | Passive | LED | dimmable | Road & Street | Inlumino S | Road & Street |  |  | 23800 | No sensor | > 320000
TBD | INS2-24000-FFF-740... | image | datasheet | deeplink | TUNGSRAM - Inlumino S - 24100lm - 166W - 4000K - 70CRI - TBD[SKU] - Universal coupler 30-76mm | 8 | Universal coupler 30-76mm | LED | 1 | 166 | [8 empty] | CE | [6 empty] | 66 | 4000 | 509x397x118 |  | 220-240V |  | 5 |  |  |  | 70 |  | 4000 |  | > 313000 |  |  |  |  | 145.18 |  |  | 9 | FFF | 25 | < 10% at 100.000 hours |  | Available | 740/559 | CIE(x= 0.3818. y= 0.3796) 5SDCM. 3SDCM on request | Class I. Class II | IK09 |  |  | 50 |  | -40 | 1 | 166 | RAL7021 | 50-60Hz | Passive | LED | dimmable | Road & Street | Inlumino S | Road & Street |  |  | 24100 | No sensor | > 320000
TBD | INS2-24000-EEE-740... | image | datasheet | deeplink | TUNGSRAM - Inlumino S - 24300lm - 166W - 4000K - 70CRI - TBD[SKU] - Universal coupler 30-76mm | 8 | Universal coupler 30-76mm | LED | 1 | 166 | [8 empty] | CE | [6 empty] | 66 | 4000 | 509x397x118 |  | 220-240V |  | 5 |  |  |  | 70 |  | 4000 |  | > 313000 |  |  |  |  | 146.39 |  |  | 9 | EEE | 25 | < 10% at 100.000 hours |  | Available | 740/559 | CIE(x= 0.3818. y= 0.3796) 5SDCM. 3SDCM on request | Class I. Class II | IK09 |  |  | 50 |  | -40 | 1 | 166 | RAL7021 | 50-60Hz | Passive | LED | dimmable | Road & Street | Inlumino S | Road & Street |  |  | 24300 | No sensor | > 320000
TBD | INS2-24000-DDD-740... | image | datasheet | deeplink | TUNGSRAM - Inlumino S - 24400lm - 166W - 4000K - 70CRI - TBD[SKU] - Universal coupler 30-76mm | 8 | Universal coupler 30-76mm | LED | 1 | 166 | [8 empty] | CE | [6 empty] | 66 | 4000 | 509x397x118 |  | 220-240V |  | 5 |  |  |  | 70 |  | 4000 |  | > 313000 |  |  |  |  | 146.99 |  |  | 9 | DDD | 25 | < 10% at 100.000 hours |  | Available | 740/559 | CIE(x= 0.3818. y= 0.3796) 5SDCM. 3SDCM on request | Class I. Class II | IK09 |  |  | 50 |  | -40 | 1 | 166 | RAL7021 | 50-60Hz | Passive | LED | dimmable | Road & Street | Inlumino S | Road & Street |  |  | 24400 | No sensor | > 320000
TBD | INS2-24000-CCC-740... | image | datasheet | deeplink | TUNGSRAM - Inlumino S - 24100lm - 166W - 4000K - 70CRI - TBD[SKU] - Universal coupler 30-76mm | 8 | Universal coupler 30-76mm | LED | 1 | 166 | [8 empty] | CE | [6 empty] | 66 | 4000 | 509x397x118 |  | 220-240V |  | 5 |  |  |  | 70 |  | 4000 |  | > 313000 |  |  |  |  | 145.18 |  |  | 9 | CCC | 25 | < 10% at 100.000 hours |  | Available | 740/559 | CIE(x= 0.3818. y= 0.3796) 5SDCM. 3SDCM on request | Class I. Class II | IK09 |  |  | 50 |  | -40 | 1 | 166 | RAL7021 | 50-60Hz | Passive | LED | dimmable | Road & Street | Inlumino S | Road & Street |  |  | 24100 | No sensor | > 320000
TBD | INS2-24000-BBB-740... | image | datasheet | deeplink | TUNGSRAM - Inlumino S - 23700lm - 166W - 4000K - 70CRI - TBD[SKU] - Universal coupler 30-76mm | 8 | Universal coupler 30-76mm | LED | 1 | 166 | [8 empty] | CE | [6 empty] | 66 | 4000 | 509x397x118 |  | 220-240V |  | 5 |  |  |  | 70 |  | 4000 |  | > 313000 |  |  |  |  | 142.77 |  |  | 9 | BBB | 25 | < 10% at 100.000 hours |  | Available | 740/559 | CIE(x= 0.3818. y= 0.3796) 5SDCM. 3SDCM on request | Class I. Class II | IK09 |  |  | 50 |  | -40 | 1 | 166 | RAL7021 | 50-60Hz | Passive | LED | dimmable | Road & Street | Inlumino S | Road & Street |  |  | 23700 | No sensor | > 320000
TBD | INS2-24000-AAA-740... | image | datasheet | deeplink | TUNGSRAM - Inlumino S - 24500lm - 166W - 4000K - 70CRI - TBD[SKU] - Universal coupler 30-76mm | 8 | Universal coupler 30-76mm | LED | 1 | 166 | [8 empty] | CE | [6 empty] | 66 | 4000 | 509x397x118 |  | 220-240V |  | 5 |  |  |  | 70 |  | 4000 |  | > 313000 |  |  |  |  | 147.59 |  |  | 9 | AAA | 25 | < 10% at 100.000 hours |  | Available | 740/559 | CIE(x= 0.3818. y= 0.3796) 5SDCM. 3SDCM on request | Class I. Class II | IK09 |  |  | 50 |  | -40 | 1 | 166 | RAL7021 | 50-60Hz | Passive | LED | dimmable | Road & Street | Inlumino S | Road & Street |  |  | 24500 | No sensor | > 320000
TBD | INS2-22000-YYY-740... | image | datasheet | deeplink | TUNGSRAM - Inlumino S - 22700lm - 149W - 4000K - 70CRI - TBD[SKU] - Universal coupler 30-76mm | 8 | Universal coupler 30-76mm | LED | 1 | 149 | [8 empty] | CE | [6 empty] | 66 | 4000 | 509x397x118 |  | 220-240V |  | 5 |  |  |  | 70 |  | 4000 |  | > 313000 |  |  |  |  | 152.35 |  |  | 9 | YYY | 25 | < 10% at 100.000 hours |  | Available | 740/559 | CIE(x= 0.3818. y= 0.3796) 5SDCM. 3SDCM on request | Class I. Class II | IK09 |  |  | 50 |  | -40 | 1 | 149 | RAL7021 | 50-60Hz | Passive | LED | dimmable | Road & Street | Inlumino S | Road & Street |  |  | 22700 | No sensor | > 320000
TBD | INS2-22000-XXX-740... | image | datasheet | deeplink | TUNGSRAM - Inlumino S - 22100lm - 149W - 4000K - 70CRI - TBD[SKU] - Universal coupler 30-76mm | 8 | Universal coupler 30-76mm | LED | 1 | 149 | [8 empty] | CE | [6 empty] | 66 | 4000 | 509x397x118 |  | 220-240V |  | 5 |  |  |  | 70 |  | 4000 |  | > 313000 |  |  |  |  | 148.32 |  |  | 9 | XXX | 25 | < 10% at 100.000 hours |  | Available | 740/559 | CIE(x= 0.3818. y= 0.3796) 5SDCM. 3SDCM on request | Class I. Class II | IK09 |  |  | 50 |  | -40 | 1 | 149 | RAL7021 | 50-60Hz | Passive | LED | dimmable | Road & Street | Inlumino S | Road & Street |  |  | 22100 | No sensor | > 320000
TBD | INS2-22000-WWW-740... | image | datasheet | deeplink | TUNGSRAM - Inlumino S - 22200lm - 149W - 4000K - 70CRI - TBD[SKU] - Universal coupler 30-76mm | 8 | Universal coupler 30-76mm | LED | 1 | 149 | [8 empty] | CE | [6 empty] | 66 | 4000 | 509x397x118 |  | 220-240V |  | 5 |  |  |  | 70 |  | 4000 |  | > 313000 |  |  |  |  | 148.99 |  |  | 9 | WWW | 25 | < 10% at 100.000 hours |  | Available | 740/559 | CIE(x= 0.3818. y= 0.3796) 5SDCM. 3SDCM on request | Class I. Class II | IK09 |  |  | 50 |  | -40 | 1 | 149 | RAL7021 | 50-60Hz | Passive | LED | dimmable | Road & Street | Inlumino S | Road & Street |  |  | 22200 | No sensor | > 320000
TBD | INS2-22000-VVV-740... | image | datasheet | deeplink | TUNGSRAM - Inlumino S - 22400lm - 149W - 4000K - 70CRI - TBD[SKU] - Universal coupler 30-76mm | 8 | Universal coupler 30-76mm | LED | 1 | 149 | [8 empty] | CE | [6 empty] | 66 | 4000 | 509x397x118 |  | 220-240V |  | 5 |  |  |  | 70 |  | 4000 |  | > 313000 |  |  |  |  | 150.34 |  |  | 9 | VVV | 25 | < 10% at 100.000 hours |  | Available | 740/559 | CIE(x= 0.3818. y= 0.3796) 5SDCM. 3SDCM on request | Class I. Class II | IK09 |  |  | 50 |  | -40 | 1 | 149 | RAL7021 | 50-60Hz | Passive | LED | dimmable | Road & Street | Inlumino S | Road & Street |  |  | 22400 | No sensor | > 320000
TBD | INS2-22000-UUU-740... | image | datasheet | deeplink | TUNGSRAM - Inlumino S - 21600lm - 149W - 4000K - 70CRI - TBD[SKU] - Universal coupler 30-76mm | 8 | Universal coupler 30-76mm | LED | 1 | 149 | [8 empty] | CE | [6 empty] | 66 | 4000 | 509x397x118 |  | 220-240V |  | 5 |  |  |  | 70 |  | 4000 |  | > 313000 |  |  |  |  | 144.97 |  |  | 9 | UUU | 25 | < 10% at 100.000 hours |  | Available | 740/559 | CIE(x= 0.3818. y= 0.3796) 5SDCM. 3SDCM on request | Class I. Class II | IK09 |  |  | 50 |  | -40 | 1 | 149 | RAL7021 | 50-60Hz | Passive | LED | dimmable | Road & Street | Inlumino S | Road & Street |  |  | 21600 | No sensor | > 320000
TBD | INS2-22000-SSS-740... | image | datasheet | deeplink | TUNGSRAM - Inlumino S - 21900lm - 149W - 4000K - 70CRI - TBD[SKU] - Universal coupler 30-76mm | 8 | Universal coupler 30-76mm | LED | 1 | 149 | [8 empty] | CE | [6 empty] | 66 | 4000 | 509x397x118 |  | 220-240V |  | 5 |  |  |  | 70 |  | 4000 |  | > 313000 |  |  |  |  | 146.98 |  |  | 9 | SSS | 25 | < 10% at 100.000 hours |  | Available | 740/559 | CIE(x= 0.3818. y= 0.3796) 5SDCM. 3SDCM on request | Class I. Class II | IK09 |  |  | 50 |  | -40 | 1 | 149 | RAL7021 | 50-60Hz | Passive | LED | dimmable | Road & Street | Inlumino S | Road & Street |  |  | 21900 | No sensor | > 320000
TBD | INS2-22000-QQQ-740... | image | datasheet | deeplink | TUNGSRAM - Inlumino S - 22100lm - 149W - 4000K - 70CRI - TBD[SKU] - Universal coupler 30-76mm | 8 | Universal coupler 30-76mm | LED | 1 | 149 | [8 empty] | CE | [6 empty] | 66 | 4000 | 509x397x118 |  | 220-240V |  | 5 |  |  |  | 70 |  | 4000 |  | > 313000 |  |  |  |  | 148.32 |  |  | 9 | QQQ | 25 | < 10% at 100.000 hours |  | Available | 740/559 | CIE(x= 0.3818. y= 0.3796) 5SDCM. 3SDCM on request | Class I. Class II | IK09 |  |  | 50 |  | -40 | 1 | 149 | RAL7021 | 50-60Hz | Passive | LED | dimmable | Road & Street | Inlumino S | Road & Street |  |  | 22100 | No sensor | > 320000
TBD | INS2-22000-PPP-740... | image | datasheet | deeplink | TUNGSRAM - Inlumino S - 22100lm - 149W - 4000K - 70CRI - TBD[SKU] - Universal coupler 30-76mm | 8 | Universal coupler 30-76mm | LED | 1 | 149 | [8 empty] | CE | [6 empty] | 66 | 4000 | 509x397x118 |  | 220-240V |  | 5 |  |  |  | 70 |  | 4000 |  | > 313000 |  |  |  |  | 148.32 |  |  | 9 | PPP | 25 | < 10% at 100.000 hours |  | Available | 740/559 | CIE(x= 0.3818. y= 0.3796) 5SDCM. 3SDCM on request | Class I. Class II | IK09 |  |  | 50 |  | -40 | 1 | 149 | RAL7021 | 50-60Hz | Passive | LED | dimmable | Road & Street | Inlumino S | Road & Street |  |  | 22100 | No sensor | > 320000
TBD | INS2-22000-OOO-740... | image | datasheet | deeplink | TUNGSRAM - Inlumino S - 21500lm - 149W - 4000K - 70CRI - TBD[SKU] - Universal coupler 30-76mm | 8 | Universal coupler 30-76mm | LED | 1 | 149 | [8 empty] | CE | [6 empty] | 66 | 4000 | 509x397x118 |  | 220-240V |  | 5 |  |  |  | 70 |  | 4000 |  | > 313000 |  |  |  |  | 144.3 |  |  | 9 | OOO | 25 | < 10% at 100.000 hours |  | Available | 740/559 | CIE(x= 0.3818. y= 0.3796) 5SDCM. 3SDCM on request | Class I. Class II | IK09 |  |  | 50 |  | -40 | 1 | 149 | RAL7021 | 50-60Hz | Passive | LED | dimmable | Road & Street | Inlumino S | Road & Street |  |  | 21500 | No sensor | > 320000
TBD | INS2-22000-NNN-740... | image | datasheet | deeplink | TUNGSRAM - Inlumino S - 22400lm - 149W - 4000K - 70CRI - TBD[SKU] - Universal coupler 30-76mm | 8 | Universal coupler 30-76mm | LED | 1 | 149 | [8 empty] | CE | [6 empty] | 66 | 4000 | 509x397x118 |  | 220-240V |  | 5 |  |  |  | 70 |  | 4000 |  | > 313000 |  |  |  |  | 150.34 |  |  | 9 | NNN | 25 | < 10% at 100.000 hours |  | Available | 740/559 | CIE(x= 0.3818. y= 0.3796) 5SDCM. 3SDCM on request | Class I. Class II | IK09 |  |  | 50 |  | -40 | 1 | 149 | RAL7021 | 50-60Hz | Passive | LED | dimmable | Road & Street | Inlumino S | Road & Street |  |  | 22400 | No sensor | > 320000
TBD | INS2-22000-MMM-740... | image | datasheet | deeplink | TUNGSRAM - Inlumino S - 22500lm - 149W - 4000K - 70CRI - TBD[SKU] - Universal coupler 30-76mm | 8 | Universal coupler 30-76mm | LED | 1 | 149 | [8 empty] | CE | [6 empty] | 66 | 4000 | 509x397x118 |  | 220-240V |  | 5 |  |  |  | 70 |  | 4000 |  | > 313000 |  |  |  |  | 151.01 |  |  | 9 | MMM | 25 | < 10% at 100.000 hours |  | Available | 740/559 | CIE(x= 0.3818. y= 0.3796) 5SDCM. 3SDCM on request | Class I. Class II | IK09 |  |  | 50 |  | -40 | 1 | 149 | RAL7021 | 50-60Hz | Passive | LED | dimmable | Road & Street | Inlumino S | Road & Street |  |  | 22500 | No sensor | > 320000
TBD | INS2-22000-LLL-740... | image | datasheet | deeplink | TUNGSRAM - Inlumino S - 21900lm - 149W - 4000K - 70CRI - TBD[SKU] - Universal coupler 30-76mm | 8 | Universal coupler 30-76mm | LED | 1 | 149 | [8 empty] | CE | [6 empty] | 66 | 4000 | 509x397x118 |  | 220-240V |  | 5 |  |  |  | 70 |  | 4000 |  | > 313000 |  |  |  |  | 146.98 |  |  | 9 | LLL | 25 | < 10% at 100.000 hours |  | Available | 740/559 | CIE(x= 0.3818. y= 0.3796) 5SDCM. 3SDCM on request | Class I. Class II | IK09 |  |  | 50 |  | -40 | 1 | 149 | RAL7021 | 50-60Hz | Passive | LED | dimmable | Road & Street | Inlumino S | Road & Street |  |  | 21900 | No sensor | > 320000
TBD | INS2-22000-KKK-740... | image | datasheet | deeplink | TUNGSRAM - Inlumino S - 22200lm - 149W - 4000K - 70CRI - TBD[SKU] - Universal coupler 30-76mm | 8 | Universal coupler 30-76mm | LED | 1 | 149 | [8 empty] | CE | [6 empty] | 66 | 4000 | 509x397x118 |  | 220-240V |  | 5 |  |  |  | 70 |  | 4000 |  | > 313000 |  |  |  |  | 148.99 |  |  | 9 | KKK | 25 | < 10% at 100.000 hours |  | Available | 740/559 | CIE(x= 0.3818. y= 0.3796) 5SDCM. 3SDCM on request | Class I. Class II | IK09 |  |  | 50 |  | -40 | 1 | 149 | RAL7021 | 50-60Hz | Passive | LED | dimmable | Road & Street | Inlumino S | Road & Street |  |  | 22200 | No sensor | > 320000
TBD | INS2-22000-JJJ-740... | image | datasheet | deeplink | TUNGSRAM - Inlumino S - 21900lm - 149W - 4000K - 70CRI - TBD[SKU] - Universal coupler 30-76mm | 8 | Universal coupler 30-76mm | LED | 1 | 149 | [8 empty] | CE | [6 empty] | 66 | 4000 | 509x397x118 |  | 220-240V |  | 5 |  |  |  | 70 |  | 4000 |  | > 313000 |  |  |  |  | 146.98 |  |  | 9 | JJJ | 25 | < 10% at 100.000 hours |  | Available | 740/559 | CIE(x= 0.3818. y= 0.3796) 5SDCM. 3SDCM on request | Class I. Class II | IK09 |  |  | 50 |  | -40 | 1 | 149 | RAL7021 | 50-60Hz | Passive | LED | dimmable | Road & Street | Inlumino S | Road & Street |  |  | 21900 | No sensor | > 320000
TBD | INS2-22000-GGG-740... | image | datasheet | deeplink | TUNGSRAM - Inlumino S - 22000lm - 149W - 4000K - 70CRI - TBD[SKU] - Universal coupler 30-76mm | 8 | Universal coupler 30-76mm | LED | 1 | 149 | [8 empty] | CE | [6 empty] | 66 | 4000 | 509x397x118 |  | 220-240V |  | 5 |  |  |  | 70 |  | 4000 |  | > 313000 |  |  |  |  | 147.65 |  |  | 9 | GGG | 25 | < 10% at 100.000 hours |  | Available | 740/559 | CIE(x= 0.3818. y= 0.3796) 5SDCM. 3SDCM on request | Class I. Class II | IK09 |  |  | 50 |  | -40 | 1 | 149 | RAL7021 | 50-60Hz | Passive | LED | dimmable | Road & Street | Inlumino S | Road & Street |  |  | 22000 | No sensor | > 320000
TBD | INS2-22000-FFF-740... | image | datasheet | deeplink | TUNGSRAM - Inlumino S - 22300lm - 149W - 4000K - 70CRI - TBD[SKU] - Universal coupler 30-76mm | 8 | Universal coupler 30-76mm | LED | 1 | 149 | [8 empty] | CE | [6 empty] | 66 | 4000 | 509x397x118 |  | 220-240V |  | 5 |  |  |  | 70 |  | 4000 |  | > 313000 |  |  |  |  | 149.66 |  |  | 9 | FFF | 25 | < 10% at 100.000 hours |  | Available | 740/559 | CIE(x= 0.3818. y= 0.3796) 5SDCM. 3SDCM on request | Class I. Class II | IK09 |  |  | 50 |  | -40 | 1 | 149 | RAL7021 | 50-60Hz | Passive | LED | dimmable | Road & Street | Inlumino S | Road & Street |  |  | 22300 | No sensor | > 320000
TBD | INS2-22000-EEE-740... | image | datasheet | deeplink | TUNGSRAM - Inlumino S - 22500lm - 149W - 4000K - 70CRI - TBD[SKU] - Universal coupler 30-76mm | 8 | Universal coupler 30-76mm | LED | 1 | 149 | [8 empty] | CE | [6 empty] | 66 | 4000 | 509x397x118 |  | 220-240V |  | 5 |  |  |  | 70 |  | 4000 |  | > 313000 |  |  |  |  | 151.01 |  |  | 9 | EEE | 25 | < 10% at 100.000 hours |  | Available | 740/559 | CIE(x= 0.3818. y= 0.3796) 5SDCM. 3SDCM on request | Class I. Class II | IK09 |  |  | 50 |  | -40 | 1 | 149 | RAL7021 | 50-60Hz | Passive | LED | dimmable | Road & Street | Inlumino S | Road & Street |  |  | 22500 | No sensor | > 320000
TBD | INS2-22000-DDD-740... | image | datasheet | deeplink | TUNGSRAM - Inlumino S - 22600lm - 149W - 4000K - 70CRI - TBD[SKU] - Universal coupler 30-76mm | 8 | Universal coupler 30-76mm | LED | 1 | 149 | [8 empty] | CE | [6 empty] | 66 | 4000 | 509x397x118 |  | 220-240V |  | 5 |  |  |  | 70 |  | 4000 |  | > 313000 |  |  |  |  | 151.68 |  |  | 9 | DDD | 25 | < 10% at 100.000 hours |  | Available | 740/559 | CIE(x= 0.3818. y= 0.3796) 5SDCM. 3SDCM on request | Class I. Class II | IK09 |  |  | 50 |  | -40 | 1 | 149 | RAL7021 | 50-60Hz | Passive | LED | dimmable | Road & Street | Inlumino S | Road & Street |  |  | 22600 | No sensor | > 320000
TBD | INS2-22000-CCC-740... | image | datasheet | deeplink | TUNGSRAM - Inlumino S - 22300lm - 149W - 4000K - 70CRI - TBD[SKU] - Universal coupler 30-76mm | 8 | Universal coupler 30-76mm | LED | 1 | 149 | [8 empty] | CE | [6 empty] | 66 | 4000 | 509x397x118 |  | 220-240V |  | 5 |  |  |  | 70 |  | 4000 |  | > 313000 |  |  |  |  | 149.66 |  |  | 9 | CCC | 25 | < 10% at 100.000 hours |  | Available | 740/559 | CIE(x= 0.3818. y= 0.3796) 5SDCM. 3SDCM on request | Class I. Class II | IK09 |  |  | 50 |  | -40 | 1 | 149 | RAL7021 | 50-60Hz | Passive | LED | dimmable | Road & Street | Inlumino S | Road & Street |  |  | 22300 | No sensor | > 320000
TBD | INS2-22000-BBB-740... | image | datasheet | deeplink | TUNGSRAM - Inlumino S - 21900lm - 149W - 4000K - 70CRI - TBD[SKU] - Universal coupler 30-76mm | 8 | Universal coupler 30-76mm | LED | 1 | 149 | [8 empty] | CE | [6 empty] | 66 | 4000 | 509x397x118 |  | 220-240V |  | 5 |  |  |  | 70 |  | 4000 |  | > 313000 |  |  |  |  | 146.98 |  |  | 9 | BBB | 25 | < 10% at 100.000 hours |  | Available | 740/559 | CIE(x= 0.3818. y= 0.3796) 5SDCM. 3SDCM on request | Class I. Class II | IK09 |  |  | 50 |  | -40 | 1 | 149 | RAL7021 | 50-60Hz | Passive | LED | dimmable | Road & Street | Inlumino S | Road & Street |  |  | 21900 | No sensor | > 320000
TBD | INS2-22000-AAA-740... | image | datasheet | deeplink | TUNGSRAM - Inlumino S - 22600lm - 149W - 4000K - 70CRI - TBD[SKU] - Universal coupler 30-76mm | 8 | Universal coupler 30-76mm | LED | 1 | 149 | [8 empty] | CE | [6 empty] | 66 | 4000 | 509x397x118 |  | 220-240V |  | 5 |  |  |  | 70 |  | 4000 |  | > 313000 |  |  |  |  | 151.68 |  |  | 9 | AAA | 25 | < 10% at 100.000 hours |  | Available | 740/559 | CIE(x= 0.3818. y= 0.3796) 5SDCM. 3SDCM on request | Class I. Class II | IK09 |  |  | 50 |  | -40 | 1 | 149 | RAL7021 | 50-60Hz | Passive | LED | dimmable | Road & Street | Inlumino S | Road & Street |  |  | 22600 | No sensor | > 320000
TBD | INS2-20000-YYY-740... | image | datasheet | deeplink | TUNGSRAM - Inlumino S - 20400lm - 141W - 4000K - 70CRI - TBD[SKU] - Universal coupler 30-76mm | 8 | Universal coupler 30-76mm | LED | 1 | 141 | [8 empty] | CE | [6 empty] | 66 | 4000 | 509x397x118 |  | 220-240V |  | 5 |  |  |  | 70 |  | 4000 |  | > 313000 |  |  |  |  | 144.68 |  |  | 9 | YYY | 25 | < 10% at 100.000 hours |  | Available | 740/559 | CIE(x= 0.3818. y= 0.3796) 5SDCM. 3SDCM on request | Class I. Class II | IK09 |  |  | 50 |  | -40 | 1 | 141 | RAL7021 | 50-60Hz | Passive | LED | dimmable | Road & Street | Inlumino S | Road & Street |  |  | 20400 | No sensor | > 320000
TBD | INS2-20000-XXX-740... | image | datasheet | deeplink | TUNGSRAM - Inlumino S - 19900lm - 141W - 4000K - 70CRI - TBD[SKU] - Universal coupler 30-76mm | 8 | Universal coupler 30-76mm | LED | 1 | 141 | [8 empty] | CE | [6 empty] | 66 | 4000 | 509x397x118 |  | 220-240V |  | 5 |  |  |  | 70 |  | 4000 |  | > 313000 |  |  |  |  | 141.13 |  |  | 9 | XXX | 25 | < 10% at 100.000 hours |  | Available | 740/559 | CIE(x= 0.3818. y= 0.3796) 5SDCM. 3SDCM on request | Class I. Class II | IK09 |  |  | 50 |  | -40 | 1 | 141 | RAL7021 | 50-60Hz | Passive | LED | dimmable | Road & Street | Inlumino S | Road & Street |  |  | 19900 | No sensor | > 320000
TBD | INS2-20000-WWW-740... | image | datasheet | deeplink | TUNGSRAM - Inlumino S - 20000lm - 141W - 4000K - 70CRI - TBD[SKU] - Universal coupler 30-76mm | 8 | Universal coupler 30-76mm | LED | 1 | 141 | [8 empty] | CE | [6 empty] | 66 | 4000 | 509x397x118 |  | 220-240V |  | 5 |  |  |  | 70 |  | 4000 |  | > 313000 |  |  |  |  | 141.84 |  |  | 9 | WWW | 25 | < 10% at 100.000 hours |  | Available | 740/559 | CIE(x= 0.3818. y= 0.3796) 5SDCM. 3SDCM on request | Class I. Class II | IK09 |  |  | 50 |  | -40 | 1 | 141 | RAL7021 | 50-60Hz | Passive | LED | dimmable | Road & Street | Inlumino S | Road & Street |  |  | 20000 | No sensor | > 320000
TBD | INS2-20000-VVV-740... | image | datasheet | deeplink | TUNGSRAM - Inlumino S - 20200lm - 141W - 4000K - 70CRI - TBD[SKU] - Universal coupler 30-76mm | 8 | Universal coupler 30-76mm | LED | 1 | 141 | [8 empty] | CE | [6 empty] | 66 | 4000 | 509x397x118 |  | 220-240V |  | 5 |  |  |  | 70 |  | 4000 |  | > 313000 |  |  |  |  | 143.26 |  |  | 9 | VVV | 25 | < 10% at 100.000 hours |  | Available | 740/559 | CIE(x= 0.3818. y= 0.3796) 5SDCM. 3SDCM on request | Class I. Class II | IK09 |  |  | 50 |  | -40 | 1 | 141 | RAL7021 | 50-60Hz | Passive | LED | dimmable | Road & Street | Inlumino S | Road & Street |  |  | 20200 | No sensor | > 320000
TBD | INS2-20000-UUU-740... | image | datasheet | deeplink | TUNGSRAM - Inlumino S - 19500lm - 141W - 4000K - 70CRI - TBD[SKU] - Universal coupler 30-76mm | 8 | Universal coupler 30-76mm | LED | 1 | 141 | [8 empty] | CE | [6 empty] | 66 | 4000 | 509x397x118 |  | 220-240V |  | 5 |  |  |  | 70 |  | 4000 |  | > 313000 |  |  |  |  | 138.3 |  |  | 9 | UUU | 25 | < 10% at 100.000 hours |  | Available | 740/559 | CIE(x= 0.3818. y= 0.3796) 5SDCM. 3SDCM on request | Class I. Class II | IK09 |  |  | 50 |  | -40 | 1 | 141 | RAL7021 | 50-60Hz | Passive | LED | dimmable | Road & Street | Inlumino S | Road & Street |  |  | 19500 | No sensor | > 320000
TBD | INS2-20000-SSS-740... | image | datasheet | deeplink | TUNGSRAM - Inlumino S - 19700lm - 141W - 4000K - 70CRI - TBD[SKU] - Universal coupler 30-76mm | 8 | Universal coupler 30-76mm | LED | 1 | 141 | [8 empty] | CE | [6 empty] | 66 | 4000 | 509x397x118 |  | 220-240V |  | 5 |  |  |  | 70 |  | 4000 |  | > 313000 |  |  |  |  | 139.72 |  |  | 9 | SSS | 25 | < 10% at 100.000 hours |  | Available | 740/559 | CIE(x= 0.3818. y= 0.3796) 5SDCM. 3SDCM on request | Class I. Class II | IK09 |  |  | 50 |  | -40 | 1 | 141 | RAL7021 | 50-60Hz | Passive | LED | dimmable | Road & Street | Inlumino S | Road & Street |  |  | 19700 | No sensor | > 320000
TBD | INS2-20000-QQQ-740... | image | datasheet | deeplink | TUNGSRAM - Inlumino S - 19900lm - 141W - 4000K - 70CRI - TBD[SKU] - Universal coupler 30-76mm | 8 | Universal coupler 30-76mm | LED | 1 | 141 | [8 empty] | CE | [6 empty] | 66 | 4000 | 509x397x118 |  | 220-240V |  | 5 |  |  |  | 70 |  | 4000 |  | > 313000 |  |  |  |  | 141.13 |  |  | 9 | QQQ | 25 | < 10% at 100.000 hours |  | Available | 740/559 | CIE(x= 0.3818. y= 0.3796) 5SDCM. 3SDCM on request | Class I. Class II | IK09 |  |  | 50 |  | -40 | 1 | 141 | RAL7021 | 50-60Hz | Passive | LED | dimmable | Road & Street | Inlumino S | Road & Street |  |  | 19900 | No sensor | > 320000
TBD | INS2-20000-PPP-740... | image | datasheet | deeplink | TUNGSRAM - Inlumino S - 19900lm - 141W - 4000K - 70CRI - TBD[SKU] - Universal coupler 30-76mm | 8 | Universal coupler 30-76mm | LED | 1 | 141 | [8 empty] | CE | [6 empty] | 66 | 4000 | 509x397x118 |  | 220-240V |  | 5 |  |  |  | 70 |  | 4000 |  | > 313000 |  |  |  |  | 141.13 |  |  | 9 | PPP | 25 | < 10% at 100.000 hours |  | Available | 740/559 | CIE(x= 0.3818. y= 0.3796) 5SDCM. 3SDCM on request | Class I. Class II | IK09 |  |  | 50 |  | -40 | 1 | 141 | RAL7021 | 50-60Hz | Passive | LED | dimmable | Road & Street | Inlumino S | Road & Street |  |  | 19900 | No sensor | > 320000
TBD | INS2-20000-OOO-740... | image | datasheet | deeplink | TUNGSRAM - Inlumino S - 19400lm - 141W - 4000K - 70CRI - TBD[SKU] - Universal coupler 30-76mm | 8 | Universal coupler 30-76mm | LED | 1 | 141 | [8 empty] | CE | [6 empty] | 66 | 4000 | 509x397x118 |  | 220-240V |  | 5 |  |  |  | 70 |  | 4000 |  | > 313000 |  |  |  |  | 137.59 |  |  | 9 | OOO | 25 | < 10% at 100.000 hours |  | Available | 740/559 | CIE(x= 0.3818. y= 0.3796) 5SDCM. 3SDCM on request | Class I. Class II | IK09 |  |  | 50 |  | -40 | 1 | 141 | RAL7021 | 50-60Hz | Passive | LED | dimmable | Road & Street | Inlumino S | Road & Street |  |  | 19400 | No sensor | > 320000
TBD | INS2-20000-NNN-740... | image | datasheet | deeplink | TUNGSRAM - Inlumino S - 20200lm - 141W - 4000K - 70CRI - TBD[SKU] - Universal coupler 30-76mm | 8 | Universal coupler 30-76mm | LED | 1 | 141 | [8 empty] | CE | [6 empty] | 66 | 4000 | 509x397x118 |  | 220-240V |  | 5 |  |  |  | 70 |  | 4000 |  | > 313000 |  |  |  |  | 143.26 |  |  | 9 | NNN | 25 | < 10% at 100.000 hours |  | Available | 740/559 | CIE(x= 0.3818. y= 0.3796) 5SDCM. 3SDCM on request | Class I. Class II | IK09 |  |  | 50 |  | -40 | 1 | 141 | RAL7021 | 50-60Hz | Passive | LED | dimmable | Road & Street | Inlumino S | Road & Street |  |  | 20200 | No sensor | > 320000
TBD | INS2-20000-MMM-740... | image | datasheet | deeplink | TUNGSRAM - Inlumino S - 20300lm - 141W - 4000K - 70CRI - TBD[SKU] - Universal coupler 30-76mm | 8 | Universal coupler 30-76mm | LED | 1 | 141 | [8 empty] | CE | [6 empty] | 66 | 4000 | 509x397x118 |  | 220-240V |  | 5 |  |  |  | 70 |  | 4000 |  | > 313000 |  |  |  |  | 143.97 |  |  | 9 | MMM | 25 | < 10% at 100.000 hours |  | Available | 740/559 | CIE(x= 0.3818. y= 0.3796) 5SDCM. 3SDCM on request | Class I. Class II | IK09 |  |  | 50 |  | -40 | 1 | 141 | RAL7021 | 50-60Hz | Passive | LED | dimmable | Road & Street | Inlumino S | Road & Street |  |  | 20300 | No sensor | > 320000
TBD | INS2-20000-LLL-740... | image | datasheet | deeplink | TUNGSRAM - Inlumino S - 19700lm - 141W - 4000K - 70CRI - TBD[SKU] - Universal coupler 30-76mm | 8 | Universal coupler 30-76mm | LED | 1 | 141 | [8 empty] | CE | [6 empty] | 66 | 4000 | 509x397x118 |  | 220-240V |  | 5 |  |  |  | 70 |  | 4000 |  | > 313000 |  |  |  |  | 139.72 |  |  | 9 | LLL | 25 | < 10% at 100.000 hours |  | Available | 740/559 | CIE(x= 0.3818. y= 0.3796) 5SDCM. 3SDCM on request | Class I. Class II | IK09 |  |  | 50 |  | -40 | 1 | 141 | RAL7021 | 50-60Hz | Passive | LED | dimmable | Road & Street | Inlumino S | Road & Street |  |  | 19700 | No sensor | > 320000
TBD | INS2-20000-KKK-740... | image | datasheet | deeplink | TUNGSRAM - Inlumino S - 20000lm - 141W - 4000K - 70CRI - TBD[SKU] - Universal coupler 30-76mm | 8 | Universal coupler 30-76mm | LED | 1 | 141 | [8 empty] | CE | [6 empty] | 66 | 4000 | 509x397x118 |  | 220-240V |  | 5 |  |  |  | 70 |  | 4000 |  | > 313000 |  |  |  |  | 141.84 |  |  | 9 | KKK | 25 | < 10% at 100.000 hours |  | Available | 740/559 | CIE(x= 0.3818. y= 0.3796) 5SDCM. 3SDCM on request | Class I. Class II | IK09 |  |  | 50 |  | -40 | 1 | 141 | RAL7021 | 50-60Hz | Passive | LED | dimmable | Road & Street | Inlumino S | Road & Street |  |  | 20000 | No sensor | > 320000
TBD | INS2-20000-JJJ-740... | image | datasheet | deeplink | TUNGSRAM - Inlumino S - 19700lm - 141W - 4000K - 70CRI - TBD[SKU] - Universal coupler 30-76mm | 8 | Universal coupler 30-76mm | LED | 1 | 141 | [8 empty] | CE | [6 empty] | 66 | 4000 | 509x397x118 |  | 220-240V |  | 5 |  |  |  | 70 |  | 4000 |  | > 313000 |  |  |  |  | 139.72 |  |  | 9 | JJJ | 25 | < 10% at 100.000 hours |  | Available | 740/559 | CIE(x= 0.3818. y= 0.3796) 5SDCM. 3SDCM on request | Class I. Class II | IK09 |  |  | 50 |  | -40 | 1 | 141 | RAL7021 | 50-60Hz | Passive | LED | dimmable | Road & Street | Inlumino S | Road & Street |  |  | 19700 | No sensor | > 320000
TBD | INS2-20000-GGG-740... | image | datasheet | deeplink | TUNGSRAM - Inlumino S - 19800lm - 141W - 4000K - 70CRI - TBD[SKU] - Universal coupler 30-76mm | 8 | Universal coupler 30-76mm | LED | 1 | 141 | [8 empty] | CE | [6 empty] | 66 | 4000 | 509x397x118 |  | 220-240V |  | 5 |  |  |  | 70 |  | 4000 |  | > 313000 |  |  |  |  | 140.43 |  |  | 9 | GGG | 25 | < 10% at 100.000 hours |  | Available | 740/559 | CIE(x= 0.3818. y= 0.3796) 5SDCM. 3SDCM on request | Class I. Class II | IK09 |  |  | 50 |  | -40 | 1 | 141 | RAL7021 | 50-60Hz | Passive | LED | dimmable | Road & Street | Inlumino S | Road & Street |  |  | 19800 | No sensor | > 320000
TBD | INS2-20000-FFF-740... | image | datasheet | deeplink | TUNGSRAM - Inlumino S - 20100lm - 141W - 4000K - 70CRI - TBD[SKU] - Universal coupler 30-76mm | 8 | Universal coupler 30-76mm | LED | 1 | 141 | [8 empty] | CE | [6 empty] | 66 | 4000 | 509x397x118 |  | 220-240V |  | 5 |  |  |  | 70 |  | 4000 |  | > 313000 |  |  |  |  | 142.55 |  |  | 9 | FFF | 25 | < 10% at 100.000 hours |  | Available | 740/559 | CIE(x= 0.3818. y= 0.3796) 5SDCM. 3SDCM on request | Class I. Class II | IK09 |  |  | 50 |  | -40 | 1 | 141 | RAL7021 | 50-60Hz | Passive | LED | dimmable | Road & Street | Inlumino S | Road & Street |  |  | 20100 | No sensor | > 320000
TBD | INS2-20000-EEE-740... | image | datasheet | deeplink | TUNGSRAM - Inlumino S - 20300lm - 141W - 4000K - 70CRI - TBD[SKU] - Universal coupler 30-76mm | 8 | Universal coupler 30-76mm | LED | 1 | 141 | [8 empty] | CE | [6 empty] | 66 | 4000 | 509x397x118 |  | 220-240V |  | 5 |  |  |  | 70 |  | 4000 |  | > 313000 |  |  |  |  | 143.97 |  |  | 9 | EEE | 25 | < 10% at 100.000 hours |  | Available | 740/559 | CIE(x= 0.3818. y= 0.3796) 5SDCM. 3SDCM on request | Class I. Class II | IK09 |  |  | 50 |  | -40 | 1 | 141 | RAL7021 | 50-60Hz | Passive | LED | dimmable | Road & Street | Inlumino S | Road & Street |  |  | 20300 | No sensor | > 320000
TBD | INS2-20000-DDD-740... | image | datasheet | deeplink | TUNGSRAM - Inlumino S - 20300lm - 141W - 4000K - 70CRI - TBD[SKU] - Universal coupler 30-76mm | 8 | Universal coupler 30-76mm | LED | 1 | 141 | [8 empty] | CE | [6 empty] | 66 | 4000 | 509x397x118 |  | 220-240V |  | 5 |  |  |  | 70 |  | 4000 |  | > 313000 |  |  |  |  | 143.97 |  |  | 9 | DDD | 25 | < 10% at 100.000 hours |  | Available | 740/559 | CIE(x= 0.3818. y= 0.3796) 5SDCM. 3SDCM on request | Class I. Class II | IK09 |  |  | 50 |  | -40 | 1 | 141 | RAL7021 | 50-60Hz | Passive | LED | dimmable | Road & Street | Inlumino S | Road & Street |  |  | 20300 | No sensor | > 320000
TBD | INS2-20000-CCC-740... | image | datasheet | deeplink | TUNGSRAM - Inlumino S - 20100lm - 141W - 4000K - 70CRI - TBD[SKU] - Universal coupler 30-76mm | 8 | Universal coupler 30-76mm | LED | 1 | 141 | [8 empty] | CE | [6 empty] | 66 | 4000 | 509x397x118 |  | 220-240V |  | 5 |  |  |  | 70 |  | 4000 |  | > 313000 |  |  |  |  | 142.55 |  |  | 9 | CCC | 25 | < 10% at 100.000 hours |  | Available | 740/559 | CIE(x= 0.3818. y= 0.3796) 5SDCM. 3SDCM on request | Class I. Class II | IK09 |  |  | 50 |  | -40 | 1 | 141 | RAL7021 | 50-60Hz | Passive | LED | dimmable | Road & Street | Inlumino S | Road & Street |  |  | 20100 | No sensor | > 320000
TBD | INS2-20000-BBB-740... | image | datasheet | deeplink | TUNGSRAM - Inlumino S - 19700lm - 141W - 4000K - 70CRI - TBD[SKU] - Universal coupler 30-76mm | 8 | Universal coupler 30-76mm | LED | 1 | 141 | [8 empty] | CE | [6 empty] | 66 | 4000 | 509x397x118 |  | 220-240V |  | 5 |  |  |  | 70 |  | 4000 |  | > 313000 |  |  |  |  | 139.72 |  |  | 9 | BBB | 25 | < 10% at 100.000 hours |  | Available | 740/559 | CIE(x= 0.3818. y= 0.3796) 5SDCM. 3SDCM on request | Class I. Class II | IK09 |  |  | 50 |  | -40 | 1 | 141 | RAL7021 | 50-60Hz | Passive | LED | dimmable | Road & Street | Inlumino S | Road & Street |  |  | 19700 | No sensor | > 320000
TBD | INS2-20000-AAA-740... | image | datasheet | deeplink | TUNGSRAM - Inlumino S - 20400lm - 141W - 4000K - 70CRI - TBD[SKU] - Universal coupler 30-76mm | 8 | Universal coupler 30-76mm | LED | 1 | 141 | [8 empty] | CE | [6 empty] | 66 | 4000 | 509x397x118 |  | 220-240V |  | 5 |  |  |  | 70 |  | 4000 |  | > 313000 |  |  |  |  | 144.68 |  |  | 9 | AAA | 25 | < 10% at 100.000 hours |  | Available | 740/559 | CIE(x= 0.3818. y= 0.3796) 5SDCM. 3SDCM on request | Class I. Class II | IK09 |  |  | 50 |  | -40 | 1 | 141 | RAL7021 | 50-60Hz | Passive | LED | dimmable | Road & Street | Inlumino S | Road & Street |  |  | 20400 | No sensor | > 320000
TBD | INS2-18000-YYY-740... | image | datasheet | deeplink | TUNGSRAM - Inlumino S - 18500lm - 122W - 4000K - 70CRI - TBD[SKU] - Universal coupler 30-76mm | 8 | Universal coupler 30-76mm | LED | 1 | 122 | [8 empty] | CE | [6 empty] | 66 | 4000 | 509x397x118 |  | 220-240V |  | 5 |  |  |  | 70 |  | 4000 |  | > 313000 |  |  |  |  | 151.64 |  |  | 9 | YYY | 25 | < 10% at 100.000 hours |  | Available | 740/559 | CIE(x= 0.3818. y= 0.3796) 5SDCM. 3SDCM on request | Class I. Class II | IK09 |  |  | 50 |  | -40 | 1 | 122 | RAL7021 | 50-60Hz | Passive | LED | dimmable | Road & Street | Inlumino S | Road & Street |  |  | 18500 | No sensor | > 320000
TBD | INS2-18000-XXX-740... | image | datasheet | deeplink | TUNGSRAM - Inlumino S - 18100lm - 122W - 4000K - 70CRI - TBD[SKU] - Universal coupler 30-76mm | 8 | Universal coupler 30-76mm | LED | 1 | 122 | [8 empty] | CE | [6 empty] | 66 | 4000 | 509x397x118 |  | 220-240V |  | 5 |  |  |  | 70 |  | 4000 |  | > 313000 |  |  |  |  | 148.36 |  |  | 9 | XXX | 25 | < 10% at 100.000 hours |  | Available | 740/559 | CIE(x= 0.3818. y= 0.3796) 5SDCM. 3SDCM on request | Class I. Class II | IK09 |  |  | 50 |  | -40 | 1 | 122 | RAL7021 | 50-60Hz | Passive | LED | dimmable | Road & Street | Inlumino S | Road & Street |  |  | 18100 | No sensor | > 320000
TBD | INS2-18000-WWW-740... | image | datasheet | deeplink | TUNGSRAM - Inlumino S - 18200lm - 122W - 4000K - 70CRI - TBD[SKU] - Universal coupler 30-76mm | 8 | Universal coupler 30-76mm | LED | 1 | 122 | [8 empty] | CE | [6 empty] | 66 | 4000 | 509x397x118 |  | 220-240V |  | 5 |  |  |  | 70 |  | 4000 |  | > 313000 |  |  |  |  | 149.18 |  |  | 9 | WWW | 25 | < 10% at 100.000 hours |  | Available | 740/559 | CIE(x= 0.3818. y= 0.3796) 5SDCM. 3SDCM on request | Class I. Class II | IK09 |  |  | 50 |  | -40 | 1 | 122 | RAL7021 | 50-60Hz | Passive | LED | dimmable | Road & Street | Inlumino S | Road & Street |  |  | 18200 | No sensor | > 320000
TBD | INS2-18000-VVV-740... | image | datasheet | deeplink | TUNGSRAM - Inlumino S - 18300lm - 122W - 4000K - 70CRI - TBD[SKU] - Universal coupler 30-76mm | 8 | Universal coupler 30-76mm | LED | 1 | 122 | [8 empty] | CE | [6 empty] | 66 | 4000 | 509x397x118 |  | 220-240V |  | 5 |  |  |  | 70 |  | 4000 |  | > 313000 |  |  |  |  | 150 |  |  | 9 | VVV | 25 | < 10% at 100.000 hours |  | Available | 740/559 | CIE(x= 0.3818. y= 0.3796) 5SDCM. 3SDCM on request | Class I. Class II | IK09 |  |  | 50 |  | -40 | 1 | 122 | RAL7021 | 50-60Hz | Passive | LED | dimmable | Road & Street | Inlumino S | Road & Street |  |  | 18300 | No sensor | > 320000
TBD | INS2-18000-UUU-740... | image | datasheet | deeplink | TUNGSRAM - Inlumino S - 17700lm - 122W - 4000K - 70CRI - TBD[SKU] - Universal coupler 30-76mm | 8 | Universal coupler 30-76mm | LED | 1 | 122 | [8 empty] | CE | [6 empty] | 66 | 4000 | 509x397x118 |  | 220-240V |  | 5 |  |  |  | 70 |  | 4000 |  | > 313000 |  |  |  |  | 145.08 |  |  | 9 | UUU | 25 | < 10% at 100.000 hours |  | Available | 740/559 | CIE(x= 0.3818. y= 0.3796) 5SDCM. 3SDCM on request | Class I. Class II | IK09 |  |  | 50 |  | -40 | 1 | 122 | RAL7021 | 50-60Hz | Passive | LED | dimmable | Road & Street | Inlumino S | Road & Street |  |  | 17700 | No sensor | > 320000
TBD | INS2-18000-SSS-740... | image | datasheet | deeplink | TUNGSRAM - Inlumino S - 17900lm - 122W - 4000K - 70CRI - TBD[SKU] - Universal coupler 30-76mm | 8 | Universal coupler 30-76mm | LED | 1 | 122 | [8 empty] | CE | [6 empty] | 66 | 4000 | 509x397x118 |  | 220-240V |  | 5 |  |  |  | 70 |  | 4000 |  | > 313000 |  |  |  |  | 146.72 |  |  | 9 | SSS | 25 | < 10% at 100.000 hours |  | Available | 740/559 | CIE(x= 0.3818. y= 0.3796) 5SDCM. 3SDCM on request | Class I. Class II | IK09 |  |  | 50 |  | -40 | 1 | 122 | RAL7021 | 50-60Hz | Passive | LED | dimmable | Road & Street | Inlumino S | Road & Street |  |  | 17900 | No sensor | > 320000
TBD | INS2-18000-QQQ-740... | image | datasheet | deeplink | TUNGSRAM - Inlumino S - 18100lm - 122W - 4000K - 70CRI - TBD[SKU] - Universal coupler 30-76mm | 8 | Universal coupler 30-76mm | LED | 1 | 122 | [8 empty] | CE | [6 empty] | 66 | 4000 | 509x397x118 |  | 220-240V |  | 5 |  |  |  | 70 |  | 4000 |  | > 313000 |  |  |  |  | 148.36 |  |  | 9 | QQQ | 25 | < 10% at 100.000 hours |  | Available | 740/559 | CIE(x= 0.3818. y= 0.3796) 5SDCM. 3SDCM on request | Class I. Class II | IK09 |  |  | 50 |  | -40 | 1 | 122 | RAL7021 | 50-60Hz | Passive | LED | dimmable | Road & Street | Inlumino S | Road & Street |  |  | 18100 | No sensor | > 320000
TBD | INS2-18000-PPP-740... | image | datasheet | deeplink | TUNGSRAM - Inlumino S - 18000lm - 122W - 4000K - 70CRI - TBD[SKU] - Universal coupler 30-76mm | 8 | Universal coupler 30-76mm | LED | 1 | 122 | [8 empty] | CE | [6 empty] | 66 | 4000 | 509x397x118 |  | 220-240V |  | 5 |  |  |  | 70 |  | 4000 |  | > 313000 |  |  |  |  | 147.54 |  |  | 9 | PPP | 25 | < 10% at 100.000 hours |  | Available | 740/559 | CIE(x= 0.3818. y= 0.3796) 5SDCM. 3SDCM on request | Class I. Class II | IK09 |  |  | 50 |  | -40 | 1 | 122 | RAL7021 | 50-60Hz | Passive | LED | dimmable | Road & Street | Inlumino S | Road & Street |  |  | 18000 | No sensor | > 320000
TBD | INS2-18000-OOO-740... | image | datasheet | deeplink | TUNGSRAM - Inlumino S - 17600lm - 122W - 4000K - 70CRI - TBD[SKU] - Universal coupler 30-76mm | 8 | Universal coupler 30-76mm | LED | 1 | 122 | [8 empty] | CE | [6 empty] | 66 | 4000 | 509x397x118 |  | 220-240V |  | 5 |  |  |  | 70 |  | 4000 |  | > 313000 |  |  |  |  | 144.26 |  |  | 9 | OOO | 25 | < 10% at 100.000 hours |  | Available | 740/559 | CIE(x= 0.3818. y= 0.3796) 5SDCM. 3SDCM on request | Class I. Class II | IK09 |  |  | 50 |  | -40 | 1 | 122 | RAL7021 | 50-60Hz | Passive | LED | dimmable | Road & Street | Inlumino S | Road & Street |  |  | 17600 | No sensor | > 320000
TBD | INS2-18000-NNN-740... | image | datasheet | deeplink | TUNGSRAM - Inlumino S - 18300lm - 122W - 4000K - 70CRI - TBD[SKU] - Universal coupler 30-76mm | 8 | Universal coupler 30-76mm | LED | 1 | 122 | [8 empty] | CE | [6 empty] | 66 | 4000 | 509x397x118 |  | 220-240V |  | 5 |  |  |  | 70 |  | 4000 |  | > 313000 |  |  |  |  | 150 |  |  | 9 | NNN | 25 | < 10% at 100.000 hours |  | Available | 740/559 | CIE(x= 0.3818. y= 0.3796) 5SDCM. 3SDCM on request | Class I. Class II | IK09 |  |  | 50 |  | -40 | 1 | 122 | RAL7021 | 50-60Hz | Passive | LED | dimmable | Road & Street | Inlumino S | Road & Street |  |  | 18300 | No sensor | > 320000
TBD | INS2-18000-MMM-740... | image | datasheet | deeplink | TUNGSRAM - Inlumino S - 18400lm - 122W - 4000K - 70CRI - TBD[SKU] - Universal coupler 30-76mm | 8 | Universal coupler 30-76mm | LED | 1 | 122 | [8 empty] | CE | [6 empty] | 66 | 4000 | 509x397x118 |  | 220-240V |  | 5 |  |  |  | 70 |  | 4000 |  | > 313000 |  |  |  |  | 150.82 |  |  | 9 | MMM | 25 | < 10% at 100.000 hours |  | Available | 740/559 | CIE(x= 0.3818. y= 0.3796) 5SDCM. 3SDCM on request | Class I. Class II | IK09 |  |  | 50 |  | -40 | 1 | 122 | RAL7021 | 50-60Hz | Passive | LED | dimmable | Road & Street | Inlumino S | Road & Street |  |  | 18400 | No sensor | > 320000
TBD | INS2-18000-LLL-740... | image | datasheet | deeplink | TUNGSRAM - Inlumino S - 17900lm - 122W - 4000K - 70CRI - TBD[SKU] - Universal coupler 30-76mm | 8 | Universal coupler 30-76mm | LED | 1 | 122 | [8 empty] | CE | [6 empty] | 66 | 4000 | 509x397x118 |  | 220-240V |  | 5 |  |  |  | 70 |  | 4000 |  | > 313000 |  |  |  |  | 146.72 |  |  | 9 | LLL | 25 | < 10% at 100.000 hours |  | Available | 740/559 | CIE(x= 0.3818. y= 0.3796) 5SDCM. 3SDCM on request | Class I. Class II | IK09 |  |  | 50 |  | -40 | 1 | 122 | RAL7021 | 50-60Hz | Passive | LED | dimmable | Road & Street | Inlumino S | Road & Street |  |  | 17900 | No sensor | > 320000
TBD | INS2-18000-KKK-740... | image | datasheet | deeplink | TUNGSRAM - Inlumino S - 18100lm - 122W - 4000K - 70CRI - TBD[SKU] - Universal coupler 30-76mm | 8 | Universal coupler 30-76mm | LED | 1 | 122 | [8 empty] | CE | [6 empty] | 66 | 4000 | 509x397x118 |  | 220-240V |  | 5 |  |  |  | 70 |  | 4000 |  | > 313000 |  |  |  |  | 148.36 |  |  | 9 | KKK | 25 | < 10% at 100.000 hours |  | Available | 740/559 | CIE(x= 0.3818. y= 0.3796) 5SDCM. 3SDCM on request | Class I. Class II | IK09 |  |  | 50 |  | -40 | 1 | 122 | RAL7021 | 50-60Hz | Passive | LED | dimmable | Road & Street | Inlumino S | Road & Street |  |  | 18100 | No sensor | > 320000
TBD | INS2-18000-JJJ-740... | image | datasheet | deeplink | TUNGSRAM - Inlumino S - 17900lm - 122W - 4000K - 70CRI - TBD[SKU] - Universal coupler 30-76mm | 8 | Universal coupler 30-76mm | LED | 1 | 122 | [8 empty] | CE | [6 empty] | 66 | 4000 | 509x397x118 |  | 220-240V |  | 5 |  |  |  | 70 |  | 4000 |  | > 313000 |  |  |  |  | 146.72 |  |  | 9 | JJJ | 25 | < 10% at 100.000 hours |  | Available | 740/559 | CIE(x= 0.3818. y= 0.3796) 5SDCM. 3SDCM on request | Class I. Class II | IK09 |  |  | 50 |  | -40 | 1 | 122 | RAL7021 | 50-60Hz | Passive | LED | dimmable | Road & Street | Inlumino S | Road & Street |  |  | 17900 | No sensor | > 320000
TBD | INS2-18000-GGG-740... | image | datasheet | deeplink | TUNGSRAM - Inlumino S - 18000lm - 122W - 4000K - 70CRI - TBD[SKU] - Universal coupler 30-76mm | 8 | Universal coupler 30-76mm | LED | 1 | 122 | [8 empty] | CE | [6 empty] | 66 | 4000 | 509x397x118 |  | 220-240V |  | 5 |  |  |  | 70 |  | 4000 |  | > 313000 |  |  |  |  | 147.54 |  |  | 9 | GGG | 25 | < 10% at 100.000 hours |  | Available | 740/559 | CIE(x= 0.3818. y= 0.3796) 5SDCM. 3SDCM on request | Class I. Class II | IK09 |  |  | 50 |  | -40 | 1 | 122 | RAL7021 | 50-60Hz | Passive | LED | dimmable | Road & Street | Inlumino S | Road & Street |  |  | 18000 | No sensor | > 320000
TBD | INS2-18000-FFF-740... | image | datasheet | deeplink | TUNGSRAM - Inlumino S - 18300lm - 122W - 4000K - 70CRI - TBD[SKU] - Universal coupler 30-76mm | 8 | Universal coupler 30-76mm | LED | 1 | 122 | [8 empty] | CE | [6 empty] | 66 | 4000 | 509x397x118 |  | 220-240V |  | 5 |  |  |  | 70 |  | 4000 |  | > 313000 |  |  |  |  | 150 |  |  | 9 | FFF | 25 | < 10% at 100.000 hours |  | Available | 740/559 | CIE(x= 0.3818. y= 0.3796) 5SDCM. 3SDCM on request | Class I. Class II | IK09 |  |  | 50 |  | -40 | 1 | 122 | RAL7021 | 50-60Hz | Passive | LED | dimmable | Road & Street | Inlumino S | Road & Street |  |  | 18300 | No sensor | > 320000
TBD | INS2-18000-EEE-740... | image | datasheet | deeplink | TUNGSRAM - Inlumino S - 18400lm - 122W - 4000K - 70CRI - TBD[SKU] - Universal coupler 30-76mm | 8 | Universal coupler 30-76mm | LED | 1 | 122 | [8 empty] | CE | [6 empty] | 66 | 4000 | 509x397x118 |  | 220-240V |  | 5 |  |  |  | 70 |  | 4000 |  | > 313000 |  |  |  |  | 150.82 |  |  | 9 | EEE | 25 | < 10% at 100.000 hours |  | Available | 740/559 | CIE(x= 0.3818. y= 0.3796) 5SDCM. 3SDCM on request | Class I. Class II | IK09 |  |  | 50 |  | -40 | 1 | 122 | RAL7021 | 50-60Hz | Passive | LED | dimmable | Road & Street | Inlumino S | Road & Street |  |  | 18400 | No sensor | > 320000
TBD | INS2-18000-DDD-740... | image | datasheet | deeplink | TUNGSRAM - Inlumino S - 18400lm - 122W - 4000K - 70CRI - TBD[SKU] - Universal coupler 30-76mm | 8 | Universal coupler 30-76mm | LED | 1 | 122 | [8 empty] | CE | [6 empty] | 66 | 4000 | 509x397x118 |  | 220-240V |  | 5 |  |  |  | 70 |  | 4000 |  | > 313000 |  |  |  |  | 150.82 |  |  | 9 | DDD | 25 | < 10% at 100.000 hours |  | Available | 740/559 | CIE(x= 0.3818. y= 0.3796) 5SDCM. 3SDCM on request | Class I. Class II | IK09 |  |  | 50 |  | -40 | 1 | 122 | RAL7021 | 50-60Hz | Passive | LED | dimmable | Road & Street | Inlumino S | Road & Street |  |  | 18400 | No sensor | > 320000
TBD | INS2-18000-CCC-740... | image | datasheet | deeplink | TUNGSRAM - Inlumino S - 18200lm - 122W - 4000K - 70CRI - TBD[SKU] - Universal coupler 30-76mm | 8 | Universal coupler 30-76mm | LED | 1 | 122 | [8 empty] | CE | [6 empty] | 66 | 4000 | 509x397x118 |  | 220-240V |  | 5 |  |  |  | 70 |  | 4000 |  | > 313000 |  |  |  |  | 149.18 |  |  | 9 | CCC | 25 | < 10% at 100.000 hours |  | Available | 740/559 | CIE(x= 0.3818. y= 0.3796) 5SDCM. 3SDCM on request | Class I. Class II | IK09 |  |  | 50 |  | -40 | 1 | 122 | RAL7021 | 50-60Hz | Passive | LED | dimmable | Road & Street | Inlumino S | Road & Street |  |  | 18200 | No sensor | > 320000
TBD | INS2-18000-BBB-740... | image | datasheet | deeplink | TUNGSRAM - Inlumino S - 17900lm - 122W - 4000K - 70CRI - TBD[SKU] - Universal coupler 30-76mm | 8 | Universal coupler 30-76mm | LED | 1 | 122 | [8 empty] | CE | [6 empty] | 66 | 4000 | 509x397x118 |  | 220-240V |  | 5 |  |  |  | 70 |  | 4000 |  | > 313000 |  |  |  |  | 146.72 |  |  | 9 | BBB | 25 | < 10% at 100.000 hours |  | Available | 740/559 | CIE(x= 0.3818. y= 0.3796) 5SDCM. 3SDCM on request | Class I. Class II | IK09 |  |  | 50 |  | -40 | 1 | 122 | RAL7021 | 50-60Hz | Passive | LED | dimmable | Road & Street | Inlumino S | Road & Street |  |  | 17900 | No sensor | > 320000
TBD | INS2-18000-AAA-740... | image | datasheet | deeplink | TUNGSRAM - Inlumino S - 18500lm - 122W - 4000K - 70CRI - TBD[SKU] - Universal coupler 30-76mm | 8 | Universal coupler 30-76mm | LED | 1 | 122 | [8 empty] | CE | [6 empty] | 66 | 4000 | 509x397x118 |  | 220-240V |  | 5 |  |  |  | 70 |  | 4000 |  | > 313000 |  |  |  |  | 151.64 |  |  | 9 | AAA | 25 | < 10% at 100.000 hours |  | Available | 740/559 | CIE(x= 0.3818. y= 0.3796) 5SDCM. 3SDCM on request | Class I. Class II | IK09 |  |  | 50 |  | -40 | 1 | 122 | RAL7021 | 50-60Hz | Passive | LED | dimmable | Road & Street | Inlumino S | Road & Street |  |  | 18500 | No sensor | > 320000
TBD | INS2-16000-YYY-740... | image | datasheet | deeplink | TUNGSRAM - Inlumino S - 16000lm - 108W - 4000K - 70CRI - TBD[SKU] - Universal coupler 30-76mm | 8 | Universal coupler 30-76mm | LED | 1 | 108 | [8 empty] | CE | [6 empty] | 66 | 4000 | 509x397x118 |  | 220-240V |  | 5 |  |  |  | 70 |  | 4000 |  | > 313000 |  |  |  |  | 148.15 |  |  | 9 | YYY | 25 | < 10% at 100.000 hours |  | Available | 740/559 | CIE(x= 0.3818. y= 0.3796) 5SDCM. 3SDCM on request | Class I. Class II | IK09 |  |  | 50 |  | -40 | 1 | 108 | RAL7021 | 50-60Hz | Passive | LED | dimmable | Road & Street | Inlumino S | Road & Street |  |  | 16000 | No sensor | > 320000
TBD | INS2-16000-XXX-740... | image | datasheet | deeplink | TUNGSRAM - Inlumino S - 15600lm - 108W - 4000K - 70CRI - TBD[SKU] - Universal coupler 30-76mm | 8 | Universal coupler 30-76mm | LED | 1 | 108 | [8 empty] | CE | [6 empty] | 66 | 4000 | 509x397x118 |  | 220-240V |  | 5 |  |  |  | 70 |  | 4000 |  | > 313000 |  |  |  |  | 144.44 |  |  | 9 | XXX | 25 | < 10% at 100.000 hours |  | Available | 740/559 | CIE(x= 0.3818. y= 0.3796) 5SDCM. 3SDCM on request | Class I. Class II | IK09 |  |  | 50 |  | -40 | 1 | 108 | RAL7021 | 50-60Hz | Passive | LED | dimmable | Road & Street | Inlumino S | Road & Street |  |  | 15600 | No sensor | > 320000
TBD | INS2-16000-WWW-740... | image | datasheet | deeplink | TUNGSRAM - Inlumino S - 15700lm - 108W - 4000K - 70CRI - TBD[SKU] - Universal coupler 30-76mm | 8 | Universal coupler 30-76mm | LED | 1 | 108 | [8 empty] | CE | [6 empty] | 66 | 4000 | 509x397x118 |  | 220-240V |  | 5 |  |  |  | 70 |  | 4000 |  | > 313000 |  |  |  |  | 145.37 |  |  | 9 | WWW | 25 | < 10% at 100.000 hours |  | Available | 740/559 | CIE(x= 0.3818. y= 0.3796) 5SDCM. 3SDCM on request | Class I. Class II | IK09 |  |  | 50 |  | -40 | 1 | 108 | RAL7021 | 50-60Hz | Passive | LED | dimmable | Road & Street | Inlumino S | Road & Street |  |  | 15700 | No sensor | > 320000
TBD | INS2-16000-VVV-740... | image | datasheet | deeplink | TUNGSRAM - Inlumino S - 15800lm - 108W - 4000K - 70CRI - TBD[SKU] - Universal coupler 30-76mm | 8 | Universal coupler 30-76mm | LED | 1 | 108 | [8 empty] | CE | [6 empty] | 66 | 4000 | 509x397x118 |  | 220-240V |  | 5 |  |  |  | 70 |  | 4000 |  | > 313000 |  |  |  |  | 146.3 |  |  | 9 | VVV | 25 | < 10% at 100.000 hours |  | Available | 740/559 | CIE(x= 0.3818. y= 0.3796) 5SDCM. 3SDCM on request | Class I. Class II | IK09 |  |  | 50 |  | -40 | 1 | 108 | RAL7021 | 50-60Hz | Passive | LED | dimmable | Road & Street | Inlumino S | Road & Street |  |  | 15800 | No sensor | > 320000
TBD | INS2-16000-UUU-740... | image | datasheet | deeplink | TUNGSRAM - Inlumino S - 15300lm - 108W - 4000K - 70CRI - TBD[SKU] - Universal coupler 30-76mm | 8 | Universal coupler 30-76mm | LED | 1 | 108 | [8 empty] | CE | [6 empty] | 66 | 4000 | 509x397x118 |  | 220-240V |  | 5 |  |  |  | 70 |  | 4000 |  | > 313000 |  |  |  |  | 141.67 |  |  | 9 | UUU | 25 | < 10% at 100.000 hours |  | Available | 740/559 | CIE(x= 0.3818. y= 0.3796) 5SDCM. 3SDCM on request | Class I. Class II | IK09 |  |  | 50 |  | -40 | 1 | 108 | RAL7021 | 50-60Hz | Passive | LED | dimmable | Road & Street | Inlumino S | Road & Street |  |  | 15300 | No sensor | > 320000
TBD | INS2-16000-SSS-740... | image | datasheet | deeplink | TUNGSRAM - Inlumino S - 15400lm - 108W - 4000K - 70CRI - TBD[SKU] - Universal coupler 30-76mm | 8 | Universal coupler 30-76mm | LED | 1 | 108 | [8 empty] | CE | [6 empty] | 66 | 4000 | 509x397x118 |  | 220-240V |  | 5 |  |  |  | 70 |  | 4000 |  | > 313000 |  |  |  |  | 142.59 |  |  | 9 | SSS | 25 | < 10% at 100.000 hours |  | Available | 740/559 | CIE(x= 0.3818. y= 0.3796) 5SDCM. 3SDCM on request | Class I. Class II | IK09 |  |  | 50 |  | -40 | 1 | 108 | RAL7021 | 50-60Hz | Passive | LED | dimmable | Road & Street | Inlumino S | Road & Street |  |  | 15400 | No sensor | > 320000
TBD | INS2-16000-QQQ-740... | image | datasheet | deeplink | TUNGSRAM - Inlumino S - 15600lm - 108W - 4000K - 70CRI - TBD[SKU] - Universal coupler 30-76mm | 8 | Universal coupler 30-76mm | LED | 1 | 108 | [8 empty] | CE | [6 empty] | 66 | 4000 | 509x397x118 |  | 220-240V |  | 5 |  |  |  | 70 |  | 4000 |  | > 313000 |  |  |  |  | 144.44 |  |  | 9 | QQQ | 25 | < 10% at 100.000 hours |  | Available | 740/559 | CIE(x= 0.3818. y= 0.3796) 5SDCM. 3SDCM on request | Class I. Class II | IK09 |  |  | 50 |  | -40 | 1 | 108 | RAL7021 | 50-60Hz | Passive | LED | dimmable | Road & Street | Inlumino S | Road & Street |  |  | 15600 | No sensor | > 320000
TBD | INS2-16000-PPP-740... | image | datasheet | deeplink | TUNGSRAM - Inlumino S - 15600lm - 108W - 4000K - 70CRI - TBD[SKU] - Universal coupler 30-76mm | 8 | Universal coupler 30-76mm | LED | 1 | 108 | [8 empty] | CE | [6 empty] | 66 | 4000 | 509x397x118 |  | 220-240V |  | 5 |  |  |  | 70 |  | 4000 |  | > 313000 |  |  |  |  | 144.44 |  |  | 9 | PPP | 25 | < 10% at 100.000 hours |  | Available | 740/559 | CIE(x= 0.3818. y= 0.3796) 5SDCM. 3SDCM on request | Class I. Class II | IK09 |  |  | 50 |  | -40 | 1 | 108 | RAL7021 | 50-60Hz | Passive | LED | dimmable | Road & Street | Inlumino S | Road & Street |  |  | 15600 | No sensor | > 320000
TBD | INS2-16000-OOO-740... | image | datasheet | deeplink | TUNGSRAM - Inlumino S - 15200lm - 108W - 4000K - 70CRI - TBD[SKU] - Universal coupler 30-76mm | 8 | Universal coupler 30-76mm | LED | 1 | 108 | [8 empty] | CE | [6 empty] | 66 | 4000 | 509x397x118 |  | 220-240V |  | 5 |  |  |  | 70 |  | 4000 |  | > 313000 |  |  |  |  | 140.74 |  |  | 9 | OOO | 25 | < 10% at 100.000 hours |  | Available | 740/559 | CIE(x= 0.3818. y= 0.3796) 5SDCM. 3SDCM on request | Class I. Class II | IK09 |  |  | 50 |  | -40 | 1 | 108 | RAL7021 | 50-60Hz | Passive | LED | dimmable | Road & Street | Inlumino S | Road & Street |  |  | 15200 | No sensor | > 320000
TBD | INS2-16000-NNN-740... | image | datasheet | deeplink | TUNGSRAM - Inlumino S - 15800lm - 108W - 4000K - 70CRI - TBD[SKU] - Universal coupler 30-76mm | 8 | Universal coupler 30-76mm | LED | 1 | 108 | [8 empty] | CE | [6 empty] | 66 | 4000 | 509x397x118 |  | 220-240V |  | 5 |  |  |  | 70 |  | 4000 |  | > 313000 |  |  |  |  | 146.3 |  |  | 9 | NNN | 25 | < 10% at 100.000 hours |  | Available | 740/559 | CIE(x= 0.3818. y= 0.3796) 5SDCM. 3SDCM on request | Class I. Class II | IK09 |  |  | 50 |  | -40 | 1 | 108 | RAL7021 | 50-60Hz | Passive | LED | dimmable | Road & Street | Inlumino S | Road & Street |  |  | 15800 | No sensor | > 320000
TBD | INS2-16000-MMM-740... | image | datasheet | deeplink | TUNGSRAM - Inlumino S - 15900lm - 108W - 4000K - 70CRI - TBD[SKU] - Universal coupler 30-76mm | 8 | Universal coupler 30-76mm | LED | 1 | 108 | [8 empty] | CE | [6 empty] | 66 | 4000 | 509x397x118 |  | 220-240V |  | 5 |  |  |  | 70 |  | 4000 |  | > 313000 |  |  |  |  | 147.22 |  |  | 9 | MMM | 25 | < 10% at 100.000 hours |  | Available | 740/559 | CIE(x= 0.3818. y= 0.3796) 5SDCM. 3SDCM on request | Class I. Class II | IK09 |  |  | 50 |  | -40 | 1 | 108 | RAL7021 | 50-60Hz | Passive | LED | dimmable | Road & Street | Inlumino S | Road & Street |  |  | 15900 | No sensor | > 320000
TBD | INS2-16000-LLL-740... | image | datasheet | deeplink | TUNGSRAM - Inlumino S - 15400lm - 108W - 4000K - 70CRI - TBD[SKU] - Universal coupler 30-76mm | 8 | Universal coupler 30-76mm | LED | 1 | 108 | [8 empty] | CE | [6 empty] | 66 | 4000 | 509x397x118 |  | 220-240V |  | 5 |  |  |  | 70 |  | 4000 |  | > 313000 |  |  |  |  | 142.59 |  |  | 9 | LLL | 25 | < 10% at 100.000 hours |  | Available | 740/559 | CIE(x= 0.3818. y= 0.3796) 5SDCM. 3SDCM on request | Class I. Class II | IK09 |  |  | 50 |  | -40 | 1 | 108 | RAL7021 | 50-60Hz | Passive | LED | dimmable | Road & Street | Inlumino S | Road & Street |  |  | 15400 | No sensor | > 320000
TBD | INS2-16000-KKK-740... | image | datasheet | deeplink | TUNGSRAM - Inlumino S - 15700lm - 108W - 4000K - 70CRI - TBD[SKU] - Universal coupler 30-76mm | 8 | Universal coupler 30-76mm | LED | 1 | 108 | [8 empty] | CE | [6 empty] | 66 | 4000 | 509x397x118 |  | 220-240V |  | 5 |  |  |  | 70 |  | 4000 |  | > 313000 |  |  |  |  | 145.37 |  |  | 9 | KKK | 25 | < 10% at 100.000 hours |  | Available | 740/559 | CIE(x= 0.3818. y= 0.3796) 5SDCM. 3SDCM on request | Class I. Class II | IK09 |  |  | 50 |  | -40 | 1 | 108 | RAL7021 | 50-60Hz | Passive | LED | dimmable | Road & Street | Inlumino S | Road & Street |  |  | 15700 | No sensor | > 320000
TBD | INS2-16000-JJJ-740... | image | datasheet | deeplink | TUNGSRAM - Inlumino S - 15500lm - 108W - 4000K - 70CRI - TBD[SKU] - Universal coupler 30-76mm | 8 | Universal coupler 30-76mm | LED | 1 | 108 | [8 empty] | CE | [6 empty] | 66 | 4000 | 509x397x118 |  | 220-240V |  | 5 |  |  |  | 70 |  | 4000 |  | > 313000 |  |  |  |  | 143.52 |  |  | 9 | JJJ | 25 | < 10% at 100.000 hours |  | Available | 740/559 | CIE(x= 0.3818. y= 0.3796) 5SDCM. 3SDCM on request | Class I. Class II | IK09 |  |  | 50 |  | -40 | 1 | 108 | RAL7021 | 50-60Hz | Passive | LED | dimmable | Road & Street | Inlumino S | Road & Street |  |  | 15500 | No sensor | > 320000
TBD | INS2-16000-GGG-740... | image | datasheet | deeplink | TUNGSRAM - Inlumino S - 15600lm - 108W - 4000K - 70CRI - TBD[SKU] - Universal coupler 30-76mm | 8 | Universal coupler 30-76mm | LED | 1 | 108 | [8 empty] | CE | [6 empty] | 66 | 4000 | 509x397x118 |  | 220-240V |  | 5 |  |  |  | 70 |  | 4000 |  | > 313000 |  |  |  |  | 144.44 |  |  | 9 | GGG | 25 | < 10% at 100.000 hours |  | Available | 740/559 | CIE(x= 0.3818. y= 0.3796) 5SDCM. 3SDCM on request | Class I. Class II | IK09 |  |  | 50 |  | -40 | 1 | 108 | RAL7021 | 50-60Hz | Passive | LED | dimmable | Road & Street | Inlumino S | Road & Street |  |  | 15600 | No sensor | > 320000
TBD | INS2-16000-FFF-740... | image | datasheet | deeplink | TUNGSRAM - Inlumino S - 15800lm - 108W - 4000K - 70CRI - TBD[SKU] - Universal coupler 30-76mm | 8 | Universal coupler 30-76mm | LED | 1 | 108 | [8 empty] | CE | [6 empty] | 66 | 4000 | 509x397x118 |  | 220-240V |  | 5 |  |  |  | 70 |  | 4000 |  | > 313000 |  |  |  |  | 146.3 |  |  | 9 | FFF | 25 | < 10% at 100.000 hours |  | Available | 740/559 | CIE(x= 0.3818. y= 0.3796) 5SDCM. 3SDCM on request | Class I. Class II | IK09 |  |  | 50 |  | -40 | 1 | 108 | RAL7021 | 50-60Hz | Passive | LED | dimmable | Road & Street | Inlumino S | Road & Street |  |  | 15800 | No sensor | > 320000
TBD | INS2-16000-EEE-740... | image | datasheet | deeplink | TUNGSRAM - Inlumino S - 15900lm - 108W - 4000K - 70CRI - TBD[SKU] - Universal coupler 30-76mm | 8 | Universal coupler 30-76mm | LED | 1 | 108 | [8 empty] | CE | [6 empty] | 66 | 4000 | 509x397x118 |  | 220-240V |  | 5 |  |  |  | 70 |  | 4000 |  | > 313000 |  |  |  |  | 147.22 |  |  | 9 | EEE | 25 | < 10% at 100.000 hours |  | Available | 740/559 | CIE(x= 0.3818. y= 0.3796) 5SDCM. 3SDCM on request | Class I. Class II | IK09 |  |  | 50 |  | -40 | 1 | 108 | RAL7021 | 50-60Hz | Passive | LED | dimmable | Road & Street | Inlumino S | Road & Street |  |  | 15900 | No sensor | > 320000
TBD | INS2-16000-DDD-740... | image | datasheet | deeplink | TUNGSRAM - Inlumino S - 15900lm - 108W - 4000K - 70CRI - TBD[SKU] - Universal coupler 30-76mm | 8 | Universal coupler 30-76mm | LED | 1 | 108 | [8 empty] | CE | [6 empty] | 66 | 4000 | 509x397x118 |  | 220-240V |  | 5 |  |  |  | 70 |  | 4000 |  | > 313000 |  |  |  |  | 147.22 |  |  | 9 | DDD | 25 | < 10% at 100.000 hours |  | Available | 740/559 | CIE(x= 0.3818. y= 0.3796) 5SDCM. 3SDCM on request | Class I. Class II | IK09 |  |  | 50 |  | -40 | 1 | 108 | RAL7021 | 50-60Hz | Passive | LED | dimmable | Road & Street | Inlumino S | Road & Street |  |  | 15900 | No sensor | > 320000
TBD | INS2-16000-CCC-740... | image | datasheet | deeplink | TUNGSRAM - Inlumino S - 15700lm - 108W - 4000K - 70CRI - TBD[SKU] - Universal coupler 30-76mm | 8 | Universal coupler 30-76mm | LED | 1 | 108 | [8 empty] | CE | [6 empty] | 66 | 4000 | 509x397x118 |  | 220-240V |  | 5 |  |  |  | 70 |  | 4000 |  | > 313000 |  |  |  |  | 145.37 |  |  | 9 | CCC | 25 | < 10% at 100.000 hours |  | Available | 740/559 | CIE(x= 0.3818. y= 0.3796) 5SDCM. 3SDCM on request | Class I. Class II | IK09 |  |  | 50 |  | -40 | 1 | 108 | RAL7021 | 50-60Hz | Passive | LED | dimmable | Road & Street | Inlumino S | Road & Street |  |  | 15700 | No sensor | > 320000
TBD | INS2-16000-BBB-740... | image | datasheet | deeplink | TUNGSRAM - Inlumino S - 15500lm - 108W - 4000K - 70CRI - TBD[SKU] - Universal coupler 30-76mm | 8 | Universal coupler 30-76mm | LED | 1 | 108 | [8 empty] | CE | [6 empty] | 66 | 4000 | 509x397x118 |  | 220-240V |  | 5 |  |  |  | 70 |  | 4000 |  | > 313000 |  |  |  |  | 143.52 |  |  | 9 | BBB | 25 | < 10% at 100.000 hours |  | Available | 740/559 | CIE(x= 0.3818. y= 0.3796) 5SDCM. 3SDCM on request | Class I. Class II | IK09 |  |  | 50 |  | -40 | 1 | 108 | RAL7021 | 50-60Hz | Passive | LED | dimmable | Road & Street | Inlumino S | Road & Street |  |  | 15500 | No sensor | > 320000
TBD | INS2-16000-AAA-740... | image | datasheet | deeplink | TUNGSRAM - Inlumino S - 16000lm - 108W - 4000K - 70CRI - TBD[SKU] - Universal coupler 30-76mm | 8 | Universal coupler 30-76mm | LED | 1 | 108 | [8 empty] | CE | [6 empty] | 66 | 4000 | 509x397x118 |  | 220-240V |  | 5 |  |  |  | 70 |  | 4000 |  | > 313000 |  |  |  |  | 148.15 |  |  | 9 | AAA | 25 | < 10% at 100.000 hours |  | Available | 740/559 | CIE(x= 0.3818. y= 0.3796) 5SDCM. 3SDCM on request | Class I. Class II | IK09 |  |  | 50 |  | -40 | 1 | 108 | RAL7021 | 50-60Hz | Passive | LED | dimmable | Road & Street | Inlumino S | Road & Street |  |  | 16000 | No sensor | > 320000
TBD | INS2-14000-YYY-740... | image | datasheet | deeplink | TUNGSRAM - Inlumino S - 14300lm - 93W - 4000K - 70CRI - TBD[SKU] - Universal coupler 30-76mm | 8 | Universal coupler 30-76mm | LED | 1 | 93 | [8 empty] | CE | [6 empty] | 66 | 4000 | 509x397x118 |  | 220-240V |  | 5 |  |  |  | 70 |  | 4000 |  | > 313000 |  |  |  |  | 153.76 |  |  | 9 | YYY | 25 | < 10% at 100.000 hours |  | Available | 740/559 | CIE(x= 0.3818. y= 0.3796) 5SDCM. 3SDCM on request | Class I. Class II | IK09 |  |  | 50 |  | -40 | 1 | 93 | RAL7021 | 50-60Hz | Passive | LED | dimmable | Road & Street | Inlumino S | Road & Street |  |  | 14300 | No sensor | > 320000
TBD | INS2-14000-XXX-740... | image | datasheet | deeplink | TUNGSRAM - Inlumino S - 14000lm - 93W - 4000K - 70CRI - TBD[SKU] - Universal coupler 30-76mm | 8 | Universal coupler 30-76mm | LED | 1 | 93 | [8 empty] | CE | [6 empty] | 66 | 4000 | 509x397x118 |  | 220-240V |  | 5 |  |  |  | 70 |  | 4000 |  | > 313000 |  |  |  |  | 150.54 |  |  | 9 | XXX | 25 | < 10% at 100.000 hours |  | Available | 740/559 | CIE(x= 0.3818. y= 0.3796) 5SDCM. 3SDCM on request | Class I. Class II | IK09 |  |  | 50 |  | -40 | 1 | 93 | RAL7021 | 50-60Hz | Passive | LED | dimmable | Road & Street | Inlumino S | Road & Street |  |  | 14000 | No sensor | > 320000
TBD | INS2-14000-WWW-740... | image | datasheet | deeplink | TUNGSRAM - Inlumino S - 14000lm - 93W - 4000K - 70CRI - TBD[SKU] - Universal coupler 30-76mm | 8 | Universal coupler 30-76mm | LED | 1 | 93 | [8 empty] | CE | [6 empty] | 66 | 4000 | 509x397x118 |  | 220-240V |  | 5 |  |  |  | 70 |  | 4000 |  | > 313000 |  |  |  |  | 150.54 |  |  | 9 | WWW | 25 | < 10% at 100.000 hours |  | Available | 740/559 | CIE(x= 0.3818. y= 0.3796) 5SDCM. 3SDCM on request | Class I. Class II | IK09 |  |  | 50 |  | -40 | 1 | 93 | RAL7021 | 50-60Hz | Passive | LED | dimmable | Road & Street | Inlumino S | Road & Street |  |  | 14000 | No sensor | > 320000
TBD | INS2-14000-VVV-740... | image | datasheet | deeplink | TUNGSRAM - Inlumino S - 14200lm - 93W - 4000K - 70CRI - TBD[SKU] - Universal coupler 30-76mm | 8 | Universal coupler 30-76mm | LED | 1 | 93 | [8 empty] | CE | [6 empty] | 66 | 4000 | 509x397x118 |  | 220-240V |  | 5 |  |  |  | 70 |  | 4000 |  | > 313000 |  |  |  |  | 152.69 |  |  | 9 | VVV | 25 | < 10% at 100.000 hours |  | Available | 740/559 | CIE(x= 0.3818. y= 0.3796) 5SDCM. 3SDCM on request | Class I. Class II | IK09 |  |  | 50 |  | -40 | 1 | 93 | RAL7021 | 50-60Hz | Passive | LED | dimmable | Road & Street | Inlumino S | Road & Street |  |  | 14200 | No sensor | > 320000
TBD | INS2-14000-UUU-740... | image | datasheet | deeplink | TUNGSRAM - Inlumino S - 13700lm - 93W - 4000K - 70CRI - TBD[SKU] - Universal coupler 30-76mm | 8 | Universal coupler 30-76mm | LED | 1 | 93 | [8 empty] | CE | [6 empty] | 66 | 4000 | 509x397x118 |  | 220-240V |  | 5 |  |  |  | 70 |  | 4000 |  | > 313000 |  |  |  |  | 147.31 |  |  | 9 | UUU | 25 | < 10% at 100.000 hours |  | Available | 740/559 | CIE(x= 0.3818. y= 0.3796) 5SDCM. 3SDCM on request | Class I. Class II | IK09 |  |  | 50 |  | -40 | 1 | 93 | RAL7021 | 50-60Hz | Passive | LED | dimmable | Road & Street | Inlumino S | Road & Street |  |  | 13700 | No sensor | > 320000
TBD | INS2-14000-SSS-740... | image | datasheet | deeplink | TUNGSRAM - Inlumino S - 13800lm - 93W - 4000K - 70CRI - TBD[SKU] - Universal coupler 30-76mm | 8 | Universal coupler 30-76mm | LED | 1 | 93 | [8 empty] | CE | [6 empty] | 66 | 4000 | 509x397x118 |  | 220-240V |  | 5 |  |  |  | 70 |  | 4000 |  | > 313000 |  |  |  |  | 148.39 |  |  | 9 | SSS | 25 | < 10% at 100.000 hours |  | Available | 740/559 | CIE(x= 0.3818. y= 0.3796) 5SDCM. 3SDCM on request | Class I. Class II | IK09 |  |  | 50 |  | -40 | 1 | 93 | RAL7021 | 50-60Hz | Passive | LED | dimmable | Road & Street | Inlumino S | Road & Street |  |  | 13800 | No sensor | > 320000
TBD | INS2-14000-QQQ-740... | image | datasheet | deeplink | TUNGSRAM - Inlumino S - 14000lm - 93W - 4000K - 70CRI - TBD[SKU] - Universal coupler 30-76mm | 8 | Universal coupler 30-76mm | LED | 1 | 93 | [8 empty] | CE | [6 empty] | 66 | 4000 | 509x397x118 |  | 220-240V |  | 5 |  |  |  | 70 |  | 4000 |  | > 313000 |  |  |  |  | 150.54 |  |  | 9 | QQQ | 25 | < 10% at 100.000 hours |  | Available | 740/559 | CIE(x= 0.3818. y= 0.3796) 5SDCM. 3SDCM on request | Class I. Class II | IK09 |  |  | 50 |  | -40 | 1 | 93 | RAL7021 | 50-60Hz | Passive | LED | dimmable | Road & Street | Inlumino S | Road & Street |  |  | 14000 | No sensor | > 320000
TBD | INS2-14000-PPP-740... | image | datasheet | deeplink | TUNGSRAM - Inlumino S - 13900lm - 93W - 4000K - 70CRI - TBD[SKU] - Universal coupler 30-76mm | 8 | Universal coupler 30-76mm | LED | 1 | 93 | [8 empty] | CE | [6 empty] | 66 | 4000 | 509x397x118 |  | 220-240V |  | 5 |  |  |  | 70 |  | 4000 |  | > 313000 |  |  |  |  | 149.46 |  |  | 9 | PPP | 25 | < 10% at 100.000 hours |  | Available | 740/559 | CIE(x= 0.3818. y= 0.3796) 5SDCM. 3SDCM on request | Class I. Class II | IK09 |  |  | 50 |  | -40 | 1 | 93 | RAL7021 | 50-60Hz | Passive | LED | dimmable | Road & Street | Inlumino S | Road & Street |  |  | 13900 | No sensor | > 320000
TBD | INS2-14000-OOO-740... | image | datasheet | deeplink | TUNGSRAM - Inlumino S - 13600lm - 93W - 4000K - 70CRI - TBD[SKU] - Universal coupler 30-76mm | 8 | Universal coupler 30-76mm | LED | 1 | 93 | [8 empty] | CE | [6 empty] | 66 | 4000 | 509x397x118 |  | 220-240V |  | 5 |  |  |  | 70 |  | 4000 |  | > 313000 |  |  |  |  | 146.24 |  |  | 9 | OOO | 25 | < 10% at 100.000 hours |  | Available | 740/559 | CIE(x= 0.3818. y= 0.3796) 5SDCM. 3SDCM on request | Class I. Class II | IK09 |  |  | 50 |  | -40 | 1 | 93 | RAL7021 | 50-60Hz | Passive | LED | dimmable | Road & Street | Inlumino S | Road & Street |  |  | 13600 | No sensor | > 320000
TBD | INS2-14000-NNN-740... | image | datasheet | deeplink | TUNGSRAM - Inlumino S - 14200lm - 93W - 4000K - 70CRI - TBD[SKU] - Universal coupler 30-76mm | 8 | Universal coupler 30-76mm | LED | 1 | 93 | [8 empty] | CE | [6 empty] | 66 | 4000 | 509x397x118 |  | 220-240V |  | 5 |  |  |  | 70 |  | 4000 |  | > 313000 |  |  |  |  | 152.69 |  |  | 9 | NNN | 25 | < 10% at 100.000 hours |  | Available | 740/559 | CIE(x= 0.3818. y= 0.3796) 5SDCM. 3SDCM on request | Class I. Class II | IK09 |  |  | 50 |  | -40 | 1 | 93 | RAL7021 | 50-60Hz | Passive | LED | dimmable | Road & Street | Inlumino S | Road & Street |  |  | 14200 | No sensor | > 320000
TBD | INS2-14000-MMM-740... | image | datasheet | deeplink | TUNGSRAM - Inlumino S - 14200lm - 93W - 4000K - 70CRI - TBD[SKU] - Universal coupler 30-76mm | 8 | Universal coupler 30-76mm | LED | 1 | 93 | [8 empty] | CE | [6 empty] | 66 | 4000 | 509x397x118 |  | 220-240V |  | 5 |  |  |  | 70 |  | 4000 |  | > 313000 |  |  |  |  | 152.69 |  |  | 9 | MMM | 25 | < 10% at 100.000 hours |  | Available | 740/559 | CIE(x= 0.3818. y= 0.3796) 5SDCM. 3SDCM on request | Class I. Class II | IK09 |  |  | 50 |  | -40 | 1 | 93 | RAL7021 | 50-60Hz | Passive | LED | dimmable | Road & Street | Inlumino S | Road & Street |  |  | 14200 | No sensor | > 320000
TBD | INS2-14000-LLL-740... | image | datasheet | deeplink | TUNGSRAM - Inlumino S - 13800lm - 93W - 4000K - 70CRI - TBD[SKU] - Universal coupler 30-76mm | 8 | Universal coupler 30-76mm | LED | 1 | 93 | [8 empty] | CE | [6 empty] | 66 | 4000 | 509x397x118 |  | 220-240V |  | 5 |  |  |  | 70 |  | 4000 |  | > 313000 |  |  |  |  | 148.39 |  |  | 9 | LLL | 25 | < 10% at 100.000 hours |  | Available | 740/559 | CIE(x= 0.3818. y= 0.3796) 5SDCM. 3SDCM on request | Class I. Class II | IK09 |  |  | 50 |  | -40 | 1 | 93 | RAL7021 | 50-60Hz | Passive | LED | dimmable | Road & Street | Inlumino S | Road & Street |  |  | 13800 | No sensor | > 320000
TBD | INS2-14000-KKK-740... | image | datasheet | deeplink | TUNGSRAM - Inlumino S - 14000lm - 93W - 4000K - 70CRI - TBD[SKU] - Universal coupler 30-76mm | 8 | Universal coupler 30-76mm | LED | 1 | 93 | [8 empty] | CE | [6 empty] | 66 | 4000 | 509x397x118 |  | 220-240V |  | 5 |  |  |  | 70 |  | 4000 |  | > 313000 |  |  |  |  | 150.54 |  |  | 9 | KKK | 25 | < 10% at 100.000 hours |  | Available | 740/559 | CIE(x= 0.3818. y= 0.3796) 5SDCM. 3SDCM on request | Class I. Class II | IK09 |  |  | 50 |  | -40 | 1 | 93 | RAL7021 | 50-60Hz | Passive | LED | dimmable | Road & Street | Inlumino S | Road & Street |  |  | 14000 | No sensor | > 320000
TBD | INS2-14000-JJJ-740... | image | datasheet | deeplink | TUNGSRAM - Inlumino S - 13800lm - 93W - 4000K - 70CRI - TBD[SKU] - Universal coupler 30-76mm | 8 | Universal coupler 30-76mm | LED | 1 | 93 | [8 empty] | CE | [6 empty] | 66 | 4000 | 509x397x118 |  | 220-240V |  | 5 |  |  |  | 70 |  | 4000 |  | > 313000 |  |  |  |  | 148.39 |  |  | 9 | JJJ | 25 | < 10% at 100.000 hours |  | Available | 740/559 | CIE(x= 0.3818. y= 0.3796) 5SDCM. 3SDCM on request | Class I. Class II | IK09 |  |  | 50 |  | -40 | 1 | 93 | RAL7021 | 50-60Hz | Passive | LED | dimmable | Road & Street | Inlumino S | Road & Street |  |  | 13800 | No sensor | > 320000
TBD | INS2-14000-GGG-740... | image | datasheet | deeplink | TUNGSRAM - Inlumino S - 13900lm - 93W - 4000K - 70CRI - TBD[SKU] - Universal coupler 30-76mm | 8 | Universal coupler 30-76mm | LED | 1 | 93 | [8 empty] | CE | [6 empty] | 66 | 4000 | 509x397x118 |  | 220-240V |  | 5 |  |  |  | 70 |  | 4000 |  | > 313000 |  |  |  |  | 149.46 |  |  | 9 | GGG | 25 | < 10% at 100.000 hours |  | Available | 740/559 | CIE(x= 0.3818. y= 0.3796) 5SDCM. 3SDCM on request | Class I. Class II | IK09 |  |  | 50 |  | -40 | 1 | 93 | RAL7021 | 50-60Hz | Passive | LED | dimmable | Road & Street | Inlumino S | Road & Street |  |  | 13900 | No sensor | > 320000
TBD | INS2-14000-FFF-740... | image | datasheet | deeplink | TUNGSRAM - Inlumino S - 14100lm - 93W - 4000K - 70CRI - TBD[SKU] - Universal coupler 30-76mm | 8 | Universal coupler 30-76mm | LED | 1 | 93 | [8 empty] | CE | [6 empty] | 66 | 4000 | 509x397x118 |  | 220-240V |  | 5 |  |  |  | 70 |  | 4000 |  | > 313000 |  |  |  |  | 151.61 |  |  | 9 | FFF | 25 | < 10% at 100.000 hours |  | Available | 740/559 | CIE(x= 0.3818. y= 0.3796) 5SDCM. 3SDCM on request | Class I. Class II | IK09 |  |  | 50 |  | -40 | 1 | 93 | RAL7021 | 50-60Hz | Passive | LED | dimmable | Road & Street | Inlumino S | Road & Street |  |  | 14100 | No sensor | > 320000
TBD | INS2-14000-EEE-740... | image | datasheet | deeplink | TUNGSRAM - Inlumino S - 14200lm - 93W - 4000K - 70CRI - TBD[SKU] - Universal coupler 30-76mm | 8 | Universal coupler 30-76mm | LED | 1 | 93 | [8 empty] | CE | [6 empty] | 66 | 4000 | 509x397x118 |  | 220-240V |  | 5 |  |  |  | 70 |  | 4000 |  | > 313000 |  |  |  |  | 152.69 |  |  | 9 | EEE | 25 | < 10% at 100.000 hours |  | Available | 740/559 | CIE(x= 0.3818. y= 0.3796) 5SDCM. 3SDCM on request | Class I. Class II | IK09 |  |  | 50 |  | -40 | 1 | 93 | RAL7021 | 50-60Hz | Passive | LED | dimmable | Road & Street | Inlumino S | Road & Street |  |  | 14200 | No sensor | > 320000
TBD | INS2-14000-DDD-740... | image | datasheet | deeplink | TUNGSRAM - Inlumino S - 14300lm - 93W - 4000K - 70CRI - TBD[SKU] - Universal coupler 30-76mm | 8 | Universal coupler 30-76mm | LED | 1 | 93 | [8 empty] | CE | [6 empty] | 66 | 4000 | 509x397x118 |  | 220-240V |  | 5 |  |  |  | 70 |  | 4000 |  | > 313000 |  |  |  |  | 153.76 |  |  | 9 | DDD | 25 | < 10% at 100.000 hours |  | Available | 740/559 | CIE(x= 0.3818. y= 0.3796) 5SDCM. 3SDCM on request | Class I. Class II | IK09 |  |  | 50 |  | -40 | 1 | 93 | RAL7021 | 50-60Hz | Passive | LED | dimmable | Road & Street | Inlumino S | Road & Street |  |  | 14300 | No sensor | > 320000
TBD | INS2-14000-CCC-740... | image | datasheet | deeplink | TUNGSRAM - Inlumino S - 14100lm - 93W - 4000K - 70CRI - TBD[SKU] - Universal coupler 30-76mm | 8 | Universal coupler 30-76mm | LED | 1 | 93 | [8 empty] | CE | [6 empty] | 66 | 4000 | 509x397x118 |  | 220-240V |  | 5 |  |  |  | 70 |  | 4000 |  | > 313000 |  |  |  |  | 151.61 |  |  | 9 | CCC | 25 | < 10% at 100.000 hours |  | Available | 740/559 | CIE(x= 0.3818. y= 0.3796) 5SDCM. 3SDCM on request | Class I. Class II | IK09 |  |  | 50 |  | -40 | 1 | 93 | RAL7021 | 50-60Hz | Passive | LED | dimmable | Road & Street | Inlumino S | Road & Street |  |  | 14100 | No sensor | > 320000
TBD | INS2-14000-BBB-740... | image | datasheet | deeplink | TUNGSRAM - Inlumino S - 13800lm - 93W - 4000K - 70CRI - TBD[SKU] - Universal coupler 30-76mm | 8 | Universal coupler 30-76mm | LED | 1 | 93 | [8 empty] | CE | [6 empty] | 66 | 4000 | 509x397x118 |  | 220-240V |  | 5 |  |  |  | 70 |  | 4000 |  | > 313000 |  |  |  |  | 148.39 |  |  | 9 | BBB | 25 | < 10% at 100.000 hours |  | Available | 740/559 | CIE(x= 0.3818. y= 0.3796) 5SDCM. 3SDCM on request | Class I. Class II | IK09 |  |  | 50 |  | -40 | 1 | 93 | RAL7021 | 50-60Hz | Passive | LED | dimmable | Road & Street | Inlumino S | Road & Street |  |  | 13800 | No sensor | > 320000
TBD | INS2-14000-AAA-740... | image | datasheet | deeplink | TUNGSRAM - Inlumino S - 14300lm - 93W - 4000K - 70CRI - TBD[SKU] - Universal coupler 30-76mm | 8 | Universal coupler 30-76mm | LED | 1 | 93 | [8 empty] | CE | [6 empty] | 66 | 4000 | 509x397x118 |  | 220-240V |  | 5 |  |  |  | 70 |  | 4000 |  | > 313000 |  |  |  |  | 153.76 |  |  | 9 | AAA | 25 | < 10% at 100.000 hours |  | Available | 740/559 | CIE(x= 0.3818. y= 0.3796) 5SDCM. 3SDCM on request | Class I. Class II | IK09 |  |  | 50 |  | -40 | 1 | 93 | RAL7021 | 50-60Hz | Passive | LED | dimmable | Road & Street | Inlumino S | Road & Street |  |  | 14300 | No sensor | > 320000
TBD | INS2-12000-YYY-740... | image | datasheet | deeplink | TUNGSRAM - Inlumino S - 12300lm - 85W - 4000K - 70CRI - TBD[SKU] - Universal coupler 30-76mm | 8 | Universal coupler 30-76mm | LED | 1 | 85 | [8 empty] | CE | [6 empty] | 66 | 4000 | 509x397x118 |  | 220-240V |  | 5 |  |  |  | 70 |  | 4000 |  | > 313000 |  |  |  |  | 144.71 |  |  | 9 | YYY | 25 | < 10% at 100.000 hours |  | Available | 740/559 | CIE(x= 0.3818. y= 0.3796) 5SDCM. 3SDCM on request | Class I. Class II | IK09 |  |  | 50 |  | -40 | 1 | 85 | RAL7021 | 50-60Hz | Passive | LED | dimmable | Road & Street | Inlumino S | Road & Street |  |  | 12300 | No sensor | > 320000
TBD | INS2-12000-XXX-740... | image | datasheet | deeplink | TUNGSRAM - Inlumino S - 12000lm - 85W - 4000K - 70CRI - TBD[SKU] - Universal coupler 30-76mm | 8 | Universal coupler 30-76mm | LED | 1 | 85 | [8 empty] | CE | [6 empty] | 66 | 4000 | 509x397x118 |  | 220-240V |  | 5 |  |  |  | 70 |  | 4000 |  | > 313000 |  |  |  |  | 141.18 |  |  | 9 | XXX | 25 | < 10% at 100.000 hours |  | Available | 740/559 | CIE(x= 0.3818. y= 0.3796) 5SDCM. 3SDCM on request | Class I. Class II | IK09 |  |  | 50 |  | -40 | 1 | 85 | RAL7021 | 50-60Hz | Passive | LED | dimmable | Road & Street | Inlumino S | Road & Street |  |  | 12000 | No sensor | > 320000
TBD | INS2-12000-WWW-740... | image | datasheet | deeplink | TUNGSRAM - Inlumino S - 12000lm - 85W - 4000K - 70CRI - TBD[SKU] - Universal coupler 30-76mm | 8 | Universal coupler 30-76mm | LED | 1 | 85 | [8 empty] | CE | [6 empty] | 66 | 4000 | 509x397x118 |  | 220-240V |  | 5 |  |  |  | 70 |  | 4000 |  | > 313000 |  |  |  |  | 141.18 |  |  | 9 | WWW | 25 | < 10% at 100.000 hours |  | Available | 740/559 | CIE(x= 0.3818. y= 0.3796) 5SDCM. 3SDCM on request | Class I. Class II | IK09 |  |  | 50 |  | -40 | 1 | 85 | RAL7021 | 50-60Hz | Passive | LED | dimmable | Road & Street | Inlumino S | Road & Street |  |  | 12000 | No sensor | > 320000
TBD | INS2-12000-VVV-740... | image | datasheet | deeplink | TUNGSRAM - Inlumino S - 12100lm - 85W - 4000K - 70CRI - TBD[SKU] - Universal coupler 30-76mm | 8 | Universal coupler 30-76mm | LED | 1 | 85 | [8 empty] | CE | [6 empty] | 66 | 4000 | 509x397x118 |  | 220-240V |  | 5 |  |  |  | 70 |  | 4000 |  | > 313000 |  |  |  |  | 142.35 |  |  | 9 | VVV | 25 | < 10% at 100.000 hours |  | Available | 740/559 | CIE(x= 0.3818. y= 0.3796) 5SDCM. 3SDCM on request | Class I. Class II | IK09 |  |  | 50 |  | -40 | 1 | 85 | RAL7021 | 50-60Hz | Passive | LED | dimmable | Road & Street | Inlumino S | Road & Street |  |  | 12100 | No sensor | > 320000
TBD | INS2-12000-UUU-740... | image | datasheet | deeplink | TUNGSRAM - Inlumino S - 11700lm - 85W - 4000K - 70CRI - TBD[SKU] - Universal coupler 30-76mm | 8 | Universal coupler 30-76mm | LED | 1 | 85 | [8 empty] | CE | [6 empty] | 66 | 4000 | 509x397x118 |  | 220-240V |  | 5 |  |  |  | 70 |  | 4000 |  | > 313000 |  |  |  |  | 137.65 |  |  | 9 | UUU | 25 | < 10% at 100.000 hours |  | Available | 740/559 | CIE(x= 0.3818. y= 0.3796) 5SDCM. 3SDCM on request | Class I. Class II | IK09 |  |  | 50 |  | -40 | 1 | 85 | RAL7021 | 50-60Hz | Passive | LED | dimmable | Road & Street | Inlumino S | Road & Street |  |  | 11700 | No sensor | > 320000
TBD | INS2-12000-SSS-740... | image | datasheet | deeplink | TUNGSRAM - Inlumino S - 11800lm - 85W - 4000K - 70CRI - TBD[SKU] - Universal coupler 30-76mm | 8 | Universal coupler 30-76mm | LED | 1 | 85 | [8 empty] | CE | [6 empty] | 66 | 4000 | 509x397x118 |  | 220-240V |  | 5 |  |  |  | 70 |  | 4000 |  | > 313000 |  |  |  |  | 138.82 |  |  | 9 | SSS | 25 | < 10% at 100.000 hours |  | Available | 740/559 | CIE(x= 0.3818. y= 0.3796) 5SDCM. 3SDCM on request | Class I. Class II | IK09 |  |  | 50 |  | -40 | 1 | 85 | RAL7021 | 50-60Hz | Passive | LED | dimmable | Road & Street | Inlumino S | Road & Street |  |  | 11800 | No sensor | > 320000
TBD | INS2-12000-QQQ-740... | image | datasheet | deeplink | TUNGSRAM - Inlumino S - 12000lm - 85W - 4000K - 70CRI - TBD[SKU] - Universal coupler 30-76mm | 8 | Universal coupler 30-76mm | LED | 1 | 85 | [8 empty] | CE | [6 empty] | 66 | 4000 | 509x397x118 |  | 220-240V |  | 5 |  |  |  | 70 |  | 4000 |  | > 313000 |  |  |  |  | 141.18 |  |  | 9 | QQQ | 25 | < 10% at 100.000 hours |  | Available | 740/559 | CIE(x= 0.3818. y= 0.3796) 5SDCM. 3SDCM on request | Class I. Class II | IK09 |  |  | 50 |  | -40 | 1 | 85 | RAL7021 | 50-60Hz | Passive | LED | dimmable | Road & Street | Inlumino S | Road & Street |  |  | 12000 | No sensor | > 320000
TBD | INS2-12000-PPP-740... | image | datasheet | deeplink | TUNGSRAM - Inlumino S - 12000lm - 85W - 4000K - 70CRI - TBD[SKU] - Universal coupler 30-76mm | 8 | Universal coupler 30-76mm | LED | 1 | 85 | [8 empty] | CE | [6 empty] | 66 | 4000 | 509x397x118 |  | 220-240V |  | 5 |  |  |  | 70 |  | 4000 |  | > 313000 |  |  |  |  | 141.18 |  |  | 9 | PPP | 25 | < 10% at 100.000 hours |  | Available | 740/559 | CIE(x= 0.3818. y= 0.3796) 5SDCM. 3SDCM on request | Class I. Class II | IK09 |  |  | 50 |  | -40 | 1 | 85 | RAL7021 | 50-60Hz | Passive | LED | dimmable | Road & Street | Inlumino S | Road & Street |  |  | 12000 | No sensor | > 320000
TBD | INS2-12000-OOO-740... | image | datasheet | deeplink | TUNGSRAM - Inlumino S - 11600lm - 85W - 4000K - 70CRI - TBD[SKU] - Universal coupler 30-76mm | 8 | Universal coupler 30-76mm | LED | 1 | 85 | [8 empty] | CE | [6 empty] | 66 | 4000 | 509x397x118 |  | 220-240V |  | 5 |  |  |  | 70 |  | 4000 |  | > 313000 |  |  |  |  | 136.47 |  |  | 9 | OOO | 25 | < 10% at 100.000 hours |  | Available | 740/559 | CIE(x= 0.3818. y= 0.3796) 5SDCM. 3SDCM on request | Class I. Class II | IK09 |  |  | 50 |  | -40 | 1 | 85 | RAL7021 | 50-60Hz | Passive | LED | dimmable | Road & Street | Inlumino S | Road & Street |  |  | 11600 | No sensor | > 320000
TBD | INS2-12000-NNN-740... | image | datasheet | deeplink | TUNGSRAM - Inlumino S - 12100lm - 85W - 4000K - 70CRI - TBD[SKU] - Universal coupler 30-76mm | 8 | Universal coupler 30-76mm | LED | 1 | 85 | [8 empty] | CE | [6 empty] | 66 | 4000 | 509x397x118 |  | 220-240V |  | 5 |  |  |  | 70 |  | 4000 |  | > 313000 |  |  |  |  | 142.35 |  |  | 9 | NNN | 25 | < 10% at 100.000 hours |  | Available | 740/559 | CIE(x= 0.3818. y= 0.3796) 5SDCM. 3SDCM on request | Class I. Class II | IK09 |  |  | 50 |  | -40 | 1 | 85 | RAL7021 | 50-60Hz | Passive | LED | dimmable | Road & Street | Inlumino S | Road & Street |  |  | 12100 | No sensor | > 320000
TBD | INS2-12000-MMM-740... | image | datasheet | deeplink | TUNGSRAM - Inlumino S - 12200lm - 85W - 4000K - 70CRI - TBD[SKU] - Universal coupler 30-76mm | 8 | Universal coupler 30-76mm | LED | 1 | 85 | [8 empty] | CE | [6 empty] | 66 | 4000 | 509x397x118 |  | 220-240V |  | 5 |  |  |  | 70 |  | 4000 |  | > 313000 |  |  |  |  | 143.53 |  |  | 9 | MMM | 25 | < 10% at 100.000 hours |  | Available | 740/559 | CIE(x= 0.3818. y= 0.3796) 5SDCM. 3SDCM on request | Class I. Class II | IK09 |  |  | 50 |  | -40 | 1 | 85 | RAL7021 | 50-60Hz | Passive | LED | dimmable | Road & Street | Inlumino S | Road & Street |  |  | 12200 | No sensor | > 320000
TBD | INS2-12000-LLL-740... | image | datasheet | deeplink | TUNGSRAM - Inlumino S - 11800lm - 85W - 4000K - 70CRI - TBD[SKU] - Universal coupler 30-76mm | 8 | Universal coupler 30-76mm | LED | 1 | 85 | [8 empty] | CE | [6 empty] | 66 | 4000 | 509x397x118 |  | 220-240V |  | 5 |  |  |  | 70 |  | 4000 |  | > 313000 |  |  |  |  | 138.82 |  |  | 9 | LLL | 25 | < 10% at 100.000 hours |  | Available | 740/559 | CIE(x= 0.3818. y= 0.3796) 5SDCM. 3SDCM on request | Class I. Class II | IK09 |  |  | 50 |  | -40 | 1 | 85 | RAL7021 | 50-60Hz | Passive | LED | dimmable | Road & Street | Inlumino S | Road & Street |  |  | 11800 | No sensor | > 320000
TBD | INS2-12000-KKK-740... | image | datasheet | deeplink | TUNGSRAM - Inlumino S - 12000lm - 85W - 4000K - 70CRI - TBD[SKU] - Universal coupler 30-76mm | 8 | Universal coupler 30-76mm | LED | 1 | 85 | [8 empty] | CE | [6 empty] | 66 | 4000 | 509x397x118 |  | 220-240V |  | 5 |  |  |  | 70 |  | 4000 |  | > 313000 |  |  |  |  | 141.18 |  |  | 9 | KKK | 25 | < 10% at 100.000 hours |  | Available | 740/559 | CIE(x= 0.3818. y= 0.3796) 5SDCM. 3SDCM on request | Class I. Class II | IK09 |  |  | 50 |  | -40 | 1 | 85 | RAL7021 | 50-60Hz | Passive | LED | dimmable | Road & Street | Inlumino S | Road & Street |  |  | 12000 | No sensor | > 320000
TBD | INS2-12000-JJJ-740... | image | datasheet | deeplink | TUNGSRAM - Inlumino S - 11900lm - 85W - 4000K - 70CRI - TBD[SKU] - Universal coupler 30-76mm | 8 | Universal coupler 30-76mm | LED | 1 | 85 | [8 empty] | CE | [6 empty] | 66 | 4000 | 509x397x118 |  | 220-240V |  | 5 |  |  |  | 70 |  | 4000 |  | > 313000 |  |  |  |  | 140 |  |  | 9 | JJJ | 25 | < 10% at 100.000 hours |  | Available | 740/559 | CIE(x= 0.3818. y= 0.3796) 5SDCM. 3SDCM on request | Class I. Class II | IK09 |  |  | 50 |  | -40 | 1 | 85 | RAL7021 | 50-60Hz | Passive | LED | dimmable | Road & Street | Inlumino S | Road & Street |  |  | 11900 | No sensor | > 320000
TBD | INS2-12000-GGG-740... | image | datasheet | deeplink | TUNGSRAM - Inlumino S - 11900lm - 85W - 4000K - 70CRI - TBD[SKU] - Universal coupler 30-76mm | 8 | Universal coupler 30-76mm | LED | 1 | 85 | [8 empty] | CE | [6 empty] | 66 | 4000 | 509x397x118 |  | 220-240V |  | 5 |  |  |  | 70 |  | 4000 |  | > 313000 |  |  |  |  | 140 |  |  | 9 | GGG | 25 | < 10% at 100.000 hours |  | Available | 740/559 | CIE(x= 0.3818. y= 0.3796) 5SDCM. 3SDCM on request | Class I. Class II | IK09 |  |  | 50 |  | -40 | 1 | 85 | RAL7021 | 50-60Hz | Passive | LED | dimmable | Road & Street | Inlumino S | Road & Street |  |  | 11900 | No sensor | > 320000
TBD | INS2-12000-FFF-740... | image | datasheet | deeplink | TUNGSRAM - Inlumino S - 12100lm - 85W - 4000K - 70CRI - TBD[SKU] - Universal coupler 30-76mm | 8 | Universal coupler 30-76mm | LED | 1 | 85 | [8 empty] | CE | [6 empty] | 66 | 4000 | 509x397x118 |  | 220-240V |  | 5 |  |  |  | 70 |  | 4000 |  | > 313000 |  |  |  |  | 142.35 |  |  | 9 | FFF | 25 | < 10% at 100.000 hours |  | Available | 740/559 | CIE(x= 0.3818. y= 0.3796) 5SDCM. 3SDCM on request | Class I. Class II | IK09 |  |  | 50 |  | -40 | 1 | 85 | RAL7021 | 50-60Hz | Passive | LED | dimmable | Road & Street | Inlumino S | Road & Street |  |  | 12100 | No sensor | > 320000
TBD | INS2-12000-EEE-740... | image | datasheet | deeplink | TUNGSRAM - Inlumino S - 12200lm - 85W - 4000K - 70CRI - TBD[SKU] - Universal coupler 30-76mm | 8 | Universal coupler 30-76mm | LED | 1 | 85 | [8 empty] | CE | [6 empty] | 66 | 4000 | 509x397x118 |  | 220-240V |  | 5 |  |  |  | 70 |  | 4000 |  | > 313000 |  |  |  |  | 143.53 |  |  | 9 | EEE | 25 | < 10% at 100.000 hours |  | Available | 740/559 | CIE(x= 0.3818. y= 0.3796) 5SDCM. 3SDCM on request | Class I. Class II | IK09 |  |  | 50 |  | -40 | 1 | 85 | RAL7021 | 50-60Hz | Passive | LED | dimmable | Road & Street | Inlumino S | Road & Street |  |  | 12200 | No sensor | > 320000
TBD | INS2-12000-DDD-740... | image | datasheet | deeplink | TUNGSRAM - Inlumino S - 12200lm - 85W - 4000K - 70CRI - TBD[SKU] - Universal coupler 30-76mm | 8 | Universal coupler 30-76mm | LED | 1 | 85 | [8 empty] | CE | [6 empty] | 66 | 4000 | 509x397x118 |  | 220-240V |  | 5 |  |  |  | 70 |  | 4000 |  | > 313000 |  |  |  |  | 143.53 |  |  | 9 | DDD | 25 | < 10% at 100.000 hours |  | Available | 740/559 | CIE(x= 0.3818. y= 0.3796) 5SDCM. 3SDCM on request | Class I. Class II | IK09 |  |  | 50 |  | -40 | 1 | 85 | RAL7021 | 50-60Hz | Passive | LED | dimmable | Road & Street | Inlumino S | Road & Street |  |  | 12200 | No sensor | > 320000
TBD | INS2-12000-CCC-740... | image | datasheet | deeplink | TUNGSRAM - Inlumino S - 12100lm - 85W - 4000K - 70CRI - TBD[SKU] - Universal coupler 30-76mm | 8 | Universal coupler 30-76mm | LED | 1 | 85 | [8 empty] | CE | [6 empty] | 66 | 4000 | 509x397x118 |  | 220-240V |  | 5 |  |  |  | 70 |  | 4000 |  | > 313000 |  |  |  |  | 142.35 |  |  | 9 | CCC | 25 | < 10% at 100.000 hours |  | Available | 740/559 | CIE(x= 0.3818. y= 0.3796) 5SDCM. 3SDCM on request | Class I. Class II | IK09 |  |  | 50 |  | -40 | 1 | 85 | RAL7021 | 50-60Hz | Passive | LED | dimmable | Road & Street | Inlumino S | Road & Street |  |  | 12100 | No sensor | > 320000
TBD | INS2-12000-BBB-740... | image | datasheet | deeplink | TUNGSRAM - Inlumino S - 11900lm - 85W - 4000K - 70CRI - TBD[SKU] - Universal coupler 30-76mm | 8 | Universal coupler 30-76mm | LED | 1 | 85 | [8 empty] | CE | [6 empty] | 66 | 4000 | 509x397x118 |  | 220-240V |  | 5 |  |  |  | 70 |  | 4000 |  | > 313000 |  |  |  |  | 140 |  |  | 9 | BBB | 25 | < 10% at 100.000 hours |  | Available | 740/559 | CIE(x= 0.3818. y= 0.3796) 5SDCM. 3SDCM on request | Class I. Class II | IK09 |  |  | 50 |  | -40 | 1 | 85 | RAL7021 | 50-60Hz | Passive | LED | dimmable | Road & Street | Inlumino S | Road & Street |  |  | 11900 | No sensor | > 320000
TBD | INS2-12000-AAA-740... | image | datasheet | deeplink | TUNGSRAM - Inlumino S - 12300lm - 85W - 4000K - 70CRI - TBD[SKU] - Universal coupler 30-76mm | 8 | Universal coupler 30-76mm | LED | 1 | 85 | [8 empty] | CE | [6 empty] | 66 | 4000 | 509x397x118 |  | 220-240V |  | 5 |  |  |  | 70 |  | 4000 |  | > 313000 |  |  |  |  | 144.71 |  |  | 9 | AAA | 25 | < 10% at 100.000 hours |  | Available | 740/559 | CIE(x= 0.3818. y= 0.3796) 5SDCM. 3SDCM on request | Class I. Class II | IK09 |  |  | 50 |  | -40 | 1 | 85 | RAL7021 | 50-60Hz | Passive | LED | dimmable | Road & Street | Inlumino S | Road & Street |  |  | 12300 | No sensor | > 320000
TBD | INS2-10000-YYY-740... | image | datasheet | deeplink | TUNGSRAM - Inlumino S - 10200lm - 68W - 4000K - 70CRI - TBD[SKU] - Universal coupler 30-76mm | 8 | Universal coupler 30-76mm | LED | 1 | 68 | [8 empty] | CE | [6 empty] | 66 | 4000 | 509x397x118 |  | 220-240V |  | 5 |  |  |  | 70 |  | 4000 |  | > 313000 |  |  |  |  | 150 |  |  | 9 | YYY | 25 | < 10% at 100.000 hours |  | Available | 740/559 | CIE(x= 0.3818. y= 0.3796) 5SDCM. 3SDCM on request | Class I. Class II | IK09 |  |  | 50 |  | -40 | 1 | 68 | RAL7021 | 50-60Hz | Passive | LED | dimmable | Road & Street | Inlumino S | Road & Street |  |  | 10200 | No sensor | > 320000
TBD | INS2-10000-XXX-740... | image | datasheet | deeplink | TUNGSRAM - Inlumino S - 10000lm - 68W - 4000K - 70CRI - TBD[SKU] - Universal coupler 30-76mm | 8 | Universal coupler 30-76mm | LED | 1 | 68 | [8 empty] | CE | [6 empty] | 66 | 4000 | 509x397x118 |  | 220-240V |  | 5 |  |  |  | 70 |  | 4000 |  | > 313000 |  |  |  |  | 147.06 |  |  | 9 | XXX | 25 | < 10% at 100.000 hours |  | Available | 740/559 | CIE(x= 0.3818. y= 0.3796) 5SDCM. 3SDCM on request | Class I. Class II | IK09 |  |  | 50 |  | -40 | 1 | 68 | RAL7021 | 50-60Hz | Passive | LED | dimmable | Road & Street | Inlumino S | Road & Street |  |  | 10000 | No sensor | > 320000
TBD | INS2-10000-WWW-740... | image | datasheet | deeplink | TUNGSRAM - Inlumino S - 10000lm - 68W - 4000K - 70CRI - TBD[SKU] - Universal coupler 30-76mm | 8 | Universal coupler 30-76mm | LED | 1 | 68 | [8 empty] | CE | [6 empty] | 66 | 4000 | 509x397x118 |  | 220-240V |  | 5 |  |  |  | 70 |  | 4000 |  | > 313000 |  |  |  |  | 147.06 |  |  | 9 | WWW | 25 | < 10% at 100.000 hours |  | Available | 740/559 | CIE(x= 0.3818. y= 0.3796) 5SDCM. 3SDCM on request | Class I. Class II | IK09 |  |  | 50 |  | -40 | 1 | 68 | RAL7021 | 50-60Hz | Passive | LED | dimmable | Road & Street | Inlumino S | Road & Street |  |  | 10000 | No sensor | > 320000
TBD | INS2-10000-VVV-740... | image | datasheet | deeplink | TUNGSRAM - Inlumino S - 10100lm - 68W - 4000K - 70CRI - TBD[SKU] - Universal coupler 30-76mm | 8 | Universal coupler 30-76mm | LED | 1 | 68 | [8 empty] | CE | [6 empty] | 66 | 4000 | 509x397x118 |  | 220-240V |  | 5 |  |  |  | 70 |  | 4000 |  | > 313000 |  |  |  |  | 148.53 |  |  | 9 | VVV | 25 | < 10% at 100.000 hours |  | Available | 740/559 | CIE(x= 0.3818. y= 0.3796) 5SDCM. 3SDCM on request | Class I. Class II | IK09 |  |  | 50 |  | -40 | 1 | 68 | RAL7021 | 50-60Hz | Passive | LED | dimmable | Road & Street | Inlumino S | Road & Street |  |  | 10100 | No sensor | > 320000
TBD | INS2-10000-UUU-740... | image | datasheet | deeplink | TUNGSRAM - Inlumino S - 9800lm - 68W - 4000K - 70CRI - TBD[SKU] - Universal coupler 30-76mm | 8 | Universal coupler 30-76mm | LED | 1 | 68 | [8 empty] | CE | [6 empty] | 66 | 4000 | 509x397x118 |  | 220-240V |  | 5 |  |  |  | 70 |  | 4000 |  | > 313000 |  |  |  |  | 144.12 |  |  | 9 | UUU | 25 | < 10% at 100.000 hours |  | Available | 740/559 | CIE(x= 0.3818. y= 0.3796) 5SDCM. 3SDCM on request | Class I. Class II | IK09 |  |  | 50 |  | -40 | 1 | 68 | RAL7021 | 50-60Hz | Passive | LED | dimmable | Road & Street | Inlumino S | Road & Street |  |  | 9800 | No sensor | > 320000
TBD | INS2-10000-SSS-740... | image | datasheet | deeplink | TUNGSRAM - Inlumino S - 9900lm - 68W - 4000K - 70CRI - TBD[SKU] - Universal coupler 30-76mm | 8 | Universal coupler 30-76mm | LED | 1 | 68 | [8 empty] | CE | [6 empty] | 66 | 4000 | 509x397x118 |  | 220-240V |  | 5 |  |  |  | 70 |  | 4000 |  | > 313000 |  |  |  |  | 145.59 |  |  | 9 | SSS | 25 | < 10% at 100.000 hours |  | Available | 740/559 | CIE(x= 0.3818. y= 0.3796) 5SDCM. 3SDCM on request | Class I. Class II | IK09 |  |  | 50 |  | -40 | 1 | 68 | RAL7021 | 50-60Hz | Passive | LED | dimmable | Road & Street | Inlumino S | Road & Street |  |  | 9900 | No sensor | > 320000
TBD | INS2-10000-QQQ-740... | image | datasheet | deeplink | TUNGSRAM - Inlumino S - 10000lm - 68W - 4000K - 70CRI - TBD[SKU] - Universal coupler 30-76mm | 8 | Universal coupler 30-76mm | LED | 1 | 68 | [8 empty] | CE | [6 empty] | 66 | 4000 | 509x397x118 |  | 220-240V |  | 5 |  |  |  | 70 |  | 4000 |  | > 313000 |  |  |  |  | 147.06 |  |  | 9 | QQQ | 25 | < 10% at 100.000 hours |  | Available | 740/559 | CIE(x= 0.3818. y= 0.3796) 5SDCM. 3SDCM on request | Class I. Class II | IK09 |  |  | 50 |  | -40 | 1 | 68 | RAL7021 | 50-60Hz | Passive | LED | dimmable | Road & Street | Inlumino S | Road & Street |  |  | 10000 | No sensor | > 320000
TBD | INS2-10000-PPP-740... | image | datasheet | deeplink | TUNGSRAM - Inlumino S - 10000lm - 68W - 4000K - 70CRI - TBD[SKU] - Universal coupler 30-76mm | 8 | Universal coupler 30-76mm | LED | 1 | 68 | [8 empty] | CE | [6 empty] | 66 | 4000 | 509x397x118 |  | 220-240V |  | 5 |  |  |  | 70 |  | 4000 |  | > 313000 |  |  |  |  | 147.06 |  |  | 9 | PPP | 25 | < 10% at 100.000 hours |  | Available | 740/559 | CIE(x= 0.3818. y= 0.3796) 5SDCM. 3SDCM on request | Class I. Class II | IK09 |  |  | 50 |  | -40 | 1 | 68 | RAL7021 | 50-60Hz | Passive | LED | dimmable | Road & Street | Inlumino S | Road & Street |  |  | 10000 | No sensor | > 320000
TBD | INS2-10000-OOO-740... | image | datasheet | deeplink | TUNGSRAM - Inlumino S - 9700lm - 68W - 4000K - 70CRI - TBD[SKU] - Universal coupler 30-76mm | 8 | Universal coupler 30-76mm | LED | 1 | 68 | [8 empty] | CE | [6 empty] | 66 | 4000 | 509x397x118 |  | 220-240V |  | 5 |  |  |  | 70 |  | 4000 |  | > 313000 |  |  |  |  | 142.65 |  |  | 9 | OOO | 25 | < 10% at 100.000 hours |  | Available | 740/559 | CIE(x= 0.3818. y= 0.3796) 5SDCM. 3SDCM on request | Class I. Class II | IK09 |  |  | 50 |  | -40 | 1 | 68 | RAL7021 | 50-60Hz | Passive | LED | dimmable | Road & Street | Inlumino S | Road & Street |  |  | 9700 | No sensor | > 320000
TBD | INS2-10000-NNN-740... | image | datasheet | deeplink | TUNGSRAM - Inlumino S - 10100lm - 68W - 4000K - 70CRI - TBD[SKU] - Universal coupler 30-76mm | 8 | Universal coupler 30-76mm | LED | 1 | 68 | [8 empty] | CE | [6 empty] | 66 | 4000 | 509x397x118 |  | 220-240V |  | 5 |  |  |  | 70 |  | 4000 |  | > 313000 |  |  |  |  | 148.53 |  |  | 9 | NNN | 25 | < 10% at 100.000 hours |  | Available | 740/559 | CIE(x= 0.3818. y= 0.3796) 5SDCM. 3SDCM on request | Class I. Class II | IK09 |  |  | 50 |  | -40 | 1 | 68 | RAL7021 | 50-60Hz | Passive | LED | dimmable | Road & Street | Inlumino S | Road & Street |  |  | 10100 | No sensor | > 320000
TBD | INS2-10000-MMM-740... | image | datasheet | deeplink | TUNGSRAM - Inlumino S - 10200lm - 68W - 4000K - 70CRI - TBD[SKU] - Universal coupler 30-76mm | 8 | Universal coupler 30-76mm | LED | 1 | 68 | [8 empty] | CE | [6 empty] | 66 | 4000 | 509x397x118 |  | 220-240V |  | 5 |  |  |  | 70 |  | 4000 |  | > 313000 |  |  |  |  | 150 |  |  | 9 | MMM | 25 | < 10% at 100.000 hours |  | Available | 740/559 | CIE(x= 0.3818. y= 0.3796) 5SDCM. 3SDCM on request | Class I. Class II | IK09 |  |  | 50 |  | -40 | 1 | 68 | RAL7021 | 50-60Hz | Passive | LED | dimmable | Road & Street | Inlumino S | Road & Street |  |  | 10200 | No sensor | > 320000
TBD | INS2-10000-LLL-740... | image | datasheet | deeplink | TUNGSRAM - Inlumino S - 9900lm - 68W - 4000K - 70CRI - TBD[SKU] - Universal coupler 30-76mm | 8 | Universal coupler 30-76mm | LED | 1 | 68 | [8 empty] | CE | [6 empty] | 66 | 4000 | 509x397x118 |  | 220-240V |  | 5 |  |  |  | 70 |  | 4000 |  | > 313000 |  |  |  |  | 145.59 |  |  | 9 | LLL | 25 | < 10% at 100.000 hours |  | Available | 740/559 | CIE(x= 0.3818. y= 0.3796) 5SDCM. 3SDCM on request | Class I. Class II | IK09 |  |  | 50 |  | -40 | 1 | 68 | RAL7021 | 50-60Hz | Passive | LED | dimmable | Road & Street | Inlumino S | Road & Street |  |  | 9900 | No sensor | > 320000
TBD | INS2-10000-KKK-740... | image | datasheet | deeplink | TUNGSRAM - Inlumino S - 10000lm - 68W - 4000K - 70CRI - TBD[SKU] - Universal coupler 30-76mm | 8 | Universal coupler 30-76mm | LED | 1 | 68 | [8 empty] | CE | [6 empty] | 66 | 4000 | 509x397x118 |  | 220-240V |  | 5 |  |  |  | 70 |  | 4000 |  | > 313000 |  |  |  |  | 147.06 |  |  | 9 | KKK | 25 | < 10% at 100.000 hours |  | Available | 740/559 | CIE(x= 0.3818. y= 0.3796) 5SDCM. 3SDCM on request | Class I. Class II | IK09 |  |  | 50 |  | -40 | 1 | 68 | RAL7021 | 50-60Hz | Passive | LED | dimmable | Road & Street | Inlumino S | Road & Street |  |  | 10000 | No sensor | > 320000
TBD | INS2-10000-JJJ-740... | image | datasheet | deeplink | TUNGSRAM - Inlumino S - 9900lm - 68W - 4000K - 70CRI - TBD[SKU] - Universal coupler 30-76mm | 8 | Universal coupler 30-76mm | LED | 1 | 68 | [8 empty] | CE | [6 empty] | 66 | 4000 | 509x397x118 |  | 220-240V |  | 5 |  |  |  | 70 |  | 4000 |  | > 313000 |  |  |  |  | 145.59 |  |  | 9 | JJJ | 25 | < 10% at 100.000 hours |  | Available | 740/559 | CIE(x= 0.3818. y= 0.3796) 5SDCM. 3SDCM on request | Class I. Class II | IK09 |  |  | 50 |  | -40 | 1 | 68 | RAL7021 | 50-60Hz | Passive | LED | dimmable | Road & Street | Inlumino S | Road & Street |  |  | 9900 | No sensor | > 320000
TBD | INS2-10000-GGG-740... | image | datasheet | deeplink | TUNGSRAM - Inlumino S - 10000lm - 68W - 4000K - 70CRI - TBD[SKU] - Universal coupler 30-76mm | 8 | Universal coupler 30-76mm | LED | 1 | 68 | [8 empty] | CE | [6 empty] | 66 | 4000 | 509x397x118 |  | 220-240V |  | 5 |  |  |  | 70 |  | 4000 |  | > 313000 |  |  |  |  | 147.06 |  |  | 9 | GGG | 25 | < 10% at 100.000 hours |  | Available | 740/559 | CIE(x= 0.3818. y= 0.3796) 5SDCM. 3SDCM on request | Class I. Class II | IK09 |  |  | 50 |  | -40 | 1 | 68 | RAL7021 | 50-60Hz | Passive | LED | dimmable | Road & Street | Inlumino S | Road & Street |  |  | 10000 | No sensor | > 320000
TBD | INS2-10000-FFF-740... | image | datasheet | deeplink | TUNGSRAM - Inlumino S - 10100lm - 68W - 4000K - 70CRI - TBD[SKU] - Universal coupler 30-76mm | 8 | Universal coupler 30-76mm | LED | 1 | 68 | [8 empty] | CE | [6 empty] | 66 | 4000 | 509x397x118 |  | 220-240V |  | 5 |  |  |  | 70 |  | 4000 |  | > 313000 |  |  |  |  | 148.53 |  |  | 9 | FFF | 25 | < 10% at 100.000 hours |  | Available | 740/559 | CIE(x= 0.3818. y= 0.3796) 5SDCM. 3SDCM on request | Class I. Class II | IK09 |  |  | 50 |  | -40 | 1 | 68 | RAL7021 | 50-60Hz | Passive | LED | dimmable | Road & Street | Inlumino S | Road & Street |  |  | 10100 | No sensor | > 320000
TBD | INS2-10000-EEE-740... | image | datasheet | deeplink | TUNGSRAM - Inlumino S - 10200lm - 68W - 4000K - 70CRI - TBD[SKU] - Universal coupler 30-76mm | 8 | Universal coupler 30-76mm | LED | 1 | 68 | [8 empty] | CE | [6 empty] | 66 | 4000 | 509x397x118 |  | 220-240V |  | 5 |  |  |  | 70 |  | 4000 |  | > 313000 |  |  |  |  | 150 |  |  | 9 | EEE | 25 | < 10% at 100.000 hours |  | Available | 740/559 | CIE(x= 0.3818. y= 0.3796) 5SDCM. 3SDCM on request | Class I. Class II | IK09 |  |  | 50 |  | -40 | 1 | 68 | RAL7021 | 50-60Hz | Passive | LED | dimmable | Road & Street | Inlumino S | Road & Street |  |  | 10200 | No sensor | > 320000
TBD | INS2-10000-DDD-740... | image | datasheet | deeplink | TUNGSRAM - Inlumino S - 10200lm - 68W - 4000K - 70CRI - TBD[SKU] - Universal coupler 30-76mm | 8 | Universal coupler 30-76mm | LED | 1 | 68 | [8 empty] | CE | [6 empty] | 66 | 4000 | 509x397x118 |  | 220-240V |  | 5 |  |  |  | 70 |  | 4000 |  | > 313000 |  |  |  |  | 150 |  |  | 9 | DDD | 25 | < 10% at 100.000 hours |  | Available | 740/559 | CIE(x= 0.3818. y= 0.3796) 5SDCM. 3SDCM on request | Class I. Class II | IK09 |  |  | 50 |  | -40 | 1 | 68 | RAL7021 | 50-60Hz | Passive | LED | dimmable | Road & Street | Inlumino S | Road & Street |  |  | 10200 | No sensor | > 320000
TBD | INS2-10000-CCC-740... | image | datasheet | deeplink | TUNGSRAM - Inlumino S - 10100lm - 68W - 4000K - 70CRI - TBD[SKU] - Universal coupler 30-76mm | 8 | Universal coupler 30-76mm | LED | 1 | 68 | [8 empty] | CE | [6 empty] | 66 | 4000 | 509x397x118 |  | 220-240V |  | 5 |  |  |  | 70 |  | 4000 |  | > 313000 |  |  |  |  | 148.53 |  |  | 9 | CCC | 25 | < 10% at 100.000 hours |  | Available | 740/559 | CIE(x= 0.3818. y= 0.3796) 5SDCM. 3SDCM on request | Class I. Class II | IK09 |  |  | 50 |  | -40 | 1 | 68 | RAL7021 | 50-60Hz | Passive | LED | dimmable | Road & Street | Inlumino S | Road & Street |  |  | 10100 | No sensor | > 320000
TBD | INS2-10000-BBB-740... | image | datasheet | deeplink | TUNGSRAM - Inlumino S - 9900lm - 68W - 4000K - 70CRI - TBD[SKU] - Universal coupler 30-76mm | 8 | Universal coupler 30-76mm | LED | 1 | 68 | [8 empty] | CE | [6 empty] | 66 | 4000 | 509x397x118 |  | 220-240V |  | 5 |  |  |  | 70 |  | 4000 |  | > 313000 |  |  |  |  | 145.59 |  |  | 9 | BBB | 25 | < 10% at 100.000 hours |  | Available | 740/559 | CIE(x= 0.3818. y= 0.3796) 5SDCM. 3SDCM on request | Class I. Class II | IK09 |  |  | 50 |  | -40 | 1 | 68 | RAL7021 | 50-60Hz | Passive | LED | dimmable | Road & Street | Inlumino S | Road & Street |  |  | 9900 | No sensor | > 320000
TBD | INS2-10000-AAA-740... | image | datasheet | deeplink | TUNGSRAM - Inlumino S - 10200lm - 68W - 4000K - 70CRI - TBD[SKU] - Universal coupler 30-76mm | 8 | Universal coupler 30-76mm | LED | 1 | 68 | [8 empty] | CE | [6 empty] | 66 | 4000 | 509x397x118 |  | 220-240V |  | 5 |  |  |  | 70 |  | 4000 |  | > 313000 |  |  |  |  | 150 |  |  | 9 | AAA | 25 | < 10% at 100.000 hours |  | Available | 740/559 | CIE(x= 0.3818. y= 0.3796) 5SDCM. 3SDCM on request | Class I. Class II | IK09 |  |  | 50 |  | -40 | 1 | 68 | RAL7021 | 50-60Hz | Passive | LED | dimmable | Road & Street | Inlumino S | Road & Street |  |  | 10200 | No sensor | > 320000
TBD | INS2-8000-YYY-740... | image | datasheet | deeplink | TUNGSRAM - Inlumino S - 8200lm - 57W - 4000K - 70CRI - TBD[SKU] - Universal coupler 30-76mm | 8 | Universal coupler 30-76mm | LED | 1 | 57 | [8 empty] | CE | [6 empty] | 66 | 4000 | 509x397x118 |  | 220-240V |  | 5 |  |  |  | 70 |  | 4000 |  | > 313000 |  |  |  |  | 143.86 |  |  | 9 | YYY | 25 | < 10% at 100.000 hours |  | Available | 740/559 | CIE(x= 0.3818. y= 0.3796) 5SDCM. 3SDCM on request | Class I. Class II | IK09 |  |  | 50 |  | -40 | 1 | 57 | RAL7021 | 50-60Hz | Passive | LED | dimmable | Road & Street | Inlumino S | Road & Street |  |  | 8200 | No sensor | > 320000
TBD | INS2-8000-XXX-740... | image | datasheet | deeplink | TUNGSRAM - Inlumino S - 8000lm - 57W - 4000K - 70CRI - TBD[SKU] - Universal coupler 30-76mm | 8 | Universal coupler 30-76mm | LED | 1 | 57 | [8 empty] | CE | [6 empty] | 66 | 4000 | 509x397x118 |  | 220-240V |  | 5 |  |  |  | 70 |  | 4000 |  | > 313000 |  |  |  |  | 140.35 |  |  | 9 | XXX | 25 | < 10% at 100.000 hours |  | Available | 740/559 | CIE(x= 0.3818. y= 0.3796) 5SDCM. 3SDCM on request | Class I. Class II | IK09 |  |  | 50 |  | -40 | 1 | 57 | RAL7021 | 50-60Hz | Passive | LED | dimmable | Road & Street | Inlumino S | Road & Street |  |  | 8000 | No sensor | > 320000
TBD | INS2-8000-WWW-740... | image | datasheet | deeplink | TUNGSRAM - Inlumino S - 8000lm - 57W - 4000K - 70CRI - TBD[SKU] - Universal coupler 30-76mm | 8 | Universal coupler 30-76mm | LED | 1 | 57 | [8 empty] | CE | [6 empty] | 66 | 4000 | 509x397x118 |  | 220-240V |  | 5 |  |  |  | 70 |  | 4000 |  | > 313000 |  |  |  |  | 140.35 |  |  | 9 | WWW | 25 | < 10% at 100.000 hours |  | Available | 740/559 | CIE(x= 0.3818. y= 0.3796) 5SDCM. 3SDCM on request | Class I. Class II | IK09 |  |  | 50 |  | -40 | 1 | 57 | RAL7021 | 50-60Hz | Passive | LED | dimmable | Road & Street | Inlumino S | Road & Street |  |  | 8000 | No sensor | > 320000
TBD | INS2-8000-VVV-740... | image | datasheet | deeplink | TUNGSRAM - Inlumino S - 8100lm - 57W - 4000K - 70CRI - TBD[SKU] - Universal coupler 30-76mm | 8 | Universal coupler 30-76mm | LED | 1 | 57 | [8 empty] | CE | [6 empty] | 66 | 4000 | 509x397x118 |  | 220-240V |  | 5 |  |  |  | 70 |  | 4000 |  | > 313000 |  |  |  |  | 142.11 |  |  | 9 | VVV | 25 | < 10% at 100.000 hours |  | Available | 740/559 | CIE(x= 0.3818. y= 0.3796) 5SDCM. 3SDCM on request | Class I. Class II | IK09 |  |  | 50 |  | -40 | 1 | 57 | RAL7021 | 50-60Hz | Passive | LED | dimmable | Road & Street | Inlumino S | Road & Street |  |  | 8100 | No sensor | > 320000
TBD | INS2-8000-UUU-740... | image | datasheet | deeplink | TUNGSRAM - Inlumino S - 7800lm - 57W - 4000K - 70CRI - TBD[SKU] - Universal coupler 30-76mm | 8 | Universal coupler 30-76mm | LED | 1 | 57 | [8 empty] | CE | [6 empty] | 66 | 4000 | 509x397x118 |  | 220-240V |  | 5 |  |  |  | 70 |  | 4000 |  | > 313000 |  |  |  |  | 136.84 |  |  | 9 | UUU | 25 | < 10% at 100.000 hours |  | Available | 740/559 | CIE(x= 0.3818. y= 0.3796) 5SDCM. 3SDCM on request | Class I. Class II | IK09 |  |  | 50 |  | -40 | 1 | 57 | RAL7021 | 50-60Hz | Passive | LED | dimmable | Road & Street | Inlumino S | Road & Street |  |  | 7800 | No sensor | > 320000
TBD | INS2-8000-SSS-740... | image | datasheet | deeplink | TUNGSRAM - Inlumino S - 7900lm - 57W - 4000K - 70CRI - TBD[SKU] - Universal coupler 30-76mm | 8 | Universal coupler 30-76mm | LED | 1 | 57 | [8 empty] | CE | [6 empty] | 66 | 4000 | 509x397x118 |  | 220-240V |  | 5 |  |  |  | 70 |  | 4000 |  | > 313000 |  |  |  |  | 138.6 |  |  | 9 | SSS | 25 | < 10% at 100.000 hours |  | Available | 740/559 | CIE(x= 0.3818. y= 0.3796) 5SDCM. 3SDCM on request | Class I. Class II | IK09 |  |  | 50 |  | -40 | 1 | 57 | RAL7021 | 50-60Hz | Passive | LED | dimmable | Road & Street | Inlumino S | Road & Street |  |  | 7900 | No sensor | > 320000
TBD | INS2-8000-QQQ-740... | image | datasheet | deeplink | TUNGSRAM - Inlumino S - 8000lm - 57W - 4000K - 70CRI - TBD[SKU] - Universal coupler 30-76mm | 8 | Universal coupler 30-76mm | LED | 1 | 57 | [8 empty] | CE | [6 empty] | 66 | 4000 | 509x397x118 |  | 220-240V |  | 5 |  |  |  | 70 |  | 4000 |  | > 313000 |  |  |  |  | 140.35 |  |  | 9 | QQQ | 25 | < 10% at 100.000 hours |  | Available | 740/559 | CIE(x= 0.3818. y= 0.3796) 5SDCM. 3SDCM on request | Class I. Class II | IK09 |  |  | 50 |  | -40 | 1 | 57 | RAL7021 | 50-60Hz | Passive | LED | dimmable | Road & Street | Inlumino S | Road & Street |  |  | 8000 | No sensor | > 320000
TBD | INS2-8000-PPP-740... | image | datasheet | deeplink | TUNGSRAM - Inlumino S - 8000lm - 57W - 4000K - 70CRI - TBD[SKU] - Universal coupler 30-76mm | 8 | Universal coupler 30-76mm | LED | 1 | 57 | [8 empty] | CE | [6 empty] | 66 | 4000 | 509x397x118 |  | 220-240V |  | 5 |  |  |  | 70 |  | 4000 |  | > 313000 |  |  |  |  | 140.35 |  |  | 9 | PPP | 25 | < 10% at 100.000 hours |  | Available | 740/559 | CIE(x= 0.3818. y= 0.3796) 5SDCM. 3SDCM on request | Class I. Class II | IK09 |  |  | 50 |  | -40 | 1 | 57 | RAL7021 | 50-60Hz | Passive | LED | dimmable | Road & Street | Inlumino S | Road & Street |  |  | 8000 | No sensor | > 320000
TBD | INS2-8000-OOO-740... | image | datasheet | deeplink | TUNGSRAM - Inlumino S - 7800lm - 57W - 4000K - 70CRI - TBD[SKU] - Universal coupler 30-76mm | 8 | Universal coupler 30-76mm | LED | 1 | 57 | [8 empty] | CE | [6 empty] | 66 | 4000 | 509x397x118 |  | 220-240V |  | 5 |  |  |  | 70 |  | 4000 |  | > 313000 |  |  |  |  | 136.84 |  |  | 9 | OOO | 25 | < 10% at 100.000 hours |  | Available | 740/559 | CIE(x= 0.3818. y= 0.3796) 5SDCM. 3SDCM on request | Class I. Class II | IK09 |  |  | 50 |  | -40 | 1 | 57 | RAL7021 | 50-60Hz | Passive | LED | dimmable | Road & Street | Inlumino S | Road & Street |  |  | 7800 | No sensor | > 320000
TBD | INS2-8000-NNN-740... | image | datasheet | deeplink | TUNGSRAM - Inlumino S - 8100lm - 57W - 4000K - 70CRI - TBD[SKU] - Universal coupler 30-76mm | 8 | Universal coupler 30-76mm | LED | 1 | 57 | [8 empty] | CE | [6 empty] | 66 | 4000 | 509x397x118 |  | 220-240V |  | 5 |  |  |  | 70 |  | 4000 |  | > 313000 |  |  |  |  | 142.11 |  |  | 9 | NNN | 25 | < 10% at 100.000 hours |  | Available | 740/559 | CIE(x= 0.3818. y= 0.3796) 5SDCM. 3SDCM on request | Class I. Class II | IK09 |  |  | 50 |  | -40 | 1 | 57 | RAL7021 | 50-60Hz | Passive | LED | dimmable | Road & Street | Inlumino S | Road & Street |  |  | 8100 | No sensor | > 320000
TBD | INS2-8000-MMM-740... | image | datasheet | deeplink | TUNGSRAM - Inlumino S - 8200lm - 57W - 4000K - 70CRI - TBD[SKU] - Universal coupler 30-76mm | 8 | Universal coupler 30-76mm | LED | 1 | 57 | [8 empty] | CE | [6 empty] | 66 | 4000 | 509x397x118 |  | 220-240V |  | 5 |  |  |  | 70 |  | 4000 |  | > 313000 |  |  |  |  | 143.86 |  |  | 9 | MMM | 25 | < 10% at 100.000 hours |  | Available | 740/559 | CIE(x= 0.3818. y= 0.3796) 5SDCM. 3SDCM on request | Class I. Class II | IK09 |  |  | 50 |  | -40 | 1 | 57 | RAL7021 | 50-60Hz | Passive | LED | dimmable | Road & Street | Inlumino S | Road & Street |  |  | 8200 | No sensor | > 320000
TBD | INS2-8000-LLL-740... | image | datasheet | deeplink | TUNGSRAM - Inlumino S - 7900lm - 57W - 4000K - 70CRI - TBD[SKU] - Universal coupler 30-76mm | 8 | Universal coupler 30-76mm | LED | 1 | 57 | [8 empty] | CE | [6 empty] | 66 | 4000 | 509x397x118 |  | 220-240V |  | 5 |  |  |  | 70 |  | 4000 |  | > 313000 |  |  |  |  | 138.6 |  |  | 9 | LLL | 25 | < 10% at 100.000 hours |  | Available | 740/559 | CIE(x= 0.3818. y= 0.3796) 5SDCM. 3SDCM on request | Class I. Class II | IK09 |  |  | 50 |  | -40 | 1 | 57 | RAL7021 | 50-60Hz | Passive | LED | dimmable | Road & Street | Inlumino S | Road & Street |  |  | 7900 | No sensor | > 320000
TBD | INS2-8000-KKK-740... | image | datasheet | deeplink | TUNGSRAM - Inlumino S - 8000lm - 57W - 4000K - 70CRI - TBD[SKU] - Universal coupler 30-76mm | 8 | Universal coupler 30-76mm | LED | 1 | 57 | [8 empty] | CE | [6 empty] | 66 | 4000 | 509x397x118 |  | 220-240V |  | 5 |  |  |  | 70 |  | 4000 |  | > 313000 |  |  |  |  | 140.35 |  |  | 9 | KKK | 25 | < 10% at 100.000 hours |  | Available | 740/559 | CIE(x= 0.3818. y= 0.3796) 5SDCM. 3SDCM on request | Class I. Class II | IK09 |  |  | 50 |  | -40 | 1 | 57 | RAL7021 | 50-60Hz | Passive | LED | dimmable | Road & Street | Inlumino S | Road & Street |  |  | 8000 | No sensor | > 320000
TBD | INS2-8000-JJJ-740... | image | datasheet | deeplink | TUNGSRAM - Inlumino S - 7900lm - 57W - 4000K - 70CRI - TBD[SKU] - Universal coupler 30-76mm | 8 | Universal coupler 30-76mm | LED | 1 | 57 | [8 empty] | CE | [6 empty] | 66 | 4000 | 509x397x118 |  | 220-240V |  | 5 |  |  |  | 70 |  | 4000 |  | > 313000 |  |  |  |  | 138.6 |  |  | 9 | JJJ | 25 | < 10% at 100.000 hours |  | Available | 740/559 | CIE(x= 0.3818. y= 0.3796) 5SDCM. 3SDCM on request | Class I. Class II | IK09 |  |  | 50 |  | -40 | 1 | 57 | RAL7021 | 50-60Hz | Passive | LED | dimmable | Road & Street | Inlumino S | Road & Street |  |  | 7900 | No sensor | > 320000
TBD | INS2-8000-GGG-740... | image | datasheet | deeplink | TUNGSRAM - Inlumino S - 8000lm - 57W - 4000K - 70CRI - TBD[SKU] - Universal coupler 30-76mm | 8 | Universal coupler 30-76mm | LED | 1 | 57 | [8 empty] | CE | [6 empty] | 66 | 4000 | 509x397x118 |  | 220-240V |  | 5 |  |  |  | 70 |  | 4000 |  | > 313000 |  |  |  |  | 140.35 |  |  | 9 | GGG | 25 | < 10% at 100.000 hours |  | Available | 740/559 | CIE(x= 0.3818. y= 0.3796) 5SDCM. 3SDCM on request | Class I. Class II | IK09 |  |  | 50 |  | -40 | 1 | 57 | RAL7021 | 50-60Hz | Passive | LED | dimmable | Road & Street | Inlumino S | Road & Street |  |  | 8000 | No sensor | > 320000
TBD | INS2-8000-FFF-740... | image | datasheet | deeplink | TUNGSRAM - Inlumino S - 8100lm - 57W - 4000K - 70CRI - TBD[SKU] - Universal coupler 30-76mm | 8 | Universal coupler 30-76mm | LED | 1 | 57 | [8 empty] | CE | [6 empty] | 66 | 4000 | 509x397x118 |  | 220-240V |  | 5 |  |  |  | 70 |  | 4000 |  | > 313000 |  |  |  |  | 142.11 |  |  | 9 | FFF | 25 | < 10% at 100.000 hours |  | Available | 740/559 | CIE(x= 0.3818. y= 0.3796) 5SDCM. 3SDCM on request | Class I. Class II | IK09 |  |  | 50 |  | -40 | 1 | 57 | RAL7021 | 50-60Hz | Passive | LED | dimmable | Road & Street | Inlumino S | Road & Street |  |  | 8100 | No sensor | > 320000
TBD | INS2-8000-EEE-740... | image | datasheet | deeplink | TUNGSRAM - Inlumino S - 8100lm - 57W - 4000K - 70CRI - TBD[SKU] - Universal coupler 30-76mm | 8 | Universal coupler 30-76mm | LED | 1 | 57 | [8 empty] | CE | [6 empty] | 66 | 4000 | 509x397x118 |  | 220-240V |  | 5 |  |  |  | 70 |  | 4000 |  | > 313000 |  |  |  |  | 142.11 |  |  | 9 | EEE | 25 | < 10% at 100.000 hours |  | Available | 740/559 | CIE(x= 0.3818. y= 0.3796) 5SDCM. 3SDCM on request | Class I. Class II | IK09 |  |  | 50 |  | -40 | 1 | 57 | RAL7021 | 50-60Hz | Passive | LED | dimmable | Road & Street | Inlumino S | Road & Street |  |  | 8100 | No sensor | > 320000
TBD | INS2-8000-DDD-740... | image | datasheet | deeplink | TUNGSRAM - Inlumino S - 8200lm - 57W - 4000K - 70CRI - TBD[SKU] - Universal coupler 30-76mm | 8 | Universal coupler 30-76mm | LED | 1 | 57 | [8 empty] | CE | [6 empty] | 66 | 4000 | 509x397x118 |  | 220-240V |  | 5 |  |  |  | 70 |  | 4000 |  | > 313000 |  |  |  |  | 143.86 |  |  | 9 | DDD | 25 | < 10% at 100.000 hours |  | Available | 740/559 | CIE(x= 0.3818. y= 0.3796) 5SDCM. 3SDCM on request | Class I. Class II | IK09 |  |  | 50 |  | -40 | 1 | 57 | RAL7021 | 50-60Hz | Passive | LED | dimmable | Road & Street | Inlumino S | Road & Street |  |  | 8200 | No sensor | > 320000
TBD | INS2-8000-CCC-740... | image | datasheet | deeplink | TUNGSRAM - Inlumino S - 8100lm - 57W - 4000K - 70CRI - TBD[SKU] - Universal coupler 30-76mm | 8 | Universal coupler 30-76mm | LED | 1 | 57 | [8 empty] | CE | [6 empty] | 66 | 4000 | 509x397x118 |  | 220-240V |  | 5 |  |  |  | 70 |  | 4000 |  | > 313000 |  |  |  |  | 142.11 |  |  | 9 | CCC | 25 | < 10% at 100.000 hours |  | Available | 740/559 | CIE(x= 0.3818. y= 0.3796) 5SDCM. 3SDCM on request | Class I. Class II | IK09 |  |  | 50 |  | -40 | 1 | 57 | RAL7021 | 50-60Hz | Passive | LED | dimmable | Road & Street | Inlumino S | Road & Street |  |  | 8100 | No sensor | > 320000
TBD | INS2-8000-BBB-740... | image | datasheet | deeplink | TUNGSRAM - Inlumino S - 7900lm - 57W - 4000K - 70CRI - TBD[SKU] - Universal coupler 30-76mm | 8 | Universal coupler 30-76mm | LED | 1 | 57 | [8 empty] | CE | [6 empty] | 66 | 4000 | 509x397x118 |  | 220-240V |  | 5 |  |  |  | 70 |  | 4000 |  | > 313000 |  |  |  |  | 138.6 |  |  | 9 | BBB | 25 | < 10% at 100.000 hours |  | Available | 740/559 | CIE(x= 0.3818. y= 0.3796) 5SDCM. 3SDCM on request | Class I. Class II | IK09 |  |  | 50 |  | -40 | 1 | 57 | RAL7021 | 50-60Hz | Passive | LED | dimmable | Road & Street | Inlumino S | Road & Street |  |  | 7900 | No sensor | > 320000
TBD | INS2-8000-AAA-740... | image | datasheet | deeplink | TUNGSRAM - Inlumino S - 8200lm - 57W - 4000K - 70CRI - TBD[SKU] - Universal coupler 30-76mm | 8 | Universal coupler 30-76mm | LED | 1 | 57 | [8 empty] | CE | [6 empty] | 66 | 4000 | 509x397x118 |  | 220-240V |  | 5 |  |  |  | 70 |  | 4000 |  | > 313000 |  |  |  |  | 143.86 |  |  | 9 | AAA | 25 | < 10% at 100.000 hours |  | Available | 740/559 | CIE(x= 0.3818. y= 0.3796) 5SDCM. 3SDCM on request | Class I. Class II | IK09 |  |  | 50 |  | -40 | 1 | 57 | RAL7021 | 50-60Hz | Passive | LED | dimmable | Road & Street | Inlumino S | Road & Street |  |  | 8200 | No sensor | > 320000
TBD | INS2-6000-YYY-740... | image | datasheet | deeplink | TUNGSRAM - Inlumino S - 6200lm - 40W - 4000K - 70CRI - TBD[SKU] - Universal coupler 30-76mm | 8 | Universal coupler 30-76mm | LED | 1 | 40 | [8 empty] | CE | [6 empty] | 66 | 4000 | 509x397x118 |  | 220-240V |  | 5 |  |  |  | 70 |  | 4000 |  | > 313000 |  |  |  |  | 155 |  |  | 9 | YYY | 25 | < 10% at 100.000 hours |  | Available | 740/559 | CIE(x= 0.3818. y= 0.3796) 5SDCM. 3SDCM on request | Class I. Class II | IK09 |  |  | 50 |  | -40 | 1 | 40 | RAL7021 | 50-60Hz | Passive | LED | dimmable | Road & Street | Inlumino S | Road & Street |  |  | 6200 | No sensor | > 320000
TBD | INS2-6000-XXX-740... | image | datasheet | deeplink | TUNGSRAM - Inlumino S - 6000lm - 40W - 4000K - 70CRI - TBD[SKU] - Universal coupler 30-76mm | 8 | Universal coupler 30-76mm | LED | 1 | 40 | [8 empty] | CE | [6 empty] | 66 | 4000 | 509x397x118 |  | 220-240V |  | 5 |  |  |  | 70 |  | 4000 |  | > 313000 |  |  |  |  | 150 |  |  | 9 | XXX | 25 | < 10% at 100.000 hours |  | Available | 740/559 | CIE(x= 0.3818. y= 0.3796) 5SDCM. 3SDCM on request | Class I. Class II | IK09 |  |  | 50 |  | -40 | 1 | 40 | RAL7021 | 50-60Hz | Passive | LED | dimmable | Road & Street | Inlumino S | Road & Street |  |  | 6000 | No sensor | > 320000
TBD | INS2-6000-WWW-740... | image | datasheet | deeplink | TUNGSRAM - Inlumino S - 6100lm - 40W - 4000K - 70CRI - TBD[SKU] - Universal coupler 30-76mm | 8 | Universal coupler 30-76mm | LED | 1 | 40 | [8 empty] | CE | [6 empty] | 66 | 4000 | 509x397x118 |  | 220-240V |  | 5 |  |  |  | 70 |  | 4000 |  | > 313000 |  |  |  |  | 152.5 |  |  | 9 | WWW | 25 | < 10% at 100.000 hours |  | Available | 740/559 | CIE(x= 0.3818. y= 0.3796) 5SDCM. 3SDCM on request | Class I. Class II | IK09 |  |  | 50 |  | -40 | 1 | 40 | RAL7021 | 50-60Hz | Passive | LED | dimmable | Road & Street | Inlumino S | Road & Street |  |  | 6100 | No sensor | > 320000
TBD | INS2-6000-VVV-740... | image | datasheet | deeplink | TUNGSRAM - Inlumino S - 6100lm - 40W - 4000K - 70CRI - TBD[SKU] - Universal coupler 30-76mm | 8 | Universal coupler 30-76mm | LED | 1 | 40 | [8 empty] | CE | [6 empty] | 66 | 4000 | 509x397x118 |  | 220-240V |  | 5 |  |  |  | 70 |  | 4000 |  | > 313000 |  |  |  |  | 152.5 |  |  | 9 | VVV | 25 | < 10% at 100.000 hours |  | Available | 740/559 | CIE(x= 0.3818. y= 0.3796) 5SDCM. 3SDCM on request | Class I. Class II | IK09 |  |  | 50 |  | -40 | 1 | 40 | RAL7021 | 50-60Hz | Passive | LED | dimmable | Road & Street | Inlumino S | Road & Street |  |  | 6100 | No sensor | > 320000
TBD | INS2-6000-UUU-740... | image | datasheet | deeplink | TUNGSRAM - Inlumino S - 5900lm - 40W - 4000K - 70CRI - TBD[SKU] - Universal coupler 30-76mm | 8 | Universal coupler 30-76mm | LED | 1 | 40 | [8 empty] | CE | [6 empty] | 66 | 4000 | 509x397x118 |  | 220-240V |  | 5 |  |  |  | 70 |  | 4000 |  | > 313000 |  |  |  |  | 147.5 |  |  | 9 | UUU | 25 | < 10% at 100.000 hours |  | Available | 740/559 | CIE(x= 0.3818. y= 0.3796) 5SDCM. 3SDCM on request | Class I. Class II | IK09 |  |  | 50 |  | -40 | 1 | 40 | RAL7021 | 50-60Hz | Passive | LED | dimmable | Road & Street | Inlumino S | Road & Street |  |  | 5900 | No sensor | > 320000
TBD | INS2-6000-SSS-740... | image | datasheet | deeplink | TUNGSRAM - Inlumino S - 6000lm - 40W - 4000K - 70CRI - TBD[SKU] - Universal coupler 30-76mm | 8 | Universal coupler 30-76mm | LED | 1 | 40 | [8 empty] | CE | [6 empty] | 66 | 4000 | 509x397x118 |  | 220-240V |  | 5 |  |  |  | 70 |  | 4000 |  | > 313000 |  |  |  |  | 150 |  |  | 9 | SSS | 25 | < 10% at 100.000 hours |  | Available | 740/559 | CIE(x= 0.3818. y= 0.3796) 5SDCM. 3SDCM on request | Class I. Class II | IK09 |  |  | 50 |  | -40 | 1 | 40 | RAL7021 | 50-60Hz | Passive | LED | dimmable | Road & Street | Inlumino S | Road & Street |  |  | 6000 | No sensor | > 320000
TBD | INS2-6000-QQQ-740... | image | datasheet | deeplink | TUNGSRAM - Inlumino S - 6000lm - 40W - 4000K - 70CRI - TBD[SKU] - Universal coupler 30-76mm | 8 | Universal coupler 30-76mm | LED | 1 | 40 | [8 empty] | CE | [6 empty] | 66 | 4000 | 509x397x118 |  | 220-240V |  | 5 |  |  |  | 70 |  | 4000 |  | > 313000 |  |  |  |  | 150 |  |  | 9 | QQQ | 25 | < 10% at 100.000 hours |  | Available | 740/559 | CIE(x= 0.3818. y= 0.3796) 5SDCM. 3SDCM on request | Class I. Class II | IK09 |  |  | 50 |  | -40 | 1 | 40 | RAL7021 | 50-60Hz | Passive | LED | dimmable | Road & Street | Inlumino S | Road & Street |  |  | 6000 | No sensor | > 320000
TBD | INS2-6000-PPP-740... | image | datasheet | deeplink | TUNGSRAM - Inlumino S - 6000lm - 40W - 4000K - 70CRI - TBD[SKU] - Universal coupler 30-76mm | 8 | Universal coupler 30-76mm | LED | 1 | 40 | [8 empty] | CE | [6 empty] | 66 | 4000 | 509x397x118 |  | 220-240V |  | 5 |  |  |  | 70 |  | 4000 |  | > 313000 |  |  |  |  | 150 |  |  | 9 | PPP | 25 | < 10% at 100.000 hours |  | Available | 740/559 | CIE(x= 0.3818. y= 0.3796) 5SDCM. 3SDCM on request | Class I. Class II | IK09 |  |  | 50 |  | -40 | 1 | 40 | RAL7021 | 50-60Hz | Passive | LED | dimmable | Road & Street | Inlumino S | Road & Street |  |  | 6000 | No sensor | > 320000
TBD | INS2-6000-OOO-740... | image | datasheet | deeplink | TUNGSRAM - Inlumino S - 5900lm - 40W - 4000K - 70CRI - TBD[SKU] - Universal coupler 30-76mm | 8 | Universal coupler 30-76mm | LED | 1 | 40 | [8 empty] | CE | [6 empty] | 66 | 4000 | 509x397x118 |  | 220-240V |  | 5 |  |  |  | 70 |  | 4000 |  | > 313000 |  |  |  |  | 147.5 |  |  | 9 | OOO | 25 | < 10% at 100.000 hours |  | Available | 740/559 | CIE(x= 0.3818. y= 0.3796) 5SDCM. 3SDCM on request | Class I. Class II | IK09 |  |  | 50 |  | -40 | 1 | 40 | RAL7021 | 50-60Hz | Passive | LED | dimmable | Road & Street | Inlumino S | Road & Street |  |  | 5900 | No sensor | > 320000
TBD | INS2-6000-NNN-740... | image | datasheet | deeplink | TUNGSRAM - Inlumino S - 6100lm - 40W - 4000K - 70CRI - TBD[SKU] - Universal coupler 30-76mm | 8 | Universal coupler 30-76mm | LED | 1 | 40 | [8 empty] | CE | [6 empty] | 66 | 4000 | 509x397x118 |  | 220-240V |  | 5 |  |  |  | 70 |  | 4000 |  | > 313000 |  |  |  |  | 152.5 |  |  | 9 | NNN | 25 | < 10% at 100.000 hours |  | Available | 740/559 | CIE(x= 0.3818. y= 0.3796) 5SDCM. 3SDCM on request | Class I. Class II | IK09 |  |  | 50 |  | -40 | 1 | 40 | RAL7021 | 50-60Hz | Passive | LED | dimmable | Road & Street | Inlumino S | Road & Street |  |  | 6100 | No sensor | > 320000
TBD | INS2-6000-MMM-740... | image | datasheet | deeplink | TUNGSRAM - Inlumino S - 6100lm - 40W - 4000K - 70CRI - TBD[SKU] - Universal coupler 30-76mm | 8 | Universal coupler 30-76mm | LED | 1 | 40 | [8 empty] | CE | [6 empty] | 66 | 4000 | 509x397x118 |  | 220-240V |  | 5 |  |  |  | 70 |  | 4000 |  | > 313000 |  |  |  |  | 152.5 |  |  | 9 | MMM | 25 | < 10% at 100.000 hours |  | Available | 740/559 | CIE(x= 0.3818. y= 0.3796) 5SDCM. 3SDCM on request | Class I. Class II | IK09 |  |  | 50 |  | -40 | 1 | 40 | RAL7021 | 50-60Hz | Passive | LED | dimmable | Road & Street | Inlumino S | Road & Street |  |  | 6100 | No sensor | > 320000
TBD | INS2-6000-LLL-740... | image | datasheet | deeplink | TUNGSRAM - Inlumino S - 6000lm - 40W - 4000K - 70CRI - TBD[SKU] - Universal coupler 30-76mm | 8 | Universal coupler 30-76mm | LED | 1 | 40 | [8 empty] | CE | [6 empty] | 66 | 4000 | 509x397x118 |  | 220-240V |  | 5 |  |  |  | 70 |  | 4000 |  | > 313000 |  |  |  |  | 150 |  |  | 9 | LLL | 25 | < 10% at 100.000 hours |  | Available | 740/559 | CIE(x= 0.3818. y= 0.3796) 5SDCM. 3SDCM on request | Class I. Class II | IK09 |  |  | 50 |  | -40 | 1 | 40 | RAL7021 | 50-60Hz | Passive | LED | dimmable | Road & Street | Inlumino S | Road & Street |  |  | 6000 | No sensor | > 320000
TBD | INS2-6000-KKK-740... | image | datasheet | deeplink | TUNGSRAM - Inlumino S - 6000lm - 40W - 4000K - 70CRI - TBD[SKU] - Universal coupler 30-76mm | 8 | Universal coupler 30-76mm | LED | 1 | 40 | [8 empty] | CE | [6 empty] | 66 | 4000 | 509x397x118 |  | 220-240V |  | 5 |  |  |  | 70 |  | 4000 |  | > 313000 |  |  |  |  | 150 |  |  | 9 | KKK | 25 | < 10% at 100.000 hours |  | Available | 740/559 | CIE(x= 0.3818. y= 0.3796) 5SDCM. 3SDCM on request | Class I. Class II | IK09 |  |  | 50 |  | -40 | 1 | 40 | RAL7021 | 50-60Hz | Passive | LED | dimmable | Road & Street | Inlumino S | Road & Street |  |  | 6000 | No sensor | > 320000
TBD | INS2-6000-JJJ-740... | image | datasheet | deeplink | TUNGSRAM - Inlumino S - 6000lm - 40W - 4000K - 70CRI - TBD[SKU] - Universal coupler 30-76mm | 8 | Universal coupler 30-76mm | LED | 1 | 40 | [8 empty] | CE | [6 empty] | 66 | 4000 | 509x397x118 |  | 220-240V |  | 5 |  |  |  | 70 |  | 4000 |  | > 313000 |  |  |  |  | 150 |  |  | 9 | JJJ | 25 | < 10% at 100.000 hours |  | Available | 740/559 | CIE(x= 0.3818. y= 0.3796) 5SDCM. 3SDCM on request | Class I. Class II | IK09 |  |  | 50 |  | -40 | 1 | 40 | RAL7021 | 50-60Hz | Passive | LED | dimmable | Road & Street | Inlumino S | Road & Street |  |  | 6000 | No sensor | > 320000
TBD | INS2-6000-GGG-740... | image | datasheet | deeplink | TUNGSRAM - Inlumino S - 6000lm - 40W - 4000K - 70CRI - TBD[SKU] - Universal coupler 30-76mm | 8 | Universal coupler 30-76mm | LED | 1 | 40 | [8 empty] | CE | [6 empty] | 66 | 4000 | 509x397x118 |  | 220-240V |  | 5 |  |  |  | 70 |  | 4000 |  | > 313000 |  |  |  |  | 150 |  |  | 9 | GGG | 25 | < 10% at 100.000 hours |  | Available | 740/559 | CIE(x= 0.3818. y= 0.3796) 5SDCM. 3SDCM on request | Class I. Class II | IK09 |  |  | 50 |  | -40 | 1 | 40 | RAL7021 | 50-60Hz | Passive | LED | dimmable | Road & Street | Inlumino S | Road & Street |  |  | 6000 | No sensor | > 320000
TBD | INS2-6000-FFF-740... | image | datasheet | deeplink | TUNGSRAM - Inlumino S - 6100lm - 40W - 4000K - 70CRI - TBD[SKU] - Universal coupler 30-76mm | 8 | Universal coupler 30-76mm | LED | 1 | 40 | [8 empty] | CE | [6 empty] | 66 | 4000 | 509x397x118 |  | 220-240V |  | 5 |  |  |  | 70 |  | 4000 |  | > 313000 |  |  |  |  | 152.5 |  |  | 9 | FFF | 25 | < 10% at 100.000 hours |  | Available | 740/559 | CIE(x= 0.3818. y= 0.3796) 5SDCM. 3SDCM on request | Class I. Class II | IK09 |  |  | 50 |  | -40 | 1 | 40 | RAL7021 | 50-60Hz | Passive | LED | dimmable | Road & Street | Inlumino S | Road & Street |  |  | 6100 | No sensor | > 320000
TBD | INS2-6000-EEE-740... | image | datasheet | deeplink | TUNGSRAM - Inlumino S - 6100lm - 40W - 4000K - 70CRI - TBD[SKU] - Universal coupler 30-76mm | 8 | Universal coupler 30-76mm | LED | 1 | 40 | [8 empty] | CE | [6 empty] | 66 | 4000 | 509x397x118 |  | 220-240V |  | 5 |  |  |  | 70 |  | 4000 |  | > 313000 |  |  |  |  | 152.5 |  |  | 9 | EEE | 25 | < 10% at 100.000 hours |  | Available | 740/559 | CIE(x= 0.3818. y= 0.3796) 5SDCM. 3SDCM on request | Class I. Class II | IK09 |  |  | 50 |  | -40 | 1 | 40 | RAL7021 | 50-60Hz | Passive | LED | dimmable | Road & Street | Inlumino S | Road & Street |  |  | 6100 | No sensor | > 320000
TBD | INS2-6000-DDD-740... | image | datasheet | deeplink | TUNGSRAM - Inlumino S - 6200lm - 40W - 4000K - 70CRI - TBD[SKU] - Universal coupler 30-76mm | 8 | Universal coupler 30-76mm | LED | 1 | 40 | [8 empty] | CE | [6 empty] | 66 | 4000 | 509x397x118 |  | 220-240V |  | 5 |  |  |  | 70 |  | 4000 |  | > 313000 |  |  |  |  | 155 |  |  | 9 | DDD | 25 | < 10% at 100.000 hours |  | Available | 740/559 | CIE(x= 0.3818. y= 0.3796) 5SDCM. 3SDCM on request | Class I. Class II | IK09 |  |  | 50 |  | -40 | 1 | 40 | RAL7021 | 50-60Hz | Passive | LED | dimmable | Road & Street | Inlumino S | Road & Street |  |  | 6200 | No sensor | > 320000
TBD | INS2-6000-CCC-740... | image | datasheet | deeplink | TUNGSRAM - Inlumino S - 6100lm - 40W - 4000K - 70CRI - TBD[SKU] - Universal coupler 30-76mm | 8 | Universal coupler 30-76mm | LED | 1 | 40 | [8 empty] | CE | [6 empty] | 66 | 4000 | 509x397x118 |  | 220-240V |  | 5 |  |  |  | 70 |  | 4000 |  | > 313000 |  |  |  |  | 152.5 |  |  | 9 | CCC | 25 | < 10% at 100.000 hours |  | Available | 740/559 | CIE(x= 0.3818. y= 0.3796) 5SDCM. 3SDCM on request | Class I. Class II | IK09 |  |  | 50 |  | -40 | 1 | 40 | RAL7021 | 50-60Hz | Passive | LED | dimmable | Road & Street | Inlumino S | Road & Street |  |  | 6100 | No sensor | > 320000
TBD | INS2-6000-BBB-740... | image | datasheet | deeplink | TUNGSRAM - Inlumino S - 6000lm - 40W - 4000K - 70CRI - TBD[SKU] - Universal coupler 30-76mm | 8 | Universal coupler 30-76mm | LED | 1 | 40 | [8 empty] | CE | [6 empty] | 66 | 4000 | 509x397x118 |  | 220-240V |  | 5 |  |  |  | 70 |  | 4000 |  | > 313000 |  |  |  |  | 150 |  |  | 9 | BBB | 25 | < 10% at 100.000 hours |  | Available | 740/559 | CIE(x= 0.3818. y= 0.3796) 5SDCM. 3SDCM on request | Class I. Class II | IK09 |  |  | 50 |  | -40 | 1 | 40 | RAL7021 | 50-60Hz | Passive | LED | dimmable | Road & Street | Inlumino S | Road & Street |  |  | 6000 | No sensor | > 320000
TBD | INS2-6000-AAA-740... | image | datasheet | deeplink | TUNGSRAM - Inlumino S - 6200lm - 40W - 4000K - 70CRI - TBD[SKU] - Universal coupler 30-76mm | 8 | Universal coupler 30-76mm | LED | 1 | 40 | [8 empty] | CE | [6 empty] | 66 | 4000 | 509x397x118 |  | 220-240V |  | 5 |  |  |  | 70 |  | 4000 |  | > 313000 |  |  |  |  | 155 |  |  | 9 | AAA | 25 | < 10% at 100.000 hours |  | Available | 740/559 | CIE(x= 0.3818. y= 0.3796) 5SDCM. 3SDCM on request | Class I. Class II | IK09 |  |  | 50 |  | -40 | 1 | 40 | RAL7021 | 50-60Hz | Passive | LED | dimmable | Road & Street | Inlumino S | Road & Street |  |  | 6200 | No sensor | > 320000
TBD | INS2-4000-YYY-740... | image | datasheet | deeplink | TUNGSRAM - Inlumino S - 4100lm - 31W - 4000K - 70CRI - TBD[SKU] - Universal coupler 30-76mm | 8 | Universal coupler 30-76mm | LED | 1 | 31 | [8 empty] | CE | [6 empty] | 66 | 4000 | 509x397x118 |  | 220-240V |  | 5 |  |  |  | 70 |  | 4000 |  | > 313000 |  |  |  |  | 132.26 |  |  | 9 | YYY | 25 | < 10% at 100.000 hours |  | Available | 740/559 | CIE(x= 0.3818. y= 0.3796) 5SDCM. 3SDCM on request | Class I. Class II | IK09 |  |  | 50 |  | -40 | 1 | 31 | RAL7021 | 50-60Hz | Passive | LED | dimmable | Road & Street | Inlumino S | Road & Street |  |  | 4100 | No sensor | > 320000
TBD | INS2-4000-XXX-740... | image | datasheet | deeplink | TUNGSRAM - Inlumino S - 4000lm - 31W - 4000K - 70CRI - TBD[SKU] - Universal coupler 30-76mm | 8 | Universal coupler 30-76mm | LED | 1 | 31 | [8 empty] | CE | [6 empty] | 66 | 4000 | 509x397x118 |  | 220-240V |  | 5 |  |  |  | 70 |  | 4000 |  | > 313000 |  |  |  |  | 129.03 |  |  | 9 | XXX | 25 | < 10% at 100.000 hours |  | Available | 740/559 | CIE(x= 0.3818. y= 0.3796) 5SDCM. 3SDCM on request | Class I. Class II | IK09 |  |  | 50 |  | -40 | 1 | 31 | RAL7021 | 50-60Hz | Passive | LED | dimmable | Road & Street | Inlumino S | Road & Street |  |  | 4000 | No sensor | > 320000
TBD | INS2-4000-WWW-740... | image | datasheet | deeplink | TUNGSRAM - Inlumino S - 4000lm - 31W - 4000K - 70CRI - TBD[SKU] - Universal coupler 30-76mm | 8 | Universal coupler 30-76mm | LED | 1 | 31 | [8 empty] | CE | [6 empty] | 66 | 4000 | 509x397x118 |  | 220-240V |  | 5 |  |  |  | 70 |  | 4000 |  | > 313000 |  |  |  |  | 129.03 |  |  | 9 | WWW | 25 | < 10% at 100.000 hours |  | Available | 740/559 | CIE(x= 0.3818. y= 0.3796) 5SDCM. 3SDCM on request | Class I. Class II | IK09 |  |  | 50 |  | -40 | 1 | 31 | RAL7021 | 50-60Hz | Passive | LED | dimmable | Road & Street | Inlumino S | Road & Street |  |  | 4000 | No sensor | > 320000
TBD | INS2-4000-VVV-740... | image | datasheet | deeplink | TUNGSRAM - Inlumino S - 4100lm - 31W - 4000K - 70CRI - TBD[SKU] - Universal coupler 30-76mm | 8 | Universal coupler 30-76mm | LED | 1 | 31 | [8 empty] | CE | [6 empty] | 66 | 4000 | 509x397x118 |  | 220-240V |  | 5 |  |  |  | 70 |  | 4000 |  | > 313000 |  |  |  |  | 132.26 |  |  | 9 | VVV | 25 | < 10% at 100.000 hours |  | Available | 740/559 | CIE(x= 0.3818. y= 0.3796) 5SDCM. 3SDCM on request | Class I. Class II | IK09 |  |  | 50 |  | -40 | 1 | 31 | RAL7021 | 50-60Hz | Passive | LED | dimmable | Road & Street | Inlumino S | Road & Street |  |  | 4100 | No sensor | > 320000
TBD | INS2-4000-UUU-740... | image | datasheet | deeplink | TUNGSRAM - Inlumino S - 3900lm - 31W - 4000K - 70CRI - TBD[SKU] - Universal coupler 30-76mm | 8 | Universal coupler 30-76mm | LED | 1 | 31 | [8 empty] | CE | [6 empty] | 66 | 4000 | 509x397x118 |  | 220-240V |  | 5 |  |  |  | 70 |  | 4000 |  | > 313000 |  |  |  |  | 125.81 |  |  | 9 | UUU | 25 | < 10% at 100.000 hours |  | Available | 740/559 | CIE(x= 0.3818. y= 0.3796) 5SDCM. 3SDCM on request | Class I. Class II | IK09 |  |  | 50 |  | -40 | 1 | 31 | RAL7021 | 50-60Hz | Passive | LED | dimmable | Road & Street | Inlumino S | Road & Street |  |  | 3900 | No sensor | > 320000
TBD | INS2-4000-SSS-740... | image | datasheet | deeplink | TUNGSRAM - Inlumino S - 4000lm - 31W - 4000K - 70CRI - TBD[SKU] - Universal coupler 30-76mm | 8 | Universal coupler 30-76mm | LED | 1 | 31 | [8 empty] | CE | [6 empty] | 66 | 4000 | 509x397x118 |  | 220-240V |  | 5 |  |  |  | 70 |  | 4000 |  | > 313000 |  |  |  |  | 129.03 |  |  | 9 | SSS | 25 | < 10% at 100.000 hours |  | Available | 740/559 | CIE(x= 0.3818. y= 0.3796) 5SDCM. 3SDCM on request | Class I. Class II | IK09 |  |  | 50 |  | -40 | 1 | 31 | RAL7021 | 50-60Hz | Passive | LED | dimmable | Road & Street | Inlumino S | Road & Street |  |  | 4000 | No sensor | > 320000
TBD | INS2-4000-QQQ-740... | image | datasheet | deeplink | TUNGSRAM - Inlumino S - 4000lm - 31W - 4000K - 70CRI - TBD[SKU] - Universal coupler 30-76mm | 8 | Universal coupler 30-76mm | LED | 1 | 31 | [8 empty] | CE | [6 empty] | 66 | 4000 | 509x397x118 |  | 220-240V |  | 5 |  |  |  | 70 |  | 4000 |  | > 313000 |  |  |  |  | 129.03 |  |  | 9 | QQQ | 25 | < 10% at 100.000 hours |  | Available | 740/559 | CIE(x= 0.3818. y= 0.3796) 5SDCM. 3SDCM on request | Class I. Class II | IK09 |  |  | 50 |  | -40 | 1 | 31 | RAL7021 | 50-60Hz | Passive | LED | dimmable | Road & Street | Inlumino S | Road & Street |  |  | 4000 | No sensor | > 320000
TBD | INS2-4000-PPP-740... | image | datasheet | deeplink | TUNGSRAM - Inlumino S - 4000lm - 31W - 4000K - 70CRI - TBD[SKU] - Universal coupler 30-76mm | 8 | Universal coupler 30-76mm | LED | 1 | 31 | [8 empty] | CE | [6 empty] | 66 | 4000 | 509x397x118 |  | 220-240V |  | 5 |  |  |  | 70 |  | 4000 |  | > 313000 |  |  |  |  | 129.03 |  |  | 9 | PPP | 25 | < 10% at 100.000 hours |  | Available | 740/559 | CIE(x= 0.3818. y= 0.3796) 5SDCM. 3SDCM on request | Class I. Class II | IK09 |  |  | 50 |  | -40 | 1 | 31 | RAL7021 | 50-60Hz | Passive | LED | dimmable | Road & Street | Inlumino S | Road & Street |  |  | 4000 | No sensor | > 320000
TBD | INS2-4000-OOO-740... | image | datasheet | deeplink | TUNGSRAM - Inlumino S - 3900lm - 31W - 4000K - 70CRI - TBD[SKU] - Universal coupler 30-76mm | 8 | Universal coupler 30-76mm | LED | 1 | 31 | [8 empty] | CE | [6 empty] | 66 | 4000 | 509x397x118 |  | 220-240V |  | 5 |  |  |  | 70 |  | 4000 |  | > 313000 |  |  |  |  | 125.81 |  |  | 9 | OOO | 25 | < 10% at 100.000 hours |  | Available | 740/559 | CIE(x= 0.3818. y= 0.3796) 5SDCM. 3SDCM on request | Class I. Class II | IK09 |  |  | 50 |  | -40 | 1 | 31 | RAL7021 | 50-60Hz | Passive | LED | dimmable | Road & Street | Inlumino S | Road & Street |  |  | 3900 | No sensor | > 320000
TBD | INS2-4000-NNN-740... | image | datasheet | deeplink | TUNGSRAM - Inlumino S - 4100lm - 31W - 4000K - 70CRI - TBD[SKU] - Universal coupler 30-76mm | 8 | Universal coupler 30-76mm | LED | 1 | 31 | [8 empty] | CE | [6 empty] | 66 | 4000 | 509x397x118 |  | 220-240V |  | 5 |  |  |  | 70 |  | 4000 |  | > 313000 |  |  |  |  | 132.26 |  |  | 9 | NNN | 25 | < 10% at 100.000 hours |  | Available | 740/559 | CIE(x= 0.3818. y= 0.3796) 5SDCM. 3SDCM on request | Class I. Class II | IK09 |  |  | 50 |  | -40 | 1 | 31 | RAL7021 | 50-60Hz | Passive | LED | dimmable | Road & Street | Inlumino S | Road & Street |  |  | 4100 | No sensor | > 320000
TBD | INS2-4000-MMM-740... | image | datasheet | deeplink | TUNGSRAM - Inlumino S - 4100lm - 31W - 4000K - 70CRI - TBD[SKU] - Universal coupler 30-76mm | 8 | Universal coupler 30-76mm | LED | 1 | 31 | [8 empty] | CE | [6 empty] | 66 | 4000 | 509x397x118 |  | 220-240V |  | 5 |  |  |  | 70 |  | 4000 |  | > 313000 |  |  |  |  | 132.26 |  |  | 9 | MMM | 25 | < 10% at 100.000 hours |  | Available | 740/559 | CIE(x= 0.3818. y= 0.3796) 5SDCM. 3SDCM on request | Class I. Class II | IK09 |  |  | 50 |  | -40 | 1 | 31 | RAL7021 | 50-60Hz | Passive | LED | dimmable | Road & Street | Inlumino S | Road & Street |  |  | 4100 | No sensor | > 320000
TBD | INS2-4000-LLL-740... | image | datasheet | deeplink | TUNGSRAM - Inlumino S - 4000lm - 31W - 4000K - 70CRI - TBD[SKU] - Universal coupler 30-76mm | 8 | Universal coupler 30-76mm | LED | 1 | 31 | [8 empty] | CE | [6 empty] | 66 | 4000 | 509x397x118 |  | 220-240V |  | 5 |  |  |  | 70 |  | 4000 |  | > 313000 |  |  |  |  | 129.03 |  |  | 9 | LLL | 25 | < 10% at 100.000 hours |  | Available | 740/559 | CIE(x= 0.3818. y= 0.3796) 5SDCM. 3SDCM on request | Class I. Class II | IK09 |  |  | 50 |  | -40 | 1 | 31 | RAL7021 | 50-60Hz | Passive | LED | dimmable | Road & Street | Inlumino S | Road & Street |  |  | 4000 | No sensor | > 320000
TBD | INS2-4000-KKK-740... | image | datasheet | deeplink | TUNGSRAM - Inlumino S - 4000lm - 31W - 4000K - 70CRI - TBD[SKU] - Universal coupler 30-76mm | 8 | Universal coupler 30-76mm | LED | 1 | 31 | [8 empty] | CE | [6 empty] | 66 | 4000 | 509x397x118 |  | 220-240V |  | 5 |  |  |  | 70 |  | 4000 |  | > 313000 |  |  |  |  | 129.03 |  |  | 9 | KKK | 25 | < 10% at 100.000 hours |  | Available | 740/559 | CIE(x= 0.3818. y= 0.3796) 5SDCM. 3SDCM on request | Class I. Class II | IK09 |  |  | 50 |  | -40 | 1 | 31 | RAL7021 | 50-60Hz | Passive | LED | dimmable | Road & Street | Inlumino S | Road & Street |  |  | 4000 | No sensor | > 320000
TBD | INS2-4000-JJJ-740... | image | datasheet | deeplink | TUNGSRAM - Inlumino S - 4000lm - 31W - 4000K - 70CRI - TBD[SKU] - Universal coupler 30-76mm | 8 | Universal coupler 30-76mm | LED | 1 | 31 | [8 empty] | CE | [6 empty] | 66 | 4000 | 509x397x118 |  | 220-240V |  | 5 |  |  |  | 70 |  | 4000 |  | > 313000 |  |  |  |  | 129.03 |  |  | 9 | JJJ | 25 | < 10% at 100.000 hours |  | Available | 740/559 | CIE(x= 0.3818. y= 0.3796) 5SDCM. 3SDCM on request | Class I. Class II | IK09 |  |  | 50 |  | -40 | 1 | 31 | RAL7021 | 50-60Hz | Passive | LED | dimmable | Road & Street | Inlumino S | Road & Street |  |  | 4000 | No sensor | > 320000
TBD | INS2-4000-GGG-740... | image | datasheet | deeplink | TUNGSRAM - Inlumino S - 4000lm - 31W - 4000K - 70CRI - TBD[SKU] - Universal coupler 30-76mm | 8 | Universal coupler 30-76mm | LED | 1 | 31 | [8 empty] | CE | [6 empty] | 66 | 4000 | 509x397x118 |  | 220-240V |  | 5 |  |  |  | 70 |  | 4000 |  | > 313000 |  |  |  |  | 129.03 |  |  | 9 | GGG | 25 | < 10% at 100.000 hours |  | Available | 740/559 | CIE(x= 0.3818. y= 0.3796) 5SDCM. 3SDCM on request | Class I. Class II | IK09 |  |  | 50 |  | -40 | 1 | 31 | RAL7021 | 50-60Hz | Passive | LED | dimmable | Road & Street | Inlumino S | Road & Street |  |  | 4000 | No sensor | > 320000
TBD | INS2-4000-FFF-740... | image | datasheet | deeplink | TUNGSRAM - Inlumino S - 4100lm - 31W - 4000K - 70CRI - TBD[SKU] - Universal coupler 30-76mm | 8 | Universal coupler 30-76mm | LED | 1 | 31 | [8 empty] | CE | [6 empty] | 66 | 4000 | 509x397x118 |  | 220-240V |  | 5 |  |  |  | 70 |  | 4000 |  | > 313000 |  |  |  |  | 132.26 |  |  | 9 | FFF | 25 | < 10% at 100.000 hours |  | Available | 740/559 | CIE(x= 0.3818. y= 0.3796) 5SDCM. 3SDCM on request | Class I. Class II | IK09 |  |  | 50 |  | -40 | 1 | 31 | RAL7021 | 50-60Hz | Passive | LED | dimmable | Road & Street | Inlumino S | Road & Street |  |  | 4100 | No sensor | > 320000
TBD | INS2-4000-EEE-740... | image | datasheet | deeplink | TUNGSRAM - Inlumino S - 4100lm - 31W - 4000K - 70CRI - TBD[SKU] - Universal coupler 30-76mm | 8 | Universal coupler 30-76mm | LED | 1 | 31 | [8 empty] | CE | [6 empty] | 66 | 4000 | 509x397x118 |  | 220-240V |  | 5 |  |  |  | 70 |  | 4000 |  | > 313000 |  |  |  |  | 132.26 |  |  | 9 | EEE | 25 | < 10% at 100.000 hours |  | Available | 740/559 | CIE(x= 0.3818. y= 0.3796) 5SDCM. 3SDCM on request | Class I. Class II | IK09 |  |  | 50 |  | -40 | 1 | 31 | RAL7021 | 50-60Hz | Passive | LED | dimmable | Road & Street | Inlumino S | Road & Street |  |  | 4100 | No sensor | > 320000
TBD | INS2-4000-DDD-740... | image | datasheet | deeplink | TUNGSRAM - Inlumino S - 4100lm - 31W - 4000K - 70CRI - TBD[SKU] - Universal coupler 30-76mm | 8 | Universal coupler 30-76mm | LED | 1 | 31 | [8 empty] | CE | [6 empty] | 66 | 4000 | 509x397x118 |  | 220-240V |  | 5 |  |  |  | 70 |  | 4000 |  | > 313000 |  |  |  |  | 132.26 |  |  | 9 | DDD | 25 | < 10% at 100.000 hours |  | Available | 740/559 | CIE(x= 0.3818. y= 0.3796) 5SDCM. 3SDCM on request | Class I. Class II | IK09 |  |  | 50 |  | -40 | 1 | 31 | RAL7021 | 50-60Hz | Passive | LED | dimmable | Road & Street | Inlumino S | Road & Street |  |  | 4100 | No sensor | > 320000
TBD | INS2-4000-CCC-740... | image | datasheet | deeplink | TUNGSRAM - Inlumino S - 4100lm - 31W - 4000K - 70CRI - TBD[SKU] - Universal coupler 30-76mm | 8 | Universal coupler 30-76mm | LED | 1 | 31 | [8 empty] | CE | [6 empty] | 66 | 4000 | 509x397x118 |  | 220-240V |  | 5 |  |  |  | 70 |  | 4000 |  | > 313000 |  |  |  |  | 132.26 |  |  | 9 | CCC | 25 | < 10% at 100.000 hours |  | Available | 740/559 | CIE(x= 0.3818. y= 0.3796) 5SDCM. 3SDCM on request | Class I. Class II | IK09 |  |  | 50 |  | -40 | 1 | 31 | RAL7021 | 50-60Hz | Passive | LED | dimmable | Road & Street | Inlumino S | Road & Street |  |  | 4100 | No sensor | > 320000
TBD | INS2-4000-BBB-740... | image | datasheet | deeplink | TUNGSRAM - Inlumino S - 4000lm - 31W - 4000K - 70CRI - TBD[SKU] - Universal coupler 30-76mm | 8 | Universal coupler 30-76mm | LED | 1 | 31 | [8 empty] | CE | [6 empty] | 66 | 4000 | 509x397x118 |  | 220-240V |  | 5 |  |  |  | 70 |  | 4000 |  | > 313000 |  |  |  |  | 129.03 |  |  | 9 | BBB | 25 | < 10% at 100.000 hours |  | Available | 740/559 | CIE(x= 0.3818. y= 0.3796) 5SDCM. 3SDCM on request | Class I. Class II | IK09 |  |  | 50 |  | -40 | 1 | 31 | RAL7021 | 50-60Hz | Passive | LED | dimmable | Road & Street | Inlumino S | Road & Street |  |  | 4000 | No sensor | > 320000
TBD | INS2-4000-AAA-740... | image | datasheet | deeplink | TUNGSRAM - Inlumino S - 4100lm - 31W - 4000K - 70CRI - TBD[SKU] - Universal coupler 30-76mm | 8 | Universal coupler 30-76mm | LED | 1 | 31 | [8 empty] | CE | [6 empty] | 66 | 4000 | 509x397x118 |  | 220-240V |  | 5 |  |  |  | 70 |  | 4000 |  | > 313000 |  |  |  |  | 132.26 |  |  | 9 | AAA | 25 | < 10% at 100.000 hours |  | Available | 740/559 | CIE(x= 0.3818. y= 0.3796) 5SDCM. 3SDCM on request | Class I. Class II | IK09 |  |  | 50 |  | -40 | 1 | 31 | RAL7021 | 50-60Hz | Passive | LED | dimmable | Road & Street | Inlumino S | Road & Street |  |  | 4100 | No sensor | > 320000
TBD | INS2-2500-YYY-740... | image | datasheet | deeplink | TUNGSRAM - Inlumino S - 2600lm - 18W - 4000K - 70CRI - TBD[SKU] - Universal coupler 30-76mm | 8 | Universal coupler 30-76mm | LED | 1 | 18 | [8 empty] | CE | [6 empty] | 66 | 4000 | 509x397x118 |  | 220-240V |  | 5 |  |  |  | 70 |  | 4000 |  | > 313000 |  |  |  |  | 144.44 |  |  | 9 | YYY | 25 | < 10% at 100.000 hours |  | Available | 740/559 | CIE(x= 0.3818. y= 0.3796) 5SDCM. 3SDCM on request | Class I. Class II | IK09 |  |  | 50 |  | -40 | 1 | 18 | RAL7021 | 50-60Hz | Passive | LED | dimmable | Road & Street | Inlumino S | Road & Street |  |  | 2600 | No sensor | > 320000
TBD | INS2-2500-XXX-740... | image | datasheet | deeplink | TUNGSRAM - Inlumino S - 2500lm - 18W - 4000K - 70CRI - TBD[SKU] - Universal coupler 30-76mm | 8 | Universal coupler 30-76mm | LED | 1 | 18 | [8 empty] | CE | [6 empty] | 66 | 4000 | 509x397x118 |  | 220-240V |  | 5 |  |  |  | 70 |  | 4000 |  | > 313000 |  |  |  |  | 138.89 |  |  | 9 | XXX | 25 | < 10% at 100.000 hours |  | Available | 740/559 | CIE(x= 0.3818. y= 0.3796) 5SDCM. 3SDCM on request | Class I. Class II | IK09 |  |  | 50 |  | -40 | 1 | 18 | RAL7021 | 50-60Hz | Passive | LED | dimmable | Road & Street | Inlumino S | Road & Street |  |  | 2500 | No sensor | > 320000
TBD | INS2-2500-WWW-740... | image | datasheet | deeplink | TUNGSRAM - Inlumino S - 2500lm - 18W - 4000K - 70CRI - TBD[SKU] - Universal coupler 30-76mm | 8 | Universal coupler 30-76mm | LED | 1 | 18 | [8 empty] | CE | [6 empty] | 66 | 4000 | 509x397x118 |  | 220-240V |  | 5 |  |  |  | 70 |  | 4000 |  | > 313000 |  |  |  |  | 138.89 |  |  | 9 | WWW | 25 | < 10% at 100.000 hours |  | Available | 740/559 | CIE(x= 0.3818. y= 0.3796) 5SDCM. 3SDCM on request | Class I. Class II | IK09 |  |  | 50 |  | -40 | 1 | 18 | RAL7021 | 50-60Hz | Passive | LED | dimmable | Road & Street | Inlumino S | Road & Street |  |  | 2500 | No sensor | > 320000
TBD | INS2-2500-VVV-740... | image | datasheet | deeplink | TUNGSRAM - Inlumino S - 2500lm - 18W - 4000K - 70CRI - TBD[SKU] - Universal coupler 30-76mm | 8 | Universal coupler 30-76mm | LED | 1 | 18 | [8 empty] | CE | [6 empty] | 66 | 4000 | 509x397x118 |  | 220-240V |  | 5 |  |  |  | 70 |  | 4000 |  | > 313000 |  |  |  |  | 138.89 |  |  | 9 | VVV | 25 | < 10% at 100.000 hours |  | Available | 740/559 | CIE(x= 0.3818. y= 0.3796) 5SDCM. 3SDCM on request | Class I. Class II | IK09 |  |  | 50 |  | -40 | 1 | 18 | RAL7021 | 50-60Hz | Passive | LED | dimmable | Road & Street | Inlumino S | Road & Street |  |  | 2500 | No sensor | > 320000
TBD | INS2-2500-UUU-740... | image | datasheet | deeplink | TUNGSRAM - Inlumino S - 2400lm - 18W - 4000K - 70CRI - TBD[SKU] - Universal coupler 30-76mm | 8 | Universal coupler 30-76mm | LED | 1 | 18 | [8 empty] | CE | [6 empty] | 66 | 4000 | 509x397x118 |  | 220-240V |  | 5 |  |  |  | 70 |  | 4000 |  | > 313000 |  |  |  |  | 133.33 |  |  | 9 | UUU | 25 | < 10% at 100.000 hours |  | Available | 740/559 | CIE(x= 0.3818. y= 0.3796) 5SDCM. 3SDCM on request | Class I. Class II | IK09 |  |  | 50 |  | -40 | 1 | 18 | RAL7021 | 50-60Hz | Passive | LED | dimmable | Road & Street | Inlumino S | Road & Street |  |  | 2400 | No sensor | > 320000
TBD | INS2-2500-SSS-740... | image | datasheet | deeplink | TUNGSRAM - Inlumino S - 2500lm - 18W - 4000K - 70CRI - TBD[SKU] - Universal coupler 30-76mm | 8 | Universal coupler 30-76mm | LED | 1 | 18 | [8 empty] | CE | [6 empty] | 66 | 4000 | 509x397x118 |  | 220-240V |  | 5 |  |  |  | 70 |  | 4000 |  | > 313000 |  |  |  |  | 138.89 |  |  | 9 | SSS | 25 | < 10% at 100.000 hours |  | Available | 740/559 | CIE(x= 0.3818. y= 0.3796) 5SDCM. 3SDCM on request | Class I. Class II | IK09 |  |  | 50 |  | -40 | 1 | 18 | RAL7021 | 50-60Hz | Passive | LED | dimmable | Road & Street | Inlumino S | Road & Street |  |  | 2500 | No sensor | > 320000
TBD | INS2-2500-QQQ-740... | image | datasheet | deeplink | TUNGSRAM - Inlumino S - 2500lm - 18W - 4000K - 70CRI - TBD[SKU] - Universal coupler 30-76mm | 8 | Universal coupler 30-76mm | LED | 1 | 18 | [8 empty] | CE | [6 empty] | 66 | 4000 | 509x397x118 |  | 220-240V |  | 5 |  |  |  | 70 |  | 4000 |  | > 313000 |  |  |  |  | 138.89 |  |  | 9 | QQQ | 25 | < 10% at 100.000 hours |  | Available | 740/559 | CIE(x= 0.3818. y= 0.3796) 5SDCM. 3SDCM on request | Class I. Class II | IK09 |  |  | 50 |  | -40 | 1 | 18 | RAL7021 | 50-60Hz | Passive | LED | dimmable | Road & Street | Inlumino S | Road & Street |  |  | 2500 | No sensor | > 320000
TBD | INS2-2500-PPP-740... | image | datasheet | deeplink | TUNGSRAM - Inlumino S - 2500lm - 18W - 4000K - 70CRI - TBD[SKU] - Universal coupler 30-76mm | 8 | Universal coupler 30-76mm | LED | 1 | 18 | [8 empty] | CE | [6 empty] | 66 | 4000 | 509x397x118 |  | 220-240V |  | 5 |  |  |  | 70 |  | 4000 |  | > 313000 |  |  |  |  | 138.89 |  |  | 9 | PPP | 25 | < 10% at 100.000 hours |  | Available | 740/559 | CIE(x= 0.3818. y= 0.3796) 5SDCM. 3SDCM on request | Class I. Class II | IK09 |  |  | 50 |  | -40 | 1 | 18 | RAL7021 | 50-60Hz | Passive | LED | dimmable | Road & Street | Inlumino S | Road & Street |  |  | 2500 | No sensor | > 320000
TBD | INS2-2500-OOO-740... | image | datasheet | deeplink | TUNGSRAM - Inlumino S - 2400lm - 18W - 4000K - 70CRI - TBD[SKU] - Universal coupler 30-76mm | 8 | Universal coupler 30-76mm | LED | 1 | 18 | [8 empty] | CE | [6 empty] | 66 | 4000 | 509x397x118 |  | 220-240V |  | 5 |  |  |  | 70 |  | 4000 |  | > 313000 |  |  |  |  | 133.33 |  |  | 9 | OOO | 25 | < 10% at 100.000 hours |  | Available | 740/559 | CIE(x= 0.3818. y= 0.3796) 5SDCM. 3SDCM on request | Class I. Class II | IK09 |  |  | 50 |  | -40 | 1 | 18 | RAL7021 | 50-60Hz | Passive | LED | dimmable | Road & Street | Inlumino S | Road & Street |  |  | 2400 | No sensor | > 320000
TBD | INS2-2500-NNN-740... | image | datasheet | deeplink | TUNGSRAM - Inlumino S - 2500lm - 18W - 4000K - 70CRI - TBD[SKU] - Universal coupler 30-76mm | 8 | Universal coupler 30-76mm | LED | 1 | 18 | [8 empty] | CE | [6 empty] | 66 | 4000 | 509x397x118 |  | 220-240V |  | 5 |  |  |  | 70 |  | 4000 |  | > 313000 |  |  |  |  | 138.89 |  |  | 9 | NNN | 25 | < 10% at 100.000 hours |  | Available | 740/559 | CIE(x= 0.3818. y= 0.3796) 5SDCM. 3SDCM on request | Class I. Class II | IK09 |  |  | 50 |  | -40 | 1 | 18 | RAL7021 | 50-60Hz | Passive | LED | dimmable | Road & Street | Inlumino S | Road & Street |  |  | 2500 | No sensor | > 320000
TBD | INS2-2500-MMM-740... | image | datasheet | deeplink | TUNGSRAM - Inlumino S - 2500lm - 18W - 4000K - 70CRI - TBD[SKU] - Universal coupler 30-76mm | 8 | Universal coupler 30-76mm | LED | 1 | 18 | [8 empty] | CE | [6 empty] | 66 | 4000 | 509x397x118 |  | 220-240V |  | 5 |  |  |  | 70 |  | 4000 |  | > 313000 |  |  |  |  | 138.89 |  |  | 9 | MMM | 25 | < 10% at 100.000 hours |  | Available | 740/559 | CIE(x= 0.3818. y= 0.3796) 5SDCM. 3SDCM on request | Class I. Class II | IK09 |  |  | 50 |  | -40 | 1 | 18 | RAL7021 | 50-60Hz | Passive | LED | dimmable | Road & Street | Inlumino S | Road & Street |  |  | 2500 | No sensor | > 320000
TBD | INS2-2500-LLL-740... | image | datasheet | deeplink | TUNGSRAM - Inlumino S - 2500lm - 18W - 4000K - 70CRI - TBD[SKU] - Universal coupler 30-76mm | 8 | Universal coupler 30-76mm | LED | 1 | 18 | [8 empty] | CE | [6 empty] | 66 | 4000 | 509x397x118 |  | 220-240V |  | 5 |  |  |  | 70 |  | 4000 |  | > 313000 |  |  |  |  | 138.89 |  |  | 9 | LLL | 25 | < 10% at 100.000 hours |  | Available | 740/559 | CIE(x= 0.3818. y= 0.3796) 5SDCM. 3SDCM on request | Class I. Class II | IK09 |  |  | 50 |  | -40 | 1 | 18 | RAL7021 | 50-60Hz | Passive | LED | dimmable | Road & Street | Inlumino S | Road & Street |  |  | 2500 | No sensor | > 320000
TBD | INS2-2500-KKK-740... | image | datasheet | deeplink | TUNGSRAM - Inlumino S - 2500lm - 18W - 4000K - 70CRI - TBD[SKU] - Universal coupler 30-76mm | 8 | Universal coupler 30-76mm | LED | 1 | 18 | [8 empty] | CE | [6 empty] | 66 | 4000 | 509x397x118 |  | 220-240V |  | 5 |  |  |  | 70 |  | 4000 |  | > 313000 |  |  |  |  | 138.89 |  |  | 9 | KKK | 25 | < 10% at 100.000 hours |  | Available | 740/559 | CIE(x= 0.3818. y= 0.3796) 5SDCM. 3SDCM on request | Class I. Class II | IK09 |  |  | 50 |  | -40 | 1 | 18 | RAL7021 | 50-60Hz | Passive | LED | dimmable | Road & Street | Inlumino S | Road & Street |  |  | 2500 | No sensor | > 320000
TBD | INS2-2500-JJJ-740... | image | datasheet | deeplink | TUNGSRAM - Inlumino S - 2500lm - 18W - 4000K - 70CRI - TBD[SKU] - Universal coupler 30-76mm | 8 | Universal coupler 30-76mm | LED | 1 | 18 | [8 empty] | CE | [6 empty] | 66 | 4000 | 509x397x118 |  | 220-240V |  | 5 |  |  |  | 70 |  | 4000 |  | > 313000 |  |  |  |  | 138.89 |  |  | 9 | JJJ | 25 | < 10% at 100.000 hours |  | Available | 740/559 | CIE(x= 0.3818. y= 0.3796) 5SDCM. 3SDCM on request | Class I. Class II | IK09 |  |  | 50 |  | -40 | 1 | 18 | RAL7021 | 50-60Hz | Passive | LED | dimmable | Road & Street | Inlumino S | Road & Street |  |  | 2500 | No sensor | > 320000
TBD | INS2-2500-GGG-740... | image | datasheet | deeplink | TUNGSRAM - Inlumino S - 2500lm - 18W - 4000K - 70CRI - TBD[SKU] - Universal coupler 30-76mm | 8 | Universal coupler 30-76mm | LED | 1 | 18 | [8 empty] | CE | [6 empty] | 66 | 4000 | 509x397x118 |  | 220-240V |  | 5 |  |  |  | 70 |  | 4000 |  | > 313000 |  |  |  |  | 138.89 |  |  | 9 | GGG | 25 | < 10% at 100.000 hours |  | Available | 740/559 | CIE(x= 0.3818. y= 0.3796) 5SDCM. 3SDCM on request | Class I. Class II | IK09 |  |  | 50 |  | -40 | 1 | 18 | RAL7021 | 50-60Hz | Passive | LED | dimmable | Road & Street | Inlumino S | Road & Street |  |  | 2500 | No sensor | > 320000
TBD | INS2-2500-FFF-740... | image | datasheet | deeplink | TUNGSRAM - Inlumino S - 2500lm - 18W - 4000K - 70CRI - TBD[SKU] - Universal coupler 30-76mm | 8 | Universal coupler 30-76mm | LED | 1 | 18 | [8 empty] | CE | [6 empty] | 66 | 4000 | 509x397x118 |  | 220-240V |  | 5 |  |  |  | 70 |  | 4000 |  | > 313000 |  |  |  |  | 138.89 |  |  | 9 | FFF | 25 | < 10% at 100.000 hours |  | Available | 740/559 | CIE(x= 0.3818. y= 0.3796) 5SDCM. 3SDCM on request | Class I. Class II | IK09 |  |  | 50 |  | -40 | 1 | 18 | RAL7021 | 50-60Hz | Passive | LED | dimmable | Road & Street | Inlumino S | Road & Street |  |  | 2500 | No sensor | > 320000
TBD | INS2-2500-EEE-740... | image | datasheet | deeplink | TUNGSRAM - Inlumino S - 2500lm - 18W - 4000K - 70CRI - TBD[SKU] - Universal coupler 30-76mm | 8 | Universal coupler 30-76mm | LED | 1 | 18 | [8 empty] | CE | [6 empty] | 66 | 4000 | 509x397x118 |  | 220-240V |  | 5 |  |  |  | 70 |  | 4000 |  | > 313000 |  |  |  |  | 138.89 |  |  | 9 | EEE | 25 | < 10% at 100.000 hours |  | Available | 740/559 | CIE(x= 0.3818. y= 0.3796) 5SDCM. 3SDCM on request | Class I. Class II | IK09 |  |  | 50 |  | -40 | 1 | 18 | RAL7021 | 50-60Hz | Passive | LED | dimmable | Road & Street | Inlumino S | Road & Street |  |  | 2500 | No sensor | > 320000
TBD | INS2-2500-DDD-740... | image | datasheet | deeplink | TUNGSRAM - Inlumino S - 2600lm - 18W - 4000K - 70CRI - TBD[SKU] - Universal coupler 30-76mm | 8 | Universal coupler 30-76mm | LED | 1 | 18 | [8 empty] | CE | [6 empty] | 66 | 4000 | 509x397x118 |  | 220-240V |  | 5 |  |  |  | 70 |  | 4000 |  | > 313000 |  |  |  |  | 144.44 |  |  | 9 | DDD | 25 | < 10% at 100.000 hours |  | Available | 740/559 | CIE(x= 0.3818. y= 0.3796) 5SDCM. 3SDCM on request | Class I. Class II | IK09 |  |  | 50 |  | -40 | 1 | 18 | RAL7021 | 50-60Hz | Passive | LED | dimmable | Road & Street | Inlumino S | Road & Street |  |  | 2600 | No sensor | > 320000
TBD | INS2-2500-CCC-740... | image | datasheet | deeplink | TUNGSRAM - Inlumino S - 2500lm - 18W - 4000K - 70CRI - TBD[SKU] - Universal coupler 30-76mm | 8 | Universal coupler 30-76mm | LED | 1 | 18 | [8 empty] | CE | [6 empty] | 66 | 4000 | 509x397x118 |  | 220-240V |  | 5 |  |  |  | 70 |  | 4000 |  | > 313000 |  |  |  |  | 138.89 |  |  | 9 | CCC | 25 | < 10% at 100.000 hours |  | Available | 740/559 | CIE(x= 0.3818. y= 0.3796) 5SDCM. 3SDCM on request | Class I. Class II | IK09 |  |  | 50 |  | -40 | 1 | 18 | RAL7021 | 50-60Hz | Passive | LED | dimmable | Road & Street | Inlumino S | Road & Street |  |  | 2500 | No sensor | > 320000
TBD | INS2-2500-BBB-740... | image | datasheet | deeplink | TUNGSRAM - Inlumino S - 2500lm - 18W - 4000K - 70CRI - TBD[SKU] - Universal coupler 30-76mm | 8 | Universal coupler 30-76mm | LED | 1 | 18 | [8 empty] | CE | [6 empty] | 66 | 4000 | 509x397x118 |  | 220-240V |  | 5 |  |  |  | 70 |  | 4000 |  | > 313000 |  |  |  |  | 138.89 |  |  | 9 | BBB | 25 | < 10% at 100.000 hours |  | Available | 740/559 | CIE(x= 0.3818. y= 0.3796) 5SDCM. 3SDCM on request | Class I. Class II | IK09 |  |  | 50 |  | -40 | 1 | 18 | RAL7021 | 50-60Hz | Passive | LED | dimmable | Road & Street | Inlumino S | Road & Street |  |  | 2500 | No sensor | > 320000
TBD | INS2-2500-AAA-740... | image | datasheet | deeplink | TUNGSRAM - Inlumino S - 2600lm - 18W - 4000K - 70CRI - TBD[SKU] - Universal coupler 30-76mm | 8 | Universal coupler 30-76mm | LED | 1 | 18 | [8 empty] | CE | [6 empty] | 66 | 4000 | 509x397x118 |  | 220-240V |  | 5 |  |  |  | 70 |  | 4000 |  | > 313000 |  |  |  |  | 144.44 |  |  | 9 | AAA | 25 | < 10% at 100.000 hours |  | Available | 740/559 | CIE(x= 0.3818. y= 0.3796) 5SDCM. 3SDCM on request | Class I. Class II | IK09 |  |  | 50 |  | -40 | 1 | 18 | RAL7021 | 50-60Hz | Passive | LED | dimmable | Road & Street | Inlumino S | Road & Street |  |  | 2600 | No sensor | > 320000
TBD | INL+1-50000KKK740-... | image | datasheet | deeplink | TUNGSRAM - Inlumino L Plus - 49100lm - 367W - 4000K - 70CRI - TBD[SKU] - Universal coupler 30-76mm | 13.5 | Universal coupler 30-76mm | LED | 1 | 367 | [8 empty] | CE | [6 empty] | 66 | 4000 | 755x407x127 |  | 220-240V |  | 5 |  |  |  | 70 |  | 4000 |  |  |  | > 330000 |  |  | 133.79 |  |  | 9 | KKK | 25 | < 10% at 100.000 hours |  | Available | 740/559 | CIE(x= 0.3818. y= 0.3797) 5SDCM. 3SDCM on request | Class I | IK09 |  |  | 55 |  | -40 | 1 | 367 | RAL7021 | 50-60Hz | Passive | LED | dimmable | Road & Street | Inlumino L+ | Road & Street |  |  | 49100 | No sensor | > 140000
TBD | INL+1-50000JJJ740-... | image | datasheet | deeplink | TUNGSRAM - Inlumino L Plus - 49600lm - 367W - 4000K - 70CRI - TBD[SKU] - Universal coupler 30-76mm | 13.5 | Universal coupler 30-76mm | LED | 1 | 367 | [8 empty] | CE | [6 empty] | 66 | 4000 | 755x407x127 |  | 220-240V |  | 5 |  |  |  | 70 |  | 4000 |  |  |  | > 330000 |  |  | 135.15 |  |  | 9 | JJJ | 25 | < 10% at 100.000 hours |  | Available | 740/559 | CIE(x= 0.3818. y= 0.3797) 5SDCM. 3SDCM on request | Class I | IK09 |  |  | 55 |  | -40 | 1 | 367 | RAL7021 | 50-60Hz | Passive | LED | dimmable | Road & Street | Inlumino L+ | Road & Street |  |  | 49600 | No sensor | > 140000
TBD | INL+1-50000GGG740-... | image | datasheet | deeplink | TUNGSRAM - Inlumino L Plus - 49900lm - 367W - 4000K - 70CRI - TBD[SKU] - Universal coupler 30-76mm | 13.5 | Universal coupler 30-76mm | LED | 1 | 367 | [8 empty] | CE | [6 empty] | 66 | 4000 | 755x407x127 |  | 220-240V |  | 5 |  |  |  | 70 |  | 4000 |  |  |  | > 330000 |  |  | 135.97 |  |  | 9 | GGG | 25 | < 10% at 100.000 hours |  | Available | 740/559 | CIE(x= 0.3818. y= 0.3797) 5SDCM. 3SDCM on request | Class I | IK09 |  |  | 55 |  | -40 | 1 | 367 | RAL7021 | 50-60Hz | Passive | LED | dimmable | Road & Street | Inlumino L+ | Road & Street |  |  | 49900 | No sensor | > 140000
TBD | INL+1-50000FFF740-... | image | datasheet | deeplink | TUNGSRAM - Inlumino L Plus - 50400lm - 367W - 4000K - 70CRI - TBD[SKU] - Universal coupler 30-76mm | 13.5 | Universal coupler 30-76mm | LED | 1 | 367 | [8 empty] | CE | [6 empty] | 66 | 4000 | 755x407x127 |  | 220-240V |  | 5 |  |  |  | 70 |  | 4000 |  |  |  | > 330000 |  |  | 137.33 |  |  | 9 | FFF | 25 | < 10% at 100.000 hours |  | Available | 740/559 | CIE(x= 0.3818. y= 0.3797) 5SDCM. 3SDCM on request | Class I | IK09 |  |  | 55 |  | -40 | 1 | 367 | RAL7021 | 50-60Hz | Passive | LED | dimmable | Road & Street | Inlumino L+ | Road & Street |  |  | 50400 | No sensor | > 140000
TBD | INL+1-50000EEE740-... | image | datasheet | deeplink | TUNGSRAM - Inlumino L Plus - 51400lm - 367W - 4000K - 70CRI - TBD[SKU] - Universal coupler 30-76mm | 13.5 | Universal coupler 30-76mm | LED | 1 | 367 | [8 empty] | CE | [6 empty] | 66 | 4000 | 755x407x127 |  | 220-240V |  | 5 |  |  |  | 70 |  | 4000 |  |  |  | > 330000 |  |  | 140.05 |  |  | 9 | EEE | 25 | < 10% at 100.000 hours |  | Available | 740/559 | CIE(x= 0.3818. y= 0.3797) 5SDCM. 3SDCM on request | Class I | IK09 |  |  | 55 |  | -40 | 1 | 367 | RAL7021 | 50-60Hz | Passive | LED | dimmable | Road & Street | Inlumino L+ | Road & Street |  |  | 51400 | No sensor | > 140000
TBD | INL+1-50000DDD740-... | image | datasheet | deeplink | TUNGSRAM - Inlumino L Plus - 50500lm - 367W - 4000K - 70CRI - TBD[SKU] - Universal coupler 30-76mm | 13.5 | Universal coupler 30-76mm | LED | 1 | 367 | [8 empty] | CE | [6 empty] | 66 | 4000 | 755x407x127 |  | 220-240V |  | 5 |  |  |  | 70 |  | 4000 |  |  |  | > 330000 |  |  | 137.6 |  |  | 9 | DDD | 25 | < 10% at 100.000 hours |  | Available | 740/559 | CIE(x= 0.3818. y= 0.3797) 5SDCM. 3SDCM on request | Class I | IK09 |  |  | 55 |  | -40 | 1 | 367 | RAL7021 | 50-60Hz | Passive | LED | dimmable | Road & Street | Inlumino L+ | Road & Street |  |  | 50500 | No sensor | > 140000
TBD | INL+1-50000CCC740-... | image | datasheet | deeplink | TUNGSRAM - Inlumino L Plus - 50300lm - 367W - 4000K - 70CRI - TBD[SKU] - Universal coupler 30-76mm | 13.5 | Universal coupler 30-76mm | LED | 1 | 367 | [8 empty] | CE | [6 empty] | 66 | 4000 | 755x407x127 |  | 220-240V |  | 5 |  |  |  | 70 |  | 4000 |  |  |  | > 330000 |  |  | 137.06 |  |  | 9 | CCC | 25 | < 10% at 100.000 hours |  | Available | 740/559 | CIE(x= 0.3818. y= 0.3797) 5SDCM. 3SDCM on request | Class I | IK09 |  |  | 55 |  | -40 | 1 | 367 | RAL7021 | 50-60Hz | Passive | LED | dimmable | Road & Street | Inlumino L+ | Road & Street |  |  | 50300 | No sensor | > 140000
TBD | INL+1-50000BBB740-... | image | datasheet | deeplink | TUNGSRAM - Inlumino L Plus - 50200lm - 367W - 4000K - 70CRI - TBD[SKU] - Universal coupler 30-76mm | 13.5 | Universal coupler 30-76mm | LED | 1 | 367 | [8 empty] | CE | [6 empty] | 66 | 4000 | 755x407x127 |  | 220-240V |  | 5 |  |  |  | 70 |  | 4000 |  |  |  | > 330000 |  |  | 136.78 |  |  | 9 | BBB | 25 | < 10% at 100.000 hours |  | Available | 740/559 | CIE(x= 0.3818. y= 0.3797) 5SDCM. 3SDCM on request | Class I | IK09 |  |  | 55 |  | -40 | 1 | 367 | RAL7021 | 50-60Hz | Passive | LED | dimmable | Road & Street | Inlumino L+ | Road & Street |  |  | 50200 | No sensor | > 140000
TBD | INL+1-50000AAA740-... | image | datasheet | deeplink | TUNGSRAM - Inlumino L Plus - 50400lm - 367W - 4000K - 70CRI - TBD[SKU] - Universal coupler 30-76mm | 13.5 | Universal coupler 30-76mm | LED | 1 | 367 | [8 empty] | CE | [6 empty] | 66 | 4000 | 755x407x127 |  | 220-240V |  | 5 |  |  |  | 70 |  | 4000 |  |  |  | > 330000 |  |  | 137.33 |  |  | 9 | AAA | 25 | < 10% at 100.000 hours |  | Available | 740/559 | CIE(x= 0.3818. y= 0.3797) 5SDCM. 3SDCM on request | Class I | IK09 |  |  | 55 |  | -40 | 1 | 367 | RAL7021 | 50-60Hz | Passive | LED | dimmable | Road & Street | Inlumino L+ | Road & Street |  |  | 50400 | No sensor | > 140000
TBD | INL+1-47500KKK740-... | image | datasheet | deeplink | TUNGSRAM - Inlumino L Plus - 46600lm - 342W - 4000K - 70CRI - TBD[SKU] - Universal coupler 30-76mm | 13.5 | Universal coupler 30-76mm | LED | 1 | 342 | [8 empty] | CE | [6 empty] | 66 | 4000 | 755x407x127 |  | 220-240V |  | 5 |  |  |  | 70 |  | 4000 |  |  |  | > 330000 |  |  | 136.26 |  |  | 9 | KKK | 25 | < 10% at 100.000 hours |  | Available | 740/559 | CIE(x= 0.3818. y= 0.3797) 5SDCM. 3SDCM on request | Class I | IK09 |  |  | 55 |  | -40 | 1 | 342 | RAL7021 | 50-60Hz | Passive | LED | dimmable | Road & Street | Inlumino L+ | Road & Street |  |  | 46600 | No sensor | > 140000
TBD | INL+1-47500JJJ740-... | image | datasheet | deeplink | TUNGSRAM - Inlumino L Plus - 47100lm - 342W - 4000K - 70CRI - TBD[SKU] - Universal coupler 30-76mm | 13.5 | Universal coupler 30-76mm | LED | 1 | 342 | [8 empty] | CE | [6 empty] | 66 | 4000 | 755x407x127 |  | 220-240V |  | 5 |  |  |  | 70 |  | 4000 |  |  |  | > 330000 |  |  | 137.72 |  |  | 9 | JJJ | 25 | < 10% at 100.000 hours |  | Available | 740/559 | CIE(x= 0.3818. y= 0.3797) 5SDCM. 3SDCM on request | Class I | IK09 |  |  | 55 |  | -40 | 1 | 342 | RAL7021 | 50-60Hz | Passive | LED | dimmable | Road & Street | Inlumino L+ | Road & Street |  |  | 47100 | No sensor | > 140000
TBD | INL+1-47500GGG740-... | image | datasheet | deeplink | TUNGSRAM - Inlumino L Plus - 47300lm - 342W - 4000K - 70CRI - TBD[SKU] - Universal coupler 30-76mm | 13.5 | Universal coupler 30-76mm | LED | 1 | 342 | [8 empty] | CE | [6 empty] | 66 | 4000 | 755x407x127 |  | 220-240V |  | 5 |  |  |  | 70 |  | 4000 |  |  |  | > 330000 |  |  | 138.3 |  |  | 9 | GGG | 25 | < 10% at 100.000 hours |  | Available | 740/559 | CIE(x= 0.3818. y= 0.3797) 5SDCM. 3SDCM on request | Class I | IK09 |  |  | 55 |  | -40 | 1 | 342 | RAL7021 | 50-60Hz | Passive | LED | dimmable | Road & Street | Inlumino L+ | Road & Street |  |  | 47300 | No sensor | > 140000
TBD | INL+1-47500FFF740-... | image | datasheet | deeplink | TUNGSRAM - Inlumino L Plus - 47800lm - 342W - 4000K - 70CRI - TBD[SKU] - Universal coupler 30-76mm | 13.5 | Universal coupler 30-76mm | LED | 1 | 342 | [8 empty] | CE | [6 empty] | 66 | 4000 | 755x407x127 |  | 220-240V |  | 5 |  |  |  | 70 |  | 4000 |  |  |  | > 330000 |  |  | 139.77 |  |  | 9 | FFF | 25 | < 10% at 100.000 hours |  | Available | 740/559 | CIE(x= 0.3818. y= 0.3797) 5SDCM. 3SDCM on request | Class I | IK09 |  |  | 55 |  | -40 | 1 | 342 | RAL7021 | 50-60Hz | Passive | LED | dimmable | Road & Street | Inlumino L+ | Road & Street |  |  | 47800 | No sensor | > 140000
TBD | INL+1-47500EEE740-... | image | datasheet | deeplink | TUNGSRAM - Inlumino L Plus - 48800lm - 342W - 4000K - 70CRI - TBD[SKU] - Universal coupler 30-76mm | 13.5 | Universal coupler 30-76mm | LED | 1 | 342 | [8 empty] | CE | [6 empty] | 66 | 4000 | 755x407x127 |  | 220-240V |  | 5 |  |  |  | 70 |  | 4000 |  |  |  | > 330000 |  |  | 142.69 |  |  | 9 | EEE | 25 | < 10% at 100.000 hours |  | Available | 740/559 | CIE(x= 0.3818. y= 0.3797) 5SDCM. 3SDCM on request | Class I | IK09 |  |  | 55 |  | -40 | 1 | 342 | RAL7021 | 50-60Hz | Passive | LED | dimmable | Road & Street | Inlumino L+ | Road & Street |  |  | 48800 | No sensor | > 140000
TBD | INL+1-47500DDD740-... | image | datasheet | deeplink | TUNGSRAM - Inlumino L Plus - 47900lm - 342W - 4000K - 70CRI - TBD[SKU] - Universal coupler 30-76mm | 13.5 | Universal coupler 30-76mm | LED | 1 | 342 | [8 empty] | CE | [6 empty] | 66 | 4000 | 755x407x127 |  | 220-240V |  | 5 |  |  |  | 70 |  | 4000 |  |  |  | > 330000 |  |  | 140.06 |  |  | 9 | DDD | 25 | < 10% at 100.000 hours |  | Available | 740/559 | CIE(x= 0.3818. y= 0.3797) 5SDCM. 3SDCM on request | Class I | IK09 |  |  | 55 |  | -40 | 1 | 342 | RAL7021 | 50-60Hz | Passive | LED | dimmable | Road & Street | Inlumino L+ | Road & Street |  |  | 47900 | No sensor | > 140000
TBD | INL+1-47500CCC740-... | image | datasheet | deeplink | TUNGSRAM - Inlumino L Plus - 47700lm - 342W - 4000K - 70CRI - TBD[SKU] - Universal coupler 30-76mm | 13.5 | Universal coupler 30-76mm | LED | 1 | 342 | [8 empty] | CE | [6 empty] | 66 | 4000 | 755x407x127 |  | 220-240V |  | 5 |  |  |  | 70 |  | 4000 |  |  |  | > 330000 |  |  | 139.47 |  |  | 9 | CCC | 25 | < 10% at 100.000 hours |  | Available | 740/559 | CIE(x= 0.3818. y= 0.3797) 5SDCM. 3SDCM on request | Class I | IK09 |  |  | 55 |  | -40 | 1 | 342 | RAL7021 | 50-60Hz | Passive | LED | dimmable | Road & Street | Inlumino L+ | Road & Street |  |  | 47700 | No sensor | > 140000
TBD | INL+1-47500BBB740-... | image | datasheet | deeplink | TUNGSRAM - Inlumino L Plus - 47600lm - 342W - 4000K - 70CRI - TBD[SKU] - Universal coupler 30-76mm | 13.5 | Universal coupler 30-76mm | LED | 1 | 342 | [8 empty] | CE | [6 empty] | 66 | 4000 | 755x407x127 |  | 220-240V |  | 5 |  |  |  | 70 |  | 4000 |  |  |  | > 330000 |  |  | 139.18 |  |  | 9 | BBB | 25 | < 10% at 100.000 hours |  | Available | 740/559 | CIE(x= 0.3818. y= 0.3797) 5SDCM. 3SDCM on request | Class I | IK09 |  |  | 55 |  | -40 | 1 | 342 | RAL7021 | 50-60Hz | Passive | LED | dimmable | Road & Street | Inlumino L+ | Road & Street |  |  | 47600 | No sensor | > 140000
TBD | INL+1-47500AAA740-... | image | datasheet | deeplink | TUNGSRAM - Inlumino L Plus - 47900lm - 342W - 4000K - 70CRI - TBD[SKU] - Universal coupler 30-76mm | 13.5 | Universal coupler 30-76mm | LED | 1 | 342 | [8 empty] | CE | [6 empty] | 66 | 4000 | 755x407x127 |  | 220-240V |  | 5 |  |  |  | 70 |  | 4000 |  |  |  | > 330000 |  |  | 140.06 |  |  | 9 | AAA | 25 | < 10% at 100.000 hours |  | Available | 740/559 | CIE(x= 0.3818. y= 0.3797) 5SDCM. 3SDCM on request | Class I | IK09 |  |  | 55 |  | -40 | 1 | 342 | RAL7021 | 50-60Hz | Passive | LED | dimmable | Road & Street | Inlumino L+ | Road & Street |  |  | 47900 | No sensor | > 140000
TBD | INL+1-45000KKK740-... | image | datasheet | deeplink | TUNGSRAM - Inlumino L Plus - 44100lm - 317W - 4000K - 70CRI - TBD[SKU] - Universal coupler 30-76mm | 13.5 | Universal coupler 30-76mm | LED | 1 | 317 | [8 empty] | CE | [6 empty] | 66 | 4000 | 755x407x127 |  | 220-240V |  | 5 |  |  |  | 70 |  | 4000 |  |  |  | > 330000 |  |  | 139.12 |  |  | 9 | KKK | 25 | < 10% at 100.000 hours |  | Available | 740/559 | CIE(x= 0.3818. y= 0.3797) 5SDCM. 3SDCM on request | Class I | IK09 |  |  | 55 |  | -40 | 1 | 317 | RAL7021 | 50-60Hz | Passive | LED | dimmable | Road & Street | Inlumino L+ | Road & Street |  |  | 44100 | No sensor | > 140000
TBD | INL+1-45000JJJ740-... | image | datasheet | deeplink | TUNGSRAM - Inlumino L Plus - 44600lm - 317W - 4000K - 70CRI - TBD[SKU] - Universal coupler 30-76mm | 13.5 | Universal coupler 30-76mm | LED | 1 | 317 | [8 empty] | CE | [6 empty] | 66 | 4000 | 755x407x127 |  | 220-240V |  | 5 |  |  |  | 70 |  | 4000 |  |  |  | > 330000 |  |  | 140.69 |  |  | 9 | JJJ | 25 | < 10% at 100.000 hours |  | Available | 740/559 | CIE(x= 0.3818. y= 0.3797) 5SDCM. 3SDCM on request | Class I | IK09 |  |  | 55 |  | -40 | 1 | 317 | RAL7021 | 50-60Hz | Passive | LED | dimmable | Road & Street | Inlumino L+ | Road & Street |  |  | 44600 | No sensor | > 140000
TBD | INL+1-45000GGG740-... | image | datasheet | deeplink | TUNGSRAM - Inlumino L Plus - 44800lm - 317W - 4000K - 70CRI - TBD[SKU] - Universal coupler 30-76mm | 13.5 | Universal coupler 30-76mm | LED | 1 | 317 | [8 empty] | CE | [6 empty] | 66 | 4000 | 755x407x127 |  | 220-240V |  | 5 |  |  |  | 70 |  | 4000 |  |  |  | > 330000 |  |  | 141.32 |  |  | 9 | GGG | 25 | < 10% at 100.000 hours |  | Available | 740/559 | CIE(x= 0.3818. y= 0.3797) 5SDCM. 3SDCM on request | Class I | IK09 |  |  | 55 |  | -40 | 1 | 317 | RAL7021 | 50-60Hz | Passive | LED | dimmable | Road & Street | Inlumino L+ | Road & Street |  |  | 44800 | No sensor | > 140000
TBD | INL+1-45000FFF740-... | image | datasheet | deeplink | TUNGSRAM - Inlumino L Plus - 45300lm - 317W - 4000K - 70CRI - TBD[SKU] - Universal coupler 30-76mm | 13.5 | Universal coupler 30-76mm | LED | 1 | 317 | [8 empty] | CE | [6 empty] | 66 | 4000 | 755x407x127 |  | 220-240V |  | 5 |  |  |  | 70 |  | 4000 |  |  |  | > 330000 |  |  | 142.9 |  |  | 9 | FFF | 25 | < 10% at 100.000 hours |  | Available | 740/559 | CIE(x= 0.3818. y= 0.3797) 5SDCM. 3SDCM on request | Class I | IK09 |  |  | 55 |  | -40 | 1 | 317 | RAL7021 | 50-60Hz | Passive | LED | dimmable | Road & Street | Inlumino L+ | Road & Street |  |  | 45300 | No sensor | > 140000
TBD | INL+1-45000EEE740-... | image | datasheet | deeplink | TUNGSRAM - Inlumino L Plus - 46200lm - 317W - 4000K - 70CRI - TBD[SKU] - Universal coupler 30-76mm | 13.5 | Universal coupler 30-76mm | LED | 1 | 317 | [8 empty] | CE | [6 empty] | 66 | 4000 | 755x407x127 |  | 220-240V |  | 5 |  |  |  | 70 |  | 4000 |  |  |  | > 330000 |  |  | 145.74 |  |  | 9 | EEE | 25 | < 10% at 100.000 hours |  | Available | 740/559 | CIE(x= 0.3818. y= 0.3797) 5SDCM. 3SDCM on request | Class I | IK09 |  |  | 55 |  | -40 | 1 | 317 | RAL7021 | 50-60Hz | Passive | LED | dimmable | Road & Street | Inlumino L+ | Road & Street |  |  | 46200 | No sensor | > 140000
TBD | INL+1-45000DDD740-... | image | datasheet | deeplink | TUNGSRAM - Inlumino L Plus - 45300lm - 317W - 4000K - 70CRI - TBD[SKU] - Universal coupler 30-76mm | 13.5 | Universal coupler 30-76mm | LED | 1 | 317 | [8 empty] | CE | [6 empty] | 66 | 4000 | 755x407x127 |  | 220-240V |  | 5 |  |  |  | 70 |  | 4000 |  |  |  | > 330000 |  |  | 142.9 |  |  | 9 | DDD | 25 | < 10% at 100.000 hours |  | Available | 740/559 | CIE(x= 0.3818. y= 0.3797) 5SDCM. 3SDCM on request | Class I | IK09 |  |  | 55 |  | -40 | 1 | 317 | RAL7021 | 50-60Hz | Passive | LED | dimmable | Road & Street | Inlumino L+ | Road & Street |  |  | 45300 | No sensor | > 140000
TBD | INL+1-45000CCC740-... | image | datasheet | deeplink | TUNGSRAM - Inlumino L Plus - 45200lm - 317W - 4000K - 70CRI - TBD[SKU] - Universal coupler 30-76mm | 13.5 | Universal coupler 30-76mm | LED | 1 | 317 | [8 empty] | CE | [6 empty] | 66 | 4000 | 755x407x127 |  | 220-240V |  | 5 |  |  |  | 70 |  | 4000 |  |  |  | > 330000 |  |  | 142.59 |  |  | 9 | CCC | 25 | < 10% at 100.000 hours |  | Available | 740/559 | CIE(x= 0.3818. y= 0.3797) 5SDCM. 3SDCM on request | Class I | IK09 |  |  | 55 |  | -40 | 1 | 317 | RAL7021 | 50-60Hz | Passive | LED | dimmable | Road & Street | Inlumino L+ | Road & Street |  |  | 45200 | No sensor | > 140000
TBD | INL+1-45000BBB740-... | image | datasheet | deeplink | TUNGSRAM - Inlumino L Plus - 45100lm - 317W - 4000K - 70CRI - TBD[SKU] - Universal coupler 30-76mm | 13.5 | Universal coupler 30-76mm | LED | 1 | 317 | [8 empty] | CE | [6 empty] | 66 | 4000 | 755x407x127 |  | 220-240V |  | 5 |  |  |  | 70 |  | 4000 |  |  |  | > 330000 |  |  | 142.27 |  |  | 9 | BBB | 25 | < 10% at 100.000 hours |  | Available | 740/559 | CIE(x= 0.3818. y= 0.3797) 5SDCM. 3SDCM on request | Class I | IK09 |  |  | 55 |  | -40 | 1 | 317 | RAL7021 | 50-60Hz | Passive | LED | dimmable | Road & Street | Inlumino L+ | Road & Street |  |  | 45100 | No sensor | > 140000
TBD | INL+1-45000AAA740-... | image | datasheet | deeplink | TUNGSRAM - Inlumino L Plus - 45300lm - 317W - 4000K - 70CRI - TBD[SKU] - Universal coupler 30-76mm | 13.5 | Universal coupler 30-76mm | LED | 1 | 317 | [8 empty] | CE | [6 empty] | 66 | 4000 | 755x407x127 |  | 220-240V |  | 5 |  |  |  | 70 |  | 4000 |  |  |  | > 330000 |  |  | 142.9 |  |  | 9 | AAA | 25 | < 10% at 100.000 hours |  | Available | 740/559 | CIE(x= 0.3818. y= 0.3797) 5SDCM. 3SDCM on request | Class I | IK09 |  |  | 55 |  | -40 | 1 | 317 | RAL7021 | 50-60Hz | Passive | LED | dimmable | Road & Street | Inlumino L+ | Road & Street |  |  | 45300 | No sensor | > 140000
TBD | INL+1-42500KKK740-... | image | datasheet | deeplink | TUNGSRAM - Inlumino L Plus - 41600lm - 292W - 4000K - 70CRI - TBD[SKU] - Universal coupler 30-76mm | 13.5 | Universal coupler 30-76mm | LED | 1 | 292 | [8 empty] | CE | [6 empty] | 66 | 4000 | 755x407x127 |  | 220-240V |  | 5 |  |  |  | 70 |  | 4000 |  |  |  | > 330000 |  |  | 142.47 |  |  | 9 | KKK | 25 | < 10% at 100.000 hours |  | Available | 740/559 | CIE(x= 0.3818. y= 0.3797) 5SDCM. 3SDCM on request | Class I | IK09 |  |  | 55 |  | -40 | 1 | 292 | RAL7021 | 50-60Hz | Passive | LED | dimmable | Road & Street | Inlumino L+ | Road & Street |  |  | 41600 | No sensor | > 140000
TBD | INL+1-42500JJJ740-... | image | datasheet | deeplink | TUNGSRAM - Inlumino L Plus - 42100lm - 292W - 4000K - 70CRI - TBD[SKU] - Universal coupler 30-76mm | 13.5 | Universal coupler 30-76mm | LED | 1 | 292 | [8 empty] | CE | [6 empty] | 66 | 4000 | 755x407x127 |  | 220-240V |  | 5 |  |  |  | 70 |  | 4000 |  |  |  | > 330000 |  |  | 144.18 |  |  | 9 | JJJ | 25 | < 10% at 100.000 hours |  | Available | 740/559 | CIE(x= 0.3818. y= 0.3797) 5SDCM. 3SDCM on request | Class I | IK09 |  |  | 55 |  | -40 | 1 | 292 | RAL7021 | 50-60Hz | Passive | LED | dimmable | Road & Street | Inlumino L+ | Road & Street |  |  | 42100 | No sensor | > 140000
TBD | INL+1-42500GGG740-... | image | datasheet | deeplink | TUNGSRAM - Inlumino L Plus - 42300lm - 292W - 4000K - 70CRI - TBD[SKU] - Universal coupler 30-76mm | 13.5 | Universal coupler 30-76mm | LED | 1 | 292 | [8 empty] | CE | [6 empty] | 66 | 4000 | 755x407x127 |  | 220-240V |  | 5 |  |  |  | 70 |  | 4000 |  |  |  | > 330000 |  |  | 144.86 |  |  | 9 | GGG | 25 | < 10% at 100.000 hours |  | Available | 740/559 | CIE(x= 0.3818. y= 0.3797) 5SDCM. 3SDCM on request | Class I | IK09 |  |  | 55 |  | -40 | 1 | 292 | RAL7021 | 50-60Hz | Passive | LED | dimmable | Road & Street | Inlumino L+ | Road & Street |  |  | 42300 | No sensor | > 140000
TBD | INL+1-42500FFF740-... | image | datasheet | deeplink | TUNGSRAM - Inlumino L Plus - 42700lm - 292W - 4000K - 70CRI - TBD[SKU] - Universal coupler 30-76mm | 13.5 | Universal coupler 30-76mm | LED | 1 | 292 | [8 empty] | CE | [6 empty] | 66 | 4000 | 755x407x127 |  | 220-240V |  | 5 |  |  |  | 70 |  | 4000 |  |  |  | > 330000 |  |  | 146.23 |  |  | 9 | FFF | 25 | < 10% at 100.000 hours |  | Available | 740/559 | CIE(x= 0.3818. y= 0.3797) 5SDCM. 3SDCM on request | Class I | IK09 |  |  | 55 |  | -40 | 1 | 292 | RAL7021 | 50-60Hz | Passive | LED | dimmable | Road & Street | Inlumino L+ | Road & Street |  |  | 42700 | No sensor | > 140000
TBD | INL+1-42500EEE740-... | image | datasheet | deeplink | TUNGSRAM - Inlumino L Plus - 43600lm - 292W - 4000K - 70CRI - TBD[SKU] - Universal coupler 30-76mm | 13.5 | Universal coupler 30-76mm | LED | 1 | 292 | [8 empty] | CE | [6 empty] | 66 | 4000 | 755x407x127 |  | 220-240V |  | 5 |  |  |  | 70 |  | 4000 |  |  |  | > 330000 |  |  | 149.32 |  |  | 9 | EEE | 25 | < 10% at 100.000 hours |  | Available | 740/559 | CIE(x= 0.3818. y= 0.3797) 5SDCM. 3SDCM on request | Class I | IK09 |  |  | 55 |  | -40 | 1 | 292 | RAL7021 | 50-60Hz | Passive | LED | dimmable | Road & Street | Inlumino L+ | Road & Street |  |  | 43600 | No sensor | > 140000
TBD | INL+1-42500DDD740-... | image | datasheet | deeplink | TUNGSRAM - Inlumino L Plus - 42800lm - 292W - 4000K - 70CRI - TBD[SKU] - Universal coupler 30-76mm | 13.5 | Universal coupler 30-76mm | LED | 1 | 292 | [8 empty] | CE | [6 empty] | 66 | 4000 | 755x407x127 |  | 220-240V |  | 5 |  |  |  | 70 |  | 4000 |  |  |  | > 330000 |  |  | 146.58 |  |  | 9 | DDD | 25 | < 10% at 100.000 hours |  | Available | 740/559 | CIE(x= 0.3818. y= 0.3797) 5SDCM. 3SDCM on request | Class I | IK09 |  |  | 55 |  | -40 | 1 | 292 | RAL7021 | 50-60Hz | Passive | LED | dimmable | Road & Street | Inlumino L+ | Road & Street |  |  | 42800 | No sensor | > 140000
TBD | INL+1-42500CCC740-... | image | datasheet | deeplink | TUNGSRAM - Inlumino L Plus - 42600lm - 292W - 4000K - 70CRI - TBD[SKU] - Universal coupler 30-76mm | 13.5 | Universal coupler 30-76mm | LED | 1 | 292 | [8 empty] | CE | [6 empty] | 66 | 4000 | 755x407x127 |  | 220-240V |  | 5 |  |  |  | 70 |  | 4000 |  |  |  | > 330000 |  |  | 145.89 |  |  | 9 | CCC | 25 | < 10% at 100.000 hours |  | Available | 740/559 | CIE(x= 0.3818. y= 0.3797) 5SDCM. 3SDCM on request | Class I | IK09 |  |  | 55 |  | -40 | 1 | 292 | RAL7021 | 50-60Hz | Passive | LED | dimmable | Road & Street | Inlumino L+ | Road & Street |  |  | 42600 | No sensor | > 140000
TBD | INL+1-42500BBB740-... | image | datasheet | deeplink | TUNGSRAM - Inlumino L Plus - 42500lm - 292W - 4000K - 70CRI - TBD[SKU] - Universal coupler 30-76mm | 13.5 | Universal coupler 30-76mm | LED | 1 | 292 | [8 empty] | CE | [6 empty] | 66 | 4000 | 755x407x127 |  | 220-240V |  | 5 |  |  |  | 70 |  | 4000 |  |  |  | > 330000 |  |  | 145.55 |  |  | 9 | BBB | 25 | < 10% at 100.000 hours |  | Available | 740/559 | CIE(x= 0.3818. y= 0.3797) 5SDCM. 3SDCM on request | Class I | IK09 |  |  | 55 |  | -40 | 1 | 292 | RAL7021 | 50-60Hz | Passive | LED | dimmable | Road & Street | Inlumino L+ | Road & Street |  |  | 42500 | No sensor | > 140000
TBD | INL+1-42500AAA740-... | image | datasheet | deeplink | TUNGSRAM - Inlumino L Plus - 42800lm - 292W - 4000K - 70CRI - TBD[SKU] - Universal coupler 30-76mm | 13.5 | Universal coupler 30-76mm | LED | 1 | 292 | [8 empty] | CE | [6 empty] | 66 | 4000 | 755x407x127 |  | 220-240V |  | 5 |  |  |  | 70 |  | 4000 |  |  |  | > 330000 |  |  | 146.58 |  |  | 9 | AAA | 25 | < 10% at 100.000 hours |  | Available | 740/559 | CIE(x= 0.3818. y= 0.3797) 5SDCM. 3SDCM on request | Class I | IK09 |  |  | 55 |  | -40 | 1 | 292 | RAL7021 | 50-60Hz | Passive | LED | dimmable | Road & Street | Inlumino L+ | Road & Street |  |  | 42800 | No sensor | > 140000
TBD | INL+1-40000KKK740-... | image | datasheet | deeplink | TUNGSRAM - Inlumino L Plus - 39100lm - 267W - 4000K - 70CRI - TBD[SKU] - Universal coupler 30-76mm | 13.5 | Universal coupler 30-76mm | LED | 1 | 267 | [8 empty] | CE | [6 empty] | 66 | 4000 | 755x407x127 |  | 220-240V |  | 5 |  |  |  | 70 |  | 4000 |  |  |  | > 330000 |  |  | 146.44 |  |  | 9 | KKK | 25 | < 10% at 100.000 hours |  | Available | 740/559 | CIE(x= 0.3818. y= 0.3797) 5SDCM. 3SDCM on request | Class I | IK09 |  |  | 55 |  | -40 | 1 | 267 | RAL7021 | 50-60Hz | Passive | LED | dimmable | Road & Street | Inlumino L+ | Road & Street |  |  | 39100 | No sensor | > 140000
TBD | INL+1-40000JJJ740-... | image | datasheet | deeplink | TUNGSRAM - Inlumino L Plus - 39500lm - 267W - 4000K - 70CRI - TBD[SKU] - Universal coupler 30-76mm | 13.5 | Universal coupler 30-76mm | LED | 1 | 267 | [8 empty] | CE | [6 empty] | 66 | 4000 | 755x407x127 |  | 220-240V |  | 5 |  |  |  | 70 |  | 4000 |  |  |  | > 330000 |  |  | 147.94 |  |  | 9 | JJJ | 25 | < 10% at 100.000 hours |  | Available | 740/559 | CIE(x= 0.3818. y= 0.3797) 5SDCM. 3SDCM on request | Class I | IK09 |  |  | 55 |  | -40 | 1 | 267 | RAL7021 | 50-60Hz | Passive | LED | dimmable | Road & Street | Inlumino L+ | Road & Street |  |  | 39500 | No sensor | > 140000
TBD | INL+1-40000GGG740-... | image | datasheet | deeplink | TUNGSRAM - Inlumino L Plus - 39700lm - 267W - 4000K - 70CRI - TBD[SKU] - Universal coupler 30-76mm | 13.5 | Universal coupler 30-76mm | LED | 1 | 267 | [8 empty] | CE | [6 empty] | 66 | 4000 | 755x407x127 |  | 220-240V |  | 5 |  |  |  | 70 |  | 4000 |  |  |  | > 330000 |  |  | 148.69 |  |  | 9 | GGG | 25 | < 10% at 100.000 hours |  | Available | 740/559 | CIE(x= 0.3818. y= 0.3797) 5SDCM. 3SDCM on request | Class I | IK09 |  |  | 55 |  | -40 | 1 | 267 | RAL7021 | 50-60Hz | Passive | LED | dimmable | Road & Street | Inlumino L+ | Road & Street |  |  | 39700 | No sensor | > 140000
TBD | INL+1-40000FFF740-... | image | datasheet | deeplink | TUNGSRAM - Inlumino L Plus - 40200lm - 267W - 4000K - 70CRI - TBD[SKU] - Universal coupler 30-76mm | 13.5 | Universal coupler 30-76mm | LED | 1 | 267 | [8 empty] | CE | [6 empty] | 66 | 4000 | 755x407x127 |  | 220-240V |  | 5 |  |  |  | 70 |  | 4000 |  |  |  | > 330000 |  |  | 150.56 |  |  | 9 | FFF | 25 | < 10% at 100.000 hours |  | Available | 740/559 | CIE(x= 0.3818. y= 0.3797) 5SDCM. 3SDCM on request | Class I | IK09 |  |  | 55 |  | -40 | 1 | 267 | RAL7021 | 50-60Hz | Passive | LED | dimmable | Road & Street | Inlumino L+ | Road & Street |  |  | 40200 | No sensor | > 140000
TBD | INL+1-40000EEE740-... | image | datasheet | deeplink | TUNGSRAM - Inlumino L Plus - 41000lm - 267W - 4000K - 70CRI - TBD[SKU] - Universal coupler 30-76mm | 13.5 | Universal coupler 30-76mm | LED | 1 | 267 | [8 empty] | CE | [6 empty] | 66 | 4000 | 755x407x127 |  | 220-240V |  | 5 |  |  |  | 70 |  | 4000 |  |  |  | > 330000 |  |  | 153.56 |  |  | 9 | EEE | 25 | < 10% at 100.000 hours |  | Available | 740/559 | CIE(x= 0.3818. y= 0.3797) 5SDCM. 3SDCM on request | Class I | IK09 |  |  | 55 |  | -40 | 1 | 267 | RAL7021 | 50-60Hz | Passive | LED | dimmable | Road & Street | Inlumino L+ | Road & Street |  |  | 41000 | No sensor | > 140000
TBD | INL+1-40000DDD740-... | image | datasheet | deeplink | TUNGSRAM - Inlumino L Plus - 40200lm - 267W - 4000K - 70CRI - TBD[SKU] - Universal coupler 30-76mm | 13.5 | Universal coupler 30-76mm | LED | 1 | 267 | [8 empty] | CE | [6 empty] | 66 | 4000 | 755x407x127 |  | 220-240V |  | 5 |  |  |  | 70 |  | 4000 |  |  |  | > 330000 |  |  | 150.56 |  |  | 9 | DDD | 25 | < 10% at 100.000 hours |  | Available | 740/559 | CIE(x= 0.3818. y= 0.3797) 5SDCM. 3SDCM on request | Class I | IK09 |  |  | 55 |  | -40 | 1 | 267 | RAL7021 | 50-60Hz | Passive | LED | dimmable | Road & Street | Inlumino L+ | Road & Street |  |  | 40200 | No sensor | > 140000
TBD | INL+1-40000CCC740-... | image | datasheet | deeplink | TUNGSRAM - Inlumino L Plus - 40100lm - 267W - 4000K - 70CRI - TBD[SKU] - Universal coupler 30-76mm | 13.5 | Universal coupler 30-76mm | LED | 1 | 267 | [8 empty] | CE | [6 empty] | 66 | 4000 | 755x407x127 |  | 220-240V |  | 5 |  |  |  | 70 |  | 4000 |  |  |  | > 330000 |  |  | 150.19 |  |  | 9 | CCC | 25 | < 10% at 100.000 hours |  | Available | 740/559 | CIE(x= 0.3818. y= 0.3797) 5SDCM. 3SDCM on request | Class I | IK09 |  |  | 55 |  | -40 | 1 | 267 | RAL7021 | 50-60Hz | Passive | LED | dimmable | Road & Street | Inlumino L+ | Road & Street |  |  | 40100 | No sensor | > 140000
TBD | INL+1-40000BBB740-... | image | datasheet | deeplink | TUNGSRAM - Inlumino L Plus - 40000lm - 267W - 4000K - 70CRI - TBD[SKU] - Universal coupler 30-76mm | 13.5 | Universal coupler 30-76mm | LED | 1 | 267 | [8 empty] | CE | [6 empty] | 66 | 4000 | 755x407x127 |  | 220-240V |  | 5 |  |  |  | 70 |  | 4000 |  |  |  | > 330000 |  |  | 149.81 |  |  | 9 | BBB | 25 | < 10% at 100.000 hours |  | Available | 740/559 | CIE(x= 0.3818. y= 0.3797) 5SDCM. 3SDCM on request | Class I | IK09 |  |  | 55 |  | -40 | 1 | 267 | RAL7021 | 50-60Hz | Passive | LED | dimmable | Road & Street | Inlumino L+ | Road & Street |  |  | 40000 | No sensor | > 140000
TBD | INL+1-40000AAA740-... | image | datasheet | deeplink | TUNGSRAM - Inlumino L Plus - 40200lm - 267W - 4000K - 70CRI - TBD[SKU] - Universal coupler 30-76mm | 13.5 | Universal coupler 30-76mm | LED | 1 | 267 | [8 empty] | CE | [6 empty] | 66 | 4000 | 755x407x127 |  | 220-240V |  | 5 |  |  |  | 70 |  | 4000 |  |  |  | > 330000 |  |  | 150.56 |  |  | 9 | AAA | 25 | < 10% at 100.000 hours |  | Available | 740/559 | CIE(x= 0.3818. y= 0.3797) 5SDCM. 3SDCM on request | Class I | IK09 |  |  | 55 |  | -40 | 1 | 267 | RAL7021 | 50-60Hz | Passive | LED | dimmable | Road & Street | Inlumino L+ | Road & Street |  |  | 40200 | No sensor | > 140000
TBD | INM2-26000-YYY-840... | image | datasheet | deeplink | TUNGSRAM - Inlumino M - 26540lm - 211W - 4000K - 70CRI - TBD[SKU] - Universal coupler 30-76mm | 9 | Universal coupler 30-76mm | LED | 1 | 211 | [8 empty] | CE | [6 empty] | 66 | 4000 | 656x397x118 |  | 220-240V |  | 5 |  |  |  | 80 |  | 4000 |  | > 324000 |  |  |  |  | 125.78 |  |  | 9 | YYY | 25 | < 10% at 100.000 hours |  | Available | 840/559 | CIE(x=0.3818. y= 0.3796) 5SDCM. 3SDCM on request | Class I. Class II | IK09 |  |  | 50 |  | -40 | 1 | 211 | RAL7021 | 50-60Hz | Passive | LED | dimmable | Road & Street | Inlumino M | Road & Street |  |  | 26540 | No sensor | > 331000
TBD | INM2-26000-XXX-840... | image | datasheet | deeplink | TUNGSRAM - Inlumino M - 25920lm - 211W - 4000K - 70CRI - TBD[SKU] - Universal coupler 30-76mm | 9 | Universal coupler 30-76mm | LED | 1 | 211 | [8 empty] | CE | [6 empty] | 66 | 4000 | 656x397x118 |  | 220-240V |  | 5 |  |  |  | 80 |  | 4000 |  | > 324000 |  |  |  |  | 122.84 |  |  | 9 | XXX | 25 | < 10% at 100.000 hours |  | Available | 840/559 | CIE(x=0.3818. y= 0.3796) 5SDCM. 3SDCM on request | Class I. Class II | IK09 |  |  | 50 |  | -40 | 1 | 211 | RAL7021 | 50-60Hz | Passive | LED | dimmable | Road & Street | Inlumino M | Road & Street |  |  | 25920 | No sensor | > 331000
TBD | INM2-26000-WWW-840... | image | datasheet | deeplink | TUNGSRAM - Inlumino M - 26050lm - 211W - 4000K - 70CRI - TBD[SKU] - Universal coupler 30-76mm | 9 | Universal coupler 30-76mm | LED | 1 | 211 | [8 empty] | CE | [6 empty] | 66 | 4000 | 656x397x118 |  | 220-240V |  | 5 |  |  |  | 80 |  | 4000 |  | > 324000 |  |  |  |  | 123.46 |  |  | 9 | WWW | 25 | < 10% at 100.000 hours |  | Available | 840/559 | CIE(x=0.3818. y= 0.3796) 5SDCM. 3SDCM on request | Class I. Class II | IK09 |  |  | 50 |  | -40 | 1 | 211 | RAL7021 | 50-60Hz | Passive | LED | dimmable | Road & Street | Inlumino M | Road & Street |  |  | 26050 | No sensor | > 331000
TBD | INM2-26000-VVV-840... | image | datasheet | deeplink | TUNGSRAM - Inlumino M - 26260lm - 211W - 4000K - 70CRI - TBD[SKU] - Universal coupler 30-76mm | 9 | Universal coupler 30-76mm | LED | 1 | 211 | [8 empty] | CE | [6 empty] | 66 | 4000 | 656x397x118 |  | 220-240V |  | 5 |  |  |  | 80 |  | 4000 |  | > 324000 |  |  |  |  | 124.45 |  |  | 9 | VVV | 25 | < 10% at 100.000 hours |  | Available | 840/559 | CIE(x=0.3818. y= 0.3796) 5SDCM. 3SDCM on request | Class I. Class II | IK09 |  |  | 50 |  | -40 | 1 | 211 | RAL7021 | 50-60Hz | Passive | LED | dimmable | Road & Street | Inlumino M | Road & Street |  |  | 26260 | No sensor | > 331000
TBD | INM2-26000-UUU-840... | image | datasheet | deeplink | TUNGSRAM - Inlumino M - 25340lm - 211W - 4000K - 70CRI - TBD[SKU] - Universal coupler 30-76mm | 9 | Universal coupler 30-76mm | LED | 1 | 211 | [8 empty] | CE | [6 empty] | 66 | 4000 | 656x397x118 |  | 220-240V |  | 5 |  |  |  | 80 |  | 4000 |  | > 324000 |  |  |  |  | 120.09 |  |  | 9 | UUU | 25 | < 10% at 100.000 hours |  | Available | 840/559 | CIE(x=0.3818. y= 0.3796) 5SDCM. 3SDCM on request | Class I. Class II | IK09 |  |  | 50 |  | -40 | 1 | 211 | RAL7021 | 50-60Hz | Passive | LED | dimmable | Road & Street | Inlumino M | Road & Street |  |  | 25340 | No sensor | > 331000
TBD | INM2-26000-SSS-840... | image | datasheet | deeplink | TUNGSRAM - Inlumino M - 25630lm - 211W - 4000K - 70CRI - TBD[SKU] - Universal coupler 30-76mm | 9 | Universal coupler 30-76mm | LED | 1 | 211 | [8 empty] | CE | [6 empty] | 66 | 4000 | 656x397x118 |  | 220-240V |  | 5 |  |  |  | 80 |  | 4000 |  | > 324000 |  |  |  |  | 121.47 |  |  | 9 | SSS | 25 | < 10% at 100.000 hours |  | Available | 840/559 | CIE(x=0.3818. y= 0.3796) 5SDCM. 3SDCM on request | Class I. Class II | IK09 |  |  | 50 |  | -40 | 1 | 211 | RAL7021 | 50-60Hz | Passive | LED | dimmable | Road & Street | Inlumino M | Road & Street |  |  | 25630 | No sensor | > 331000
TBD | INM2-26000-QQQ-840... | image | datasheet | deeplink | TUNGSRAM - Inlumino M - 25890lm - 211W - 4000K - 70CRI - TBD[SKU] - Universal coupler 30-76mm | 9 | Universal coupler 30-76mm | LED | 1 | 211 | [8 empty] | CE | [6 empty] | 66 | 4000 | 656x397x118 |  | 220-240V |  | 5 |  |  |  | 80 |  | 4000 |  | > 324000 |  |  |  |  | 122.7 |  |  | 9 | QQQ | 25 | < 10% at 100.000 hours |  | Available | 840/559 | CIE(x=0.3818. y= 0.3796) 5SDCM. 3SDCM on request | Class I. Class II | IK09 |  |  | 50 |  | -40 | 1 | 211 | RAL7021 | 50-60Hz | Passive | LED | dimmable | Road & Street | Inlumino M | Road & Street |  |  | 25890 | No sensor | > 331000
TBD | INM2-26000-PPP-840... | image | datasheet | deeplink | TUNGSRAM - Inlumino M - 25860lm - 211W - 4000K - 70CRI - TBD[SKU] - Universal coupler 30-76mm | 9 | Universal coupler 30-76mm | LED | 1 | 211 | [8 empty] | CE | [6 empty] | 66 | 4000 | 656x397x118 |  | 220-240V |  | 5 |  |  |  | 80 |  | 4000 |  | > 324000 |  |  |  |  | 122.56 |  |  | 9 | PPP | 25 | < 10% at 100.000 hours |  | Available | 840/559 | CIE(x=0.3818. y= 0.3796) 5SDCM. 3SDCM on request | Class I. Class II | IK09 |  |  | 50 |  | -40 | 1 | 211 | RAL7021 | 50-60Hz | Passive | LED | dimmable | Road & Street | Inlumino M | Road & Street |  |  | 25860 | No sensor | > 331000
TBD | INM2-26000-OOO-840... | image | datasheet | deeplink | TUNGSRAM - Inlumino M - 25210lm - 211W - 4000K - 70CRI - TBD[SKU] - Universal coupler 30-76mm | 9 | Universal coupler 30-76mm | LED | 1 | 211 | [8 empty] | CE | [6 empty] | 66 | 4000 | 656x397x118 |  | 220-240V |  | 5 |  |  |  | 80 |  | 4000 |  | > 324000 |  |  |  |  | 119.48 |  |  | 9 | OOO | 25 | < 10% at 100.000 hours |  | Available | 840/559 | CIE(x=0.3818. y= 0.3796) 5SDCM. 3SDCM on request | Class I. Class II | IK09 |  |  | 50 |  | -40 | 1 | 211 | RAL7021 | 50-60Hz | Passive | LED | dimmable | Road & Street | Inlumino M | Road & Street |  |  | 25210 | No sensor | > 331000
TBD | INM2-26000-NNN-840... | image | datasheet | deeplink | TUNGSRAM - Inlumino M - 26280lm - 211W - 4000K - 70CRI - TBD[SKU] - Universal coupler 30-76mm | 9 | Universal coupler 30-76mm | LED | 1 | 211 | [8 empty] | CE | [6 empty] | 66 | 4000 | 656x397x118 |  | 220-240V |  | 5 |  |  |  | 80 |  | 4000 |  | > 324000 |  |  |  |  | 124.55 |  |  | 9 | NNN | 25 | < 10% at 100.000 hours |  | Available | 840/559 | CIE(x=0.3818. y= 0.3796) 5SDCM. 3SDCM on request | Class I. Class II | IK09 |  |  | 50 |  | -40 | 1 | 211 | RAL7021 | 50-60Hz | Passive | LED | dimmable | Road & Street | Inlumino M | Road & Street |  |  | 26280 | No sensor | > 331000
TBD | INM2-26000-MMM-840... | image | datasheet | deeplink | TUNGSRAM - Inlumino M - 26410lm - 211W - 4000K - 70CRI - TBD[SKU] - Universal coupler 30-76mm | 9 | Universal coupler 30-76mm | LED | 1 | 211 | [8 empty] | CE | [6 empty] | 66 | 4000 | 656x397x118 |  | 220-240V |  | 5 |  |  |  | 80 |  | 4000 |  | > 324000 |  |  |  |  | 125.17 |  |  | 9 | MMM | 25 | < 10% at 100.000 hours |  | Available | 840/559 | CIE(x=0.3818. y= 0.3796) 5SDCM. 3SDCM on request | Class I. Class II | IK09 |  |  | 50 |  | -40 | 1 | 211 | RAL7021 | 50-60Hz | Passive | LED | dimmable | Road & Street | Inlumino M | Road & Street |  |  | 26410 | No sensor | > 331000
TBD | INM2-26000-LLL-840... | image | datasheet | deeplink | TUNGSRAM - Inlumino M - 25620lm - 211W - 4000K - 70CRI - TBD[SKU] - Universal coupler 30-76mm | 9 | Universal coupler 30-76mm | LED | 1 | 211 | [8 empty] | CE | [6 empty] | 66 | 4000 | 656x397x118 |  | 220-240V |  | 5 |  |  |  | 80 |  | 4000 |  | > 324000 |  |  |  |  | 121.42 |  |  | 9 | LLL | 25 | < 10% at 100.000 hours |  | Available | 840/559 | CIE(x=0.3818. y= 0.3796) 5SDCM. 3SDCM on request | Class I. Class II | IK09 |  |  | 50 |  | -40 | 1 | 211 | RAL7021 | 50-60Hz | Passive | LED | dimmable | Road & Street | Inlumino M | Road & Street |  |  | 25620 | No sensor | > 331000
TBD | INM2-26000-KKK-840... | image | datasheet | deeplink | TUNGSRAM - Inlumino M - 26010lm - 211W - 4000K - 70CRI - TBD[SKU] - Universal coupler 30-76mm | 9 | Universal coupler 30-76mm | LED | 1 | 211 | [8 empty] | CE | [6 empty] | 66 | 4000 | 656x397x118 |  | 220-240V |  | 5 |  |  |  | 80 |  | 4000 |  | > 324000 |  |  |  |  | 123.27 |  |  | 9 | KKK | 25 | < 10% at 100.000 hours |  | Available | 840/559 | CIE(x=0.3818. y= 0.3796) 5SDCM. 3SDCM on request | Class I. Class II | IK09 |  |  | 50 |  | -40 | 1 | 211 | RAL7021 | 50-60Hz | Passive | LED | dimmable | Road & Street | Inlumino M | Road & Street |  |  | 26010 | No sensor | > 331000
TBD | INM2-26000-JJJ-840... | image | datasheet | deeplink | TUNGSRAM - Inlumino M - 25660lm - 211W - 4000K - 70CRI - TBD[SKU] - Universal coupler 30-76mm | 9 | Universal coupler 30-76mm | LED | 1 | 211 | [8 empty] | CE | [6 empty] | 66 | 4000 | 656x397x118 |  | 220-240V |  | 5 |  |  |  | 80 |  | 4000 |  | > 324000 |  |  |  |  | 121.61 |  |  | 9 | JJJ | 25 | < 10% at 100.000 hours |  | Available | 840/559 | CIE(x=0.3818. y= 0.3796) 5SDCM. 3SDCM on request | Class I. Class II | IK09 |  |  | 50 |  | -40 | 1 | 211 | RAL7021 | 50-60Hz | Passive | LED | dimmable | Road & Street | Inlumino M | Road & Street |  |  | 25660 | No sensor | > 331000
TBD | INM2-26000-GGG-840... | image | datasheet | deeplink | TUNGSRAM - Inlumino M - 25810lm - 211W - 4000K - 70CRI - TBD[SKU] - Universal coupler 30-76mm | 9 | Universal coupler 30-76mm | LED | 1 | 211 | [8 empty] | CE | [6 empty] | 66 | 4000 | 656x397x118 |  | 220-240V |  | 5 |  |  |  | 80 |  | 4000 |  | > 324000 |  |  |  |  | 122.32 |  |  | 9 | GGG | 25 | < 10% at 100.000 hours |  | Available | 840/559 | CIE(x=0.3818. y= 0.3796) 5SDCM. 3SDCM on request | Class I. Class II | IK09 |  |  | 50 |  | -40 | 1 | 211 | RAL7021 | 50-60Hz | Passive | LED | dimmable | Road & Street | Inlumino M | Road & Street |  |  | 25810 | No sensor | > 331000
TBD | INM2-26000-FFF-840... | image | datasheet | deeplink | TUNGSRAM - Inlumino M - 26170lm - 211W - 4000K - 70CRI - TBD[SKU] - Universal coupler 30-76mm | 9 | Universal coupler 30-76mm | LED | 1 | 211 | [8 empty] | CE | [6 empty] | 66 | 4000 | 656x397x118 |  | 220-240V |  | 5 |  |  |  | 80 |  | 4000 |  | > 324000 |  |  |  |  | 124.03 |  |  | 9 | FFF | 25 | < 10% at 100.000 hours |  | Available | 840/559 | CIE(x=0.3818. y= 0.3796) 5SDCM. 3SDCM on request | Class I. Class II | IK09 |  |  | 50 |  | -40 | 1 | 211 | RAL7021 | 50-60Hz | Passive | LED | dimmable | Road & Street | Inlumino M | Road & Street |  |  | 26170 | No sensor | > 331000
TBD | INM2-26000-EEE-840... | image | datasheet | deeplink | TUNGSRAM - Inlumino M - 26360lm - 211W - 4000K - 70CRI - TBD[SKU] - Universal coupler 30-76mm | 9 | Universal coupler 30-76mm | LED | 1 | 211 | [8 empty] | CE | [6 empty] | 66 | 4000 | 656x397x118 |  | 220-240V |  | 5 |  |  |  | 80 |  | 4000 |  | > 324000 |  |  |  |  | 124.93 |  |  | 9 | EEE | 25 | < 10% at 100.000 hours |  | Available | 840/559 | CIE(x=0.3818. y= 0.3796) 5SDCM. 3SDCM on request | Class I. Class II | IK09 |  |  | 50 |  | -40 | 1 | 211 | RAL7021 | 50-60Hz | Passive | LED | dimmable | Road & Street | Inlumino M | Road & Street |  |  | 26360 | No sensor | > 331000
TBD | INM2-26000-DDD-840... | image | datasheet | deeplink | TUNGSRAM - Inlumino M - 26460lm - 211W - 4000K - 70CRI - TBD[SKU] - Universal coupler 30-76mm | 9 | Universal coupler 30-76mm | LED | 1 | 211 | [8 empty] | CE | [6 empty] | 66 | 4000 | 656x397x118 |  | 220-240V |  | 5 |  |  |  | 80 |  | 4000 |  | > 324000 |  |  |  |  | 125.4 |  |  | 9 | DDD | 25 | < 10% at 100.000 hours |  | Available | 840/559 | CIE(x=0.3818. y= 0.3796) 5SDCM. 3SDCM on request | Class I. Class II | IK09 |  |  | 50 |  | -40 | 1 | 211 | RAL7021 | 50-60Hz | Passive | LED | dimmable | Road & Street | Inlumino M | Road & Street |  |  | 26460 | No sensor | > 331000
TBD | INM2-26000-CCC-840... | image | datasheet | deeplink | TUNGSRAM - Inlumino M - 26130lm - 211W - 4000K - 70CRI - TBD[SKU] - Universal coupler 30-76mm | 9 | Universal coupler 30-76mm | LED | 1 | 211 | [8 empty] | CE | [6 empty] | 66 | 4000 | 656x397x118 |  | 220-240V |  | 5 |  |  |  | 80 |  | 4000 |  | > 324000 |  |  |  |  | 123.84 |  |  | 9 | CCC | 25 | < 10% at 100.000 hours |  | Available | 840/559 | CIE(x=0.3818. y= 0.3796) 5SDCM. 3SDCM on request | Class I. Class II | IK09 |  |  | 50 |  | -40 | 1 | 211 | RAL7021 | 50-60Hz | Passive | LED | dimmable | Road & Street | Inlumino M | Road & Street |  |  | 26130 | No sensor | > 331000
TBD | INM2-26000-BBB-840... | image | datasheet | deeplink | TUNGSRAM - Inlumino M - 25660lm - 211W - 4000K - 70CRI - TBD[SKU] - Universal coupler 30-76mm | 9 | Universal coupler 30-76mm | LED | 1 | 211 | [8 empty] | CE | [6 empty] | 66 | 4000 | 656x397x118 |  | 220-240V |  | 5 |  |  |  | 80 |  | 4000 |  | > 324000 |  |  |  |  | 121.61 |  |  | 9 | BBB | 25 | < 10% at 100.000 hours |  | Available | 840/559 | CIE(x=0.3818. y= 0.3796) 5SDCM. 3SDCM on request | Class I. Class II | IK09 |  |  | 50 |  | -40 | 1 | 211 | RAL7021 | 50-60Hz | Passive | LED | dimmable | Road & Street | Inlumino M | Road & Street |  |  | 25660 | No sensor | > 331000
TBD | INM2-26000-AAA-840... | image | datasheet | deeplink | TUNGSRAM - Inlumino M - 26520lm - 211W - 4000K - 70CRI - TBD[SKU] - Universal coupler 30-76mm | 9 | Universal coupler 30-76mm | LED | 1 | 211 | [8 empty] | CE | [6 empty] | 66 | 4000 | 656x397x118 |  | 220-240V |  | 5 |  |  |  | 80 |  | 4000 |  | > 324000 |  |  |  |  | 125.69 |  |  | 9 | AAA | 25 | < 10% at 100.000 hours |  | Available | 840/559 | CIE(x=0.3818. y= 0.3796) 5SDCM. 3SDCM on request | Class I. Class II | IK09 |  |  | 50 |  | -40 | 1 | 211 | RAL7021 | 50-60Hz | Passive | LED | dimmable | Road & Street | Inlumino M | Road & Street |  |  | 26520 | No sensor | > 331000
TBD | INM2-24000-YYY-840... | image | datasheet | deeplink | TUNGSRAM - Inlumino M - 24280lm - 189W - 4000K - 70CRI - TBD[SKU] - Universal coupler 30-76mm | 9 | Universal coupler 30-76mm | LED | 1 | 189 | [8 empty] | CE | [6 empty] | 66 | 4000 | 656x397x118 |  | 220-240V |  | 5 |  |  |  | 80 |  | 4000 |  | > 324000 |  |  |  |  | 128.47 |  |  | 9 | YYY | 25 | < 10% at 100.000 hours |  | Available | 840/559 | CIE(x=0.3818. y= 0.3796) 5SDCM. 3SDCM on request | Class I. Class II | IK09 |  |  | 50 |  | -40 | 1 | 189 | RAL7021 | 50-60Hz | Passive | LED | dimmable | Road & Street | Inlumino M | Road & Street |  |  | 24280 | No sensor | > 331000
TBD | INM2-24000-XXX-840... | image | datasheet | deeplink | TUNGSRAM - Inlumino M - 23700lm - 189W - 4000K - 70CRI - TBD[SKU] - Universal coupler 30-76mm | 9 | Universal coupler 30-76mm | LED | 1 | 189 | [8 empty] | CE | [6 empty] | 66 | 4000 | 656x397x118 |  | 220-240V |  | 5 |  |  |  | 80 |  | 4000 |  | > 324000 |  |  |  |  | 125.4 |  |  | 9 | XXX | 25 | < 10% at 100.000 hours |  | Available | 840/559 | CIE(x=0.3818. y= 0.3796) 5SDCM. 3SDCM on request | Class I. Class II | IK09 |  |  | 50 |  | -40 | 1 | 189 | RAL7021 | 50-60Hz | Passive | LED | dimmable | Road & Street | Inlumino M | Road & Street |  |  | 23700 | No sensor | > 331000
TBD | INM2-24000-WWW-840... | image | datasheet | deeplink | TUNGSRAM - Inlumino M - 23820lm - 189W - 4000K - 70CRI - TBD[SKU] - Universal coupler 30-76mm | 9 | Universal coupler 30-76mm | LED | 1 | 189 | [8 empty] | CE | [6 empty] | 66 | 4000 | 656x397x118 |  | 220-240V |  | 5 |  |  |  | 80 |  | 4000 |  | > 324000 |  |  |  |  | 126.03 |  |  | 9 | WWW | 25 | < 10% at 100.000 hours |  | Available | 840/559 | CIE(x=0.3818. y= 0.3796) 5SDCM. 3SDCM on request | Class I. Class II | IK09 |  |  | 50 |  | -40 | 1 | 189 | RAL7021 | 50-60Hz | Passive | LED | dimmable | Road & Street | Inlumino M | Road & Street |  |  | 23820 | No sensor | > 331000
TBD | INM2-24000-VVV-840... | image | datasheet | deeplink | TUNGSRAM - Inlumino M - 24010lm - 189W - 4000K - 70CRI - TBD[SKU] - Universal coupler 30-76mm | 9 | Universal coupler 30-76mm | LED | 1 | 189 | [8 empty] | CE | [6 empty] | 66 | 4000 | 656x397x118 |  | 220-240V |  | 5 |  |  |  | 80 |  | 4000 |  | > 324000 |  |  |  |  | 127.04 |  |  | 9 | VVV | 25 | < 10% at 100.000 hours |  | Available | 840/559 | CIE(x=0.3818. y= 0.3796) 5SDCM. 3SDCM on request | Class I. Class II | IK09 |  |  | 50 |  | -40 | 1 | 189 | RAL7021 | 50-60Hz | Passive | LED | dimmable | Road & Street | Inlumino M | Road & Street |  |  | 24010 | No sensor | > 331000
TBD | INM2-24000-UUU-840... | image | datasheet | deeplink | TUNGSRAM - Inlumino M - 23180lm - 189W - 4000K - 70CRI - TBD[SKU] - Universal coupler 30-76mm | 9 | Universal coupler 30-76mm | LED | 1 | 189 | [8 empty] | CE | [6 empty] | 66 | 4000 | 656x397x118 |  | 220-240V |  | 5 |  |  |  | 80 |  | 4000 |  | > 324000 |  |  |  |  | 122.65 |  |  | 9 | UUU | 25 | < 10% at 100.000 hours |  | Available | 840/559 | CIE(x=0.3818. y= 0.3796) 5SDCM. 3SDCM on request | Class I. Class II | IK09 |  |  | 50 |  | -40 | 1 | 189 | RAL7021 | 50-60Hz | Passive | LED | dimmable | Road & Street | Inlumino M | Road & Street |  |  | 23180 | No sensor | > 331000
TBD | INM2-24000-SSS-840... | image | datasheet | deeplink | TUNGSRAM - Inlumino M - 23440lm - 189W - 4000K - 70CRI - TBD[SKU] - Universal coupler 30-76mm | 9 | Universal coupler 30-76mm | LED | 1 | 189 | [8 empty] | CE | [6 empty] | 66 | 4000 | 656x397x118 |  | 220-240V |  | 5 |  |  |  | 80 |  | 4000 |  | > 324000 |  |  |  |  | 124.02 |  |  | 9 | SSS | 25 | < 10% at 100.000 hours |  | Available | 840/559 | CIE(x=0.3818. y= 0.3796) 5SDCM. 3SDCM on request | Class I. Class II | IK09 |  |  | 50 |  | -40 | 1 | 189 | RAL7021 | 50-60Hz | Passive | LED | dimmable | Road & Street | Inlumino M | Road & Street |  |  | 23440 | No sensor | > 331000
TBD | INM2-24000-QQQ-840... | image | datasheet | deeplink | TUNGSRAM - Inlumino M - 23680lm - 189W - 4000K - 70CRI - TBD[SKU] - Universal coupler 30-76mm | 9 | Universal coupler 30-76mm | LED | 1 | 189 | [8 empty] | CE | [6 empty] | 66 | 4000 | 656x397x118 |  | 220-240V |  | 5 |  |  |  | 80 |  | 4000 |  | > 324000 |  |  |  |  | 125.29 |  |  | 9 | QQQ | 25 | < 10% at 100.000 hours |  | Available | 840/559 | CIE(x=0.3818. y= 0.3796) 5SDCM. 3SDCM on request | Class I. Class II | IK09 |  |  | 50 |  | -40 | 1 | 189 | RAL7021 | 50-60Hz | Passive | LED | dimmable | Road & Street | Inlumino M | Road & Street |  |  | 23680 | No sensor | > 331000
TBD | INM2-24000-PPP-840... | image | datasheet | deeplink | TUNGSRAM - Inlumino M - 23660lm - 189W - 4000K - 70CRI - TBD[SKU] - Universal coupler 30-76mm | 9 | Universal coupler 30-76mm | LED | 1 | 189 | [8 empty] | CE | [6 empty] | 66 | 4000 | 656x397x118 |  | 220-240V |  | 5 |  |  |  | 80 |  | 4000 |  | > 324000 |  |  |  |  | 125.19 |  |  | 9 | PPP | 25 | < 10% at 100.000 hours |  | Available | 840/559 | CIE(x=0.3818. y= 0.3796) 5SDCM. 3SDCM on request | Class I. Class II | IK09 |  |  | 50 |  | -40 | 1 | 189 | RAL7021 | 50-60Hz | Passive | LED | dimmable | Road & Street | Inlumino M | Road & Street |  |  | 23660 | No sensor | > 331000
TBD | INM2-24000-OOO-840... | image | datasheet | deeplink | TUNGSRAM - Inlumino M - 23060lm - 189W - 4000K - 70CRI - TBD[SKU] - Universal coupler 30-76mm | 9 | Universal coupler 30-76mm | LED | 1 | 189 | [8 empty] | CE | [6 empty] | 66 | 4000 | 656x397x118 |  | 220-240V |  | 5 |  |  |  | 80 |  | 4000 |  | > 324000 |  |  |  |  | 122.01 |  |  | 9 | OOO | 25 | < 10% at 100.000 hours |  | Available | 840/559 | CIE(x=0.3818. y= 0.3796) 5SDCM. 3SDCM on request | Class I. Class II | IK09 |  |  | 50 |  | -40 | 1 | 189 | RAL7021 | 50-60Hz | Passive | LED | dimmable | Road & Street | Inlumino M | Road & Street |  |  | 23060 | No sensor | > 331000
TBD | INM2-24000-NNN-840... | image | datasheet | deeplink | TUNGSRAM - Inlumino M - 24040lm - 189W - 4000K - 70CRI - TBD[SKU] - Universal coupler 30-76mm | 9 | Universal coupler 30-76mm | LED | 1 | 189 | [8 empty] | CE | [6 empty] | 66 | 4000 | 656x397x118 |  | 220-240V |  | 5 |  |  |  | 80 |  | 4000 |  | > 324000 |  |  |  |  | 127.2 |  |  | 9 | NNN | 25 | < 10% at 100.000 hours |  | Available | 840/559 | CIE(x=0.3818. y= 0.3796) 5SDCM. 3SDCM on request | Class I. Class II | IK09 |  |  | 50 |  | -40 | 1 | 189 | RAL7021 | 50-60Hz | Passive | LED | dimmable | Road & Street | Inlumino M | Road & Street |  |  | 24040 | No sensor | > 331000
TBD | INM2-24000-MMM-840... | image | datasheet | deeplink | TUNGSRAM - Inlumino M - 24160lm - 189W - 4000K - 70CRI - TBD[SKU] - Universal coupler 30-76mm | 9 | Universal coupler 30-76mm | LED | 1 | 189 | [8 empty] | CE | [6 empty] | 66 | 4000 | 656x397x118 |  | 220-240V |  | 5 |  |  |  | 80 |  | 4000 |  | > 324000 |  |  |  |  | 127.83 |  |  | 9 | MMM | 25 | < 10% at 100.000 hours |  | Available | 840/559 | CIE(x=0.3818. y= 0.3796) 5SDCM. 3SDCM on request | Class I. Class II | IK09 |  |  | 50 |  | -40 | 1 | 189 | RAL7021 | 50-60Hz | Passive | LED | dimmable | Road & Street | Inlumino M | Road & Street |  |  | 24160 | No sensor | > 331000
TBD | INM2-24000-LLL-840... | image | datasheet | deeplink | TUNGSRAM - Inlumino M - 23440lm - 189W - 4000K - 70CRI - TBD[SKU] - Universal coupler 30-76mm | 9 | Universal coupler 30-76mm | LED | 1 | 189 | [8 empty] | CE | [6 empty] | 66 | 4000 | 656x397x118 |  | 220-240V |  | 5 |  |  |  | 80 |  | 4000 |  | > 324000 |  |  |  |  | 124.02 |  |  | 9 | LLL | 25 | < 10% at 100.000 hours |  | Available | 840/559 | CIE(x=0.3818. y= 0.3796) 5SDCM. 3SDCM on request | Class I. Class II | IK09 |  |  | 50 |  | -40 | 1 | 189 | RAL7021 | 50-60Hz | Passive | LED | dimmable | Road & Street | Inlumino M | Road & Street |  |  | 23440 | No sensor | > 331000
TBD | INM2-24000-KKK-840... | image | datasheet | deeplink | TUNGSRAM - Inlumino M - 23790lm - 189W - 4000K - 70CRI - TBD[SKU] - Universal coupler 30-76mm | 9 | Universal coupler 30-76mm | LED | 1 | 189 | [8 empty] | CE | [6 empty] | 66 | 4000 | 656x397x118 |  | 220-240V |  | 5 |  |  |  | 80 |  | 4000 |  | > 324000 |  |  |  |  | 125.87 |  |  | 9 | KKK | 25 | < 10% at 100.000 hours |  | Available | 840/559 | CIE(x=0.3818. y= 0.3796) 5SDCM. 3SDCM on request | Class I. Class II | IK09 |  |  | 50 |  | -40 | 1 | 189 | RAL7021 | 50-60Hz | Passive | LED | dimmable | Road & Street | Inlumino M | Road & Street |  |  | 23790 | No sensor | > 331000
TBD | INM2-24000-JJJ-840... | image | datasheet | deeplink | TUNGSRAM - Inlumino M - 23470lm - 189W - 4000K - 70CRI - TBD[SKU] - Universal coupler 30-76mm | 9 | Universal coupler 30-76mm | LED | 1 | 189 | [8 empty] | CE | [6 empty] | 66 | 4000 | 656x397x118 |  | 220-240V |  | 5 |  |  |  | 80 |  | 4000 |  | > 324000 |  |  |  |  | 124.18 |  |  | 9 | JJJ | 25 | < 10% at 100.000 hours |  | Available | 840/559 | CIE(x=0.3818. y= 0.3796) 5SDCM. 3SDCM on request | Class I. Class II | IK09 |  |  | 50 |  | -40 | 1 | 189 | RAL7021 | 50-60Hz | Passive | LED | dimmable | Road & Street | Inlumino M | Road & Street |  |  | 23470 | No sensor | > 331000
TBD | INM2-24000-GGG-840... | image | datasheet | deeplink | TUNGSRAM - Inlumino M - 23610lm - 189W - 4000K - 70CRI - TBD[SKU] - Universal coupler 30-76mm | 9 | Universal coupler 30-76mm | LED | 1 | 189 | [8 empty] | CE | [6 empty] | 66 | 4000 | 656x397x118 |  | 220-240V |  | 5 |  |  |  | 80 |  | 4000 |  | > 324000 |  |  |  |  | 124.92 |  |  | 9 | GGG | 25 | < 10% at 100.000 hours |  | Available | 840/559 | CIE(x=0.3818. y= 0.3796) 5SDCM. 3SDCM on request | Class I. Class II | IK09 |  |  | 50 |  | -40 | 1 | 189 | RAL7021 | 50-60Hz | Passive | LED | dimmable | Road & Street | Inlumino M | Road & Street |  |  | 23610 | No sensor | > 331000
TBD | INM2-24000-FFF-840... | image | datasheet | deeplink | TUNGSRAM - Inlumino M - 23940lm - 189W - 4000K - 70CRI - TBD[SKU] - Universal coupler 30-76mm | 9 | Universal coupler 30-76mm | LED | 1 | 189 | [8 empty] | CE | [6 empty] | 66 | 4000 | 656x397x118 |  | 220-240V |  | 5 |  |  |  | 80 |  | 4000 |  | > 324000 |  |  |  |  | 126.67 |  |  | 9 | FFF | 25 | < 10% at 100.000 hours |  | Available | 840/559 | CIE(x=0.3818. y= 0.3796) 5SDCM. 3SDCM on request | Class I. Class II | IK09 |  |  | 50 |  | -40 | 1 | 189 | RAL7021 | 50-60Hz | Passive | LED | dimmable | Road & Street | Inlumino M | Road & Street |  |  | 23940 | No sensor | > 331000
TBD | INM2-24000-EEE-840... | image | datasheet | deeplink | TUNGSRAM - Inlumino M - 24110lm - 189W - 4000K - 70CRI - TBD[SKU] - Universal coupler 30-76mm | 9 | Universal coupler 30-76mm | LED | 1 | 189 | [8 empty] | CE | [6 empty] | 66 | 4000 | 656x397x118 |  | 220-240V |  | 5 |  |  |  | 80 |  | 4000 |  | > 324000 |  |  |  |  | 127.57 |  |  | 9 | EEE | 25 | < 10% at 100.000 hours |  | Available | 840/559 | CIE(x=0.3818. y= 0.3796) 5SDCM. 3SDCM on request | Class I. Class II | IK09 |  |  | 50 |  | -40 | 1 | 189 | RAL7021 | 50-60Hz | Passive | LED | dimmable | Road & Street | Inlumino M | Road & Street |  |  | 24110 | No sensor | > 331000
TBD | INM2-24000-DDD-840... | image | datasheet | deeplink | TUNGSRAM - Inlumino M - 24200lm - 189W - 4000K - 70CRI - TBD[SKU] - Universal coupler 30-76mm | 9 | Universal coupler 30-76mm | LED | 1 | 189 | [8 empty] | CE | [6 empty] | 66 | 4000 | 656x397x118 |  | 220-240V |  | 5 |  |  |  | 80 |  | 4000 |  | > 324000 |  |  |  |  | 128.04 |  |  | 9 | DDD | 25 | < 10% at 100.000 hours |  | Available | 840/559 | CIE(x=0.3818. y= 0.3796) 5SDCM. 3SDCM on request | Class I. Class II | IK09 |  |  | 50 |  | -40 | 1 | 189 | RAL7021 | 50-60Hz | Passive | LED | dimmable | Road & Street | Inlumino M | Road & Street |  |  | 24200 | No sensor | > 331000
TBD | INM2-24000-CCC-840... | image | datasheet | deeplink | TUNGSRAM - Inlumino M - 23900lm - 189W - 4000K - 70CRI - TBD[SKU] - Universal coupler 30-76mm | 9 | Universal coupler 30-76mm | LED | 1 | 189 | [8 empty] | CE | [6 empty] | 66 | 4000 | 656x397x118 |  | 220-240V |  | 5 |  |  |  | 80 |  | 4000 |  | > 324000 |  |  |  |  | 126.46 |  |  | 9 | CCC | 25 | < 10% at 100.000 hours |  | Available | 840/559 | CIE(x=0.3818. y= 0.3796) 5SDCM. 3SDCM on request | Class I. Class II | IK09 |  |  | 50 |  | -40 | 1 | 189 | RAL7021 | 50-60Hz | Passive | LED | dimmable | Road & Street | Inlumino M | Road & Street |  |  | 23900 | No sensor | > 331000
TBD | INM2-24000-BBB-840... | image | datasheet | deeplink | TUNGSRAM - Inlumino M - 23470lm - 189W - 4000K - 70CRI - TBD[SKU] - Universal coupler 30-76mm | 9 | Universal coupler 30-76mm | LED | 1 | 189 | [8 empty] | CE | [6 empty] | 66 | 4000 | 656x397x118 |  | 220-240V |  | 5 |  |  |  | 80 |  | 4000 |  | > 324000 |  |  |  |  | 124.18 |  |  | 9 | BBB | 25 | < 10% at 100.000 hours |  | Available | 840/559 | CIE(x=0.3818. y= 0.3796) 5SDCM. 3SDCM on request | Class I. Class II | IK09 |  |  | 50 |  | -40 | 1 | 189 | RAL7021 | 50-60Hz | Passive | LED | dimmable | Road & Street | Inlumino M | Road & Street |  |  | 23470 | No sensor | > 331000
TBD | INM2-24000-AAA-840... | image | datasheet | deeplink | TUNGSRAM - Inlumino M - 24260lm - 189W - 4000K - 70CRI - TBD[SKU] - Universal coupler 30-76mm | 9 | Universal coupler 30-76mm | LED | 1 | 189 | [8 empty] | CE | [6 empty] | 66 | 4000 | 656x397x118 |  | 220-240V |  | 5 |  |  |  | 80 |  | 4000 |  | > 324000 |  |  |  |  | 128.36 |  |  | 9 | AAA | 25 | < 10% at 100.000 hours |  | Available | 840/559 | CIE(x=0.3818. y= 0.3796) 5SDCM. 3SDCM on request | Class I. Class II | IK09 |  |  | 50 |  | -40 | 1 | 189 | RAL7021 | 50-60Hz | Passive | LED | dimmable | Road & Street | Inlumino M | Road & Street |  |  | 24260 | No sensor | > 331000
TBD | INM2-22000-YYY-840... | image | datasheet | deeplink | TUNGSRAM - Inlumino M - 22240lm - 169W - 4000K - 70CRI - TBD[SKU] - Universal coupler 30-76mm | 9 | Universal coupler 30-76mm | LED | 1 | 169 | [8 empty] | CE | [6 empty] | 66 | 4000 | 656x397x118 |  | 220-240V |  | 5 |  |  |  | 80 |  | 4000 |  | > 324000 |  |  |  |  | 131.6 |  |  | 9 | YYY | 25 | < 10% at 100.000 hours |  | Available | 840/559 | CIE(x=0.3818. y= 0.3796) 5SDCM. 3SDCM on request | Class I. Class II | IK09 |  |  | 50 |  | -40 | 1 | 169 | RAL7021 | 50-60Hz | Passive | LED | dimmable | Road & Street | Inlumino M | Road & Street |  |  | 22240 | No sensor | > 331000
TBD | INM2-22000-XXX-840... | image | datasheet | deeplink | TUNGSRAM - Inlumino M - 21710lm - 169W - 4000K - 70CRI - TBD[SKU] - Universal coupler 30-76mm | 9 | Universal coupler 30-76mm | LED | 1 | 169 | [8 empty] | CE | [6 empty] | 66 | 4000 | 656x397x118 |  | 220-240V |  | 5 |  |  |  | 80 |  | 4000 |  | > 324000 |  |  |  |  | 128.46 |  |  | 9 | XXX | 25 | < 10% at 100.000 hours |  | Available | 840/559 | CIE(x=0.3818. y= 0.3796) 5SDCM. 3SDCM on request | Class I. Class II | IK09 |  |  | 50 |  | -40 | 1 | 169 | RAL7021 | 50-60Hz | Passive | LED | dimmable | Road & Street | Inlumino M | Road & Street |  |  | 21710 | No sensor | > 331000
TBD | INM2-22000-WWW-840... | image | datasheet | deeplink | TUNGSRAM - Inlumino M - 21820lm - 169W - 4000K - 70CRI - TBD[SKU] - Universal coupler 30-76mm | 9 | Universal coupler 30-76mm | LED | 1 | 169 | [8 empty] | CE | [6 empty] | 66 | 4000 | 656x397x118 |  | 220-240V |  | 5 |  |  |  | 80 |  | 4000 |  | > 324000 |  |  |  |  | 129.11 |  |  | 9 | WWW | 25 | < 10% at 100.000 hours |  | Available | 840/559 | CIE(x=0.3818. y= 0.3796) 5SDCM. 3SDCM on request | Class I. Class II | IK09 |  |  | 50 |  | -40 | 1 | 169 | RAL7021 | 50-60Hz | Passive | LED | dimmable | Road & Street | Inlumino M | Road & Street |  |  | 21820 | No sensor | > 331000
TBD | INM2-22000-VVV-840... | image | datasheet | deeplink | TUNGSRAM - Inlumino M - 21990lm - 169W - 4000K - 70CRI - TBD[SKU] - Universal coupler 30-76mm | 9 | Universal coupler 30-76mm | LED | 1 | 169 | [8 empty] | CE | [6 empty] | 66 | 4000 | 656x397x118 |  | 220-240V |  | 5 |  |  |  | 80 |  | 4000 |  | > 324000 |  |  |  |  | 130.12 |  |  | 9 | VVV | 25 | < 10% at 100.000 hours |  | Available | 840/559 | CIE(x=0.3818. y= 0.3796) 5SDCM. 3SDCM on request | Class I. Class II | IK09 |  |  | 50 |  | -40 | 1 | 169 | RAL7021 | 50-60Hz | Passive | LED | dimmable | Road & Street | Inlumino M | Road & Street |  |  | 21990 | No sensor | > 331000
TBD | INM2-22000-UUU-840... | image | datasheet | deeplink | TUNGSRAM - Inlumino M - 21230lm - 169W - 4000K - 70CRI - TBD[SKU] - Universal coupler 30-76mm | 9 | Universal coupler 30-76mm | LED | 1 | 169 | [8 empty] | CE | [6 empty] | 66 | 4000 | 656x397x118 |  | 220-240V |  | 5 |  |  |  | 80 |  | 4000 |  | > 324000 |  |  |  |  | 125.62 |  |  | 9 | UUU | 25 | < 10% at 100.000 hours |  | Available | 840/559 | CIE(x=0.3818. y= 0.3796) 5SDCM. 3SDCM on request | Class I. Class II | IK09 |  |  | 50 |  | -40 | 1 | 169 | RAL7021 | 50-60Hz | Passive | LED | dimmable | Road & Street | Inlumino M | Road & Street |  |  | 21230 | No sensor | > 331000
TBD | INM2-22000-SSS-840... | image | datasheet | deeplink | TUNGSRAM - Inlumino M - 21470lm - 169W - 4000K - 70CRI - TBD[SKU] - Universal coupler 30-76mm | 9 | Universal coupler 30-76mm | LED | 1 | 169 | [8 empty] | CE | [6 empty] | 66 | 4000 | 656x397x118 |  | 220-240V |  | 5 |  |  |  | 80 |  | 4000 |  | > 324000 |  |  |  |  | 127.04 |  |  | 9 | SSS | 25 | < 10% at 100.000 hours |  | Available | 840/559 | CIE(x=0.3818. y= 0.3796) 5SDCM. 3SDCM on request | Class I. Class II | IK09 |  |  | 50 |  | -40 | 1 | 169 | RAL7021 | 50-60Hz | Passive | LED | dimmable | Road & Street | Inlumino M | Road & Street |  |  | 21470 | No sensor | > 331000
TBD | INM2-22000-QQQ-840... | image | datasheet | deeplink | TUNGSRAM - Inlumino M - 21690lm - 169W - 4000K - 70CRI - TBD[SKU] - Universal coupler 30-76mm | 9 | Universal coupler 30-76mm | LED | 1 | 169 | [8 empty] | CE | [6 empty] | 66 | 4000 | 656x397x118 |  | 220-240V |  | 5 |  |  |  | 80 |  | 4000 |  | > 324000 |  |  |  |  | 128.34 |  |  | 9 | QQQ | 25 | < 10% at 100.000 hours |  | Available | 840/559 | CIE(x=0.3818. y= 0.3796) 5SDCM. 3SDCM on request | Class I. Class II | IK09 |  |  | 50 |  | -40 | 1 | 169 | RAL7021 | 50-60Hz | Passive | LED | dimmable | Road & Street | Inlumino M | Road & Street |  |  | 21690 | No sensor | > 331000
TBD | INM2-22000-PPP-840... | image | datasheet | deeplink | TUNGSRAM - Inlumino M - 21670lm - 169W - 4000K - 70CRI - TBD[SKU] - Universal coupler 30-76mm | 9 | Universal coupler 30-76mm | LED | 1 | 169 | [8 empty] | CE | [6 empty] | 66 | 4000 | 656x397x118 |  | 220-240V |  | 5 |  |  |  | 80 |  | 4000 |  | > 324000 |  |  |  |  | 128.22 |  |  | 9 | PPP | 25 | < 10% at 100.000 hours |  | Available | 840/559 | CIE(x=0.3818. y= 0.3796) 5SDCM. 3SDCM on request | Class I. Class II | IK09 |  |  | 50 |  | -40 | 1 | 169 | RAL7021 | 50-60Hz | Passive | LED | dimmable | Road & Street | Inlumino M | Road & Street |  |  | 21670 | No sensor | > 331000
TBD | INM2-22000-OOO-840... | image | datasheet | deeplink | TUNGSRAM - Inlumino M - 21120lm - 169W - 4000K - 70CRI - TBD[SKU] - Universal coupler 30-76mm | 9 | Universal coupler 30-76mm | LED | 1 | 169 | [8 empty] | CE | [6 empty] | 66 | 4000 | 656x397x118 |  | 220-240V |  | 5 |  |  |  | 80 |  | 4000 |  | > 324000 |  |  |  |  | 124.97 |  |  | 9 | OOO | 25 | < 10% at 100.000 hours |  | Available | 840/559 | CIE(x=0.3818. y= 0.3796) 5SDCM. 3SDCM on request | Class I. Class II | IK09 |  |  | 50 |  | -40 | 1 | 169 | RAL7021 | 50-60Hz | Passive | LED | dimmable | Road & Street | Inlumino M | Road & Street |  |  | 21120 | No sensor | > 331000
TBD | INM2-22000-NNN-840... | image | datasheet | deeplink | TUNGSRAM - Inlumino M - 22020lm - 169W - 4000K - 70CRI - TBD[SKU] - Universal coupler 30-76mm | 9 | Universal coupler 30-76mm | LED | 1 | 169 | [8 empty] | CE | [6 empty] | 66 | 4000 | 656x397x118 |  | 220-240V |  | 5 |  |  |  | 80 |  | 4000 |  | > 324000 |  |  |  |  | 130.3 |  |  | 9 | NNN | 25 | < 10% at 100.000 hours |  | Available | 840/559 | CIE(x=0.3818. y= 0.3796) 5SDCM. 3SDCM on request | Class I. Class II | IK09 |  |  | 50 |  | -40 | 1 | 169 | RAL7021 | 50-60Hz | Passive | LED | dimmable | Road & Street | Inlumino M | Road & Street |  |  | 22020 | No sensor | > 331000
TBD | INM2-22000-MMM-840... | image | datasheet | deeplink | TUNGSRAM - Inlumino M - 22130lm - 169W - 4000K - 70CRI - TBD[SKU] - Universal coupler 30-76mm | 9 | Universal coupler 30-76mm | LED | 1 | 169 | [8 empty] | CE | [6 empty] | 66 | 4000 | 656x397x118 |  | 220-240V |  | 5 |  |  |  | 80 |  | 4000 |  | > 324000 |  |  |  |  | 130.95 |  |  | 9 | MMM | 25 | < 10% at 100.000 hours |  | Available | 840/559 | CIE(x=0.3818. y= 0.3796) 5SDCM. 3SDCM on request | Class I. Class II | IK09 |  |  | 50 |  | -40 | 1 | 169 | RAL7021 | 50-60Hz | Passive | LED | dimmable | Road & Street | Inlumino M | Road & Street |  |  | 22130 | No sensor | > 331000
TBD | INM2-22000-LLL-840... | image | datasheet | deeplink | TUNGSRAM - Inlumino M - 21470lm - 169W - 4000K - 70CRI - TBD[SKU] - Universal coupler 30-76mm | 9 | Universal coupler 30-76mm | LED | 1 | 169 | [8 empty] | CE | [6 empty] | 66 | 4000 | 656x397x118 |  | 220-240V |  | 5 |  |  |  | 80 |  | 4000 |  | > 324000 |  |  |  |  | 127.04 |  |  | 9 | LLL | 25 | < 10% at 100.000 hours |  | Available | 840/559 | CIE(x=0.3818. y= 0.3796) 5SDCM. 3SDCM on request | Class I. Class II | IK09 |  |  | 50 |  | -40 | 1 | 169 | RAL7021 | 50-60Hz | Passive | LED | dimmable | Road & Street | Inlumino M | Road & Street |  |  | 21470 | No sensor | > 331000
TBD | INM2-22000-KKK-840... | image | datasheet | deeplink | TUNGSRAM - Inlumino M - 21790lm - 169W - 4000K - 70CRI - TBD[SKU] - Universal coupler 30-76mm | 9 | Universal coupler 30-76mm | LED | 1 | 169 | [8 empty] | CE | [6 empty] | 66 | 4000 | 656x397x118 |  | 220-240V |  | 5 |  |  |  | 80 |  | 4000 |  | > 324000 |  |  |  |  | 128.93 |  |  | 9 | KKK | 25 | < 10% at 100.000 hours |  | Available | 840/559 | CIE(x=0.3818. y= 0.3796) 5SDCM. 3SDCM on request | Class I. Class II | IK09 |  |  | 50 |  | -40 | 1 | 169 | RAL7021 | 50-60Hz | Passive | LED | dimmable | Road & Street | Inlumino M | Road & Street |  |  | 21790 | No sensor | > 331000
TBD | INM2-22000-JJJ-840... | image | datasheet | deeplink | TUNGSRAM - Inlumino M - 21490lm - 169W - 4000K - 70CRI - TBD[SKU] - Universal coupler 30-76mm | 9 | Universal coupler 30-76mm | LED | 1 | 169 | [8 empty] | CE | [6 empty] | 66 | 4000 | 656x397x118 |  | 220-240V |  | 5 |  |  |  | 80 |  | 4000 |  | > 324000 |  |  |  |  | 127.16 |  |  | 9 | JJJ | 25 | < 10% at 100.000 hours |  | Available | 840/559 | CIE(x=0.3818. y= 0.3796) 5SDCM. 3SDCM on request | Class I. Class II | IK09 |  |  | 50 |  | -40 | 1 | 169 | RAL7021 | 50-60Hz | Passive | LED | dimmable | Road & Street | Inlumino M | Road & Street |  |  | 21490 | No sensor | > 331000
TBD | INM2-22000-GGG-840... | image | datasheet | deeplink | TUNGSRAM - Inlumino M - 21620lm - 169W - 4000K - 70CRI - TBD[SKU] - Universal coupler 30-76mm | 9 | Universal coupler 30-76mm | LED | 1 | 169 | [8 empty] | CE | [6 empty] | 66 | 4000 | 656x397x118 |  | 220-240V |  | 5 |  |  |  | 80 |  | 4000 |  | > 324000 |  |  |  |  | 127.93 |  |  | 9 | GGG | 25 | < 10% at 100.000 hours |  | Available | 840/559 | CIE(x=0.3818. y= 0.3796) 5SDCM. 3SDCM on request | Class I. Class II | IK09 |  |  | 50 |  | -40 | 1 | 169 | RAL7021 | 50-60Hz | Passive | LED | dimmable | Road & Street | Inlumino M | Road & Street |  |  | 21620 | No sensor | > 331000
TBD | INM2-22000-FFF-840... | image | datasheet | deeplink | TUNGSRAM - Inlumino M - 21930lm - 169W - 4000K - 70CRI - TBD[SKU] - Universal coupler 30-76mm | 9 | Universal coupler 30-76mm | LED | 1 | 169 | [8 empty] | CE | [6 empty] | 66 | 4000 | 656x397x118 |  | 220-240V |  | 5 |  |  |  | 80 |  | 4000 |  | > 324000 |  |  |  |  | 129.76 |  |  | 9 | FFF | 25 | < 10% at 100.000 hours |  | Available | 840/559 | CIE(x=0.3818. y= 0.3796) 5SDCM. 3SDCM on request | Class I. Class II | IK09 |  |  | 50 |  | -40 | 1 | 169 | RAL7021 | 50-60Hz | Passive | LED | dimmable | Road & Street | Inlumino M | Road & Street |  |  | 21930 | No sensor | > 331000
TBD | INM2-22000-EEE-840... | image | datasheet | deeplink | TUNGSRAM - Inlumino M - 22080lm - 169W - 4000K - 70CRI - TBD[SKU] - Universal coupler 30-76mm | 9 | Universal coupler 30-76mm | LED | 1 | 169 | [8 empty] | CE | [6 empty] | 66 | 4000 | 656x397x118 |  | 220-240V |  | 5 |  |  |  | 80 |  | 4000 |  | > 324000 |  |  |  |  | 130.65 |  |  | 9 | EEE | 25 | < 10% at 100.000 hours |  | Available | 840/559 | CIE(x=0.3818. y= 0.3796) 5SDCM. 3SDCM on request | Class I. Class II | IK09 |  |  | 50 |  | -40 | 1 | 169 | RAL7021 | 50-60Hz | Passive | LED | dimmable | Road & Street | Inlumino M | Road & Street |  |  | 22080 | No sensor | > 331000
TBD | INM2-22000-DDD-840... | image | datasheet | deeplink | TUNGSRAM - Inlumino M - 22160lm - 169W - 4000K - 70CRI - TBD[SKU] - Universal coupler 30-76mm | 9 | Universal coupler 30-76mm | LED | 1 | 169 | [8 empty] | CE | [6 empty] | 66 | 4000 | 656x397x118 |  | 220-240V |  | 5 |  |  |  | 80 |  | 4000 |  | > 324000 |  |  |  |  | 131.12 |  |  | 9 | DDD | 25 | < 10% at 100.000 hours |  | Available | 840/559 | CIE(x=0.3818. y= 0.3796) 5SDCM. 3SDCM on request | Class I. Class II | IK09 |  |  | 50 |  | -40 | 1 | 169 | RAL7021 | 50-60Hz | Passive | LED | dimmable | Road & Street | Inlumino M | Road & Street |  |  | 22160 | No sensor | > 331000
TBD | INM2-22000-CCC-840... | image | datasheet | deeplink | TUNGSRAM - Inlumino M - 21890lm - 169W - 4000K - 70CRI - TBD[SKU] - Universal coupler 30-76mm | 9 | Universal coupler 30-76mm | LED | 1 | 169 | [8 empty] | CE | [6 empty] | 66 | 4000 | 656x397x118 |  | 220-240V |  | 5 |  |  |  | 80 |  | 4000 |  | > 324000 |  |  |  |  | 129.53 |  |  | 9 | CCC | 25 | < 10% at 100.000 hours |  | Available | 840/559 | CIE(x=0.3818. y= 0.3796) 5SDCM. 3SDCM on request | Class I. Class II | IK09 |  |  | 50 |  | -40 | 1 | 169 | RAL7021 | 50-60Hz | Passive | LED | dimmable | Road & Street | Inlumino M | Road & Street |  |  | 21890 | No sensor | > 331000
TBD | INM2-22000-BBB-840... | image | datasheet | deeplink | TUNGSRAM - Inlumino M - 21500lm - 169W - 4000K - 70CRI - TBD[SKU] - Universal coupler 30-76mm | 9 | Universal coupler 30-76mm | LED | 1 | 169 | [8 empty] | CE | [6 empty] | 66 | 4000 | 656x397x118 |  | 220-240V |  | 5 |  |  |  | 80 |  | 4000 |  | > 324000 |  |  |  |  | 127.22 |  |  | 9 | BBB | 25 | < 10% at 100.000 hours |  | Available | 840/559 | CIE(x=0.3818. y= 0.3796) 5SDCM. 3SDCM on request | Class I. Class II | IK09 |  |  | 50 |  | -40 | 1 | 169 | RAL7021 | 50-60Hz | Passive | LED | dimmable | Road & Street | Inlumino M | Road & Street |  |  | 21500 | No sensor | > 331000
TBD | INM2-22000-AAA-840... | image | datasheet | deeplink | TUNGSRAM - Inlumino M - 22220lm - 169W - 4000K - 70CRI - TBD[SKU] - Universal coupler 30-76mm | 9 | Universal coupler 30-76mm | LED | 1 | 169 | [8 empty] | CE | [6 empty] | 66 | 4000 | 656x397x118 |  | 220-240V |  | 5 |  |  |  | 80 |  | 4000 |  | > 324000 |  |  |  |  | 131.48 |  |  | 9 | AAA | 25 | < 10% at 100.000 hours |  | Available | 840/559 | CIE(x=0.3818. y= 0.3796) 5SDCM. 3SDCM on request | Class I. Class II | IK09 |  |  | 50 |  | -40 | 1 | 169 | RAL7021 | 50-60Hz | Passive | LED | dimmable | Road & Street | Inlumino M | Road & Street |  |  | 22220 | No sensor | > 331000
TBD | INM2-30000-YYY-740... | image | datasheet | deeplink | TUNGSRAM - Inlumino M - 30490lm - 213W - 4000K - 70CRI - TBD[SKU] - Universal coupler 30-76mm | 9 | Universal coupler 30-76mm | LED | 1 | 213 | [8 empty] | CE | [6 empty] | 66 | 4000 | 656x397x118 |  | 220-240V |  | 5 |  |  |  | 70 |  | 4000 |  | > 324000 |  |  |  |  | 143.15 |  |  | 9 | YYY | 25 | < 10% at 100.000 hours |  | Available | 740/559 | CIE(x=0.3818. y= 0.3796) 5SDCM. 3SDCM on request | Class I. Class II | IK09 |  |  | 50 |  | -40 | 1 | 213 | RAL7021 | 50-60Hz | Passive | LED | dimmable | Road & Street | Inlumino M | Road & Street |  |  | 30490 | No sensor | > 331000
TBD | INM2-30000-XXX-740... | image | datasheet | deeplink | TUNGSRAM - Inlumino M - 29760lm - 213W - 4000K - 70CRI - TBD[SKU] - Universal coupler 30-76mm | 9 | Universal coupler 30-76mm | LED | 1 | 213 | [8 empty] | CE | [6 empty] | 66 | 4000 | 656x397x118 |  | 220-240V |  | 5 |  |  |  | 70 |  | 4000 |  | > 324000 |  |  |  |  | 139.72 |  |  | 9 | XXX | 25 | < 10% at 100.000 hours |  | Available | 740/559 | CIE(x=0.3818. y= 0.3796) 5SDCM. 3SDCM on request | Class I. Class II | IK09 |  |  | 50 |  | -40 | 1 | 213 | RAL7021 | 50-60Hz | Passive | LED | dimmable | Road & Street | Inlumino M | Road & Street |  |  | 29760 | No sensor | > 331000
TBD | INM2-30000-WWW-740... | image | datasheet | deeplink | TUNGSRAM - Inlumino M - 29910lm - 213W - 4000K - 70CRI - TBD[SKU] - Universal coupler 30-76mm | 9 | Universal coupler 30-76mm | LED | 1 | 213 | [8 empty] | CE | [6 empty] | 66 | 4000 | 656x397x118 |  | 220-240V |  | 5 |  |  |  | 70 |  | 4000 |  | > 324000 |  |  |  |  | 140.42 |  |  | 9 | WWW | 25 | < 10% at 100.000 hours |  | Available | 740/559 | CIE(x=0.3818. y= 0.3796) 5SDCM. 3SDCM on request | Class I. Class II | IK09 |  |  | 50 |  | -40 | 1 | 213 | RAL7021 | 50-60Hz | Passive | LED | dimmable | Road & Street | Inlumino M | Road & Street |  |  | 29910 | No sensor | > 331000
TBD | INM2-30000-VVV-740... | image | datasheet | deeplink | TUNGSRAM - Inlumino M - 30160lm - 213W - 4000K - 70CRI - TBD[SKU] - Universal coupler 30-76mm | 9 | Universal coupler 30-76mm | LED | 1 | 213 | [8 empty] | CE | [6 empty] | 66 | 4000 | 656x397x118 |  | 220-240V |  | 5 |  |  |  | 70 |  | 4000 |  | > 324000 |  |  |  |  | 141.6 |  |  | 9 | VVV | 25 | < 10% at 100.000 hours |  | Available | 740/559 | CIE(x=0.3818. y= 0.3796) 5SDCM. 3SDCM on request | Class I. Class II | IK09 |  |  | 50 |  | -40 | 1 | 213 | RAL7021 | 50-60Hz | Passive | LED | dimmable | Road & Street | Inlumino M | Road & Street |  |  | 30160 | No sensor | > 331000
TBD | INM2-30000-UUU-740... | image | datasheet | deeplink | TUNGSRAM - Inlumino M - 29100lm - 213W - 4000K - 70CRI - TBD[SKU] - Universal coupler 30-76mm | 9 | Universal coupler 30-76mm | LED | 1 | 213 | [8 empty] | CE | [6 empty] | 66 | 4000 | 656x397x118 |  | 220-240V |  | 5 |  |  |  | 70 |  | 4000 |  | > 324000 |  |  |  |  | 136.62 |  |  | 9 | UUU | 25 | < 10% at 100.000 hours |  | Available | 740/559 | CIE(x=0.3818. y= 0.3796) 5SDCM. 3SDCM on request | Class I. Class II | IK09 |  |  | 50 |  | -40 | 1 | 213 | RAL7021 | 50-60Hz | Passive | LED | dimmable | Road & Street | Inlumino M | Road & Street |  |  | 29100 | No sensor | > 331000
TBD | INM2-30000-SSS-740... | image | datasheet | deeplink | TUNGSRAM - Inlumino M - 29430lm - 213W - 4000K - 70CRI - TBD[SKU] - Universal coupler 30-76mm | 9 | Universal coupler 30-76mm | LED | 1 | 213 | [8 empty] | CE | [6 empty] | 66 | 4000 | 656x397x118 |  | 220-240V |  | 5 |  |  |  | 70 |  | 4000 |  | > 324000 |  |  |  |  | 138.17 |  |  | 9 | SSS | 25 | < 10% at 100.000 hours |  | Available | 740/559 | CIE(x=0.3818. y= 0.3796) 5SDCM. 3SDCM on request | Class I. Class II | IK09 |  |  | 50 |  | -40 | 1 | 213 | RAL7021 | 50-60Hz | Passive | LED | dimmable | Road & Street | Inlumino M | Road & Street |  |  | 29430 | No sensor | > 331000
TBD | INM2-30000-QQQ-740... | image | datasheet | deeplink | TUNGSRAM - Inlumino M - 29730lm - 213W - 4000K - 70CRI - TBD[SKU] - Universal coupler 30-76mm | 9 | Universal coupler 30-76mm | LED | 1 | 213 | [8 empty] | CE | [6 empty] | 66 | 4000 | 656x397x118 |  | 220-240V |  | 5 |  |  |  | 70 |  | 4000 |  | > 324000 |  |  |  |  | 139.58 |  |  | 9 | QQQ | 25 | < 10% at 100.000 hours |  | Available | 740/559 | CIE(x=0.3818. y= 0.3796) 5SDCM. 3SDCM on request | Class I. Class II | IK09 |  |  | 50 |  | -40 | 1 | 213 | RAL7021 | 50-60Hz | Passive | LED | dimmable | Road & Street | Inlumino M | Road & Street |  |  | 29730 | No sensor | > 331000
TBD | INM2-30000-PPP-740... | image | datasheet | deeplink | TUNGSRAM - Inlumino M - 29700lm - 213W - 4000K - 70CRI - TBD[SKU] - Universal coupler 30-76mm | 9 | Universal coupler 30-76mm | LED | 1 | 213 | [8 empty] | CE | [6 empty] | 66 | 4000 | 656x397x118 |  | 220-240V |  | 5 |  |  |  | 70 |  | 4000 |  | > 324000 |  |  |  |  | 139.44 |  |  | 9 | PPP | 25 | < 10% at 100.000 hours |  | Available | 740/559 | CIE(x=0.3818. y= 0.3796) 5SDCM. 3SDCM on request | Class I. Class II | IK09 |  |  | 50 |  | -40 | 1 | 213 | RAL7021 | 50-60Hz | Passive | LED | dimmable | Road & Street | Inlumino M | Road & Street |  |  | 29700 | No sensor | > 331000
TBD | INM2-30000-OOO-740... | image | datasheet | deeplink | TUNGSRAM - Inlumino M - 28950lm - 213W - 4000K - 70CRI - TBD[SKU] - Universal coupler 30-76mm | 9 | Universal coupler 30-76mm | LED | 1 | 213 | [8 empty] | CE | [6 empty] | 66 | 4000 | 656x397x118 |  | 220-240V |  | 5 |  |  |  | 70 |  | 4000 |  | > 324000 |  |  |  |  | 135.92 |  |  | 9 | OOO | 25 | < 10% at 100.000 hours |  | Available | 740/559 | CIE(x=0.3818. y= 0.3796) 5SDCM. 3SDCM on request | Class I. Class II | IK09 |  |  | 50 |  | -40 | 1 | 213 | RAL7021 | 50-60Hz | Passive | LED | dimmable | Road & Street | Inlumino M | Road & Street |  |  | 28950 | No sensor | > 331000
TBD | INM2-30000-NNN-740... | image | datasheet | deeplink | TUNGSRAM - Inlumino M - 30190lm - 213W - 4000K - 70CRI - TBD[SKU] - Universal coupler 30-76mm | 9 | Universal coupler 30-76mm | LED | 1 | 213 | [8 empty] | CE | [6 empty] | 66 | 4000 | 656x397x118 |  | 220-240V |  | 5 |  |  |  | 70 |  | 4000 |  | > 324000 |  |  |  |  | 141.74 |  |  | 9 | NNN | 25 | < 10% at 100.000 hours |  | Available | 740/559 | CIE(x=0.3818. y= 0.3796) 5SDCM. 3SDCM on request | Class I. Class II | IK09 |  |  | 50 |  | -40 | 1 | 213 | RAL7021 | 50-60Hz | Passive | LED | dimmable | Road & Street | Inlumino M | Road & Street |  |  | 30190 | No sensor | > 331000
TBD | INM2-30000-MMM-740... | image | datasheet | deeplink | TUNGSRAM - Inlumino M - 30340lm - 213W - 4000K - 70CRI - TBD[SKU] - Universal coupler 30-76mm | 9 | Universal coupler 30-76mm | LED | 1 | 213 | [8 empty] | CE | [6 empty] | 66 | 4000 | 656x397x118 |  | 220-240V |  | 5 |  |  |  | 70 |  | 4000 |  | > 324000 |  |  |  |  | 142.44 |  |  | 9 | MMM | 25 | < 10% at 100.000 hours |  | Available | 740/559 | CIE(x=0.3818. y= 0.3796) 5SDCM. 3SDCM on request | Class I. Class II | IK09 |  |  | 50 |  | -40 | 1 | 213 | RAL7021 | 50-60Hz | Passive | LED | dimmable | Road & Street | Inlumino M | Road & Street |  |  | 30340 | No sensor | > 331000
TBD | INM2-30000-LLL-740... | image | datasheet | deeplink | TUNGSRAM - Inlumino M - 29430lm - 213W - 4000K - 70CRI - TBD[SKU] - Universal coupler 30-76mm | 9 | Universal coupler 30-76mm | LED | 1 | 213 | [8 empty] | CE | [6 empty] | 66 | 4000 | 656x397x118 |  | 220-240V |  | 5 |  |  |  | 70 |  | 4000 |  | > 324000 |  |  |  |  | 138.17 |  |  | 9 | LLL | 25 | < 10% at 100.000 hours |  | Available | 740/559 | CIE(x=0.3818. y= 0.3796) 5SDCM. 3SDCM on request | Class I. Class II | IK09 |  |  | 50 |  | -40 | 1 | 213 | RAL7021 | 50-60Hz | Passive | LED | dimmable | Road & Street | Inlumino M | Road & Street |  |  | 29430 | No sensor | > 331000
TBD | INM2-30000-KKK-740... | image | datasheet | deeplink | TUNGSRAM - Inlumino M - 29870lm - 213W - 4000K - 70CRI - TBD[SKU] - Universal coupler 30-76mm | 9 | Universal coupler 30-76mm | LED | 1 | 213 | [8 empty] | CE | [6 empty] | 66 | 4000 | 656x397x118 |  | 220-240V |  | 5 |  |  |  | 70 |  | 4000 |  | > 324000 |  |  |  |  | 140.23 |  |  | 9 | KKK | 25 | < 10% at 100.000 hours |  | Available | 740/559 | CIE(x=0.3818. y= 0.3796) 5SDCM. 3SDCM on request | Class I. Class II | IK09 |  |  | 50 |  | -40 | 1 | 213 | RAL7021 | 50-60Hz | Passive | LED | dimmable | Road & Street | Inlumino M | Road & Street |  |  | 29870 | No sensor | > 331000
TBD | INM2-30000-JJJ-740... | image | datasheet | deeplink | TUNGSRAM - Inlumino M - 29470lm - 213W - 4000K - 70CRI - TBD[SKU] - Universal coupler 30-76mm | 9 | Universal coupler 30-76mm | LED | 1 | 213 | [8 empty] | CE | [6 empty] | 66 | 4000 | 656x397x118 |  | 220-240V |  | 5 |  |  |  | 70 |  | 4000 |  | > 324000 |  |  |  |  | 138.36 |  |  | 9 | JJJ | 25 | < 10% at 100.000 hours |  | Available | 740/559 | CIE(x=0.3818. y= 0.3796) 5SDCM. 3SDCM on request | Class I. Class II | IK09 |  |  | 50 |  | -40 | 1 | 213 | RAL7021 | 50-60Hz | Passive | LED | dimmable | Road & Street | Inlumino M | Road & Street |  |  | 29470 | No sensor | > 331000
TBD | INM2-30000-GGG-740... | image | datasheet | deeplink | TUNGSRAM - Inlumino M - 29640lm - 213W - 4000K - 70CRI - TBD[SKU] - Universal coupler 30-76mm | 9 | Universal coupler 30-76mm | LED | 1 | 213 | [8 empty] | CE | [6 empty] | 66 | 4000 | 656x397x118 |  | 220-240V |  | 5 |  |  |  | 70 |  | 4000 |  | > 324000 |  |  |  |  | 139.15 |  |  | 9 | GGG | 25 | < 10% at 100.000 hours |  | Available | 740/559 | CIE(x=0.3818. y= 0.3796) 5SDCM. 3SDCM on request | Class I. Class II | IK09 |  |  | 50 |  | -40 | 1 | 213 | RAL7021 | 50-60Hz | Passive | LED | dimmable | Road & Street | Inlumino M | Road & Street |  |  | 29640 | No sensor | > 331000
TBD | INM2-30000-FFF-740... | image | datasheet | deeplink | TUNGSRAM - Inlumino M - 30060lm - 213W - 4000K - 70CRI - TBD[SKU] - Universal coupler 30-76mm | 9 | Universal coupler 30-76mm | LED | 1 | 213 | [8 empty] | CE | [6 empty] | 66 | 4000 | 656x397x118 |  | 220-240V |  | 5 |  |  |  | 70 |  | 4000 |  | > 324000 |  |  |  |  | 141.13 |  |  | 9 | FFF | 25 | < 10% at 100.000 hours |  | Available | 740/559 | CIE(x=0.3818. y= 0.3796) 5SDCM. 3SDCM on request | Class I. Class II | IK09 |  |  | 50 |  | -40 | 1 | 213 | RAL7021 | 50-60Hz | Passive | LED | dimmable | Road & Street | Inlumino M | Road & Street |  |  | 30060 | No sensor | > 331000
TBD | INM2-30000-EEE-740... | image | datasheet | deeplink | TUNGSRAM - Inlumino M - 30270lm - 213W - 4000K - 70CRI - TBD[SKU] - Universal coupler 30-76mm | 9 | Universal coupler 30-76mm | LED | 1 | 213 | [8 empty] | CE | [6 empty] | 66 | 4000 | 656x397x118 |  | 220-240V |  | 5 |  |  |  | 70 |  | 4000 |  | > 324000 |  |  |  |  | 142.11 |  |  | 9 | EEE | 25 | < 10% at 100.000 hours |  | Available | 740/559 | CIE(x=0.3818. y= 0.3796) 5SDCM. 3SDCM on request | Class I. Class II | IK09 |  |  | 50 |  | -40 | 1 | 213 | RAL7021 | 50-60Hz | Passive | LED | dimmable | Road & Street | Inlumino M | Road & Street |  |  | 30270 | No sensor | > 331000
TBD | INM2-30000-DDD-740... | image | datasheet | deeplink | TUNGSRAM - Inlumino M - 30380lm - 213W - 4000K - 70CRI - TBD[SKU] - Universal coupler 30-76mm | 9 | Universal coupler 30-76mm | LED | 1 | 213 | [8 empty] | CE | [6 empty] | 66 | 4000 | 656x397x118 |  | 220-240V |  | 5 |  |  |  | 70 |  | 4000 |  | > 324000 |  |  |  |  | 142.63 |  |  | 9 | DDD | 25 | < 10% at 100.000 hours |  | Available | 740/559 | CIE(x=0.3818. y= 0.3796) 5SDCM. 3SDCM on request | Class I. Class II | IK09 |  |  | 50 |  | -40 | 1 | 213 | RAL7021 | 50-60Hz | Passive | LED | dimmable | Road & Street | Inlumino M | Road & Street |  |  | 30380 | No sensor | > 331000
TBD | INM2-30000-CCC-740... | image | datasheet | deeplink | TUNGSRAM - Inlumino M - 30010lm - 213W - 4000K - 70CRI - TBD[SKU] - Universal coupler 30-76mm | 9 | Universal coupler 30-76mm | LED | 1 | 213 | [8 empty] | CE | [6 empty] | 66 | 4000 | 656x397x118 |  | 220-240V |  | 5 |  |  |  | 70 |  | 4000 |  | > 324000 |  |  |  |  | 140.89 |  |  | 9 | CCC | 25 | < 10% at 100.000 hours |  | Available | 740/559 | CIE(x=0.3818. y= 0.3796) 5SDCM. 3SDCM on request | Class I. Class II | IK09 |  |  | 50 |  | -40 | 1 | 213 | RAL7021 | 50-60Hz | Passive | LED | dimmable | Road & Street | Inlumino M | Road & Street |  |  | 30010 | No sensor | > 331000
TBD | INM2-30000-BBB-740... | image | datasheet | deeplink | TUNGSRAM - Inlumino M - 29470lm - 213W - 4000K - 70CRI - TBD[SKU] - Universal coupler 30-76mm | 9 | Universal coupler 30-76mm | LED | 1 | 213 | [8 empty] | CE | [6 empty] | 66 | 4000 | 656x397x118 |  | 220-240V |  | 5 |  |  |  | 70 |  | 4000 |  | > 324000 |  |  |  |  | 138.36 |  |  | 9 | BBB | 25 | < 10% at 100.000 hours |  | Available | 740/559 | CIE(x=0.3818. y= 0.3796) 5SDCM. 3SDCM on request | Class I. Class II | IK09 |  |  | 50 |  | -40 | 1 | 213 | RAL7021 | 50-60Hz | Passive | LED | dimmable | Road & Street | Inlumino M | Road & Street |  |  | 29470 | No sensor | > 331000
TBD | INM2-30000-AAA-740... | image | datasheet | deeplink | TUNGSRAM - Inlumino M - 30460lm - 213W - 4000K - 70CRI - TBD[SKU] - Universal coupler 30-76mm | 9 | Universal coupler 30-76mm | LED | 1 | 213 | [8 empty] | CE | [6 empty] | 66 | 4000 | 656x397x118 |  | 220-240V |  | 5 |  |  |  | 70 |  | 4000 |  | > 324000 |  |  |  |  | 143 |  |  | 9 | AAA | 25 | < 10% at 100.000 hours |  | Available | 740/559 | CIE(x=0.3818. y= 0.3796) 5SDCM. 3SDCM on request | Class I. Class II | IK09 |  |  | 50 |  | -40 | 1 | 213 | RAL7021 | 50-60Hz | Passive | LED | dimmable | Road & Street | Inlumino M | Road & Street |  |  | 30460 | No sensor | > 331000
TBD | INM2-28000-YYY-740... | image | datasheet | deeplink | TUNGSRAM - Inlumino M - 28590lm - 197W - 4000K - 70CRI - TBD[SKU] - Universal coupler 30-76mm | 9 | Universal coupler 30-76mm | LED | 1 | 197 | [8 empty] | CE | [6 empty] | 66 | 4000 | 656x397x118 |  | 220-240V |  | 5 |  |  |  | 70 |  | 4000 |  | > 324000 |  |  |  |  | 145.13 |  |  | 9 | YYY | 25 | < 10% at 100.000 hours |  | Available | 740/559 | CIE(x=0.3818. y= 0.3796) 5SDCM. 3SDCM on request | Class I. Class II | IK09 |  |  | 50 |  | -40 | 1 | 197 | RAL7021 | 50-60Hz | Passive | LED | dimmable | Road & Street | Inlumino M | Road & Street |  |  | 28590 | No sensor | > 331000
TBD | INM2-28000-XXX-740... | image | datasheet | deeplink | TUNGSRAM - Inlumino M - 27910lm - 197W - 4000K - 70CRI - TBD[SKU] - Universal coupler 30-76mm | 9 | Universal coupler 30-76mm | LED | 1 | 197 | [8 empty] | CE | [6 empty] | 66 | 4000 | 656x397x118 |  | 220-240V |  | 5 |  |  |  | 70 |  | 4000 |  | > 324000 |  |  |  |  | 141.68 |  |  | 9 | XXX | 25 | < 10% at 100.000 hours |  | Available | 740/559 | CIE(x=0.3818. y= 0.3796) 5SDCM. 3SDCM on request | Class I. Class II | IK09 |  |  | 50 |  | -40 | 1 | 197 | RAL7021 | 50-60Hz | Passive | LED | dimmable | Road & Street | Inlumino M | Road & Street |  |  | 27910 | No sensor | > 331000
TBD | INM2-28000-WWW-740... | image | datasheet | deeplink | TUNGSRAM - Inlumino M - 28050lm - 197W - 4000K - 70CRI - TBD[SKU] - Universal coupler 30-76mm | 9 | Universal coupler 30-76mm | LED | 1 | 197 | [8 empty] | CE | [6 empty] | 66 | 4000 | 656x397x118 |  | 220-240V |  | 5 |  |  |  | 70 |  | 4000 |  | > 324000 |  |  |  |  | 142.39 |  |  | 9 | WWW | 25 | < 10% at 100.000 hours |  | Available | 740/559 | CIE(x=0.3818. y= 0.3796) 5SDCM. 3SDCM on request | Class I. Class II | IK09 |  |  | 50 |  | -40 | 1 | 197 | RAL7021 | 50-60Hz | Passive | LED | dimmable | Road & Street | Inlumino M | Road & Street |  |  | 28050 | No sensor | > 331000
TBD | INM2-28000-VVV-740... | image | datasheet | deeplink | TUNGSRAM - Inlumino M - 28280lm - 197W - 4000K - 70CRI - TBD[SKU] - Universal coupler 30-76mm | 9 | Universal coupler 30-76mm | LED | 1 | 197 | [8 empty] | CE | [6 empty] | 66 | 4000 | 656x397x118 |  | 220-240V |  | 5 |  |  |  | 70 |  | 4000 |  | > 324000 |  |  |  |  | 143.55 |  |  | 9 | VVV | 25 | < 10% at 100.000 hours |  | Available | 740/559 | CIE(x=0.3818. y= 0.3796) 5SDCM. 3SDCM on request | Class I. Class II | IK09 |  |  | 50 |  | -40 | 1 | 197 | RAL7021 | 50-60Hz | Passive | LED | dimmable | Road & Street | Inlumino M | Road & Street |  |  | 28280 | No sensor | > 331000
TBD | INM2-28000-UUU-740... | image | datasheet | deeplink | TUNGSRAM - Inlumino M - 27290lm - 197W - 4000K - 70CRI - TBD[SKU] - Universal coupler 30-76mm | 9 | Universal coupler 30-76mm | LED | 1 | 197 | [8 empty] | CE | [6 empty] | 66 | 4000 | 656x397x118 |  | 220-240V |  | 5 |  |  |  | 70 |  | 4000 |  | > 324000 |  |  |  |  | 138.53 |  |  | 9 | UUU | 25 | < 10% at 100.000 hours |  | Available | 740/559 | CIE(x=0.3818. y= 0.3796) 5SDCM. 3SDCM on request | Class I. Class II | IK09 |  |  | 50 |  | -40 | 1 | 197 | RAL7021 | 50-60Hz | Passive | LED | dimmable | Road & Street | Inlumino M | Road & Street |  |  | 27290 | No sensor | > 331000
TBD | INM2-28000-SSS-740... | image | datasheet | deeplink | TUNGSRAM - Inlumino M - 27600lm - 197W - 4000K - 70CRI - TBD[SKU] - Universal coupler 30-76mm | 9 | Universal coupler 30-76mm | LED | 1 | 197 | [8 empty] | CE | [6 empty] | 66 | 4000 | 656x397x118 |  | 220-240V |  | 5 |  |  |  | 70 |  | 4000 |  | > 324000 |  |  |  |  | 140.1 |  |  | 9 | SSS | 25 | < 10% at 100.000 hours |  | Available | 740/559 | CIE(x=0.3818. y= 0.3796) 5SDCM. 3SDCM on request | Class I. Class II | IK09 |  |  | 50 |  | -40 | 1 | 197 | RAL7021 | 50-60Hz | Passive | LED | dimmable | Road & Street | Inlumino M | Road & Street |  |  | 27600 | No sensor | > 331000
TBD | INM2-28000-QQQ-740... | image | datasheet | deeplink | TUNGSRAM - Inlumino M - 27880lm - 197W - 4000K - 70CRI - TBD[SKU] - Universal coupler 30-76mm | 9 | Universal coupler 30-76mm | LED | 1 | 197 | [8 empty] | CE | [6 empty] | 66 | 4000 | 656x397x118 |  | 220-240V |  | 5 |  |  |  | 70 |  | 4000 |  | > 324000 |  |  |  |  | 141.52 |  |  | 9 | QQQ | 25 | < 10% at 100.000 hours |  | Available | 740/559 | CIE(x=0.3818. y= 0.3796) 5SDCM. 3SDCM on request | Class I. Class II | IK09 |  |  | 50 |  | -40 | 1 | 197 | RAL7021 | 50-60Hz | Passive | LED | dimmable | Road & Street | Inlumino M | Road & Street |  |  | 27880 | No sensor | > 331000
TBD | INM2-28000-PPP-740... | image | datasheet | deeplink | TUNGSRAM - Inlumino M - 27850lm - 197W - 4000K - 70CRI - TBD[SKU] - Universal coupler 30-76mm | 9 | Universal coupler 30-76mm | LED | 1 | 197 | [8 empty] | CE | [6 empty] | 66 | 4000 | 656x397x118 |  | 220-240V |  | 5 |  |  |  | 70 |  | 4000 |  | > 324000 |  |  |  |  | 141.37 |  |  | 9 | PPP | 25 | < 10% at 100.000 hours |  | Available | 740/559 | CIE(x=0.3818. y= 0.3796) 5SDCM. 3SDCM on request | Class I. Class II | IK09 |  |  | 50 |  | -40 | 1 | 197 | RAL7021 | 50-60Hz | Passive | LED | dimmable | Road & Street | Inlumino M | Road & Street |  |  | 27850 | No sensor | > 331000
TBD | INM2-28000-OOO-740... | image | datasheet | deeplink | TUNGSRAM - Inlumino M - 27150lm - 197W - 4000K - 70CRI - TBD[SKU] - Universal coupler 30-76mm | 9 | Universal coupler 30-76mm | LED | 1 | 197 | [8 empty] | CE | [6 empty] | 66 | 4000 | 656x397x118 |  | 220-240V |  | 5 |  |  |  | 70 |  | 4000 |  | > 324000 |  |  |  |  | 137.82 |  |  | 9 | OOO | 25 | < 10% at 100.000 hours |  | Available | 740/559 | CIE(x=0.3818. y= 0.3796) 5SDCM. 3SDCM on request | Class I. Class II | IK09 |  |  | 50 |  | -40 | 1 | 197 | RAL7021 | 50-60Hz | Passive | LED | dimmable | Road & Street | Inlumino M | Road & Street |  |  | 27150 | No sensor | > 331000
TBD | INM2-28000-NNN-740... | image | datasheet | deeplink | TUNGSRAM - Inlumino M - 28300lm - 197W - 4000K - 70CRI - TBD[SKU] - Universal coupler 30-76mm | 9 | Universal coupler 30-76mm | LED | 1 | 197 | [8 empty] | CE | [6 empty] | 66 | 4000 | 656x397x118 |  | 220-240V |  | 5 |  |  |  | 70 |  | 4000 |  | > 324000 |  |  |  |  | 143.65 |  |  | 9 | NNN | 25 | < 10% at 100.000 hours |  | Available | 740/559 | CIE(x=0.3818. y= 0.3796) 5SDCM. 3SDCM on request | Class I. Class II | IK09 |  |  | 50 |  | -40 | 1 | 197 | RAL7021 | 50-60Hz | Passive | LED | dimmable | Road & Street | Inlumino M | Road & Street |  |  | 28300 | No sensor | > 331000
TBD | INM2-28000-MMM-740... | image | datasheet | deeplink | TUNGSRAM - Inlumino M - 28440lm - 197W - 4000K - 70CRI - TBD[SKU] - Universal coupler 30-76mm | 9 | Universal coupler 30-76mm | LED | 1 | 197 | [8 empty] | CE | [6 empty] | 66 | 4000 | 656x397x118 |  | 220-240V |  | 5 |  |  |  | 70 |  | 4000 |  | > 324000 |  |  |  |  | 144.37 |  |  | 9 | MMM | 25 | < 10% at 100.000 hours |  | Available | 740/559 | CIE(x=0.3818. y= 0.3796) 5SDCM. 3SDCM on request | Class I. Class II | IK09 |  |  | 50 |  | -40 | 1 | 197 | RAL7021 | 50-60Hz | Passive | LED | dimmable | Road & Street | Inlumino M | Road & Street |  |  | 28440 | No sensor | > 331000
TBD | INM2-28000-LLL-740... | image | datasheet | deeplink | TUNGSRAM - Inlumino M - 27590lm - 197W - 4000K - 70CRI - TBD[SKU] - Universal coupler 30-76mm | 9 | Universal coupler 30-76mm | LED | 1 | 197 | [8 empty] | CE | [6 empty] | 66 | 4000 | 656x397x118 |  | 220-240V |  | 5 |  |  |  | 70 |  | 4000 |  | > 324000 |  |  |  |  | 140.05 |  |  | 9 | LLL | 25 | < 10% at 100.000 hours |  | Available | 740/559 | CIE(x=0.3818. y= 0.3796) 5SDCM. 3SDCM on request | Class I. Class II | IK09 |  |  | 50 |  | -40 | 1 | 197 | RAL7021 | 50-60Hz | Passive | LED | dimmable | Road & Street | Inlumino M | Road & Street |  |  | 27590 | No sensor | > 331000
TBD | INM2-28000-KKK-740... | image | datasheet | deeplink | TUNGSRAM - Inlumino M - 28010lm - 197W - 4000K - 70CRI - TBD[SKU] - Universal coupler 30-76mm | 9 | Universal coupler 30-76mm | LED | 1 | 197 | [8 empty] | CE | [6 empty] | 66 | 4000 | 656x397x118 |  | 220-240V |  | 5 |  |  |  | 70 |  | 4000 |  | > 324000 |  |  |  |  | 142.18 |  |  | 9 | KKK | 25 | < 10% at 100.000 hours |  | Available | 740/559 | CIE(x=0.3818. y= 0.3796) 5SDCM. 3SDCM on request | Class I. Class II | IK09 |  |  | 50 |  | -40 | 1 | 197 | RAL7021 | 50-60Hz | Passive | LED | dimmable | Road & Street | Inlumino M | Road & Street |  |  | 28010 | No sensor | > 331000
TBD | INM2-28000-JJJ-740... | image | datasheet | deeplink | TUNGSRAM - Inlumino M - 27630lm - 197W - 4000K - 70CRI - TBD[SKU] - Universal coupler 30-76mm | 9 | Universal coupler 30-76mm | LED | 1 | 197 | [8 empty] | CE | [6 empty] | 66 | 4000 | 656x397x118 |  | 220-240V |  | 5 |  |  |  | 70 |  | 4000 |  | > 324000 |  |  |  |  | 140.25 |  |  | 9 | JJJ | 25 | < 10% at 100.000 hours |  | Available | 740/559 | CIE(x=0.3818. y= 0.3796) 5SDCM. 3SDCM on request | Class I. Class II | IK09 |  |  | 50 |  | -40 | 1 | 197 | RAL7021 | 50-60Hz | Passive | LED | dimmable | Road & Street | Inlumino M | Road & Street |  |  | 27630 | No sensor | > 331000
TBD | INM2-28000-GGG-740... | image | datasheet | deeplink | TUNGSRAM - Inlumino M - 27800lm - 197W - 4000K - 70CRI - TBD[SKU] - Universal coupler 30-76mm | 9 | Universal coupler 30-76mm | LED | 1 | 197 | [8 empty] | CE | [6 empty] | 66 | 4000 | 656x397x118 |  | 220-240V |  | 5 |  |  |  | 70 |  | 4000 |  | > 324000 |  |  |  |  | 141.12 |  |  | 9 | GGG | 25 | < 10% at 100.000 hours |  | Available | 740/559 | CIE(x=0.3818. y= 0.3796) 5SDCM. 3SDCM on request | Class I. Class II | IK09 |  |  | 50 |  | -40 | 1 | 197 | RAL7021 | 50-60Hz | Passive | LED | dimmable | Road & Street | Inlumino M | Road & Street |  |  | 27800 | No sensor | > 331000
TBD | INM2-28000-FFF-740... | image | datasheet | deeplink | TUNGSRAM - Inlumino M - 28190lm - 197W - 4000K - 70CRI - TBD[SKU] - Universal coupler 30-76mm | 9 | Universal coupler 30-76mm | LED | 1 | 197 | [8 empty] | CE | [6 empty] | 66 | 4000 | 656x397x118 |  | 220-240V |  | 5 |  |  |  | 70 |  | 4000 |  | > 324000 |  |  |  |  | 143.1 |  |  | 9 | FFF | 25 | < 10% at 100.000 hours |  | Available | 740/559 | CIE(x=0.3818. y= 0.3796) 5SDCM. 3SDCM on request | Class I. Class II | IK09 |  |  | 50 |  | -40 | 1 | 197 | RAL7021 | 50-60Hz | Passive | LED | dimmable | Road & Street | Inlumino M | Road & Street |  |  | 28190 | No sensor | > 331000
TBD | INM2-28000-EEE-740... | image | datasheet | deeplink | TUNGSRAM - Inlumino M - 28390lm - 197W - 4000K - 70CRI - TBD[SKU] - Universal coupler 30-76mm | 9 | Universal coupler 30-76mm | LED | 1 | 197 | [8 empty] | CE | [6 empty] | 66 | 4000 | 656x397x118 |  | 220-240V |  | 5 |  |  |  | 70 |  | 4000 |  | > 324000 |  |  |  |  | 144.11 |  |  | 9 | EEE | 25 | < 10% at 100.000 hours |  | Available | 740/559 | CIE(x=0.3818. y= 0.3796) 5SDCM. 3SDCM on request | Class I. Class II | IK09 |  |  | 50 |  | -40 | 1 | 197 | RAL7021 | 50-60Hz | Passive | LED | dimmable | Road & Street | Inlumino M | Road & Street |  |  | 28390 | No sensor | > 331000
TBD | INM2-28000-DDD-740... | image | datasheet | deeplink | TUNGSRAM - Inlumino M - 28490lm - 197W - 4000K - 70CRI - TBD[SKU] - Universal coupler 30-76mm | 9 | Universal coupler 30-76mm | LED | 1 | 197 | [8 empty] | CE | [6 empty] | 66 | 4000 | 656x397x118 |  | 220-240V |  | 5 |  |  |  | 70 |  | 4000 |  | > 324000 |  |  |  |  | 144.62 |  |  | 9 | DDD | 25 | < 10% at 100.000 hours |  | Available | 740/559 | CIE(x=0.3818. y= 0.3796) 5SDCM. 3SDCM on request | Class I. Class II | IK09 |  |  | 50 |  | -40 | 1 | 197 | RAL7021 | 50-60Hz | Passive | LED | dimmable | Road & Street | Inlumino M | Road & Street |  |  | 28490 | No sensor | > 331000
TBD | INM2-28000-CCC-740... | image | datasheet | deeplink | TUNGSRAM - Inlumino M - 28140lm - 197W - 4000K - 70CRI - TBD[SKU] - Universal coupler 30-76mm | 9 | Universal coupler 30-76mm | LED | 1 | 197 | [8 empty] | CE | [6 empty] | 66 | 4000 | 656x397x118 |  | 220-240V |  | 5 |  |  |  | 70 |  | 4000 |  | > 324000 |  |  |  |  | 142.84 |  |  | 9 | CCC | 25 | < 10% at 100.000 hours |  | Available | 740/559 | CIE(x=0.3818. y= 0.3796) 5SDCM. 3SDCM on request | Class I. Class II | IK09 |  |  | 50 |  | -40 | 1 | 197 | RAL7021 | 50-60Hz | Passive | LED | dimmable | Road & Street | Inlumino M | Road & Street |  |  | 28140 | No sensor | > 331000
TBD | INM2-28000-BBB-740... | image | datasheet | deeplink | TUNGSRAM - Inlumino M - 27630lm - 197W - 4000K - 70CRI - TBD[SKU] - Universal coupler 30-76mm | 9 | Universal coupler 30-76mm | LED | 1 | 197 | [8 empty] | CE | [6 empty] | 66 | 4000 | 656x397x118 |  | 220-240V |  | 5 |  |  |  | 70 |  | 4000 |  | > 324000 |  |  |  |  | 140.25 |  |  | 9 | BBB | 25 | < 10% at 100.000 hours |  | Available | 740/559 | CIE(x=0.3818. y= 0.3796) 5SDCM. 3SDCM on request | Class I. Class II | IK09 |  |  | 50 |  | -40 | 1 | 197 | RAL7021 | 50-60Hz | Passive | LED | dimmable | Road & Street | Inlumino M | Road & Street |  |  | 27630 | No sensor | > 331000
TBD | INM2-28000-AAA-740... | image | datasheet | deeplink | TUNGSRAM - Inlumino M - 28560lm - 197W - 4000K - 70CRI - TBD[SKU] - Universal coupler 30-76mm | 9 | Universal coupler 30-76mm | LED | 1 | 197 | [8 empty] | CE | [6 empty] | 66 | 4000 | 656x397x118 |  | 220-240V |  | 5 |  |  |  | 70 |  | 4000 |  | > 324000 |  |  |  |  | 144.97 |  |  | 9 | AAA | 25 | < 10% at 100.000 hours |  | Available | 740/559 | CIE(x=0.3818. y= 0.3796) 5SDCM. 3SDCM on request | Class I. Class II | IK09 |  |  | 50 |  | -40 | 1 | 197 | RAL7021 | 50-60Hz | Passive | LED | dimmable | Road & Street | Inlumino M | Road & Street |  |  | 28560 | No sensor | > 331000
TBD | INM2-26000-YYY-740... | image | datasheet | deeplink | TUNGSRAM - Inlumino M - 26390lm - 179W - 4000K - 70CRI - TBD[SKU] - Universal coupler 30-76mm | 9 | Universal coupler 30-76mm | LED | 1 | 179 | [8 empty] | CE | [6 empty] | 66 | 4000 | 656x397x118 |  | 220-240V |  | 5 |  |  |  | 70 |  | 4000 |  | > 324000 |  |  |  |  | 147.43 |  |  | 9 | YYY | 25 | < 10% at 100.000 hours |  | Available | 740/559 | CIE(x=0.3818. y= 0.3796) 5SDCM. 3SDCM on request | Class I. Class II | IK09 |  |  | 50 |  | -40 | 1 | 179 | RAL7021 | 50-60Hz | Passive | LED | dimmable | Road & Street | Inlumino M | Road & Street |  |  | 26390 | No sensor | > 331000
TBD | INM2-26000-XXX-740... | image | datasheet | deeplink | TUNGSRAM - Inlumino M - 25770lm - 179W - 4000K - 70CRI - TBD[SKU] - Universal coupler 30-76mm | 9 | Universal coupler 30-76mm | LED | 1 | 179 | [8 empty] | CE | [6 empty] | 66 | 4000 | 656x397x118 |  | 220-240V |  | 5 |  |  |  | 70 |  | 4000 |  | > 324000 |  |  |  |  | 143.97 |  |  | 9 | XXX | 25 | < 10% at 100.000 hours |  | Available | 740/559 | CIE(x=0.3818. y= 0.3796) 5SDCM. 3SDCM on request | Class I. Class II | IK09 |  |  | 50 |  | -40 | 1 | 179 | RAL7021 | 50-60Hz | Passive | LED | dimmable | Road & Street | Inlumino M | Road & Street |  |  | 25770 | No sensor | > 331000
TBD | INM2-26000-WWW-740... | image | datasheet | deeplink | TUNGSRAM - Inlumino M - 25900lm - 179W - 4000K - 70CRI - TBD[SKU] - Universal coupler 30-76mm | 9 | Universal coupler 30-76mm | LED | 1 | 179 | [8 empty] | CE | [6 empty] | 66 | 4000 | 656x397x118 |  | 220-240V |  | 5 |  |  |  | 70 |  | 4000 |  | > 324000 |  |  |  |  | 144.69 |  |  | 9 | WWW | 25 | < 10% at 100.000 hours |  | Available | 740/559 | CIE(x=0.3818. y= 0.3796) 5SDCM. 3SDCM on request | Class I. Class II | IK09 |  |  | 50 |  | -40 | 1 | 179 | RAL7021 | 50-60Hz | Passive | LED | dimmable | Road & Street | Inlumino M | Road & Street |  |  | 25900 | No sensor | > 331000
TBD | INM2-26000-VVV-740... | image | datasheet | deeplink | TUNGSRAM - Inlumino M - 26100lm - 179W - 4000K - 70CRI - TBD[SKU] - Universal coupler 30-76mm | 9 | Universal coupler 30-76mm | LED | 1 | 179 | [8 empty] | CE | [6 empty] | 66 | 4000 | 656x397x118 |  | 220-240V |  | 5 |  |  |  | 70 |  | 4000 |  | > 324000 |  |  |  |  | 145.81 |  |  | 9 | VVV | 25 | < 10% at 100.000 hours |  | Available | 740/559 | CIE(x=0.3818. y= 0.3796) 5SDCM. 3SDCM on request | Class I. Class II | IK09 |  |  | 50 |  | -40 | 1 | 179 | RAL7021 | 50-60Hz | Passive | LED | dimmable | Road & Street | Inlumino M | Road & Street |  |  | 26100 | No sensor | > 331000
TBD | INM2-26000-UUU-740... | image | datasheet | deeplink | TUNGSRAM - Inlumino M - 25200lm - 179W - 4000K - 70CRI - TBD[SKU] - Universal coupler 30-76mm | 9 | Universal coupler 30-76mm | LED | 1 | 179 | [8 empty] | CE | [6 empty] | 66 | 4000 | 656x397x118 |  | 220-240V |  | 5 |  |  |  | 70 |  | 4000 |  | > 324000 |  |  |  |  | 140.78 |  |  | 9 | UUU | 25 | < 10% at 100.000 hours |  | Available | 740/559 | CIE(x=0.3818. y= 0.3796) 5SDCM. 3SDCM on request | Class I. Class II | IK09 |  |  | 50 |  | -40 | 1 | 179 | RAL7021 | 50-60Hz | Passive | LED | dimmable | Road & Street | Inlumino M | Road & Street |  |  | 25200 | No sensor | > 331000
TBD | INM2-26000-SSS-740... | image | datasheet | deeplink | TUNGSRAM - Inlumino M - 25480lm - 179W - 4000K - 70CRI - TBD[SKU] - Universal coupler 30-76mm | 9 | Universal coupler 30-76mm | LED | 1 | 179 | [8 empty] | CE | [6 empty] | 66 | 4000 | 656x397x118 |  | 220-240V |  | 5 |  |  |  | 70 |  | 4000 |  | > 324000 |  |  |  |  | 142.35 |  |  | 9 | SSS | 25 | < 10% at 100.000 hours |  | Available | 740/559 | CIE(x=0.3818. y= 0.3796) 5SDCM. 3SDCM on request | Class I. Class II | IK09 |  |  | 50 |  | -40 | 1 | 179 | RAL7021 | 50-60Hz | Passive | LED | dimmable | Road & Street | Inlumino M | Road & Street |  |  | 25480 | No sensor | > 331000
TBD | INM2-26000-QQQ-740... | image | datasheet | deeplink | TUNGSRAM - Inlumino M - 25740lm - 179W - 4000K - 70CRI - TBD[SKU] - Universal coupler 30-76mm | 9 | Universal coupler 30-76mm | LED | 1 | 179 | [8 empty] | CE | [6 empty] | 66 | 4000 | 656x397x118 |  | 220-240V |  | 5 |  |  |  | 70 |  | 4000 |  | > 324000 |  |  |  |  | 143.8 |  |  | 9 | QQQ | 25 | < 10% at 100.000 hours |  | Available | 740/559 | CIE(x=0.3818. y= 0.3796) 5SDCM. 3SDCM on request | Class I. Class II | IK09 |  |  | 50 |  | -40 | 1 | 179 | RAL7021 | 50-60Hz | Passive | LED | dimmable | Road & Street | Inlumino M | Road & Street |  |  | 25740 | No sensor | > 331000
TBD | INM2-26000-PPP-740... | image | datasheet | deeplink | TUNGSRAM - Inlumino M - 25720lm - 179W - 4000K - 70CRI - TBD[SKU] - Universal coupler 30-76mm | 9 | Universal coupler 30-76mm | LED | 1 | 179 | [8 empty] | CE | [6 empty] | 66 | 4000 | 656x397x118 |  | 220-240V |  | 5 |  |  |  | 70 |  | 4000 |  | > 324000 |  |  |  |  | 143.69 |  |  | 9 | PPP | 25 | < 10% at 100.000 hours |  | Available | 740/559 | CIE(x=0.3818. y= 0.3796) 5SDCM. 3SDCM on request | Class I. Class II | IK09 |  |  | 50 |  | -40 | 1 | 179 | RAL7021 | 50-60Hz | Passive | LED | dimmable | Road & Street | Inlumino M | Road & Street |  |  | 25720 | No sensor | > 331000
TBD | INM2-26000-OOO-740... | image | datasheet | deeplink | TUNGSRAM - Inlumino M - 25070lm - 179W - 4000K - 70CRI - TBD[SKU] - Universal coupler 30-76mm | 9 | Universal coupler 30-76mm | LED | 1 | 179 | [8 empty] | CE | [6 empty] | 66 | 4000 | 656x397x118 |  | 220-240V |  | 5 |  |  |  | 70 |  | 4000 |  | > 324000 |  |  |  |  | 140.06 |  |  | 9 | OOO | 25 | < 10% at 100.000 hours |  | Available | 740/559 | CIE(x=0.3818. y= 0.3796) 5SDCM. 3SDCM on request | Class I. Class II | IK09 |  |  | 50 |  | -40 | 1 | 179 | RAL7021 | 50-60Hz | Passive | LED | dimmable | Road & Street | Inlumino M | Road & Street |  |  | 25070 | No sensor | > 331000
TBD | INM2-26000-NNN-740... | image | datasheet | deeplink | TUNGSRAM - Inlumino M - 26130lm - 179W - 4000K - 70CRI - TBD[SKU] - Universal coupler 30-76mm | 9 | Universal coupler 30-76mm | LED | 1 | 179 | [8 empty] | CE | [6 empty] | 66 | 4000 | 656x397x118 |  | 220-240V |  | 5 |  |  |  | 70 |  | 4000 |  | > 324000 |  |  |  |  | 145.98 |  |  | 9 | NNN | 25 | < 10% at 100.000 hours |  | Available | 740/559 | CIE(x=0.3818. y= 0.3796) 5SDCM. 3SDCM on request | Class I. Class II | IK09 |  |  | 50 |  | -40 | 1 | 179 | RAL7021 | 50-60Hz | Passive | LED | dimmable | Road & Street | Inlumino M | Road & Street |  |  | 26130 | No sensor | > 331000
TBD | INM2-26000-MMM-740... | image | datasheet | deeplink | TUNGSRAM - Inlumino M - 26260lm - 179W - 4000K - 70CRI - TBD[SKU] - Universal coupler 30-76mm | 9 | Universal coupler 30-76mm | LED | 1 | 179 | [8 empty] | CE | [6 empty] | 66 | 4000 | 656x397x118 |  | 220-240V |  | 5 |  |  |  | 70 |  | 4000 |  | > 324000 |  |  |  |  | 146.7 |  |  | 9 | MMM | 25 | < 10% at 100.000 hours |  | Available | 740/559 | CIE(x=0.3818. y= 0.3796) 5SDCM. 3SDCM on request | Class I. Class II | IK09 |  |  | 50 |  | -40 | 1 | 179 | RAL7021 | 50-60Hz | Passive | LED | dimmable | Road & Street | Inlumino M | Road & Street |  |  | 26260 | No sensor | > 331000
TBD | INM2-26000-LLL-740... | image | datasheet | deeplink | TUNGSRAM - Inlumino M - 25480lm - 179W - 4000K - 70CRI - TBD[SKU] - Universal coupler 30-76mm | 9 | Universal coupler 30-76mm | LED | 1 | 179 | [8 empty] | CE | [6 empty] | 66 | 4000 | 656x397x118 |  | 220-240V |  | 5 |  |  |  | 70 |  | 4000 |  | > 324000 |  |  |  |  | 142.35 |  |  | 9 | LLL | 25 | < 10% at 100.000 hours |  | Available | 740/559 | CIE(x=0.3818. y= 0.3796) 5SDCM. 3SDCM on request | Class I. Class II | IK09 |  |  | 50 |  | -40 | 1 | 179 | RAL7021 | 50-60Hz | Passive | LED | dimmable | Road & Street | Inlumino M | Road & Street |  |  | 25480 | No sensor | > 331000
TBD | INM2-26000-KKK-740... | image | datasheet | deeplink | TUNGSRAM - Inlumino M - 25860lm - 179W - 4000K - 70CRI - TBD[SKU] - Universal coupler 30-76mm | 9 | Universal coupler 30-76mm | LED | 1 | 179 | [8 empty] | CE | [6 empty] | 66 | 4000 | 656x397x118 |  | 220-240V |  | 5 |  |  |  | 70 |  | 4000 |  | > 324000 |  |  |  |  | 144.47 |  |  | 9 | KKK | 25 | < 10% at 100.000 hours |  | Available | 740/559 | CIE(x=0.3818. y= 0.3796) 5SDCM. 3SDCM on request | Class I. Class II | IK09 |  |  | 50 |  | -40 | 1 | 179 | RAL7021 | 50-60Hz | Passive | LED | dimmable | Road & Street | Inlumino M | Road & Street |  |  | 25860 | No sensor | > 331000
TBD | INM2-26000-JJJ-740... | image | datasheet | deeplink | TUNGSRAM - Inlumino M - 25510lm - 179W - 4000K - 70CRI - TBD[SKU] - Universal coupler 30-76mm | 9 | Universal coupler 30-76mm | LED | 1 | 179 | [8 empty] | CE | [6 empty] | 66 | 4000 | 656x397x118 |  | 220-240V |  | 5 |  |  |  | 70 |  | 4000 |  | > 324000 |  |  |  |  | 142.51 |  |  | 9 | JJJ | 25 | < 10% at 100.000 hours |  | Available | 740/559 | CIE(x=0.3818. y= 0.3796) 5SDCM. 3SDCM on request | Class I. Class II | IK09 |  |  | 50 |  | -40 | 1 | 179 | RAL7021 | 50-60Hz | Passive | LED | dimmable | Road & Street | Inlumino M | Road & Street |  |  | 25510 | No sensor | > 331000
TBD | INM2-26000-GGG-740... | image | datasheet | deeplink | TUNGSRAM - Inlumino M - 25660lm - 179W - 4000K - 70CRI - TBD[SKU] - Universal coupler 30-76mm | 9 | Universal coupler 30-76mm | LED | 1 | 179 | [8 empty] | CE | [6 empty] | 66 | 4000 | 656x397x118 |  | 220-240V |  | 5 |  |  |  | 70 |  | 4000 |  | > 324000 |  |  |  |  | 143.35 |  |  | 9 | GGG | 25 | < 10% at 100.000 hours |  | Available | 740/559 | CIE(x=0.3818. y= 0.3796) 5SDCM. 3SDCM on request | Class I. Class II | IK09 |  |  | 50 |  | -40 | 1 | 179 | RAL7021 | 50-60Hz | Passive | LED | dimmable | Road & Street | Inlumino M | Road & Street |  |  | 25660 | No sensor | > 331000
TBD | INM2-26000-FFF-740... | image | datasheet | deeplink | TUNGSRAM - Inlumino M - 26020lm - 179W - 4000K - 70CRI - TBD[SKU] - Universal coupler 30-76mm | 9 | Universal coupler 30-76mm | LED | 1 | 179 | [8 empty] | CE | [6 empty] | 66 | 4000 | 656x397x118 |  | 220-240V |  | 5 |  |  |  | 70 |  | 4000 |  | > 324000 |  |  |  |  | 145.36 |  |  | 9 | FFF | 25 | < 10% at 100.000 hours |  | Available | 740/559 | CIE(x=0.3818. y= 0.3796) 5SDCM. 3SDCM on request | Class I. Class II | IK09 |  |  | 50 |  | -40 | 1 | 179 | RAL7021 | 50-60Hz | Passive | LED | dimmable | Road & Street | Inlumino M | Road & Street |  |  | 26020 | No sensor | > 331000
TBD | INM2-26000-EEE-740... | image | datasheet | deeplink | TUNGSRAM - Inlumino M - 26210lm - 179W - 4000K - 70CRI - TBD[SKU] - Universal coupler 30-76mm | 9 | Universal coupler 30-76mm | LED | 1 | 179 | [8 empty] | CE | [6 empty] | 66 | 4000 | 656x397x118 |  | 220-240V |  | 5 |  |  |  | 70 |  | 4000 |  | > 324000 |  |  |  |  | 146.42 |  |  | 9 | EEE | 25 | < 10% at 100.000 hours |  | Available | 740/559 | CIE(x=0.3818. y= 0.3796) 5SDCM. 3SDCM on request | Class I. Class II | IK09 |  |  | 50 |  | -40 | 1 | 179 | RAL7021 | 50-60Hz | Passive | LED | dimmable | Road & Street | Inlumino M | Road & Street |  |  | 26210 | No sensor | > 331000
TBD | INM2-26000-DDD-740... | image | datasheet | deeplink | TUNGSRAM - Inlumino M - 26300lm - 179W - 4000K - 70CRI - TBD[SKU] - Universal coupler 30-76mm | 9 | Universal coupler 30-76mm | LED | 1 | 179 | [8 empty] | CE | [6 empty] | 66 | 4000 | 656x397x118 |  | 220-240V |  | 5 |  |  |  | 70 |  | 4000 |  | > 324000 |  |  |  |  | 146.93 |  |  | 9 | DDD | 25 | < 10% at 100.000 hours |  | Available | 740/559 | CIE(x=0.3818. y= 0.3796) 5SDCM. 3SDCM on request | Class I. Class II | IK09 |  |  | 50 |  | -40 | 1 | 179 | RAL7021 | 50-60Hz | Passive | LED | dimmable | Road & Street | Inlumino M | Road & Street |  |  | 26300 | No sensor | > 331000
TBD | INM2-26000-CCC-740... | image | datasheet | deeplink | TUNGSRAM - Inlumino M - 25980lm - 179W - 4000K - 70CRI - TBD[SKU] - Universal coupler 30-76mm | 9 | Universal coupler 30-76mm | LED | 1 | 179 | [8 empty] | CE | [6 empty] | 66 | 4000 | 656x397x118 |  | 220-240V |  | 5 |  |  |  | 70 |  | 4000 |  | > 324000 |  |  |  |  | 145.14 |  |  | 9 | CCC | 25 | < 10% at 100.000 hours |  | Available | 740/559 | CIE(x=0.3818. y= 0.3796) 5SDCM. 3SDCM on request | Class I. Class II | IK09 |  |  | 50 |  | -40 | 1 | 179 | RAL7021 | 50-60Hz | Passive | LED | dimmable | Road & Street | Inlumino M | Road & Street |  |  | 25980 | No sensor | > 331000
TBD | INM2-26000-BBB-740... | image | datasheet | deeplink | TUNGSRAM - Inlumino M - 25510lm - 179W - 4000K - 70CRI - TBD[SKU] - Universal coupler 30-76mm | 9 | Universal coupler 30-76mm | LED | 1 | 179 | [8 empty] | CE | [6 empty] | 66 | 4000 | 656x397x118 |  | 220-240V |  | 5 |  |  |  | 70 |  | 4000 |  | > 324000 |  |  |  |  | 142.51 |  |  | 9 | BBB | 25 | < 10% at 100.000 hours |  | Available | 740/559 | CIE(x=0.3818. y= 0.3796) 5SDCM. 3SDCM on request | Class I. Class II | IK09 |  |  | 50 |  | -40 | 1 | 179 | RAL7021 | 50-60Hz | Passive | LED | dimmable | Road & Street | Inlumino M | Road & Street |  |  | 25510 | No sensor | > 331000
TBD | INM2-26000-AAA-740... | image | datasheet | deeplink | TUNGSRAM - Inlumino M - 26370lm - 179W - 4000K - 70CRI - TBD[SKU] - Universal coupler 30-76mm | 9 | Universal coupler 30-76mm | LED | 1 | 179 | [8 empty] | CE | [6 empty] | 66 | 4000 | 656x397x118 |  | 220-240V |  | 5 |  |  |  | 70 |  | 4000 |  | > 324000 |  |  |  |  | 147.32 |  |  | 9 | AAA | 25 | < 10% at 100.000 hours |  | Available | 740/559 | CIE(x=0.3818. y= 0.3796) 5SDCM. 3SDCM on request | Class I. Class II | IK09 |  |  | 50 |  | -40 | 1 | 179 | RAL7021 | 50-60Hz | Passive | LED | dimmable | Road & Street | Inlumino M | Road & Street |  |  | 26370 | No sensor | > 331000
TBD | INM2-24000-YYY-740... | image | datasheet | deeplink | TUNGSRAM - Inlumino M - 24240lm - 165W - 4000K - 70CRI - TBD[SKU] - Universal coupler 30-76mm | 9 | Universal coupler 30-76mm | LED | 1 | 165 | [8 empty] | CE | [6 empty] | 66 | 4000 | 656x397x118 |  | 220-240V |  | 5 |  |  |  | 70 |  | 4000 |  | > 324000 |  |  |  |  | 146.91 |  |  | 9 | YYY | 25 | < 10% at 100.000 hours |  | Available | 740/559 | CIE(x=0.3818. y= 0.3796) 5SDCM. 3SDCM on request | Class I. Class II | IK09 |  |  | 50 |  | -40 | 1 | 165 | RAL7021 | 50-60Hz | Passive | LED | dimmable | Road & Street | Inlumino M | Road & Street |  |  | 24240 | No sensor | > 331000
TBD | INM2-24000-XXX-740... | image | datasheet | deeplink | TUNGSRAM - Inlumino M - 23660lm - 165W - 4000K - 70CRI - TBD[SKU] - Universal coupler 30-76mm | 9 | Universal coupler 30-76mm | LED | 1 | 165 | [8 empty] | CE | [6 empty] | 66 | 4000 | 656x397x118 |  | 220-240V |  | 5 |  |  |  | 70 |  | 4000 |  | > 324000 |  |  |  |  | 143.39 |  |  | 9 | XXX | 25 | < 10% at 100.000 hours |  | Available | 740/559 | CIE(x=0.3818. y= 0.3796) 5SDCM. 3SDCM on request | Class I. Class II | IK09 |  |  | 50 |  | -40 | 1 | 165 | RAL7021 | 50-60Hz | Passive | LED | dimmable | Road & Street | Inlumino M | Road & Street |  |  | 23660 | No sensor | > 331000
TBD | INM2-24000-WWW-740... | image | datasheet | deeplink | TUNGSRAM - Inlumino M - 23780lm - 165W - 4000K - 70CRI - TBD[SKU] - Universal coupler 30-76mm | 9 | Universal coupler 30-76mm | LED | 1 | 165 | [8 empty] | CE | [6 empty] | 66 | 4000 | 656x397x118 |  | 220-240V |  | 5 |  |  |  | 70 |  | 4000 |  | > 324000 |  |  |  |  | 144.12 |  |  | 9 | WWW | 25 | < 10% at 100.000 hours |  | Available | 740/559 | CIE(x=0.3818. y= 0.3796) 5SDCM. 3SDCM on request | Class I. Class II | IK09 |  |  | 50 |  | -40 | 1 | 165 | RAL7021 | 50-60Hz | Passive | LED | dimmable | Road & Street | Inlumino M | Road & Street |  |  | 23780 | No sensor | > 331000
TBD | INM2-24000-VVV-740... | image | datasheet | deeplink | TUNGSRAM - Inlumino M - 23970lm - 165W - 4000K - 70CRI - TBD[SKU] - Universal coupler 30-76mm | 9 | Universal coupler 30-76mm | LED | 1 | 165 | [8 empty] | CE | [6 empty] | 66 | 4000 | 656x397x118 |  | 220-240V |  | 5 |  |  |  | 70 |  | 4000 |  | > 324000 |  |  |  |  | 145.27 |  |  | 9 | VVV | 25 | < 10% at 100.000 hours |  | Available | 740/559 | CIE(x=0.3818. y= 0.3796) 5SDCM. 3SDCM on request | Class I. Class II | IK09 |  |  | 50 |  | -40 | 1 | 165 | RAL7021 | 50-60Hz | Passive | LED | dimmable | Road & Street | Inlumino M | Road & Street |  |  | 23970 | No sensor | > 331000
TBD | INM2-24000-UUU-740... | image | datasheet | deeplink | TUNGSRAM - Inlumino M - 23140lm - 165W - 4000K - 70CRI - TBD[SKU] - Universal coupler 30-76mm | 9 | Universal coupler 30-76mm | LED | 1 | 165 | [8 empty] | CE | [6 empty] | 66 | 4000 | 656x397x118 |  | 220-240V |  | 5 |  |  |  | 70 |  | 4000 |  | > 324000 |  |  |  |  | 140.24 |  |  | 9 | UUU | 25 | < 10% at 100.000 hours |  | Available | 740/559 | CIE(x=0.3818. y= 0.3796) 5SDCM. 3SDCM on request | Class I. Class II | IK09 |  |  | 50 |  | -40 | 1 | 165 | RAL7021 | 50-60Hz | Passive | LED | dimmable | Road & Street | Inlumino M | Road & Street |  |  | 23140 | No sensor | > 331000
TBD | INM2-24000-SSS-740... | image | datasheet | deeplink | TUNGSRAM - Inlumino M - 23400lm - 165W - 4000K - 70CRI - TBD[SKU] - Universal coupler 30-76mm | 9 | Universal coupler 30-76mm | LED | 1 | 165 | [8 empty] | CE | [6 empty] | 66 | 4000 | 656x397x118 |  | 220-240V |  | 5 |  |  |  | 70 |  | 4000 |  | > 324000 |  |  |  |  | 141.82 |  |  | 9 | SSS | 25 | < 10% at 100.000 hours |  | Available | 740/559 | CIE(x=0.3818. y= 0.3796) 5SDCM. 3SDCM on request | Class I. Class II | IK09 |  |  | 50 |  | -40 | 1 | 165 | RAL7021 | 50-60Hz | Passive | LED | dimmable | Road & Street | Inlumino M | Road & Street |  |  | 23400 | No sensor | > 331000
TBD | INM2-24000-QQQ-740... | image | datasheet | deeplink | TUNGSRAM - Inlumino M - 23640lm - 165W - 4000K - 70CRI - TBD[SKU] - Universal coupler 30-76mm | 9 | Universal coupler 30-76mm | LED | 1 | 165 | [8 empty] | CE | [6 empty] | 66 | 4000 | 656x397x118 |  | 220-240V |  | 5 |  |  |  | 70 |  | 4000 |  | > 324000 |  |  |  |  | 143.27 |  |  | 9 | QQQ | 25 | < 10% at 100.000 hours |  | Available | 740/559 | CIE(x=0.3818. y= 0.3796) 5SDCM. 3SDCM on request | Class I. Class II | IK09 |  |  | 50 |  | -40 | 1 | 165 | RAL7021 | 50-60Hz | Passive | LED | dimmable | Road & Street | Inlumino M | Road & Street |  |  | 23640 | No sensor | > 331000
TBD | INM2-24000-PPP-740... | image | datasheet | deeplink | TUNGSRAM - Inlumino M - 23620lm - 165W - 4000K - 70CRI - TBD[SKU] - Universal coupler 30-76mm | 9 | Universal coupler 30-76mm | LED | 1 | 165 | [8 empty] | CE | [6 empty] | 66 | 4000 | 656x397x118 |  | 220-240V |  | 5 |  |  |  | 70 |  | 4000 |  | > 324000 |  |  |  |  | 143.15 |  |  | 9 | PPP | 25 | < 10% at 100.000 hours |  | Available | 740/559 | CIE(x=0.3818. y= 0.3796) 5SDCM. 3SDCM on request | Class I. Class II | IK09 |  |  | 50 |  | -40 | 1 | 165 | RAL7021 | 50-60Hz | Passive | LED | dimmable | Road & Street | Inlumino M | Road & Street |  |  | 23620 | No sensor | > 331000
TBD | INM2-24000-OOO-740... | image | datasheet | deeplink | TUNGSRAM - Inlumino M - 23020lm - 165W - 4000K - 70CRI - TBD[SKU] - Universal coupler 30-76mm | 9 | Universal coupler 30-76mm | LED | 1 | 165 | [8 empty] | CE | [6 empty] | 66 | 4000 | 656x397x118 |  | 220-240V |  | 5 |  |  |  | 70 |  | 4000 |  | > 324000 |  |  |  |  | 139.52 |  |  | 9 | OOO | 25 | < 10% at 100.000 hours |  | Available | 740/559 | CIE(x=0.3818. y= 0.3796) 5SDCM. 3SDCM on request | Class I. Class II | IK09 |  |  | 50 |  | -40 | 1 | 165 | RAL7021 | 50-60Hz | Passive | LED | dimmable | Road & Street | Inlumino M | Road & Street |  |  | 23020 | No sensor | > 331000
TBD | INM2-24000-NNN-740... | image | datasheet | deeplink | TUNGSRAM - Inlumino M - 24000lm - 165W - 4000K - 70CRI - TBD[SKU] - Universal coupler 30-76mm | 9 | Universal coupler 30-76mm | LED | 1 | 165 | [8 empty] | CE | [6 empty] | 66 | 4000 | 656x397x118 |  | 220-240V |  | 5 |  |  |  | 70 |  | 4000 |  | > 324000 |  |  |  |  | 145.45 |  |  | 9 | NNN | 25 | < 10% at 100.000 hours |  | Available | 740/559 | CIE(x=0.3818. y= 0.3796) 5SDCM. 3SDCM on request | Class I. Class II | IK09 |  |  | 50 |  | -40 | 1 | 165 | RAL7021 | 50-60Hz | Passive | LED | dimmable | Road & Street | Inlumino M | Road & Street |  |  | 24000 | No sensor | > 331000
TBD | INM2-24000-MMM-740... | image | datasheet | deeplink | TUNGSRAM - Inlumino M - 24120lm - 165W - 4000K - 70CRI - TBD[SKU] - Universal coupler 30-76mm | 9 | Universal coupler 30-76mm | LED | 1 | 165 | [8 empty] | CE | [6 empty] | 66 | 4000 | 656x397x118 |  | 220-240V |  | 5 |  |  |  | 70 |  | 4000 |  | > 324000 |  |  |  |  | 146.18 |  |  | 9 | MMM | 25 | < 10% at 100.000 hours |  | Available | 740/559 | CIE(x=0.3818. y= 0.3796) 5SDCM. 3SDCM on request | Class I. Class II | IK09 |  |  | 50 |  | -40 | 1 | 165 | RAL7021 | 50-60Hz | Passive | LED | dimmable | Road & Street | Inlumino M | Road & Street |  |  | 24120 | No sensor | > 331000
TBD | INM2-24000-LLL-740... | image | datasheet | deeplink | TUNGSRAM - Inlumino M - 23400lm - 165W - 4000K - 70CRI - TBD[SKU] - Universal coupler 30-76mm | 9 | Universal coupler 30-76mm | LED | 1 | 165 | [8 empty] | CE | [6 empty] | 66 | 4000 | 656x397x118 |  | 220-240V |  | 5 |  |  |  | 70 |  | 4000 |  | > 324000 |  |  |  |  | 141.82 |  |  | 9 | LLL | 25 | < 10% at 100.000 hours |  | Available | 740/559 | CIE(x=0.3818. y= 0.3796) 5SDCM. 3SDCM on request | Class I. Class II | IK09 |  |  | 50 |  | -40 | 1 | 165 | RAL7021 | 50-60Hz | Passive | LED | dimmable | Road & Street | Inlumino M | Road & Street |  |  | 23400 | No sensor | > 331000
TBD | INM2-24000-KKK-740... | image | datasheet | deeplink | TUNGSRAM - Inlumino M - 23750lm - 165W - 4000K - 70CRI - TBD[SKU] - Universal coupler 30-76mm | 9 | Universal coupler 30-76mm | LED | 1 | 165 | [8 empty] | CE | [6 empty] | 66 | 4000 | 656x397x118 |  | 220-240V |  | 5 |  |  |  | 70 |  | 4000 |  | > 324000 |  |  |  |  | 143.94 |  |  | 9 | KKK | 25 | < 10% at 100.000 hours |  | Available | 740/559 | CIE(x=0.3818. y= 0.3796) 5SDCM. 3SDCM on request | Class I. Class II | IK09 |  |  | 50 |  | -40 | 1 | 165 | RAL7021 | 50-60Hz | Passive | LED | dimmable | Road & Street | Inlumino M | Road & Street |  |  | 23750 | No sensor | > 331000
TBD | INM2-24000-JJJ-740... | image | datasheet | deeplink | TUNGSRAM - Inlumino M - 23430lm - 165W - 4000K - 70CRI - TBD[SKU] - Universal coupler 30-76mm | 9 | Universal coupler 30-76mm | LED | 1 | 165 | [8 empty] | CE | [6 empty] | 66 | 4000 | 656x397x118 |  | 220-240V |  | 5 |  |  |  | 70 |  | 4000 |  | > 324000 |  |  |  |  | 142 |  |  | 9 | JJJ | 25 | < 10% at 100.000 hours |  | Available | 740/559 | CIE(x=0.3818. y= 0.3796) 5SDCM. 3SDCM on request | Class I. Class II | IK09 |  |  | 50 |  | -40 | 1 | 165 | RAL7021 | 50-60Hz | Passive | LED | dimmable | Road & Street | Inlumino M | Road & Street |  |  | 23430 | No sensor | > 331000
TBD | INM2-24000-GGG-740... | image | datasheet | deeplink | TUNGSRAM - Inlumino M - 23570lm - 165W - 4000K - 70CRI - TBD[SKU] - Universal coupler 30-76mm | 9 | Universal coupler 30-76mm | LED | 1 | 165 | [8 empty] | CE | [6 empty] | 66 | 4000 | 656x397x118 |  | 220-240V |  | 5 |  |  |  | 70 |  | 4000 |  | > 324000 |  |  |  |  | 142.85 |  |  | 9 | GGG | 25 | < 10% at 100.000 hours |  | Available | 740/559 | CIE(x=0.3818. y= 0.3796) 5SDCM. 3SDCM on request | Class I. Class II | IK09 |  |  | 50 |  | -40 | 1 | 165 | RAL7021 | 50-60Hz | Passive | LED | dimmable | Road & Street | Inlumino M | Road & Street |  |  | 23570 | No sensor | > 331000
TBD | INM2-24000-FFF-740... | image | datasheet | deeplink | TUNGSRAM - Inlumino M - 23900lm - 165W - 4000K - 70CRI - TBD[SKU] - Universal coupler 30-76mm | 9 | Universal coupler 30-76mm | LED | 1 | 165 | [8 empty] | CE | [6 empty] | 66 | 4000 | 656x397x118 |  | 220-240V |  | 5 |  |  |  | 70 |  | 4000 |  | > 324000 |  |  |  |  | 144.85 |  |  | 9 | FFF | 25 | < 10% at 100.000 hours |  | Available | 740/559 | CIE(x=0.3818. y= 0.3796) 5SDCM. 3SDCM on request | Class I. Class II | IK09 |  |  | 50 |  | -40 | 1 | 165 | RAL7021 | 50-60Hz | Passive | LED | dimmable | Road & Street | Inlumino M | Road & Street |  |  | 23900 | No sensor | > 331000
TBD | INM2-24000-EEE-740... | image | datasheet | deeplink | TUNGSRAM - Inlumino M - 24070lm - 165W - 4000K - 70CRI - TBD[SKU] - Universal coupler 30-76mm | 9 | Universal coupler 30-76mm | LED | 1 | 165 | [8 empty] | CE | [6 empty] | 66 | 4000 | 656x397x118 |  | 220-240V |  | 5 |  |  |  | 70 |  | 4000 |  | > 324000 |  |  |  |  | 145.88 |  |  | 9 | EEE | 25 | < 10% at 100.000 hours |  | Available | 740/559 | CIE(x=0.3818. y= 0.3796) 5SDCM. 3SDCM on request | Class I. Class II | IK09 |  |  | 50 |  | -40 | 1 | 165 | RAL7021 | 50-60Hz | Passive | LED | dimmable | Road & Street | Inlumino M | Road & Street |  |  | 24070 | No sensor | > 331000
TBD | INM2-24000-DDD-740... | image | datasheet | deeplink | TUNGSRAM - Inlumino M - 24160lm - 165W - 4000K - 70CRI - TBD[SKU] - Universal coupler 30-76mm | 9 | Universal coupler 30-76mm | LED | 1 | 165 | [8 empty] | CE | [6 empty] | 66 | 4000 | 656x397x118 |  | 220-240V |  | 5 |  |  |  | 70 |  | 4000 |  | > 324000 |  |  |  |  | 146.42 |  |  | 9 | DDD | 25 | < 10% at 100.000 hours |  | Available | 740/559 | CIE(x=0.3818. y= 0.3796) 5SDCM. 3SDCM on request | Class I. Class II | IK09 |  |  | 50 |  | -40 | 1 | 165 | RAL7021 | 50-60Hz | Passive | LED | dimmable | Road & Street | Inlumino M | Road & Street |  |  | 24160 | No sensor | > 331000
TBD | INM2-24000-CCC-740... | image | datasheet | deeplink | TUNGSRAM - Inlumino M - 23860lm - 165W - 4000K - 70CRI - TBD[SKU] - Universal coupler 30-76mm | 9 | Universal coupler 30-76mm | LED | 1 | 165 | [8 empty] | CE | [6 empty] | 66 | 4000 | 656x397x118 |  | 220-240V |  | 5 |  |  |  | 70 |  | 4000 |  | > 324000 |  |  |  |  | 144.61 |  |  | 9 | CCC | 25 | < 10% at 100.000 hours |  | Available | 740/559 | CIE(x=0.3818. y= 0.3796) 5SDCM. 3SDCM on request | Class I. Class II | IK09 |  |  | 50 |  | -40 | 1 | 165 | RAL7021 | 50-60Hz | Passive | LED | dimmable | Road & Street | Inlumino M | Road & Street |  |  | 23860 | No sensor | > 331000
TBD | INM2-24000-BBB-740... | image | datasheet | deeplink | TUNGSRAM - Inlumino M - 23430lm - 165W - 4000K - 70CRI - TBD[SKU] - Universal coupler 30-76mm | 9 | Universal coupler 30-76mm | LED | 1 | 165 | [8 empty] | CE | [6 empty] | 66 | 4000 | 656x397x118 |  | 220-240V |  | 5 |  |  |  | 70 |  | 4000 |  | > 324000 |  |  |  |  | 142 |  |  | 9 | BBB | 25 | < 10% at 100.000 hours |  | Available | 740/559 | CIE(x=0.3818. y= 0.3796) 5SDCM. 3SDCM on request | Class I. Class II | IK09 |  |  | 50 |  | -40 | 1 | 165 | RAL7021 | 50-60Hz | Passive | LED | dimmable | Road & Street | Inlumino M | Road & Street |  |  | 23430 | No sensor | > 331000
TBD | INM2-24000-AAA-740... | image | datasheet | deeplink | TUNGSRAM - Inlumino M - 24220lm - 165W - 4000K - 70CRI - TBD[SKU] - Universal coupler 30-76mm | 9 | Universal coupler 30-76mm | LED | 1 | 165 | [8 empty] | CE | [6 empty] | 66 | 4000 | 656x397x118 |  | 220-240V |  | 5 |  |  |  | 70 |  | 4000 |  | > 324000 |  |  |  |  | 146.79 |  |  | 9 | AAA | 25 | < 10% at 100.000 hours |  | Available | 740/559 | CIE(x=0.3818. y= 0.3796) 5SDCM. 3SDCM on request | Class I. Class II | IK09 |  |  | 50 |  | -40 | 1 | 165 | RAL7021 | 50-60Hz | Passive | LED | dimmable | Road & Street | Inlumino M | Road & Street |  |  | 24220 | No sensor | > 331000
TBD | INM2-22000-YYY-740... | image | datasheet | deeplink | TUNGSRAM - Inlumino M - 22310lm - 148W - 4000K - 70CRI - TBD[SKU] - Universal coupler 30-76mm | 9 | Universal coupler 30-76mm | LED | 1 | 148 | [8 empty] | CE | [6 empty] | 66 | 4000 | 656x397x118 |  | 220-240V |  | 5 |  |  |  | 70 |  | 4000 |  | > 324000 |  |  |  |  | 150.74 |  |  | 9 | YYY | 25 | < 10% at 100.000 hours |  | Available | 740/559 | CIE(x=0.3818. y= 0.3796) 5SDCM. 3SDCM on request | Class I. Class II | IK09 |  |  | 50 |  | -40 | 1 | 148 | RAL7021 | 50-60Hz | Passive | LED | dimmable | Road & Street | Inlumino M | Road & Street |  |  | 22310 | No sensor | > 331000
TBD | INM2-22000-XXX-740... | image | datasheet | deeplink | TUNGSRAM - Inlumino M - 21780lm - 148W - 4000K - 70CRI - TBD[SKU] - Universal coupler 30-76mm | 9 | Universal coupler 30-76mm | LED | 1 | 148 | [8 empty] | CE | [6 empty] | 66 | 4000 | 656x397x118 |  | 220-240V |  | 5 |  |  |  | 70 |  | 4000 |  | > 324000 |  |  |  |  | 147.16 |  |  | 9 | XXX | 25 | < 10% at 100.000 hours |  | Available | 740/559 | CIE(x=0.3818. y= 0.3796) 5SDCM. 3SDCM on request | Class I. Class II | IK09 |  |  | 50 |  | -40 | 1 | 148 | RAL7021 | 50-60Hz | Passive | LED | dimmable | Road & Street | Inlumino M | Road & Street |  |  | 21780 | No sensor | > 331000
TBD | INM2-22000-WWW-740... | image | datasheet | deeplink | TUNGSRAM - Inlumino M - 21890lm - 148W - 4000K - 70CRI - TBD[SKU] - Universal coupler 30-76mm | 9 | Universal coupler 30-76mm | LED | 1 | 148 | [8 empty] | CE | [6 empty] | 66 | 4000 | 656x397x118 |  | 220-240V |  | 5 |  |  |  | 70 |  | 4000 |  | > 324000 |  |  |  |  | 147.91 |  |  | 9 | WWW | 25 | < 10% at 100.000 hours |  | Available | 740/559 | CIE(x=0.3818. y= 0.3796) 5SDCM. 3SDCM on request | Class I. Class II | IK09 |  |  | 50 |  | -40 | 1 | 148 | RAL7021 | 50-60Hz | Passive | LED | dimmable | Road & Street | Inlumino M | Road & Street |  |  | 21890 | No sensor | > 331000
TBD | INM2-22000-VVV-740... | image | datasheet | deeplink | TUNGSRAM - Inlumino M - 22060lm - 148W - 4000K - 70CRI - TBD[SKU] - Universal coupler 30-76mm | 9 | Universal coupler 30-76mm | LED | 1 | 148 | [8 empty] | CE | [6 empty] | 66 | 4000 | 656x397x118 |  | 220-240V |  | 5 |  |  |  | 70 |  | 4000 |  | > 324000 |  |  |  |  | 149.05 |  |  | 9 | VVV | 25 | < 10% at 100.000 hours |  | Available | 740/559 | CIE(x=0.3818. y= 0.3796) 5SDCM. 3SDCM on request | Class I. Class II | IK09 |  |  | 50 |  | -40 | 1 | 148 | RAL7021 | 50-60Hz | Passive | LED | dimmable | Road & Street | Inlumino M | Road & Street |  |  | 22060 | No sensor | > 331000
TBD | INM2-22000-UUU-740... | image | datasheet | deeplink | TUNGSRAM - Inlumino M - 21300lm - 148W - 4000K - 70CRI - TBD[SKU] - Universal coupler 30-76mm | 9 | Universal coupler 30-76mm | LED | 1 | 148 | [8 empty] | CE | [6 empty] | 66 | 4000 | 656x397x118 |  | 220-240V |  | 5 |  |  |  | 70 |  | 4000 |  | > 324000 |  |  |  |  | 143.92 |  |  | 9 | UUU | 25 | < 10% at 100.000 hours |  | Available | 740/559 | CIE(x=0.3818. y= 0.3796) 5SDCM. 3SDCM on request | Class I. Class II | IK09 |  |  | 50 |  | -40 | 1 | 148 | RAL7021 | 50-60Hz | Passive | LED | dimmable | Road & Street | Inlumino M | Road & Street |  |  | 21300 | No sensor | > 331000
TBD | INM2-22000-SSS-740... | image | datasheet | deeplink | TUNGSRAM - Inlumino M - 21540lm - 148W - 4000K - 70CRI - TBD[SKU] - Universal coupler 30-76mm | 9 | Universal coupler 30-76mm | LED | 1 | 148 | [8 empty] | CE | [6 empty] | 66 | 4000 | 656x397x118 |  | 220-240V |  | 5 |  |  |  | 70 |  | 4000 |  | > 324000 |  |  |  |  | 145.54 |  |  | 9 | SSS | 25 | < 10% at 100.000 hours |  | Available | 740/559 | CIE(x=0.3818. y= 0.3796) 5SDCM. 3SDCM on request | Class I. Class II | IK09 |  |  | 50 |  | -40 | 1 | 148 | RAL7021 | 50-60Hz | Passive | LED | dimmable | Road & Street | Inlumino M | Road & Street |  |  | 21540 | No sensor | > 331000
TBD | INM2-22000-QQQ-740... | image | datasheet | deeplink | TUNGSRAM - Inlumino M - 21760lm - 148W - 4000K - 70CRI - TBD[SKU] - Universal coupler 30-76mm | 9 | Universal coupler 30-76mm | LED | 1 | 148 | [8 empty] | CE | [6 empty] | 66 | 4000 | 656x397x118 |  | 220-240V |  | 5 |  |  |  | 70 |  | 4000 |  | > 324000 |  |  |  |  | 147.03 |  |  | 9 | QQQ | 25 | < 10% at 100.000 hours |  | Available | 740/559 | CIE(x=0.3818. y= 0.3796) 5SDCM. 3SDCM on request | Class I. Class II | IK09 |  |  | 50 |  | -40 | 1 | 148 | RAL7021 | 50-60Hz | Passive | LED | dimmable | Road & Street | Inlumino M | Road & Street |  |  | 21760 | No sensor | > 331000
TBD | INM2-22000-PPP-740... | image | datasheet | deeplink | TUNGSRAM - Inlumino M - 21740lm - 148W - 4000K - 70CRI - TBD[SKU] - Universal coupler 30-76mm | 9 | Universal coupler 30-76mm | LED | 1 | 148 | [8 empty] | CE | [6 empty] | 66 | 4000 | 656x397x118 |  | 220-240V |  | 5 |  |  |  | 70 |  | 4000 |  | > 324000 |  |  |  |  | 146.89 |  |  | 9 | PPP | 25 | < 10% at 100.000 hours |  | Available | 740/559 | CIE(x=0.3818. y= 0.3796) 5SDCM. 3SDCM on request | Class I. Class II | IK09 |  |  | 50 |  | -40 | 1 | 148 | RAL7021 | 50-60Hz | Passive | LED | dimmable | Road & Street | Inlumino M | Road & Street |  |  | 21740 | No sensor | > 331000
TBD | INM2-22000-OOO-740... | image | datasheet | deeplink | TUNGSRAM - Inlumino M - 21190lm - 148W - 4000K - 70CRI - TBD[SKU] - Universal coupler 30-76mm | 9 | Universal coupler 30-76mm | LED | 1 | 148 | [8 empty] | CE | [6 empty] | 66 | 4000 | 656x397x118 |  | 220-240V |  | 5 |  |  |  | 70 |  | 4000 |  | > 324000 |  |  |  |  | 143.18 |  |  | 9 | OOO | 25 | < 10% at 100.000 hours |  | Available | 740/559 | CIE(x=0.3818. y= 0.3796) 5SDCM. 3SDCM on request | Class I. Class II | IK09 |  |  | 50 |  | -40 | 1 | 148 | RAL7021 | 50-60Hz | Passive | LED | dimmable | Road & Street | Inlumino M | Road & Street |  |  | 21190 | No sensor | > 331000
TBD | INM2-22000-NNN-740... | image | datasheet | deeplink | TUNGSRAM - Inlumino M - 22090lm - 148W - 4000K - 70CRI - TBD[SKU] - Universal coupler 30-76mm | 9 | Universal coupler 30-76mm | LED | 1 | 148 | [8 empty] | CE | [6 empty] | 66 | 4000 | 656x397x118 |  | 220-240V |  | 5 |  |  |  | 70 |  | 4000 |  | > 324000 |  |  |  |  | 149.26 |  |  | 9 | NNN | 25 | < 10% at 100.000 hours |  | Available | 740/559 | CIE(x=0.3818. y= 0.3796) 5SDCM. 3SDCM on request | Class I. Class II | IK09 |  |  | 50 |  | -40 | 1 | 148 | RAL7021 | 50-60Hz | Passive | LED | dimmable | Road & Street | Inlumino M | Road & Street |  |  | 22090 | No sensor | > 331000
TBD | INM2-22000-MMM-740... | image | datasheet | deeplink | TUNGSRAM - Inlumino M - 22200lm - 148W - 4000K - 70CRI - TBD[SKU] - Universal coupler 30-76mm | 9 | Universal coupler 30-76mm | LED | 1 | 148 | [8 empty] | CE | [6 empty] | 66 | 4000 | 656x397x118 |  | 220-240V |  | 5 |  |  |  | 70 |  | 4000 |  | > 324000 |  |  |  |  | 150 |  |  | 9 | MMM | 25 | < 10% at 100.000 hours |  | Available | 740/559 | CIE(x=0.3818. y= 0.3796) 5SDCM. 3SDCM on request | Class I. Class II | IK09 |  |  | 50 |  | -40 | 1 | 148 | RAL7021 | 50-60Hz | Passive | LED | dimmable | Road & Street | Inlumino M | Road & Street |  |  | 22200 | No sensor | > 331000
TBD | INM2-22000-LLL-740... | image | datasheet | deeplink | TUNGSRAM - Inlumino M - 21540lm - 148W - 4000K - 70CRI - TBD[SKU] - Universal coupler 30-76mm | 9 | Universal coupler 30-76mm | LED | 1 | 148 | [8 empty] | CE | [6 empty] | 66 | 4000 | 656x397x118 |  | 220-240V |  | 5 |  |  |  | 70 |  | 4000 |  | > 324000 |  |  |  |  | 145.54 |  |  | 9 | LLL | 25 | < 10% at 100.000 hours |  | Available | 740/559 | CIE(x=0.3818. y= 0.3796) 5SDCM. 3SDCM on request | Class I. Class II | IK09 |  |  | 50 |  | -40 | 1 | 148 | RAL7021 | 50-60Hz | Passive | LED | dimmable | Road & Street | Inlumino M | Road & Street |  |  | 21540 | No sensor | > 331000
TBD | INM2-22000-KKK-740... | image | datasheet | deeplink | TUNGSRAM - Inlumino M - 21860lm - 148W - 4000K - 70CRI - TBD[SKU] - Universal coupler 30-76mm | 9 | Universal coupler 30-76mm | LED | 1 | 148 | [8 empty] | CE | [6 empty] | 66 | 4000 | 656x397x118 |  | 220-240V |  | 5 |  |  |  | 70 |  | 4000 |  | > 324000 |  |  |  |  | 147.7 |  |  | 9 | KKK | 25 | < 10% at 100.000 hours |  | Available | 740/559 | CIE(x=0.3818. y= 0.3796) 5SDCM. 3SDCM on request | Class I. Class II | IK09 |  |  | 50 |  | -40 | 1 | 148 | RAL7021 | 50-60Hz | Passive | LED | dimmable | Road & Street | Inlumino M | Road & Street |  |  | 21860 | No sensor | > 331000
TBD | INM2-22000-JJJ-740... | image | datasheet | deeplink | TUNGSRAM - Inlumino M - 21560lm - 148W - 4000K - 70CRI - TBD[SKU] - Universal coupler 30-76mm | 9 | Universal coupler 30-76mm | LED | 1 | 148 | [8 empty] | CE | [6 empty] | 66 | 4000 | 656x397x118 |  | 220-240V |  | 5 |  |  |  | 70 |  | 4000 |  | > 324000 |  |  |  |  | 145.68 |  |  | 9 | JJJ | 25 | < 10% at 100.000 hours |  | Available | 740/559 | CIE(x=0.3818. y= 0.3796) 5SDCM. 3SDCM on request | Class I. Class II | IK09 |  |  | 50 |  | -40 | 1 | 148 | RAL7021 | 50-60Hz | Passive | LED | dimmable | Road & Street | Inlumino M | Road & Street |  |  | 21560 | No sensor | > 331000
TBD | INM2-22000-GGG-740... | image | datasheet | deeplink | TUNGSRAM - Inlumino M - 21690lm - 148W - 4000K - 70CRI - TBD[SKU] - Universal coupler 30-76mm | 9 | Universal coupler 30-76mm | LED | 1 | 148 | [8 empty] | CE | [6 empty] | 66 | 4000 | 656x397x118 |  | 220-240V |  | 5 |  |  |  | 70 |  | 4000 |  | > 324000 |  |  |  |  | 146.55 |  |  | 9 | GGG | 25 | < 10% at 100.000 hours |  | Available | 740/559 | CIE(x=0.3818. y= 0.3796) 5SDCM. 3SDCM on request | Class I. Class II | IK09 |  |  | 50 |  | -40 | 1 | 148 | RAL7021 | 50-60Hz | Passive | LED | dimmable | Road & Street | Inlumino M | Road & Street |  |  | 21690 | No sensor | > 331000
TBD | INM2-22000-FFF-740... | image | datasheet | deeplink | TUNGSRAM - Inlumino M - 22000lm - 148W - 4000K - 70CRI - TBD[SKU] - Universal coupler 30-76mm | 9 | Universal coupler 30-76mm | LED | 1 | 148 | [8 empty] | CE | [6 empty] | 66 | 4000 | 656x397x118 |  | 220-240V |  | 5 |  |  |  | 70 |  | 4000 |  | > 324000 |  |  |  |  | 148.65 |  |  | 9 | FFF | 25 | < 10% at 100.000 hours |  | Available | 740/559 | CIE(x=0.3818. y= 0.3796) 5SDCM. 3SDCM on request | Class I. Class II | IK09 |  |  | 50 |  | -40 | 1 | 148 | RAL7021 | 50-60Hz | Passive | LED | dimmable | Road & Street | Inlumino M | Road & Street |  |  | 22000 | No sensor | > 331000
TBD | INM2-22000-EEE-740... | image | datasheet | deeplink | TUNGSRAM - Inlumino M - 22150lm - 148W - 4000K - 70CRI - TBD[SKU] - Universal coupler 30-76mm | 9 | Universal coupler 30-76mm | LED | 1 | 148 | [8 empty] | CE | [6 empty] | 66 | 4000 | 656x397x118 |  | 220-240V |  | 5 |  |  |  | 70 |  | 4000 |  | > 324000 |  |  |  |  | 149.66 |  |  | 9 | EEE | 25 | < 10% at 100.000 hours |  | Available | 740/559 | CIE(x=0.3818. y= 0.3796) 5SDCM. 3SDCM on request | Class I. Class II | IK09 |  |  | 50 |  | -40 | 1 | 148 | RAL7021 | 50-60Hz | Passive | LED | dimmable | Road & Street | Inlumino M | Road & Street |  |  | 22150 | No sensor | > 331000
TBD | INM2-22000-DDD-740... | image | datasheet | deeplink | TUNGSRAM - Inlumino M - 22230lm - 148W - 4000K - 70CRI - TBD[SKU] - Universal coupler 30-76mm | 9 | Universal coupler 30-76mm | LED | 1 | 148 | [8 empty] | CE | [6 empty] | 66 | 4000 | 656x397x118 |  | 220-240V |  | 5 |  |  |  | 70 |  | 4000 |  | > 324000 |  |  |  |  | 150.2 |  |  | 9 | DDD | 25 | < 10% at 100.000 hours |  | Available | 740/559 | CIE(x=0.3818. y= 0.3796) 5SDCM. 3SDCM on request | Class I. Class II | IK09 |  |  | 50 |  | -40 | 1 | 148 | RAL7021 | 50-60Hz | Passive | LED | dimmable | Road & Street | Inlumino M | Road & Street |  |  | 22230 | No sensor | > 331000
TBD | INM2-22000-CCC-740... | image | datasheet | deeplink | TUNGSRAM - Inlumino M - 21960lm - 148W - 4000K - 70CRI - TBD[SKU] - Universal coupler 30-76mm | 9 | Universal coupler 30-76mm | LED | 1 | 148 | [8 empty] | CE | [6 empty] | 66 | 4000 | 656x397x118 |  | 220-240V |  | 5 |  |  |  | 70 |  | 4000 |  | > 324000 |  |  |  |  | 148.38 |  |  | 9 | CCC | 25 | < 10% at 100.000 hours |  | Available | 740/559 | CIE(x=0.3818. y= 0.3796) 5SDCM. 3SDCM on request | Class I. Class II | IK09 |  |  | 50 |  | -40 | 1 | 148 | RAL7021 | 50-60Hz | Passive | LED | dimmable | Road & Street | Inlumino M | Road & Street |  |  | 21960 | No sensor | > 331000
TBD | INM2-22000-BBB-740... | image | datasheet | deeplink | TUNGSRAM - Inlumino M - 21570lm - 148W - 4000K - 70CRI - TBD[SKU] - Universal coupler 30-76mm | 9 | Universal coupler 30-76mm | LED | 1 | 148 | [8 empty] | CE | [6 empty] | 66 | 4000 | 656x397x118 |  | 220-240V |  | 5 |  |  |  | 70 |  | 4000 |  | > 324000 |  |  |  |  | 145.74 |  |  | 9 | BBB | 25 | < 10% at 100.000 hours |  | Available | 740/559 | CIE(x=0.3818. y= 0.3796) 5SDCM. 3SDCM on request | Class I. Class II | IK09 |  |  | 50 |  | -40 | 1 | 148 | RAL7021 | 50-60Hz | Passive | LED | dimmable | Road & Street | Inlumino M | Road & Street |  |  | 21570 | No sensor | > 331000
TBD | INM2-22000-AAA-740... | image | datasheet | deeplink | TUNGSRAM - Inlumino M - 22290lm - 148W - 4000K - 70CRI - TBD[SKU] - Universal coupler 30-76mm | 9 | Universal coupler 30-76mm | LED | 1 | 148 | [8 empty] | CE | [6 empty] | 66 | 4000 | 656x397x118 |  | 220-240V |  | 5 |  |  |  | 70 |  | 4000 |  | > 324000 |  |  |  |  | 150.61 |  |  | 9 | AAA | 25 | < 10% at 100.000 hours |  | Available | 740/559 | CIE(x=0.3818. y= 0.3796) 5SDCM. 3SDCM on request | Class I. Class II | IK09 |  |  | 50 |  | -40 | 1 | 148 | RAL7021 | 50-60Hz | Passive | LED | dimmable | Road & Street | Inlumino M | Road & Street |  |  | 22290 | No sensor | > 331000
TBD | INL2-40000-YYY-840... | image | datasheet | deeplink | TUNGSRAM - Inlumino L - 41700lm - 307W - 4000K - 70CRI - TBD[SKU] - Universal coupler 30-76mm | 12.5 | Universal coupler 30-76mm | LED | 1 | 307 | [8 empty] | CE | [6 empty] | 66 | 4000 | 755x407x127 |  | 220-240V |  | 5 |  |  |  | 80 |  | 4000 |  | > 343000 |  |  |  |  | 135.83 |  |  | 9 | YYY | 25 | < 10% at 100.000 hours |  | Available | 840/559 | CIE(x=0.3818. y= 0.3796) 5SDCM. 3SDCM on request | Class I. Class II | IK09 |  |  | 50 |  | -40 | 1 | 307 | RAL7021 | 50-60Hz | Passive | LED | dimmable | Road & Street | Inlumino L | Road & Street |  |  | 41700 | No sensor | > 350000
TBD | INL2-40000-XXX-840... | image | datasheet | deeplink | TUNGSRAM - Inlumino L - 40700lm - 307W - 4000K - 70CRI - TBD[SKU] - Universal coupler 30-76mm | 12.5 | Universal coupler 30-76mm | LED | 1 | 307 | [8 empty] | CE | [6 empty] | 66 | 4000 | 755x407x127 |  | 220-240V |  | 5 |  |  |  | 80 |  | 4000 |  | > 343000 |  |  |  |  | 132.57 |  |  | 9 | XXX | 25 | < 10% at 100.000 hours |  | Available | 840/559 | CIE(x=0.3818. y= 0.3796) 5SDCM. 3SDCM on request | Class I. Class II | IK09 |  |  | 50 |  | -40 | 1 | 307 | RAL7021 | 50-60Hz | Passive | LED | dimmable | Road & Street | Inlumino L | Road & Street |  |  | 40700 | No sensor | > 350000
TBD | INL2-40000-WWW-840... | image | datasheet | deeplink | TUNGSRAM - Inlumino L - 40900lm - 307W - 4000K - 70CRI - TBD[SKU] - Universal coupler 30-76mm | 12.5 | Universal coupler 30-76mm | LED | 1 | 307 | [8 empty] | CE | [6 empty] | 66 | 4000 | 755x407x127 |  | 220-240V |  | 5 |  |  |  | 80 |  | 4000 |  | > 343000 |  |  |  |  | 133.22 |  |  | 9 | WWW | 25 | < 10% at 100.000 hours |  | Available | 840/559 | CIE(x=0.3818. y= 0.3796) 5SDCM. 3SDCM on request | Class I. Class II | IK09 |  |  | 50 |  | -40 | 1 | 307 | RAL7021 | 50-60Hz | Passive | LED | dimmable | Road & Street | Inlumino L | Road & Street |  |  | 40900 | No sensor | > 350000
TBD | INL2-40000-VVV-840... | image | datasheet | deeplink | TUNGSRAM - Inlumino L - 41300lm - 307W - 4000K - 70CRI - TBD[SKU] - Universal coupler 30-76mm | 12.5 | Universal coupler 30-76mm | LED | 1 | 307 | [8 empty] | CE | [6 empty] | 66 | 4000 | 755x407x127 |  | 220-240V |  | 5 |  |  |  | 80 |  | 4000 |  | > 343000 |  |  |  |  | 134.53 |  |  | 9 | VVV | 25 | < 10% at 100.000 hours |  | Available | 840/559 | CIE(x=0.3818. y= 0.3796) 5SDCM. 3SDCM on request | Class I. Class II | IK09 |  |  | 50 |  | -40 | 1 | 307 | RAL7021 | 50-60Hz | Passive | LED | dimmable | Road & Street | Inlumino L | Road & Street |  |  | 41300 | No sensor | > 350000
TBD | INL2-40000-UUU-840... | image | datasheet | deeplink | TUNGSRAM - Inlumino L - 39800lm - 307W - 4000K - 70CRI - TBD[SKU] - Universal coupler 30-76mm | 12.5 | Universal coupler 30-76mm | LED | 1 | 307 | [8 empty] | CE | [6 empty] | 66 | 4000 | 755x407x127 |  | 220-240V |  | 5 |  |  |  | 80 |  | 4000 |  | > 343000 |  |  |  |  | 129.64 |  |  | 9 | UUU | 25 | < 10% at 100.000 hours |  | Available | 840/559 | CIE(x=0.3818. y= 0.3796) 5SDCM. 3SDCM on request | Class I. Class II | IK09 |  |  | 50 |  | -40 | 1 | 307 | RAL7021 | 50-60Hz | Passive | LED | dimmable | Road & Street | Inlumino L | Road & Street |  |  | 39800 | No sensor | > 350000
TBD | INL2-40000-SSS-840... | image | datasheet | deeplink | TUNGSRAM - Inlumino L - 40300lm - 307W - 4000K - 70CRI - TBD[SKU] - Universal coupler 30-76mm | 12.5 | Universal coupler 30-76mm | LED | 1 | 307 | [8 empty] | CE | [6 empty] | 66 | 4000 | 755x407x127 |  | 220-240V |  | 5 |  |  |  | 80 |  | 4000 |  | > 343000 |  |  |  |  | 131.27 |  |  | 9 | SSS | 25 | < 10% at 100.000 hours |  | Available | 840/559 | CIE(x=0.3818. y= 0.3796) 5SDCM. 3SDCM on request | Class I. Class II | IK09 |  |  | 50 |  | -40 | 1 | 307 | RAL7021 | 50-60Hz | Passive | LED | dimmable | Road & Street | Inlumino L | Road & Street |  |  | 40300 | No sensor | > 350000
TBD | INL2-40000-QQQ-840... | image | datasheet | deeplink | TUNGSRAM - Inlumino L - 40700lm - 307W - 4000K - 70CRI - TBD[SKU] - Universal coupler 30-76mm | 12.5 | Universal coupler 30-76mm | LED | 1 | 307 | [8 empty] | CE | [6 empty] | 66 | 4000 | 755x407x127 |  | 220-240V |  | 5 |  |  |  | 80 |  | 4000 |  | > 343000 |  |  |  |  | 132.57 |  |  | 9 | QQQ | 25 | < 10% at 100.000 hours |  | Available | 840/559 | CIE(x=0.3818. y= 0.3796) 5SDCM. 3SDCM on request | Class I. Class II | IK09 |  |  | 50 |  | -40 | 1 | 307 | RAL7021 | 50-60Hz | Passive | LED | dimmable | Road & Street | Inlumino L | Road & Street |  |  | 40700 | No sensor | > 350000
TBD | INL2-40000-PPP-840... | image | datasheet | deeplink | TUNGSRAM - Inlumino L - 40600lm - 307W - 4000K - 70CRI - TBD[SKU] - Universal coupler 30-76mm | 12.5 | Universal coupler 30-76mm | LED | 1 | 307 | [8 empty] | CE | [6 empty] | 66 | 4000 | 755x407x127 |  | 220-240V |  | 5 |  |  |  | 80 |  | 4000 |  | > 343000 |  |  |  |  | 132.25 |  |  | 9 | PPP | 25 | < 10% at 100.000 hours |  | Available | 840/559 | CIE(x=0.3818. y= 0.3796) 5SDCM. 3SDCM on request | Class I. Class II | IK09 |  |  | 50 |  | -40 | 1 | 307 | RAL7021 | 50-60Hz | Passive | LED | dimmable | Road & Street | Inlumino L | Road & Street |  |  | 40600 | No sensor | > 350000
TBD | INL2-40000-OOO-840... | image | datasheet | deeplink | TUNGSRAM - Inlumino L - 39600lm - 307W - 4000K - 70CRI - TBD[SKU] - Universal coupler 30-76mm | 12.5 | Universal coupler 30-76mm | LED | 1 | 307 | [8 empty] | CE | [6 empty] | 66 | 4000 | 755x407x127 |  | 220-240V |  | 5 |  |  |  | 80 |  | 4000 |  | > 343000 |  |  |  |  | 128.99 |  |  | 9 | OOO | 25 | < 10% at 100.000 hours |  | Available | 840/559 | CIE(x=0.3818. y= 0.3796) 5SDCM. 3SDCM on request | Class I. Class II | IK09 |  |  | 50 |  | -40 | 1 | 307 | RAL7021 | 50-60Hz | Passive | LED | dimmable | Road & Street | Inlumino L | Road & Street |  |  | 39600 | No sensor | > 350000
TBD | INL2-40000-NNN-840... | image | datasheet | deeplink | TUNGSRAM - Inlumino L - 41300lm - 307W - 4000K - 70CRI - TBD[SKU] - Universal coupler 30-76mm | 12.5 | Universal coupler 30-76mm | LED | 1 | 307 | [8 empty] | CE | [6 empty] | 66 | 4000 | 755x407x127 |  | 220-240V |  | 5 |  |  |  | 80 |  | 4000 |  | > 343000 |  |  |  |  | 134.53 |  |  | 9 | NNN | 25 | < 10% at 100.000 hours |  | Available | 840/559 | CIE(x=0.3818. y= 0.3796) 5SDCM. 3SDCM on request | Class I. Class II | IK09 |  |  | 50 |  | -40 | 1 | 307 | RAL7021 | 50-60Hz | Passive | LED | dimmable | Road & Street | Inlumino L | Road & Street |  |  | 41300 | No sensor | > 350000
TBD | INL2-40000-MMM-840... | image | datasheet | deeplink | TUNGSRAM - Inlumino L - 41500lm - 307W - 4000K - 70CRI - TBD[SKU] - Universal coupler 30-76mm | 12.5 | Universal coupler 30-76mm | LED | 1 | 307 | [8 empty] | CE | [6 empty] | 66 | 4000 | 755x407x127 |  | 220-240V |  | 5 |  |  |  | 80 |  | 4000 |  | > 343000 |  |  |  |  | 135.18 |  |  | 9 | MMM | 25 | < 10% at 100.000 hours |  | Available | 840/559 | CIE(x=0.3818. y= 0.3796) 5SDCM. 3SDCM on request | Class I. Class II | IK09 |  |  | 50 |  | -40 | 1 | 307 | RAL7021 | 50-60Hz | Passive | LED | dimmable | Road & Street | Inlumino L | Road & Street |  |  | 41500 | No sensor | > 350000
TBD | INL2-40000-LLL-840... | image | datasheet | deeplink | TUNGSRAM - Inlumino L - 40200lm - 307W - 4000K - 70CRI - TBD[SKU] - Universal coupler 30-76mm | 12.5 | Universal coupler 30-76mm | LED | 1 | 307 | [8 empty] | CE | [6 empty] | 66 | 4000 | 755x407x127 |  | 220-240V |  | 5 |  |  |  | 80 |  | 4000 |  | > 343000 |  |  |  |  | 130.94 |  |  | 9 | LLL | 25 | < 10% at 100.000 hours |  | Available | 840/559 | CIE(x=0.3818. y= 0.3796) 5SDCM. 3SDCM on request | Class I. Class II | IK09 |  |  | 50 |  | -40 | 1 | 307 | RAL7021 | 50-60Hz | Passive | LED | dimmable | Road & Street | Inlumino L | Road & Street |  |  | 40200 | No sensor | > 350000
TBD | INL2-40000-KKK-840... | image | datasheet | deeplink | TUNGSRAM - Inlumino L - 40800lm - 307W - 4000K - 70CRI - TBD[SKU] - Universal coupler 30-76mm | 12.5 | Universal coupler 30-76mm | LED | 1 | 307 | [8 empty] | CE | [6 empty] | 66 | 4000 | 755x407x127 |  | 220-240V |  | 5 |  |  |  | 80 |  | 4000 |  | > 343000 |  |  |  |  | 132.9 |  |  | 9 | KKK | 25 | < 10% at 100.000 hours |  | Available | 840/559 | CIE(x=0.3818. y= 0.3796) 5SDCM. 3SDCM on request | Class I. Class II | IK09 |  |  | 50 |  | -40 | 1 | 307 | RAL7021 | 50-60Hz | Passive | LED | dimmable | Road & Street | Inlumino L | Road & Street |  |  | 40800 | No sensor | > 350000
TBD | INL2-40000-JJJ-840... | image | datasheet | deeplink | TUNGSRAM - Inlumino L - 40300lm - 307W - 4000K - 70CRI - TBD[SKU] - Universal coupler 30-76mm | 12.5 | Universal coupler 30-76mm | LED | 1 | 307 | [8 empty] | CE | [6 empty] | 66 | 4000 | 755x407x127 |  | 220-240V |  | 5 |  |  |  | 80 |  | 4000 |  | > 343000 |  |  |  |  | 131.27 |  |  | 9 | JJJ | 25 | < 10% at 100.000 hours |  | Available | 840/559 | CIE(x=0.3818. y= 0.3796) 5SDCM. 3SDCM on request | Class I. Class II | IK09 |  |  | 50 |  | -40 | 1 | 307 | RAL7021 | 50-60Hz | Passive | LED | dimmable | Road & Street | Inlumino L | Road & Street |  |  | 40300 | No sensor | > 350000
TBD | INL2-40000-GGG-840... | image | datasheet | deeplink | TUNGSRAM - Inlumino L - 40500lm - 307W - 4000K - 70CRI - TBD[SKU] - Universal coupler 30-76mm | 12.5 | Universal coupler 30-76mm | LED | 1 | 307 | [8 empty] | CE | [6 empty] | 66 | 4000 | 755x407x127 |  | 220-240V |  | 5 |  |  |  | 80 |  | 4000 |  | > 343000 |  |  |  |  | 131.92 |  |  | 9 | GGG | 25 | < 10% at 100.000 hours |  | Available | 840/559 | CIE(x=0.3818. y= 0.3796) 5SDCM. 3SDCM on request | Class I. Class II | IK09 |  |  | 50 |  | -40 | 1 | 307 | RAL7021 | 50-60Hz | Passive | LED | dimmable | Road & Street | Inlumino L | Road & Street |  |  | 40500 | No sensor | > 350000
TBD | INL2-40000-FFF-840... | image | datasheet | deeplink | TUNGSRAM - Inlumino L - 41100lm - 307W - 4000K - 70CRI - TBD[SKU] - Universal coupler 30-76mm | 12.5 | Universal coupler 30-76mm | LED | 1 | 307 | [8 empty] | CE | [6 empty] | 66 | 4000 | 755x407x127 |  | 220-240V |  | 5 |  |  |  | 80 |  | 4000 |  | > 343000 |  |  |  |  | 133.88 |  |  | 9 | FFF | 25 | < 10% at 100.000 hours |  | Available | 840/559 | CIE(x=0.3818. y= 0.3796) 5SDCM. 3SDCM on request | Class I. Class II | IK09 |  |  | 50 |  | -40 | 1 | 307 | RAL7021 | 50-60Hz | Passive | LED | dimmable | Road & Street | Inlumino L | Road & Street |  |  | 41100 | No sensor | > 350000
TBD | INL2-40000-EEE-840... | image | datasheet | deeplink | TUNGSRAM - Inlumino L - 41400lm - 307W - 4000K - 70CRI - TBD[SKU] - Universal coupler 30-76mm | 12.5 | Universal coupler 30-76mm | LED | 1 | 307 | [8 empty] | CE | [6 empty] | 66 | 4000 | 755x407x127 |  | 220-240V |  | 5 |  |  |  | 80 |  | 4000 |  | > 343000 |  |  |  |  | 134.85 |  |  | 9 | EEE | 25 | < 10% at 100.000 hours |  | Available | 840/559 | CIE(x=0.3818. y= 0.3796) 5SDCM. 3SDCM on request | Class I. Class II | IK09 |  |  | 50 |  | -40 | 1 | 307 | RAL7021 | 50-60Hz | Passive | LED | dimmable | Road & Street | Inlumino L | Road & Street |  |  | 41400 | No sensor | > 350000
TBD | INL2-40000-DDD-840... | image | datasheet | deeplink | TUNGSRAM - Inlumino L - 41600lm - 307W - 4000K - 70CRI - TBD[SKU] - Universal coupler 30-76mm | 12.5 | Universal coupler 30-76mm | LED | 1 | 307 | [8 empty] | CE | [6 empty] | 66 | 4000 | 755x407x127 |  | 220-240V |  | 5 |  |  |  | 80 |  | 4000 |  | > 343000 |  |  |  |  | 135.5 |  |  | 9 | DDD | 25 | < 10% at 100.000 hours |  | Available | 840/559 | CIE(x=0.3818. y= 0.3796) 5SDCM. 3SDCM on request | Class I. Class II | IK09 |  |  | 50 |  | -40 | 1 | 307 | RAL7021 | 50-60Hz | Passive | LED | dimmable | Road & Street | Inlumino L | Road & Street |  |  | 41600 | No sensor | > 350000
TBD | INL2-40000-CCC-840... | image | datasheet | deeplink | TUNGSRAM - Inlumino L - 41100lm - 307W - 4000K - 70CRI - TBD[SKU] - Universal coupler 30-76mm | 12.5 | Universal coupler 30-76mm | LED | 1 | 307 | [8 empty] | CE | [6 empty] | 66 | 4000 | 755x407x127 |  | 220-240V |  | 5 |  |  |  | 80 |  | 4000 |  | > 343000 |  |  |  |  | 133.88 |  |  | 9 | CCC | 25 | < 10% at 100.000 hours |  | Available | 840/559 | CIE(x=0.3818. y= 0.3796) 5SDCM. 3SDCM on request | Class I. Class II | IK09 |  |  | 50 |  | -40 | 1 | 307 | RAL7021 | 50-60Hz | Passive | LED | dimmable | Road & Street | Inlumino L | Road & Street |  |  | 41100 | No sensor | > 350000
TBD | INL2-40000-BBB-840... | image | datasheet | deeplink | TUNGSRAM - Inlumino L - 40300lm - 307W - 4000K - 70CRI - TBD[SKU] - Universal coupler 30-76mm | 12.5 | Universal coupler 30-76mm | LED | 1 | 307 | [8 empty] | CE | [6 empty] | 66 | 4000 | 755x407x127 |  | 220-240V |  | 5 |  |  |  | 80 |  | 4000 |  | > 343000 |  |  |  |  | 131.27 |  |  | 9 | BBB | 25 | < 10% at 100.000 hours |  | Available | 840/559 | CIE(x=0.3818. y= 0.3796) 5SDCM. 3SDCM on request | Class I. Class II | IK09 |  |  | 50 |  | -40 | 1 | 307 | RAL7021 | 50-60Hz | Passive | LED | dimmable | Road & Street | Inlumino L | Road & Street |  |  | 40300 | No sensor | > 350000
TBD | INL2-40000-AAA-840... | image | datasheet | deeplink | TUNGSRAM - Inlumino L - 41700lm - 307W - 4000K - 70CRI - TBD[SKU] - Universal coupler 30-76mm | 12.5 | Universal coupler 30-76mm | LED | 1 | 307 | [8 empty] | CE | [6 empty] | 66 | 4000 | 755x407x127 |  | 220-240V |  | 5 |  |  |  | 80 |  | 4000 |  | > 343000 |  |  |  |  | 135.83 |  |  | 9 | AAA | 25 | < 10% at 100.000 hours |  | Available | 840/559 | CIE(x=0.3818. y= 0.3796) 5SDCM. 3SDCM on request | Class I. Class II | IK09 |  |  | 50 |  | -40 | 1 | 307 | RAL7021 | 50-60Hz | Passive | LED | dimmable | Road & Street | Inlumino L | Road & Street |  |  | 41700 | No sensor | > 350000
TBD | INL2-38000-YYY-840... | image | datasheet | deeplink | TUNGSRAM - Inlumino L - 39500lm - 289W - 4000K - 70CRI - TBD[SKU] - Universal coupler 30-76mm | 12.5 | Universal coupler 30-76mm | LED | 1 | 289 | [8 empty] | CE | [6 empty] | 66 | 4000 | 755x407x127 |  | 220-240V |  | 5 |  |  |  | 80 |  | 4000 |  | > 343000 |  |  |  |  | 136.68 |  |  | 9 | YYY | 25 | < 10% at 100.000 hours |  | Available | 840/559 | CIE(x=0.3818. y= 0.3796) 5SDCM. 3SDCM on request | Class I. Class II | IK09 |  |  | 50 |  | -40 | 1 | 289 | RAL7021 | 50-60Hz | Passive | LED | dimmable | Road & Street | Inlumino L | Road & Street |  |  | 39500 | No sensor | > 350000
TBD | INL2-38000-XXX-840... | image | datasheet | deeplink | TUNGSRAM - Inlumino L - 38500lm - 289W - 4000K - 70CRI - TBD[SKU] - Universal coupler 30-76mm | 12.5 | Universal coupler 30-76mm | LED | 1 | 289 | [8 empty] | CE | [6 empty] | 66 | 4000 | 755x407x127 |  | 220-240V |  | 5 |  |  |  | 80 |  | 4000 |  | > 343000 |  |  |  |  | 133.22 |  |  | 9 | XXX | 25 | < 10% at 100.000 hours |  | Available | 840/559 | CIE(x=0.3818. y= 0.3796) 5SDCM. 3SDCM on request | Class I. Class II | IK09 |  |  | 50 |  | -40 | 1 | 289 | RAL7021 | 50-60Hz | Passive | LED | dimmable | Road & Street | Inlumino L | Road & Street |  |  | 38500 | No sensor | > 350000
TBD | INL2-38000-WWW-840... | image | datasheet | deeplink | TUNGSRAM - Inlumino L - 38700lm - 289W - 4000K - 70CRI - TBD[SKU] - Universal coupler 30-76mm | 12.5 | Universal coupler 30-76mm | LED | 1 | 289 | [8 empty] | CE | [6 empty] | 66 | 4000 | 755x407x127 |  | 220-240V |  | 5 |  |  |  | 80 |  | 4000 |  | > 343000 |  |  |  |  | 133.91 |  |  | 9 | WWW | 25 | < 10% at 100.000 hours |  | Available | 840/559 | CIE(x=0.3818. y= 0.3796) 5SDCM. 3SDCM on request | Class I. Class II | IK09 |  |  | 50 |  | -40 | 1 | 289 | RAL7021 | 50-60Hz | Passive | LED | dimmable | Road & Street | Inlumino L | Road & Street |  |  | 38700 | No sensor | > 350000
TBD | INL2-38000-VVV-840... | image | datasheet | deeplink | TUNGSRAM - Inlumino L - 39000lm - 289W - 4000K - 70CRI - TBD[SKU] - Universal coupler 30-76mm | 12.5 | Universal coupler 30-76mm | LED | 1 | 289 | [8 empty] | CE | [6 empty] | 66 | 4000 | 755x407x127 |  | 220-240V |  | 5 |  |  |  | 80 |  | 4000 |  | > 343000 |  |  |  |  | 134.95 |  |  | 9 | VVV | 25 | < 10% at 100.000 hours |  | Available | 840/559 | CIE(x=0.3818. y= 0.3796) 5SDCM. 3SDCM on request | Class I. Class II | IK09 |  |  | 50 |  | -40 | 1 | 289 | RAL7021 | 50-60Hz | Passive | LED | dimmable | Road & Street | Inlumino L | Road & Street |  |  | 39000 | No sensor | > 350000
TBD | INL2-38000-UUU-840... | image | datasheet | deeplink | TUNGSRAM - Inlumino L - 37700lm - 289W - 4000K - 70CRI - TBD[SKU] - Universal coupler 30-76mm | 12.5 | Universal coupler 30-76mm | LED | 1 | 289 | [8 empty] | CE | [6 empty] | 66 | 4000 | 755x407x127 |  | 220-240V |  | 5 |  |  |  | 80 |  | 4000 |  | > 343000 |  |  |  |  | 130.45 |  |  | 9 | UUU | 25 | < 10% at 100.000 hours |  | Available | 840/559 | CIE(x=0.3818. y= 0.3796) 5SDCM. 3SDCM on request | Class I. Class II | IK09 |  |  | 50 |  | -40 | 1 | 289 | RAL7021 | 50-60Hz | Passive | LED | dimmable | Road & Street | Inlumino L | Road & Street |  |  | 37700 | No sensor | > 350000
TBD | INL2-38000-SSS-840... | image | datasheet | deeplink | TUNGSRAM - Inlumino L - 38100lm - 289W - 4000K - 70CRI - TBD[SKU] - Universal coupler 30-76mm | 12.5 | Universal coupler 30-76mm | LED | 1 | 289 | [8 empty] | CE | [6 empty] | 66 | 4000 | 755x407x127 |  | 220-240V |  | 5 |  |  |  | 80 |  | 4000 |  | > 343000 |  |  |  |  | 131.83 |  |  | 9 | SSS | 25 | < 10% at 100.000 hours |  | Available | 840/559 | CIE(x=0.3818. y= 0.3796) 5SDCM. 3SDCM on request | Class I. Class II | IK09 |  |  | 50 |  | -40 | 1 | 289 | RAL7021 | 50-60Hz | Passive | LED | dimmable | Road & Street | Inlumino L | Road & Street |  |  | 38100 | No sensor | > 350000
TBD | INL2-38000-QQQ-840... | image | datasheet | deeplink | TUNGSRAM - Inlumino L - 38500lm - 289W - 4000K - 70CRI - TBD[SKU] - Universal coupler 30-76mm | 12.5 | Universal coupler 30-76mm | LED | 1 | 289 | [8 empty] | CE | [6 empty] | 66 | 4000 | 755x407x127 |  | 220-240V |  | 5 |  |  |  | 80 |  | 4000 |  | > 343000 |  |  |  |  | 133.22 |  |  | 9 | QQQ | 25 | < 10% at 100.000 hours |  | Available | 840/559 | CIE(x=0.3818. y= 0.3796) 5SDCM. 3SDCM on request | Class I. Class II | IK09 |  |  | 50 |  | -40 | 1 | 289 | RAL7021 | 50-60Hz | Passive | LED | dimmable | Road & Street | Inlumino L | Road & Street |  |  | 38500 | No sensor | > 350000
TBD | INL2-38000-PPP-840... | image | datasheet | deeplink | TUNGSRAM - Inlumino L - 38500lm - 289W - 4000K - 70CRI - TBD[SKU] - Universal coupler 30-76mm | 12.5 | Universal coupler 30-76mm | LED | 1 | 289 | [8 empty] | CE | [6 empty] | 66 | 4000 | 755x407x127 |  | 220-240V |  | 5 |  |  |  | 80 |  | 4000 |  | > 343000 |  |  |  |  | 133.22 |  |  | 9 | PPP | 25 | < 10% at 100.000 hours |  | Available | 840/559 | CIE(x=0.3818. y= 0.3796) 5SDCM. 3SDCM on request | Class I. Class II | IK09 |  |  | 50 |  | -40 | 1 | 289 | RAL7021 | 50-60Hz | Passive | LED | dimmable | Road & Street | Inlumino L | Road & Street |  |  | 38500 | No sensor | > 350000
TBD | INL2-38000-OOO-840... | image | datasheet | deeplink | TUNGSRAM - Inlumino L - 37500lm - 289W - 4000K - 70CRI - TBD[SKU] - Universal coupler 30-76mm | 12.5 | Universal coupler 30-76mm | LED | 1 | 289 | [8 empty] | CE | [6 empty] | 66 | 4000 | 755x407x127 |  | 220-240V |  | 5 |  |  |  | 80 |  | 4000 |  | > 343000 |  |  |  |  | 129.76 |  |  | 9 | OOO | 25 | < 10% at 100.000 hours |  | Available | 840/559 | CIE(x=0.3818. y= 0.3796) 5SDCM. 3SDCM on request | Class I. Class II | IK09 |  |  | 50 |  | -40 | 1 | 289 | RAL7021 | 50-60Hz | Passive | LED | dimmable | Road & Street | Inlumino L | Road & Street |  |  | 37500 | No sensor | > 350000
TBD | INL2-38000-NNN-840... | image | datasheet | deeplink | TUNGSRAM - Inlumino L - 39100lm - 289W - 4000K - 70CRI - TBD[SKU] - Universal coupler 30-76mm | 12.5 | Universal coupler 30-76mm | LED | 1 | 289 | [8 empty] | CE | [6 empty] | 66 | 4000 | 755x407x127 |  | 220-240V |  | 5 |  |  |  | 80 |  | 4000 |  | > 343000 |  |  |  |  | 135.29 |  |  | 9 | NNN | 25 | < 10% at 100.000 hours |  | Available | 840/559 | CIE(x=0.3818. y= 0.3796) 5SDCM. 3SDCM on request | Class I. Class II | IK09 |  |  | 50 |  | -40 | 1 | 289 | RAL7021 | 50-60Hz | Passive | LED | dimmable | Road & Street | Inlumino L | Road & Street |  |  | 39100 | No sensor | > 350000
TBD | INL2-38000-MMM-840... | image | datasheet | deeplink | TUNGSRAM - Inlumino L - 39300lm - 289W - 4000K - 70CRI - TBD[SKU] - Universal coupler 30-76mm | 12.5 | Universal coupler 30-76mm | LED | 1 | 289 | [8 empty] | CE | [6 empty] | 66 | 4000 | 755x407x127 |  | 220-240V |  | 5 |  |  |  | 80 |  | 4000 |  | > 343000 |  |  |  |  | 135.99 |  |  | 9 | MMM | 25 | < 10% at 100.000 hours |  | Available | 840/559 | CIE(x=0.3818. y= 0.3796) 5SDCM. 3SDCM on request | Class I. Class II | IK09 |  |  | 50 |  | -40 | 1 | 289 | RAL7021 | 50-60Hz | Passive | LED | dimmable | Road & Street | Inlumino L | Road & Street |  |  | 39300 | No sensor | > 350000
TBD | INL2-38000-LLL-840... | image | datasheet | deeplink | TUNGSRAM - Inlumino L - 38100lm - 289W - 4000K - 70CRI - TBD[SKU] - Universal coupler 30-76mm | 12.5 | Universal coupler 30-76mm | LED | 1 | 289 | [8 empty] | CE | [6 empty] | 66 | 4000 | 755x407x127 |  | 220-240V |  | 5 |  |  |  | 80 |  | 4000 |  | > 343000 |  |  |  |  | 131.83 |  |  | 9 | LLL | 25 | < 10% at 100.000 hours |  | Available | 840/559 | CIE(x=0.3818. y= 0.3796) 5SDCM. 3SDCM on request | Class I. Class II | IK09 |  |  | 50 |  | -40 | 1 | 289 | RAL7021 | 50-60Hz | Passive | LED | dimmable | Road & Street | Inlumino L | Road & Street |  |  | 38100 | No sensor | > 350000
TBD | INL2-38000-KKK-840... | image | datasheet | deeplink | TUNGSRAM - Inlumino L - 38700lm - 289W - 4000K - 70CRI - TBD[SKU] - Universal coupler 30-76mm | 12.5 | Universal coupler 30-76mm | LED | 1 | 289 | [8 empty] | CE | [6 empty] | 66 | 4000 | 755x407x127 |  | 220-240V |  | 5 |  |  |  | 80 |  | 4000 |  | > 343000 |  |  |  |  | 133.91 |  |  | 9 | KKK | 25 | < 10% at 100.000 hours |  | Available | 840/559 | CIE(x=0.3818. y= 0.3796) 5SDCM. 3SDCM on request | Class I. Class II | IK09 |  |  | 50 |  | -40 | 1 | 289 | RAL7021 | 50-60Hz | Passive | LED | dimmable | Road & Street | Inlumino L | Road & Street |  |  | 38700 | No sensor | > 350000
TBD | INL2-38000-JJJ-840... | image | datasheet | deeplink | TUNGSRAM - Inlumino L - 38100lm - 289W - 4000K - 70CRI - TBD[SKU] - Universal coupler 30-76mm | 12.5 | Universal coupler 30-76mm | LED | 1 | 289 | [8 empty] | CE | [6 empty] | 66 | 4000 | 755x407x127 |  | 220-240V |  | 5 |  |  |  | 80 |  | 4000 |  | > 343000 |  |  |  |  | 131.83 |  |  | 9 | JJJ | 25 | < 10% at 100.000 hours |  | Available | 840/559 | CIE(x=0.3818. y= 0.3796) 5SDCM. 3SDCM on request | Class I. Class II | IK09 |  |  | 50 |  | -40 | 1 | 289 | RAL7021 | 50-60Hz | Passive | LED | dimmable | Road & Street | Inlumino L | Road & Street |  |  | 38100 | No sensor | > 350000
TBD | INL2-38000-GGG-840... | image | datasheet | deeplink | TUNGSRAM - Inlumino L - 38400lm - 289W - 4000K - 70CRI - TBD[SKU] - Universal coupler 30-76mm | 12.5 | Universal coupler 30-76mm | LED | 1 | 289 | [8 empty] | CE | [6 empty] | 66 | 4000 | 755x407x127 |  | 220-240V |  | 5 |  |  |  | 80 |  | 4000 |  | > 343000 |  |  |  |  | 132.87 |  |  | 9 | GGG | 25 | < 10% at 100.000 hours |  | Available | 840/559 | CIE(x=0.3818. y= 0.3796) 5SDCM. 3SDCM on request | Class I. Class II | IK09 |  |  | 50 |  | -40 | 1 | 289 | RAL7021 | 50-60Hz | Passive | LED | dimmable | Road & Street | Inlumino L | Road & Street |  |  | 38400 | No sensor | > 350000
TBD | INL2-38000-FFF-840... | image | datasheet | deeplink | TUNGSRAM - Inlumino L - 38900lm - 289W - 4000K - 70CRI - TBD[SKU] - Universal coupler 30-76mm | 12.5 | Universal coupler 30-76mm | LED | 1 | 289 | [8 empty] | CE | [6 empty] | 66 | 4000 | 755x407x127 |  | 220-240V |  | 5 |  |  |  | 80 |  | 4000 |  | > 343000 |  |  |  |  | 134.6 |  |  | 9 | FFF | 25 | < 10% at 100.000 hours |  | Available | 840/559 | CIE(x=0.3818. y= 0.3796) 5SDCM. 3SDCM on request | Class I. Class II | IK09 |  |  | 50 |  | -40 | 1 | 289 | RAL7021 | 50-60Hz | Passive | LED | dimmable | Road & Street | Inlumino L | Road & Street |  |  | 38900 | No sensor | > 350000
TBD | INL2-38000-EEE-840... | image | datasheet | deeplink | TUNGSRAM - Inlumino L - 39200lm - 289W - 4000K - 70CRI - TBD[SKU] - Universal coupler 30-76mm | 12.5 | Universal coupler 30-76mm | LED | 1 | 289 | [8 empty] | CE | [6 empty] | 66 | 4000 | 755x407x127 |  | 220-240V |  | 5 |  |  |  | 80 |  | 4000 |  | > 343000 |  |  |  |  | 135.64 |  |  | 9 | EEE | 25 | < 10% at 100.000 hours |  | Available | 840/559 | CIE(x=0.3818. y= 0.3796) 5SDCM. 3SDCM on request | Class I. Class II | IK09 |  |  | 50 |  | -40 | 1 | 289 | RAL7021 | 50-60Hz | Passive | LED | dimmable | Road & Street | Inlumino L | Road & Street |  |  | 39200 | No sensor | > 350000
TBD | INL2-38000-DDD-840... | image | datasheet | deeplink | TUNGSRAM - Inlumino L - 39300lm - 289W - 4000K - 70CRI - TBD[SKU] - Universal coupler 30-76mm | 12.5 | Universal coupler 30-76mm | LED | 1 | 289 | [8 empty] | CE | [6 empty] | 66 | 4000 | 755x407x127 |  | 220-240V |  | 5 |  |  |  | 80 |  | 4000 |  | > 343000 |  |  |  |  | 135.99 |  |  | 9 | DDD | 25 | < 10% at 100.000 hours |  | Available | 840/559 | CIE(x=0.3818. y= 0.3796) 5SDCM. 3SDCM on request | Class I. Class II | IK09 |  |  | 50 |  | -40 | 1 | 289 | RAL7021 | 50-60Hz | Passive | LED | dimmable | Road & Street | Inlumino L | Road & Street |  |  | 39300 | No sensor | > 350000
TBD | INL2-38000-CCC-840... | image | datasheet | deeplink | TUNGSRAM - Inlumino L - 38900lm - 289W - 4000K - 70CRI - TBD[SKU] - Universal coupler 30-76mm | 12.5 | Universal coupler 30-76mm | LED | 1 | 289 | [8 empty] | CE | [6 empty] | 66 | 4000 | 755x407x127 |  | 220-240V |  | 5 |  |  |  | 80 |  | 4000 |  | > 343000 |  |  |  |  | 134.6 |  |  | 9 | CCC | 25 | < 10% at 100.000 hours |  | Available | 840/559 | CIE(x=0.3818. y= 0.3796) 5SDCM. 3SDCM on request | Class I. Class II | IK09 |  |  | 50 |  | -40 | 1 | 289 | RAL7021 | 50-60Hz | Passive | LED | dimmable | Road & Street | Inlumino L | Road & Street |  |  | 38900 | No sensor | > 350000
TBD | INL2-38000-BBB-840... | image | datasheet | deeplink | TUNGSRAM - Inlumino L - 38100lm - 289W - 4000K - 70CRI - TBD[SKU] - Universal coupler 30-76mm | 12.5 | Universal coupler 30-76mm | LED | 1 | 289 | [8 empty] | CE | [6 empty] | 66 | 4000 | 755x407x127 |  | 220-240V |  | 5 |  |  |  | 80 |  | 4000 |  | > 343000 |  |  |  |  | 131.83 |  |  | 9 | BBB | 25 | < 10% at 100.000 hours |  | Available | 840/559 | CIE(x=0.3818. y= 0.3796) 5SDCM. 3SDCM on request | Class I. Class II | IK09 |  |  | 50 |  | -40 | 1 | 289 | RAL7021 | 50-60Hz | Passive | LED | dimmable | Road & Street | Inlumino L | Road & Street |  |  | 38100 | No sensor | > 350000
TBD | INL2-38000-AAA-840... | image | datasheet | deeplink | TUNGSRAM - Inlumino L - 39400lm - 289W - 4000K - 70CRI - TBD[SKU] - Universal coupler 30-76mm | 12.5 | Universal coupler 30-76mm | LED | 1 | 289 | [8 empty] | CE | [6 empty] | 66 | 4000 | 755x407x127 |  | 220-240V |  | 5 |  |  |  | 80 |  | 4000 |  | > 343000 |  |  |  |  | 136.33 |  |  | 9 | AAA | 25 | < 10% at 100.000 hours |  | Available | 840/559 | CIE(x=0.3818. y= 0.3796) 5SDCM. 3SDCM on request | Class I. Class II | IK09 |  |  | 50 |  | -40 | 1 | 289 | RAL7021 | 50-60Hz | Passive | LED | dimmable | Road & Street | Inlumino L | Road & Street |  |  | 39400 | No sensor | > 350000
TBD | INL2-36000-YYY-840... | image | datasheet | deeplink | TUNGSRAM - Inlumino L - 37300lm - 268W - 4000K - 70CRI - TBD[SKU] - Universal coupler 30-76mm | 12.5 | Universal coupler 30-76mm | LED | 1 | 268 | [8 empty] | CE | [6 empty] | 66 | 4000 | 755x407x127 |  | 220-240V |  | 5 |  |  |  | 80 |  | 4000 |  | > 343000 |  |  |  |  | 139.18 |  |  | 9 | YYY | 25 | < 10% at 100.000 hours |  | Available | 840/559 | CIE(x=0.3818. y= 0.3796) 5SDCM. 3SDCM on request | Class I. Class II | IK09 |  |  | 50 |  | -40 | 1 | 268 | RAL7021 | 50-60Hz | Passive | LED | dimmable | Road & Street | Inlumino L | Road & Street |  |  | 37300 | No sensor | > 350000
TBD | INL2-36000-XXX-840... | image | datasheet | deeplink | TUNGSRAM - Inlumino L - 36500lm - 268W - 4000K - 70CRI - TBD[SKU] - Universal coupler 30-76mm | 12.5 | Universal coupler 30-76mm | LED | 1 | 268 | [8 empty] | CE | [6 empty] | 66 | 4000 | 755x407x127 |  | 220-240V |  | 5 |  |  |  | 80 |  | 4000 |  | > 343000 |  |  |  |  | 136.19 |  |  | 9 | XXX | 25 | < 10% at 100.000 hours |  | Available | 840/559 | CIE(x=0.3818. y= 0.3796) 5SDCM. 3SDCM on request | Class I. Class II | IK09 |  |  | 50 |  | -40 | 1 | 268 | RAL7021 | 50-60Hz | Passive | LED | dimmable | Road & Street | Inlumino L | Road & Street |  |  | 36500 | No sensor | > 350000
TBD | INL2-36000-WWW-840... | image | datasheet | deeplink | TUNGSRAM - Inlumino L - 36600lm - 268W - 4000K - 70CRI - TBD[SKU] - Universal coupler 30-76mm | 12.5 | Universal coupler 30-76mm | LED | 1 | 268 | [8 empty] | CE | [6 empty] | 66 | 4000 | 755x407x127 |  | 220-240V |  | 5 |  |  |  | 80 |  | 4000 |  | > 343000 |  |  |  |  | 136.57 |  |  | 9 | WWW | 25 | < 10% at 100.000 hours |  | Available | 840/559 | CIE(x=0.3818. y= 0.3796) 5SDCM. 3SDCM on request | Class I. Class II | IK09 |  |  | 50 |  | -40 | 1 | 268 | RAL7021 | 50-60Hz | Passive | LED | dimmable | Road & Street | Inlumino L | Road & Street |  |  | 36600 | No sensor | > 350000
TBD | INL2-36000-VVV-840... | image | datasheet | deeplink | TUNGSRAM - Inlumino L - 36900lm - 268W - 4000K - 70CRI - TBD[SKU] - Universal coupler 30-76mm | 12.5 | Universal coupler 30-76mm | LED | 1 | 268 | [8 empty] | CE | [6 empty] | 66 | 4000 | 755x407x127 |  | 220-240V |  | 5 |  |  |  | 80 |  | 4000 |  | > 343000 |  |  |  |  | 137.69 |  |  | 9 | VVV | 25 | < 10% at 100.000 hours |  | Available | 840/559 | CIE(x=0.3818. y= 0.3796) 5SDCM. 3SDCM on request | Class I. Class II | IK09 |  |  | 50 |  | -40 | 1 | 268 | RAL7021 | 50-60Hz | Passive | LED | dimmable | Road & Street | Inlumino L | Road & Street |  |  | 36900 | No sensor | > 350000
TBD | INL2-36000-UUU-840... | image | datasheet | deeplink | TUNGSRAM - Inlumino L - 35600lm - 268W - 4000K - 70CRI - TBD[SKU] - Universal coupler 30-76mm | 12.5 | Universal coupler 30-76mm | LED | 1 | 268 | [8 empty] | CE | [6 empty] | 66 | 4000 | 755x407x127 |  | 220-240V |  | 5 |  |  |  | 80 |  | 4000 |  | > 343000 |  |  |  |  | 132.84 |  |  | 9 | UUU | 25 | < 10% at 100.000 hours |  | Available | 840/559 | CIE(x=0.3818. y= 0.3796) 5SDCM. 3SDCM on request | Class I. Class II | IK09 |  |  | 50 |  | -40 | 1 | 268 | RAL7021 | 50-60Hz | Passive | LED | dimmable | Road & Street | Inlumino L | Road & Street |  |  | 35600 | No sensor | > 350000
TBD | INL2-36000-SSS-840... | image | datasheet | deeplink | TUNGSRAM - Inlumino L - 36100lm - 268W - 4000K - 70CRI - TBD[SKU] - Universal coupler 30-76mm | 12.5 | Universal coupler 30-76mm | LED | 1 | 268 | [8 empty] | CE | [6 empty] | 66 | 4000 | 755x407x127 |  | 220-240V |  | 5 |  |  |  | 80 |  | 4000 |  | > 343000 |  |  |  |  | 134.7 |  |  | 9 | SSS | 25 | < 10% at 100.000 hours |  | Available | 840/559 | CIE(x=0.3818. y= 0.3796) 5SDCM. 3SDCM on request | Class I. Class II | IK09 |  |  | 50 |  | -40 | 1 | 268 | RAL7021 | 50-60Hz | Passive | LED | dimmable | Road & Street | Inlumino L | Road & Street |  |  | 36100 | No sensor | > 350000
TBD | INL2-36000-QQQ-840... | image | datasheet | deeplink | TUNGSRAM - Inlumino L - 36400lm - 268W - 4000K - 70CRI - TBD[SKU] - Universal coupler 30-76mm | 12.5 | Universal coupler 30-76mm | LED | 1 | 268 | [8 empty] | CE | [6 empty] | 66 | 4000 | 755x407x127 |  | 220-240V |  | 5 |  |  |  | 80 |  | 4000 |  | > 343000 |  |  |  |  | 135.82 |  |  | 9 | QQQ | 25 | < 10% at 100.000 hours |  | Available | 840/559 | CIE(x=0.3818. y= 0.3796) 5SDCM. 3SDCM on request | Class I. Class II | IK09 |  |  | 50 |  | -40 | 1 | 268 | RAL7021 | 50-60Hz | Passive | LED | dimmable | Road & Street | Inlumino L | Road & Street |  |  | 36400 | No sensor | > 350000
TBD | INL2-36000-PPP-840... | image | datasheet | deeplink | TUNGSRAM - Inlumino L - 36400lm - 268W - 4000K - 70CRI - TBD[SKU] - Universal coupler 30-76mm | 12.5 | Universal coupler 30-76mm | LED | 1 | 268 | [8 empty] | CE | [6 empty] | 66 | 4000 | 755x407x127 |  | 220-240V |  | 5 |  |  |  | 80 |  | 4000 |  | > 343000 |  |  |  |  | 135.82 |  |  | 9 | PPP | 25 | < 10% at 100.000 hours |  | Available | 840/559 | CIE(x=0.3818. y= 0.3796) 5SDCM. 3SDCM on request | Class I. Class II | IK09 |  |  | 50 |  | -40 | 1 | 268 | RAL7021 | 50-60Hz | Passive | LED | dimmable | Road & Street | Inlumino L | Road & Street |  |  | 36400 | No sensor | > 350000
TBD | INL2-36000-OOO-840... | image | datasheet | deeplink | TUNGSRAM - Inlumino L - 35500lm - 268W - 4000K - 70CRI - TBD[SKU] - Universal coupler 30-76mm | 12.5 | Universal coupler 30-76mm | LED | 1 | 268 | [8 empty] | CE | [6 empty] | 66 | 4000 | 755x407x127 |  | 220-240V |  | 5 |  |  |  | 80 |  | 4000 |  | > 343000 |  |  |  |  | 132.46 |  |  | 9 | OOO | 25 | < 10% at 100.000 hours |  | Available | 840/559 | CIE(x=0.3818. y= 0.3796) 5SDCM. 3SDCM on request | Class I. Class II | IK09 |  |  | 50 |  | -40 | 1 | 268 | RAL7021 | 50-60Hz | Passive | LED | dimmable | Road & Street | Inlumino L | Road & Street |  |  | 35500 | No sensor | > 350000
TBD | INL2-36000-NNN-840... | image | datasheet | deeplink | TUNGSRAM - Inlumino L - 37000lm - 268W - 4000K - 70CRI - TBD[SKU] - Universal coupler 30-76mm | 12.5 | Universal coupler 30-76mm | LED | 1 | 268 | [8 empty] | CE | [6 empty] | 66 | 4000 | 755x407x127 |  | 220-240V |  | 5 |  |  |  | 80 |  | 4000 |  | > 343000 |  |  |  |  | 138.06 |  |  | 9 | NNN | 25 | < 10% at 100.000 hours |  | Available | 840/559 | CIE(x=0.3818. y= 0.3796) 5SDCM. 3SDCM on request | Class I. Class II | IK09 |  |  | 50 |  | -40 | 1 | 268 | RAL7021 | 50-60Hz | Passive | LED | dimmable | Road & Street | Inlumino L | Road & Street |  |  | 37000 | No sensor | > 350000
TBD | INL2-36000-MMM-840... | image | datasheet | deeplink | TUNGSRAM - Inlumino L - 37200lm - 268W - 4000K - 70CRI - TBD[SKU] - Universal coupler 30-76mm | 12.5 | Universal coupler 30-76mm | LED | 1 | 268 | [8 empty] | CE | [6 empty] | 66 | 4000 | 755x407x127 |  | 220-240V |  | 5 |  |  |  | 80 |  | 4000 |  | > 343000 |  |  |  |  | 138.81 |  |  | 9 | MMM | 25 | < 10% at 100.000 hours |  | Available | 840/559 | CIE(x=0.3818. y= 0.3796) 5SDCM. 3SDCM on request | Class I. Class II | IK09 |  |  | 50 |  | -40 | 1 | 268 | RAL7021 | 50-60Hz | Passive | LED | dimmable | Road & Street | Inlumino L | Road & Street |  |  | 37200 | No sensor | > 350000
TBD | INL2-36000-LLL-840... | image | datasheet | deeplink | TUNGSRAM - Inlumino L - 36000lm - 268W - 4000K - 70CRI - TBD[SKU] - Universal coupler 30-76mm | 12.5 | Universal coupler 30-76mm | LED | 1 | 268 | [8 empty] | CE | [6 empty] | 66 | 4000 | 755x407x127 |  | 220-240V |  | 5 |  |  |  | 80 |  | 4000 |  | > 343000 |  |  |  |  | 134.33 |  |  | 9 | LLL | 25 | < 10% at 100.000 hours |  | Available | 840/559 | CIE(x=0.3818. y= 0.3796) 5SDCM. 3SDCM on request | Class I. Class II | IK09 |  |  | 50 |  | -40 | 1 | 268 | RAL7021 | 50-60Hz | Passive | LED | dimmable | Road & Street | Inlumino L | Road & Street |  |  | 36000 | No sensor | > 350000
TBD | INL2-36000-KKK-840... | image | datasheet | deeplink | TUNGSRAM - Inlumino L - 36600lm - 268W - 4000K - 70CRI - TBD[SKU] - Universal coupler 30-76mm | 12.5 | Universal coupler 30-76mm | LED | 1 | 268 | [8 empty] | CE | [6 empty] | 66 | 4000 | 755x407x127 |  | 220-240V |  | 5 |  |  |  | 80 |  | 4000 |  | > 343000 |  |  |  |  | 136.57 |  |  | 9 | KKK | 25 | < 10% at 100.000 hours |  | Available | 840/559 | CIE(x=0.3818. y= 0.3796) 5SDCM. 3SDCM on request | Class I. Class II | IK09 |  |  | 50 |  | -40 | 1 | 268 | RAL7021 | 50-60Hz | Passive | LED | dimmable | Road & Street | Inlumino L | Road & Street |  |  | 36600 | No sensor | > 350000
TBD | INL2-36000-JJJ-840... | image | datasheet | deeplink | TUNGSRAM - Inlumino L - 36100lm - 268W - 4000K - 70CRI - TBD[SKU] - Universal coupler 30-76mm | 12.5 | Universal coupler 30-76mm | LED | 1 | 268 | [8 empty] | CE | [6 empty] | 66 | 4000 | 755x407x127 |  | 220-240V |  | 5 |  |  |  | 80 |  | 4000 |  | > 343000 |  |  |  |  | 134.7 |  |  | 9 | JJJ | 25 | < 10% at 100.000 hours |  | Available | 840/559 | CIE(x=0.3818. y= 0.3796) 5SDCM. 3SDCM on request | Class I. Class II | IK09 |  |  | 50 |  | -40 | 1 | 268 | RAL7021 | 50-60Hz | Passive | LED | dimmable | Road & Street | Inlumino L | Road & Street |  |  | 36100 | No sensor | > 350000
TBD | INL2-36000-GGG-840... | image | datasheet | deeplink | TUNGSRAM - Inlumino L - 36300lm - 268W - 4000K - 70CRI - TBD[SKU] - Universal coupler 30-76mm | 12.5 | Universal coupler 30-76mm | LED | 1 | 268 | [8 empty] | CE | [6 empty] | 66 | 4000 | 755x407x127 |  | 220-240V |  | 5 |  |  |  | 80 |  | 4000 |  | > 343000 |  |  |  |  | 135.45 |  |  | 9 | GGG | 25 | < 10% at 100.000 hours |  | Available | 840/559 | CIE(x=0.3818. y= 0.3796) 5SDCM. 3SDCM on request | Class I. Class II | IK09 |  |  | 50 |  | -40 | 1 | 268 | RAL7021 | 50-60Hz | Passive | LED | dimmable | Road & Street | Inlumino L | Road & Street |  |  | 36300 | No sensor | > 350000
TBD | INL2-36000-FFF-840... | image | datasheet | deeplink | TUNGSRAM - Inlumino L - 36800lm - 268W - 4000K - 70CRI - TBD[SKU] - Universal coupler 30-76mm | 12.5 | Universal coupler 30-76mm | LED | 1 | 268 | [8 empty] | CE | [6 empty] | 66 | 4000 | 755x407x127 |  | 220-240V |  | 5 |  |  |  | 80 |  | 4000 |  | > 343000 |  |  |  |  | 137.31 |  |  | 9 | FFF | 25 | < 10% at 100.000 hours |  | Available | 840/559 | CIE(x=0.3818. y= 0.3796) 5SDCM. 3SDCM on request | Class I. Class II | IK09 |  |  | 50 |  | -40 | 1 | 268 | RAL7021 | 50-60Hz | Passive | LED | dimmable | Road & Street | Inlumino L | Road & Street |  |  | 36800 | No sensor | > 350000
TBD | INL2-36000-EEE-840... | image | datasheet | deeplink | TUNGSRAM - Inlumino L - 37100lm - 268W - 4000K - 70CRI - TBD[SKU] - Universal coupler 30-76mm | 12.5 | Universal coupler 30-76mm | LED | 1 | 268 | [8 empty] | CE | [6 empty] | 66 | 4000 | 755x407x127 |  | 220-240V |  | 5 |  |  |  | 80 |  | 4000 |  | > 343000 |  |  |  |  | 138.43 |  |  | 9 | EEE | 25 | < 10% at 100.000 hours |  | Available | 840/559 | CIE(x=0.3818. y= 0.3796) 5SDCM. 3SDCM on request | Class I. Class II | IK09 |  |  | 50 |  | -40 | 1 | 268 | RAL7021 | 50-60Hz | Passive | LED | dimmable | Road & Street | Inlumino L | Road & Street |  |  | 37100 | No sensor | > 350000
TBD | INL2-36000-DDD-840... | image | datasheet | deeplink | TUNGSRAM - Inlumino L - 37200lm - 268W - 4000K - 70CRI - TBD[SKU] - Universal coupler 30-76mm | 12.5 | Universal coupler 30-76mm | LED | 1 | 268 | [8 empty] | CE | [6 empty] | 66 | 4000 | 755x407x127 |  | 220-240V |  | 5 |  |  |  | 80 |  | 4000 |  | > 343000 |  |  |  |  | 138.81 |  |  | 9 | DDD | 25 | < 10% at 100.000 hours |  | Available | 840/559 | CIE(x=0.3818. y= 0.3796) 5SDCM. 3SDCM on request | Class I. Class II | IK09 |  |  | 50 |  | -40 | 1 | 268 | RAL7021 | 50-60Hz | Passive | LED | dimmable | Road & Street | Inlumino L | Road & Street |  |  | 37200 | No sensor | > 350000
TBD | INL2-36000-CCC-840... | image | datasheet | deeplink | TUNGSRAM - Inlumino L - 36800lm - 268W - 4000K - 70CRI - TBD[SKU] - Universal coupler 30-76mm | 12.5 | Universal coupler 30-76mm | LED | 1 | 268 | [8 empty] | CE | [6 empty] | 66 | 4000 | 755x407x127 |  | 220-240V |  | 5 |  |  |  | 80 |  | 4000 |  | > 343000 |  |  |  |  | 137.31 |  |  | 9 | CCC | 25 | < 10% at 100.000 hours |  | Available | 840/559 | CIE(x=0.3818. y= 0.3796) 5SDCM. 3SDCM on request | Class I. Class II | IK09 |  |  | 50 |  | -40 | 1 | 268 | RAL7021 | 50-60Hz | Passive | LED | dimmable | Road & Street | Inlumino L | Road & Street |  |  | 36800 | No sensor | > 350000
TBD | INL2-36000-BBB-840... | image | datasheet | deeplink | TUNGSRAM - Inlumino L - 36100lm - 268W - 4000K - 70CRI - TBD[SKU] - Universal coupler 30-76mm | 12.5 | Universal coupler 30-76mm | LED | 1 | 268 | [8 empty] | CE | [6 empty] | 66 | 4000 | 755x407x127 |  | 220-240V |  | 5 |  |  |  | 80 |  | 4000 |  | > 343000 |  |  |  |  | 134.7 |  |  | 9 | BBB | 25 | < 10% at 100.000 hours |  | Available | 840/559 | CIE(x=0.3818. y= 0.3796) 5SDCM. 3SDCM on request | Class I. Class II | IK09 |  |  | 50 |  | -40 | 1 | 268 | RAL7021 | 50-60Hz | Passive | LED | dimmable | Road & Street | Inlumino L | Road & Street |  |  | 36100 | No sensor | > 350000
TBD | INL2-36000-AAA-840... | image | datasheet | deeplink | TUNGSRAM - Inlumino L - 37300lm - 268W - 4000K - 70CRI - TBD[SKU] - Universal coupler 30-76mm | 12.5 | Universal coupler 30-76mm | LED | 1 | 268 | [8 empty] | CE | [6 empty] | 66 | 4000 | 755x407x127 |  | 220-240V |  | 5 |  |  |  | 80 |  | 4000 |  | > 343000 |  |  |  |  | 139.18 |  |  | 9 | AAA | 25 | < 10% at 100.000 hours |  | Available | 840/559 | CIE(x=0.3818. y= 0.3796) 5SDCM. 3SDCM on request | Class I. Class II | IK09 |  |  | 50 |  | -40 | 1 | 268 | RAL7021 | 50-60Hz | Passive | LED | dimmable | Road & Street | Inlumino L | Road & Street |  |  | 37300 | No sensor | > 350000
TBD | INL2-34000-YYY-840... | image | datasheet | deeplink | TUNGSRAM - Inlumino L - 34700lm - 264W - 4000K - 70CRI - TBD[SKU] - Universal coupler 30-76mm | 12.5 | Universal coupler 30-76mm | LED | 1 | 264 | [8 empty] | CE | [6 empty] | 66 | 4000 | 755x407x127 |  | 220-240V |  | 5 |  |  |  | 80 |  | 4000 |  | > 343000 |  |  |  |  | 131.44 |  |  | 9 | YYY | 25 | < 10% at 100.000 hours |  | Available | 840/559 | CIE(x=0.3818. y= 0.3796) 5SDCM. 3SDCM on request | Class I. Class II | IK09 |  |  | 50 |  | -40 | 1 | 264 | RAL7021 | 50-60Hz | Passive | LED | dimmable | Road & Street | Inlumino L | Road & Street |  |  | 34700 | No sensor | > 350000
TBD | INL2-34000-XXX-840... | image | datasheet | deeplink | TUNGSRAM - Inlumino L - 33900lm - 264W - 4000K - 70CRI - TBD[SKU] - Universal coupler 30-76mm | 12.5 | Universal coupler 30-76mm | LED | 1 | 264 | [8 empty] | CE | [6 empty] | 66 | 4000 | 755x407x127 |  | 220-240V |  | 5 |  |  |  | 80 |  | 4000 |  | > 343000 |  |  |  |  | 128.41 |  |  | 9 | XXX | 25 | < 10% at 100.000 hours |  | Available | 840/559 | CIE(x=0.3818. y= 0.3796) 5SDCM. 3SDCM on request | Class I. Class II | IK09 |  |  | 50 |  | -40 | 1 | 264 | RAL7021 | 50-60Hz | Passive | LED | dimmable | Road & Street | Inlumino L | Road & Street |  |  | 33900 | No sensor | > 350000
TBD | INL2-34000-WWW-840... | image | datasheet | deeplink | TUNGSRAM - Inlumino L - 34000lm - 264W - 4000K - 70CRI - TBD[SKU] - Universal coupler 30-76mm | 12.5 | Universal coupler 30-76mm | LED | 1 | 264 | [8 empty] | CE | [6 empty] | 66 | 4000 | 755x407x127 |  | 220-240V |  | 5 |  |  |  | 80 |  | 4000 |  | > 343000 |  |  |  |  | 128.79 |  |  | 9 | WWW | 25 | < 10% at 100.000 hours |  | Available | 840/559 | CIE(x=0.3818. y= 0.3796) 5SDCM. 3SDCM on request | Class I. Class II | IK09 |  |  | 50 |  | -40 | 1 | 264 | RAL7021 | 50-60Hz | Passive | LED | dimmable | Road & Street | Inlumino L | Road & Street |  |  | 34000 | No sensor | > 350000
TBD | INL2-34000-VVV-840... | image | datasheet | deeplink | TUNGSRAM - Inlumino L - 34300lm - 264W - 4000K - 70CRI - TBD[SKU] - Universal coupler 30-76mm | 12.5 | Universal coupler 30-76mm | LED | 1 | 264 | [8 empty] | CE | [6 empty] | 66 | 4000 | 755x407x127 |  | 220-240V |  | 5 |  |  |  | 80 |  | 4000 |  | > 343000 |  |  |  |  | 129.92 |  |  | 9 | VVV | 25 | < 10% at 100.000 hours |  | Available | 840/559 | CIE(x=0.3818. y= 0.3796) 5SDCM. 3SDCM on request | Class I. Class II | IK09 |  |  | 50 |  | -40 | 1 | 264 | RAL7021 | 50-60Hz | Passive | LED | dimmable | Road & Street | Inlumino L | Road & Street |  |  | 34300 | No sensor | > 350000
TBD | INL2-34000-UUU-840... | image | datasheet | deeplink | TUNGSRAM - Inlumino L - 33100lm - 264W - 4000K - 70CRI - TBD[SKU] - Universal coupler 30-76mm | 12.5 | Universal coupler 30-76mm | LED | 1 | 264 | [8 empty] | CE | [6 empty] | 66 | 4000 | 755x407x127 |  | 220-240V |  | 5 |  |  |  | 80 |  | 4000 |  | > 343000 |  |  |  |  | 125.38 |  |  | 9 | UUU | 25 | < 10% at 100.000 hours |  | Available | 840/559 | CIE(x=0.3818. y= 0.3796) 5SDCM. 3SDCM on request | Class I. Class II | IK09 |  |  | 50 |  | -40 | 1 | 264 | RAL7021 | 50-60Hz | Passive | LED | dimmable | Road & Street | Inlumino L | Road & Street |  |  | 33100 | No sensor | > 350000
TBD | INL2-34000-SSS-840... | image | datasheet | deeplink | TUNGSRAM - Inlumino L - 33500lm - 264W - 4000K - 70CRI - TBD[SKU] - Universal coupler 30-76mm | 12.5 | Universal coupler 30-76mm | LED | 1 | 264 | [8 empty] | CE | [6 empty] | 66 | 4000 | 755x407x127 |  | 220-240V |  | 5 |  |  |  | 80 |  | 4000 |  | > 343000 |  |  |  |  | 126.89 |  |  | 9 | SSS | 25 | < 10% at 100.000 hours |  | Available | 840/559 | CIE(x=0.3818. y= 0.3796) 5SDCM. 3SDCM on request | Class I. Class II | IK09 |  |  | 50 |  | -40 | 1 | 264 | RAL7021 | 50-60Hz | Passive | LED | dimmable | Road & Street | Inlumino L | Road & Street |  |  | 33500 | No sensor | > 350000
TBD | INL2-34000-QQQ-840... | image | datasheet | deeplink | TUNGSRAM - Inlumino L - 33800lm - 264W - 4000K - 70CRI - TBD[SKU] - Universal coupler 30-76mm | 12.5 | Universal coupler 30-76mm | LED | 1 | 264 | [8 empty] | CE | [6 empty] | 66 | 4000 | 755x407x127 |  | 220-240V |  | 5 |  |  |  | 80 |  | 4000 |  | > 343000 |  |  |  |  | 128.03 |  |  | 9 | QQQ | 25 | < 10% at 100.000 hours |  | Available | 840/559 | CIE(x=0.3818. y= 0.3796) 5SDCM. 3SDCM on request | Class I. Class II | IK09 |  |  | 50 |  | -40 | 1 | 264 | RAL7021 | 50-60Hz | Passive | LED | dimmable | Road & Street | Inlumino L | Road & Street |  |  | 33800 | No sensor | > 350000
TBD | INL2-34000-PPP-840... | image | datasheet | deeplink | TUNGSRAM - Inlumino L - 33800lm - 264W - 4000K - 70CRI - TBD[SKU] - Universal coupler 30-76mm | 12.5 | Universal coupler 30-76mm | LED | 1 | 264 | [8 empty] | CE | [6 empty] | 66 | 4000 | 755x407x127 |  | 220-240V |  | 5 |  |  |  | 80 |  | 4000 |  | > 343000 |  |  |  |  | 128.03 |  |  | 9 | PPP | 25 | < 10% at 100.000 hours |  | Available | 840/559 | CIE(x=0.3818. y= 0.3796) 5SDCM. 3SDCM on request | Class I. Class II | IK09 |  |  | 50 |  | -40 | 1 | 264 | RAL7021 | 50-60Hz | Passive | LED | dimmable | Road & Street | Inlumino L | Road & Street |  |  | 33800 | No sensor | > 350000
TBD | INL2-34000-OOO-840... | image | datasheet | deeplink | TUNGSRAM - Inlumino L - 33000lm - 264W - 4000K - 70CRI - TBD[SKU] - Universal coupler 30-76mm | 12.5 | Universal coupler 30-76mm | LED | 1 | 264 | [8 empty] | CE | [6 empty] | 66 | 4000 | 755x407x127 |  | 220-240V |  | 5 |  |  |  | 80 |  | 4000 |  | > 343000 |  |  |  |  | 125 |  |  | 9 | OOO | 25 | < 10% at 100.000 hours |  | Available | 840/559 | CIE(x=0.3818. y= 0.3796) 5SDCM. 3SDCM on request | Class I. Class II | IK09 |  |  | 50 |  | -40 | 1 | 264 | RAL7021 | 50-60Hz | Passive | LED | dimmable | Road & Street | Inlumino L | Road & Street |  |  | 33000 | No sensor | > 350000
TBD | INL2-34000-NNN-840... | image | datasheet | deeplink | TUNGSRAM - Inlumino L - 34400lm - 264W - 4000K - 70CRI - TBD[SKU] - Universal coupler 30-76mm | 12.5 | Universal coupler 30-76mm | LED | 1 | 264 | [8 empty] | CE | [6 empty] | 66 | 4000 | 755x407x127 |  | 220-240V |  | 5 |  |  |  | 80 |  | 4000 |  | > 343000 |  |  |  |  | 130.3 |  |  | 9 | NNN | 25 | < 10% at 100.000 hours |  | Available | 840/559 | CIE(x=0.3818. y= 0.3796) 5SDCM. 3SDCM on request | Class I. Class II | IK09 |  |  | 50 |  | -40 | 1 | 264 | RAL7021 | 50-60Hz | Passive | LED | dimmable | Road & Street | Inlumino L | Road & Street |  |  | 34400 | No sensor | > 350000
TBD | INL2-34000-MMM-840... | image | datasheet | deeplink | TUNGSRAM - Inlumino L - 34500lm - 264W - 4000K - 70CRI - TBD[SKU] - Universal coupler 30-76mm | 12.5 | Universal coupler 30-76mm | LED | 1 | 264 | [8 empty] | CE | [6 empty] | 66 | 4000 | 755x407x127 |  | 220-240V |  | 5 |  |  |  | 80 |  | 4000 |  | > 343000 |  |  |  |  | 130.68 |  |  | 9 | MMM | 25 | < 10% at 100.000 hours |  | Available | 840/559 | CIE(x=0.3818. y= 0.3796) 5SDCM. 3SDCM on request | Class I. Class II | IK09 |  |  | 50 |  | -40 | 1 | 264 | RAL7021 | 50-60Hz | Passive | LED | dimmable | Road & Street | Inlumino L | Road & Street |  |  | 34500 | No sensor | > 350000
TBD | INL2-34000-LLL-840... | image | datasheet | deeplink | TUNGSRAM - Inlumino L - 33500lm - 264W - 4000K - 70CRI - TBD[SKU] - Universal coupler 30-76mm | 12.5 | Universal coupler 30-76mm | LED | 1 | 264 | [8 empty] | CE | [6 empty] | 66 | 4000 | 755x407x127 |  | 220-240V |  | 5 |  |  |  | 80 |  | 4000 |  | > 343000 |  |  |  |  | 126.89 |  |  | 9 | LLL | 25 | < 10% at 100.000 hours |  | Available | 840/559 | CIE(x=0.3818. y= 0.3796) 5SDCM. 3SDCM on request | Class I. Class II | IK09 |  |  | 50 |  | -40 | 1 | 264 | RAL7021 | 50-60Hz | Passive | LED | dimmable | Road & Street | Inlumino L | Road & Street |  |  | 33500 | No sensor | > 350000
TBD | INL2-34000-KKK-840... | image | datasheet | deeplink | TUNGSRAM - Inlumino L - 34000lm - 264W - 4000K - 70CRI - TBD[SKU] - Universal coupler 30-76mm | 12.5 | Universal coupler 30-76mm | LED | 1 | 264 | [8 empty] | CE | [6 empty] | 66 | 4000 | 755x407x127 |  | 220-240V |  | 5 |  |  |  | 80 |  | 4000 |  | > 343000 |  |  |  |  | 128.79 |  |  | 9 | KKK | 25 | < 10% at 100.000 hours |  | Available | 840/559 | CIE(x=0.3818. y= 0.3796) 5SDCM. 3SDCM on request | Class I. Class II | IK09 |  |  | 50 |  | -40 | 1 | 264 | RAL7021 | 50-60Hz | Passive | LED | dimmable | Road & Street | Inlumino L | Road & Street |  |  | 34000 | No sensor | > 350000
TBD | INL2-34000-JJJ-840... | image | datasheet | deeplink | TUNGSRAM - Inlumino L - 33500lm - 264W - 4000K - 70CRI - TBD[SKU] - Universal coupler 30-76mm | 12.5 | Universal coupler 30-76mm | LED | 1 | 264 | [8 empty] | CE | [6 empty] | 66 | 4000 | 755x407x127 |  | 220-240V |  | 5 |  |  |  | 80 |  | 4000 |  | > 343000 |  |  |  |  | 126.89 |  |  | 9 | JJJ | 25 | < 10% at 100.000 hours |  | Available | 840/559 | CIE(x=0.3818. y= 0.3796) 5SDCM. 3SDCM on request | Class I. Class II | IK09 |  |  | 50 |  | -40 | 1 | 264 | RAL7021 | 50-60Hz | Passive | LED | dimmable | Road & Street | Inlumino L | Road & Street |  |  | 33500 | No sensor | > 350000
TBD | INL2-34000-GGG-840... | image | datasheet | deeplink | TUNGSRAM - Inlumino L - 33700lm - 264W - 4000K - 70CRI - TBD[SKU] - Universal coupler 30-76mm | 12.5 | Universal coupler 30-76mm | LED | 1 | 264 | [8 empty] | CE | [6 empty] | 66 | 4000 | 755x407x127 |  | 220-240V |  | 5 |  |  |  | 80 |  | 4000 |  | > 343000 |  |  |  |  | 127.65 |  |  | 9 | GGG | 25 | < 10% at 100.000 hours |  | Available | 840/559 | CIE(x=0.3818. y= 0.3796) 5SDCM. 3SDCM on request | Class I. Class II | IK09 |  |  | 50 |  | -40 | 1 | 264 | RAL7021 | 50-60Hz | Passive | LED | dimmable | Road & Street | Inlumino L | Road & Street |  |  | 33700 | No sensor | > 350000
TBD | INL2-34000-FFF-840... | image | datasheet | deeplink | TUNGSRAM - Inlumino L - 34200lm - 264W - 4000K - 70CRI - TBD[SKU] - Universal coupler 30-76mm | 12.5 | Universal coupler 30-76mm | LED | 1 | 264 | [8 empty] | CE | [6 empty] | 66 | 4000 | 755x407x127 |  | 220-240V |  | 5 |  |  |  | 80 |  | 4000 |  | > 343000 |  |  |  |  | 129.55 |  |  | 9 | FFF | 25 | < 10% at 100.000 hours |  | Available | 840/559 | CIE(x=0.3818. y= 0.3796) 5SDCM. 3SDCM on request | Class I. Class II | IK09 |  |  | 50 |  | -40 | 1 | 264 | RAL7021 | 50-60Hz | Passive | LED | dimmable | Road & Street | Inlumino L | Road & Street |  |  | 34200 | No sensor | > 350000
TBD | INL2-34000-EEE-840... | image | datasheet | deeplink | TUNGSRAM - Inlumino L - 34400lm - 264W - 4000K - 70CRI - TBD[SKU] - Universal coupler 30-76mm | 12.5 | Universal coupler 30-76mm | LED | 1 | 264 | [8 empty] | CE | [6 empty] | 66 | 4000 | 755x407x127 |  | 220-240V |  | 5 |  |  |  | 80 |  | 4000 |  | > 343000 |  |  |  |  | 130.3 |  |  | 9 | EEE | 25 | < 10% at 100.000 hours |  | Available | 840/559 | CIE(x=0.3818. y= 0.3796) 5SDCM. 3SDCM on request | Class I. Class II | IK09 |  |  | 50 |  | -40 | 1 | 264 | RAL7021 | 50-60Hz | Passive | LED | dimmable | Road & Street | Inlumino L | Road & Street |  |  | 34400 | No sensor | > 350000
TBD | INL2-34000-DDD-840... | image | datasheet | deeplink | TUNGSRAM - Inlumino L - 34600lm - 264W - 4000K - 70CRI - TBD[SKU] - Universal coupler 30-76mm | 12.5 | Universal coupler 30-76mm | LED | 1 | 264 | [8 empty] | CE | [6 empty] | 66 | 4000 | 755x407x127 |  | 220-240V |  | 5 |  |  |  | 80 |  | 4000 |  | > 343000 |  |  |  |  | 131.06 |  |  | 9 | DDD | 25 | < 10% at 100.000 hours |  | Available | 840/559 | CIE(x=0.3818. y= 0.3796) 5SDCM. 3SDCM on request | Class I. Class II | IK09 |  |  | 50 |  | -40 | 1 | 264 | RAL7021 | 50-60Hz | Passive | LED | dimmable | Road & Street | Inlumino L | Road & Street |  |  | 34600 | No sensor | > 350000
TBD | INL2-34000-CCC-840... | image | datasheet | deeplink | TUNGSRAM - Inlumino L - 34200lm - 264W - 4000K - 70CRI - TBD[SKU] - Universal coupler 30-76mm | 12.5 | Universal coupler 30-76mm | LED | 1 | 264 | [8 empty] | CE | [6 empty] | 66 | 4000 | 755x407x127 |  | 220-240V |  | 5 |  |  |  | 80 |  | 4000 |  | > 343000 |  |  |  |  | 129.55 |  |  | 9 | CCC | 25 | < 10% at 100.000 hours |  | Available | 840/559 | CIE(x=0.3818. y= 0.3796) 5SDCM. 3SDCM on request | Class I. Class II | IK09 |  |  | 50 |  | -40 | 1 | 264 | RAL7021 | 50-60Hz | Passive | LED | dimmable | Road & Street | Inlumino L | Road & Street |  |  | 34200 | No sensor | > 350000
TBD | INL2-34000-BBB-840... | image | datasheet | deeplink | TUNGSRAM - Inlumino L - 33500lm - 264W - 4000K - 70CRI - TBD[SKU] - Universal coupler 30-76mm | 12.5 | Universal coupler 30-76mm | LED | 1 | 264 | [8 empty] | CE | [6 empty] | 66 | 4000 | 755x407x127 |  | 220-240V |  | 5 |  |  |  | 80 |  | 4000 |  | > 343000 |  |  |  |  | 126.89 |  |  | 9 | BBB | 25 | < 10% at 100.000 hours |  | Available | 840/559 | CIE(x=0.3818. y= 0.3796) 5SDCM. 3SDCM on request | Class I. Class II | IK09 |  |  | 50 |  | -40 | 1 | 264 | RAL7021 | 50-60Hz | Passive | LED | dimmable | Road & Street | Inlumino L | Road & Street |  |  | 33500 | No sensor | > 350000
TBD | INL2-34000-AAA-840... | image | datasheet | deeplink | TUNGSRAM - Inlumino L - 34700lm - 264W - 4000K - 70CRI - TBD[SKU] - Universal coupler 30-76mm | 12.5 | Universal coupler 30-76mm | LED | 1 | 264 | [8 empty] | CE | [6 empty] | 66 | 4000 | 755x407x127 |  | 220-240V |  | 5 |  |  |  | 80 |  | 4000 |  | > 343000 |  |  |  |  | 131.44 |  |  | 9 | AAA | 25 | < 10% at 100.000 hours |  | Available | 840/559 | CIE(x=0.3818. y= 0.3796) 5SDCM. 3SDCM on request | Class I. Class II | IK09 |  |  | 50 |  | -40 | 1 | 264 | RAL7021 | 50-60Hz | Passive | LED | dimmable | Road & Street | Inlumino L | Road & Street |  |  | 34700 | No sensor | > 350000
TBD | INL2-32000-YYY-840... | image | datasheet | deeplink | TUNGSRAM - Inlumino L - 32800lm - 245W - 4000K - 70CRI - TBD[SKU] - Universal coupler 30-76mm | 12.5 | Universal coupler 30-76mm | LED | 1 | 245 | [8 empty] | CE | [6 empty] | 66 | 4000 | 755x407x127 |  | 220-240V |  | 5 |  |  |  | 80 |  | 4000 |  | > 343000 |  |  |  |  | 133.88 |  |  | 9 | YYY | 25 | < 10% at 100.000 hours |  | Available | 840/559 | CIE(x=0.3818. y= 0.3796) 5SDCM. 3SDCM on request | Class I. Class II | IK09 |  |  | 50 |  | -40 | 1 | 245 | RAL7021 | 50-60Hz | Passive | LED | dimmable | Road & Street | Inlumino L | Road & Street |  |  | 32800 | No sensor | > 350000
TBD | INL2-32000-XXX-840... | image | datasheet | deeplink | TUNGSRAM - Inlumino L - 32000lm - 245W - 4000K - 70CRI - TBD[SKU] - Universal coupler 30-76mm | 12.5 | Universal coupler 30-76mm | LED | 1 | 245 | [8 empty] | CE | [6 empty] | 66 | 4000 | 755x407x127 |  | 220-240V |  | 5 |  |  |  | 80 |  | 4000 |  | > 343000 |  |  |  |  | 130.61 |  |  | 9 | XXX | 25 | < 10% at 100.000 hours |  | Available | 840/559 | CIE(x=0.3818. y= 0.3796) 5SDCM. 3SDCM on request | Class I. Class II | IK09 |  |  | 50 |  | -40 | 1 | 245 | RAL7021 | 50-60Hz | Passive | LED | dimmable | Road & Street | Inlumino L | Road & Street |  |  | 32000 | No sensor | > 350000
TBD | INL2-32000-WWW-840... | image | datasheet | deeplink | TUNGSRAM - Inlumino L - 32200lm - 245W - 4000K - 70CRI - TBD[SKU] - Universal coupler 30-76mm | 12.5 | Universal coupler 30-76mm | LED | 1 | 245 | [8 empty] | CE | [6 empty] | 66 | 4000 | 755x407x127 |  | 220-240V |  | 5 |  |  |  | 80 |  | 4000 |  | > 343000 |  |  |  |  | 131.43 |  |  | 9 | WWW | 25 | < 10% at 100.000 hours |  | Available | 840/559 | CIE(x=0.3818. y= 0.3796) 5SDCM. 3SDCM on request | Class I. Class II | IK09 |  |  | 50 |  | -40 | 1 | 245 | RAL7021 | 50-60Hz | Passive | LED | dimmable | Road & Street | Inlumino L | Road & Street |  |  | 32200 | No sensor | > 350000
TBD | INL2-32000-VVV-840... | image | datasheet | deeplink | TUNGSRAM - Inlumino L - 32400lm - 245W - 4000K - 70CRI - TBD[SKU] - Universal coupler 30-76mm | 12.5 | Universal coupler 30-76mm | LED | 1 | 245 | [8 empty] | CE | [6 empty] | 66 | 4000 | 755x407x127 |  | 220-240V |  | 5 |  |  |  | 80 |  | 4000 |  | > 343000 |  |  |  |  | 132.24 |  |  | 9 | VVV | 25 | < 10% at 100.000 hours |  | Available | 840/559 | CIE(x=0.3818. y= 0.3796) 5SDCM. 3SDCM on request | Class I. Class II | IK09 |  |  | 50 |  | -40 | 1 | 245 | RAL7021 | 50-60Hz | Passive | LED | dimmable | Road & Street | Inlumino L | Road & Street |  |  | 32400 | No sensor | > 350000
TBD | INL2-32000-UUU-840... | image | datasheet | deeplink | TUNGSRAM - Inlumino L - 31300lm - 245W - 4000K - 70CRI - TBD[SKU] - Universal coupler 30-76mm | 12.5 | Universal coupler 30-76mm | LED | 1 | 245 | [8 empty] | CE | [6 empty] | 66 | 4000 | 755x407x127 |  | 220-240V |  | 5 |  |  |  | 80 |  | 4000 |  | > 343000 |  |  |  |  | 127.76 |  |  | 9 | UUU | 25 | < 10% at 100.000 hours |  | Available | 840/559 | CIE(x=0.3818. y= 0.3796) 5SDCM. 3SDCM on request | Class I. Class II | IK09 |  |  | 50 |  | -40 | 1 | 245 | RAL7021 | 50-60Hz | Passive | LED | dimmable | Road & Street | Inlumino L | Road & Street |  |  | 31300 | No sensor | > 350000
TBD | INL2-32000-SSS-840... | image | datasheet | deeplink | TUNGSRAM - Inlumino L - 31600lm - 245W - 4000K - 70CRI - TBD[SKU] - Universal coupler 30-76mm | 12.5 | Universal coupler 30-76mm | LED | 1 | 245 | [8 empty] | CE | [6 empty] | 66 | 4000 | 755x407x127 |  | 220-240V |  | 5 |  |  |  | 80 |  | 4000 |  | > 343000 |  |  |  |  | 128.98 |  |  | 9 | SSS | 25 | < 10% at 100.000 hours |  | Available | 840/559 | CIE(x=0.3818. y= 0.3796) 5SDCM. 3SDCM on request | Class I. Class II | IK09 |  |  | 50 |  | -40 | 1 | 245 | RAL7021 | 50-60Hz | Passive | LED | dimmable | Road & Street | Inlumino L | Road & Street |  |  | 31600 | No sensor | > 350000
TBD | INL2-32000-QQQ-840... | image | datasheet | deeplink | TUNGSRAM - Inlumino L - 32000lm - 245W - 4000K - 70CRI - TBD[SKU] - Universal coupler 30-76mm | 12.5 | Universal coupler 30-76mm | LED | 1 | 245 | [8 empty] | CE | [6 empty] | 66 | 4000 | 755x407x127 |  | 220-240V |  | 5 |  |  |  | 80 |  | 4000 |  | > 343000 |  |  |  |  | 130.61 |  |  | 9 | QQQ | 25 | < 10% at 100.000 hours |  | Available | 840/559 | CIE(x=0.3818. y= 0.3796) 5SDCM. 3SDCM on request | Class I. Class II | IK09 |  |  | 50 |  | -40 | 1 | 245 | RAL7021 | 50-60Hz | Passive | LED | dimmable | Road & Street | Inlumino L | Road & Street |  |  | 32000 | No sensor | > 350000
TBD | INL2-32000-PPP-840... | image | datasheet | deeplink | TUNGSRAM - Inlumino L - 31900lm - 245W - 4000K - 70CRI - TBD[SKU] - Universal coupler 30-76mm | 12.5 | Universal coupler 30-76mm | LED | 1 | 245 | [8 empty] | CE | [6 empty] | 66 | 4000 | 755x407x127 |  | 220-240V |  | 5 |  |  |  | 80 |  | 4000 |  | > 343000 |  |  |  |  | 130.2 |  |  | 9 | PPP | 25 | < 10% at 100.000 hours |  | Available | 840/559 | CIE(x=0.3818. y= 0.3796) 5SDCM. 3SDCM on request | Class I. Class II | IK09 |  |  | 50 |  | -40 | 1 | 245 | RAL7021 | 50-60Hz | Passive | LED | dimmable | Road & Street | Inlumino L | Road & Street |  |  | 31900 | No sensor | > 350000
TBD | INL2-32000-OOO-840... | image | datasheet | deeplink | TUNGSRAM - Inlumino L - 31100lm - 245W - 4000K - 70CRI - TBD[SKU] - Universal coupler 30-76mm | 12.5 | Universal coupler 30-76mm | LED | 1 | 245 | [8 empty] | CE | [6 empty] | 66 | 4000 | 755x407x127 |  | 220-240V |  | 5 |  |  |  | 80 |  | 4000 |  | > 343000 |  |  |  |  | 126.94 |  |  | 9 | OOO | 25 | < 10% at 100.000 hours |  | Available | 840/559 | CIE(x=0.3818. y= 0.3796) 5SDCM. 3SDCM on request | Class I. Class II | IK09 |  |  | 50 |  | -40 | 1 | 245 | RAL7021 | 50-60Hz | Passive | LED | dimmable | Road & Street | Inlumino L | Road & Street |  |  | 31100 | No sensor | > 350000
TBD | INL2-32000-NNN-840... | image | datasheet | deeplink | TUNGSRAM - Inlumino L - 32400lm - 245W - 4000K - 70CRI - TBD[SKU] - Universal coupler 30-76mm | 12.5 | Universal coupler 30-76mm | LED | 1 | 245 | [8 empty] | CE | [6 empty] | 66 | 4000 | 755x407x127 |  | 220-240V |  | 5 |  |  |  | 80 |  | 4000 |  | > 343000 |  |  |  |  | 132.24 |  |  | 9 | NNN | 25 | < 10% at 100.000 hours |  | Available | 840/559 | CIE(x=0.3818. y= 0.3796) 5SDCM. 3SDCM on request | Class I. Class II | IK09 |  |  | 50 |  | -40 | 1 | 245 | RAL7021 | 50-60Hz | Passive | LED | dimmable | Road & Street | Inlumino L | Road & Street |  |  | 32400 | No sensor | > 350000
TBD | INL2-32000-MMM-840... | image | datasheet | deeplink | TUNGSRAM - Inlumino L - 32600lm - 245W - 4000K - 70CRI - TBD[SKU] - Universal coupler 30-76mm | 12.5 | Universal coupler 30-76mm | LED | 1 | 245 | [8 empty] | CE | [6 empty] | 66 | 4000 | 755x407x127 |  | 220-240V |  | 5 |  |  |  | 80 |  | 4000 |  | > 343000 |  |  |  |  | 133.06 |  |  | 9 | MMM | 25 | < 10% at 100.000 hours |  | Available | 840/559 | CIE(x=0.3818. y= 0.3796) 5SDCM. 3SDCM on request | Class I. Class II | IK09 |  |  | 50 |  | -40 | 1 | 245 | RAL7021 | 50-60Hz | Passive | LED | dimmable | Road & Street | Inlumino L | Road & Street |  |  | 32600 | No sensor | > 350000
TBD | INL2-32000-LLL-840... | image | datasheet | deeplink | TUNGSRAM - Inlumino L - 31600lm - 245W - 4000K - 70CRI - TBD[SKU] - Universal coupler 30-76mm | 12.5 | Universal coupler 30-76mm | LED | 1 | 245 | [8 empty] | CE | [6 empty] | 66 | 4000 | 755x407x127 |  | 220-240V |  | 5 |  |  |  | 80 |  | 4000 |  | > 343000 |  |  |  |  | 128.98 |  |  | 9 | LLL | 25 | < 10% at 100.000 hours |  | Available | 840/559 | CIE(x=0.3818. y= 0.3796) 5SDCM. 3SDCM on request | Class I. Class II | IK09 |  |  | 50 |  | -40 | 1 | 245 | RAL7021 | 50-60Hz | Passive | LED | dimmable | Road & Street | Inlumino L | Road & Street |  |  | 31600 | No sensor | > 350000
TBD | INL2-32000-KKK-840... | image | datasheet | deeplink | TUNGSRAM - Inlumino L - 32100lm - 245W - 4000K - 70CRI - TBD[SKU] - Universal coupler 30-76mm | 12.5 | Universal coupler 30-76mm | LED | 1 | 245 | [8 empty] | CE | [6 empty] | 66 | 4000 | 755x407x127 |  | 220-240V |  | 5 |  |  |  | 80 |  | 4000 |  | > 343000 |  |  |  |  | 131.02 |  |  | 9 | KKK | 25 | < 10% at 100.000 hours |  | Available | 840/559 | CIE(x=0.3818. y= 0.3796) 5SDCM. 3SDCM on request | Class I. Class II | IK09 |  |  | 50 |  | -40 | 1 | 245 | RAL7021 | 50-60Hz | Passive | LED | dimmable | Road & Street | Inlumino L | Road & Street |  |  | 32100 | No sensor | > 350000
TBD | INL2-32000-JJJ-840... | image | datasheet | deeplink | TUNGSRAM - Inlumino L - 31700lm - 245W - 4000K - 70CRI - TBD[SKU] - Universal coupler 30-76mm | 12.5 | Universal coupler 30-76mm | LED | 1 | 245 | [8 empty] | CE | [6 empty] | 66 | 4000 | 755x407x127 |  | 220-240V |  | 5 |  |  |  | 80 |  | 4000 |  | > 343000 |  |  |  |  | 129.39 |  |  | 9 | JJJ | 25 | < 10% at 100.000 hours |  | Available | 840/559 | CIE(x=0.3818. y= 0.3796) 5SDCM. 3SDCM on request | Class I. Class II | IK09 |  |  | 50 |  | -40 | 1 | 245 | RAL7021 | 50-60Hz | Passive | LED | dimmable | Road & Street | Inlumino L | Road & Street |  |  | 31700 | No sensor | > 350000
TBD | INL2-32000-GGG-840... | image | datasheet | deeplink | TUNGSRAM - Inlumino L - 31900lm - 245W - 4000K - 70CRI - TBD[SKU] - Universal coupler 30-76mm | 12.5 | Universal coupler 30-76mm | LED | 1 | 245 | [8 empty] | CE | [6 empty] | 66 | 4000 | 755x407x127 |  | 220-240V |  | 5 |  |  |  | 80 |  | 4000 |  | > 343000 |  |  |  |  | 130.2 |  |  | 9 | GGG | 25 | < 10% at 100.000 hours |  | Available | 840/559 | CIE(x=0.3818. y= 0.3796) 5SDCM. 3SDCM on request | Class I. Class II | IK09 |  |  | 50 |  | -40 | 1 | 245 | RAL7021 | 50-60Hz | Passive | LED | dimmable | Road & Street | Inlumino L | Road & Street |  |  | 31900 | No sensor | > 350000
TBD | INL2-32000-FFF-840... | image | datasheet | deeplink | TUNGSRAM - Inlumino L - 32300lm - 245W - 4000K - 70CRI - TBD[SKU] - Universal coupler 30-76mm | 12.5 | Universal coupler 30-76mm | LED | 1 | 245 | [8 empty] | CE | [6 empty] | 66 | 4000 | 755x407x127 |  | 220-240V |  | 5 |  |  |  | 80 |  | 4000 |  | > 343000 |  |  |  |  | 131.84 |  |  | 9 | FFF | 25 | < 10% at 100.000 hours |  | Available | 840/559 | CIE(x=0.3818. y= 0.3796) 5SDCM. 3SDCM on request | Class I. Class II | IK09 |  |  | 50 |  | -40 | 1 | 245 | RAL7021 | 50-60Hz | Passive | LED | dimmable | Road & Street | Inlumino L | Road & Street |  |  | 32300 | No sensor | > 350000
TBD | INL2-32000-EEE-840... | image | datasheet | deeplink | TUNGSRAM - Inlumino L - 32500lm - 245W - 4000K - 70CRI - TBD[SKU] - Universal coupler 30-76mm | 12.5 | Universal coupler 30-76mm | LED | 1 | 245 | [8 empty] | CE | [6 empty] | 66 | 4000 | 755x407x127 |  | 220-240V |  | 5 |  |  |  | 80 |  | 4000 |  | > 343000 |  |  |  |  | 132.65 |  |  | 9 | EEE | 25 | < 10% at 100.000 hours |  | Available | 840/559 | CIE(x=0.3818. y= 0.3796) 5SDCM. 3SDCM on request | Class I. Class II | IK09 |  |  | 50 |  | -40 | 1 | 245 | RAL7021 | 50-60Hz | Passive | LED | dimmable | Road & Street | Inlumino L | Road & Street |  |  | 32500 | No sensor | > 350000
TBD | INL2-32000-DDD-840... | image | datasheet | deeplink | TUNGSRAM - Inlumino L - 32600lm - 245W - 4000K - 70CRI - TBD[SKU] - Universal coupler 30-76mm | 12.5 | Universal coupler 30-76mm | LED | 1 | 245 | [8 empty] | CE | [6 empty] | 66 | 4000 | 755x407x127 |  | 220-240V |  | 5 |  |  |  | 80 |  | 4000 |  | > 343000 |  |  |  |  | 133.06 |  |  | 9 | DDD | 25 | < 10% at 100.000 hours |  | Available | 840/559 | CIE(x=0.3818. y= 0.3796) 5SDCM. 3SDCM on request | Class I. Class II | IK09 |  |  | 50 |  | -40 | 1 | 245 | RAL7021 | 50-60Hz | Passive | LED | dimmable | Road & Street | Inlumino L | Road & Street |  |  | 32600 | No sensor | > 350000
TBD | INL2-32000-CCC-840... | image | datasheet | deeplink | TUNGSRAM - Inlumino L - 32300lm - 245W - 4000K - 70CRI - TBD[SKU] - Universal coupler 30-76mm | 12.5 | Universal coupler 30-76mm | LED | 1 | 245 | [8 empty] | CE | [6 empty] | 66 | 4000 | 755x407x127 |  | 220-240V |  | 5 |  |  |  | 80 |  | 4000 |  | > 343000 |  |  |  |  | 131.84 |  |  | 9 | CCC | 25 | < 10% at 100.000 hours |  | Available | 840/559 | CIE(x=0.3818. y= 0.3796) 5SDCM. 3SDCM on request | Class I. Class II | IK09 |  |  | 50 |  | -40 | 1 | 245 | RAL7021 | 50-60Hz | Passive | LED | dimmable | Road & Street | Inlumino L | Road & Street |  |  | 32300 | No sensor | > 350000
TBD | INL2-32000-BBB-840... | image | datasheet | deeplink | TUNGSRAM - Inlumino L - 31700lm - 245W - 4000K - 70CRI - TBD[SKU] - Universal coupler 30-76mm | 12.5 | Universal coupler 30-76mm | LED | 1 | 245 | [8 empty] | CE | [6 empty] | 66 | 4000 | 755x407x127 |  | 220-240V |  | 5 |  |  |  | 80 |  | 4000 |  | > 343000 |  |  |  |  | 129.39 |  |  | 9 | BBB | 25 | < 10% at 100.000 hours |  | Available | 840/559 | CIE(x=0.3818. y= 0.3796) 5SDCM. 3SDCM on request | Class I. Class II | IK09 |  |  | 50 |  | -40 | 1 | 245 | RAL7021 | 50-60Hz | Passive | LED | dimmable | Road & Street | Inlumino L | Road & Street |  |  | 31700 | No sensor | > 350000
TBD | INL2-32000-AAA-840... | image | datasheet | deeplink | TUNGSRAM - Inlumino L - 32700lm - 245W - 4000K - 70CRI - TBD[SKU] - Universal coupler 30-76mm | 12.5 | Universal coupler 30-76mm | LED | 1 | 245 | [8 empty] | CE | [6 empty] | 66 | 4000 | 755x407x127 |  | 220-240V |  | 5 |  |  |  | 80 |  | 4000 |  | > 343000 |  |  |  |  | 133.47 |  |  | 9 | AAA | 25 | < 10% at 100.000 hours |  | Available | 840/559 | CIE(x=0.3818. y= 0.3796) 5SDCM. 3SDCM on request | Class I. Class II | IK09 |  |  | 50 |  | -40 | 1 | 245 | RAL7021 | 50-60Hz | Passive | LED | dimmable | Road & Street | Inlumino L | Road & Street |  |  | 32700 | No sensor | > 350000
TBD | INL2-30000-YYY-840... | image | datasheet | deeplink | TUNGSRAM - Inlumino L - 30200lm - 241W - 4000K - 70CRI - TBD[SKU] - Universal coupler 30-76mm | 12.5 | Universal coupler 30-76mm | LED | 1 | 241 | [8 empty] | CE | [6 empty] | 66 | 4000 | 755x407x127 |  | 220-240V |  | 5 |  |  |  | 80 |  | 4000 |  | > 343000 |  |  |  |  | 125.31 |  |  | 9 | YYY | 25 | < 10% at 100.000 hours |  | Available | 840/559 | CIE(x=0.3818. y= 0.3796) 5SDCM. 3SDCM on request | Class I. Class II | IK09 |  |  | 50 |  | -40 | 1 | 241 | RAL7021 | 50-60Hz | Passive | LED | dimmable | Road & Street | Inlumino L | Road & Street |  |  | 30200 | No sensor | > 350000
TBD | INL2-30000-XXX-840... | image | datasheet | deeplink | TUNGSRAM - Inlumino L - 29500lm - 241W - 4000K - 70CRI - TBD[SKU] - Universal coupler 30-76mm | 12.5 | Universal coupler 30-76mm | LED | 1 | 241 | [8 empty] | CE | [6 empty] | 66 | 4000 | 755x407x127 |  | 220-240V |  | 5 |  |  |  | 80 |  | 4000 |  | > 343000 |  |  |  |  | 122.41 |  |  | 9 | XXX | 25 | < 10% at 100.000 hours |  | Available | 840/559 | CIE(x=0.3818. y= 0.3796) 5SDCM. 3SDCM on request | Class I. Class II | IK09 |  |  | 50 |  | -40 | 1 | 241 | RAL7021 | 50-60Hz | Passive | LED | dimmable | Road & Street | Inlumino L | Road & Street |  |  | 29500 | No sensor | > 350000
TBD | INL2-30000-WWW-840... | image | datasheet | deeplink | TUNGSRAM - Inlumino L - 29700lm - 241W - 4000K - 70CRI - TBD[SKU] - Universal coupler 30-76mm | 12.5 | Universal coupler 30-76mm | LED | 1 | 241 | [8 empty] | CE | [6 empty] | 66 | 4000 | 755x407x127 |  | 220-240V |  | 5 |  |  |  | 80 |  | 4000 |  | > 343000 |  |  |  |  | 123.24 |  |  | 9 | WWW | 25 | < 10% at 100.000 hours |  | Available | 840/559 | CIE(x=0.3818. y= 0.3796) 5SDCM. 3SDCM on request | Class I. Class II | IK09 |  |  | 50 |  | -40 | 1 | 241 | RAL7021 | 50-60Hz | Passive | LED | dimmable | Road & Street | Inlumino L | Road & Street |  |  | 29700 | No sensor | > 350000
TBD | INL2-30000-VVV-840... | image | datasheet | deeplink | TUNGSRAM - Inlumino L - 29900lm - 241W - 4000K - 70CRI - TBD[SKU] - Universal coupler 30-76mm | 12.5 | Universal coupler 30-76mm | LED | 1 | 241 | [8 empty] | CE | [6 empty] | 66 | 4000 | 755x407x127 |  | 220-240V |  | 5 |  |  |  | 80 |  | 4000 |  | > 343000 |  |  |  |  | 124.07 |  |  | 9 | VVV | 25 | < 10% at 100.000 hours |  | Available | 840/559 | CIE(x=0.3818. y= 0.3796) 5SDCM. 3SDCM on request | Class I. Class II | IK09 |  |  | 50 |  | -40 | 1 | 241 | RAL7021 | 50-60Hz | Passive | LED | dimmable | Road & Street | Inlumino L | Road & Street |  |  | 29900 | No sensor | > 350000
TBD | INL2-30000-UUU-840... | image | datasheet | deeplink | TUNGSRAM - Inlumino L - 28900lm - 241W - 4000K - 70CRI - TBD[SKU] - Universal coupler 30-76mm | 12.5 | Universal coupler 30-76mm | LED | 1 | 241 | [8 empty] | CE | [6 empty] | 66 | 4000 | 755x407x127 |  | 220-240V |  | 5 |  |  |  | 80 |  | 4000 |  | > 343000 |  |  |  |  | 119.92 |  |  | 9 | UUU | 25 | < 10% at 100.000 hours |  | Available | 840/559 | CIE(x=0.3818. y= 0.3796) 5SDCM. 3SDCM on request | Class I. Class II | IK09 |  |  | 50 |  | -40 | 1 | 241 | RAL7021 | 50-60Hz | Passive | LED | dimmable | Road & Street | Inlumino L | Road & Street |  |  | 28900 | No sensor | > 350000
TBD | INL2-30000-SSS-840... | image | datasheet | deeplink | TUNGSRAM - Inlumino L - 29200lm - 241W - 4000K - 70CRI - TBD[SKU] - Universal coupler 30-76mm | 12.5 | Universal coupler 30-76mm | LED | 1 | 241 | [8 empty] | CE | [6 empty] | 66 | 4000 | 755x407x127 |  | 220-240V |  | 5 |  |  |  | 80 |  | 4000 |  | > 343000 |  |  |  |  | 121.16 |  |  | 9 | SSS | 25 | < 10% at 100.000 hours |  | Available | 840/559 | CIE(x=0.3818. y= 0.3796) 5SDCM. 3SDCM on request | Class I. Class II | IK09 |  |  | 50 |  | -40 | 1 | 241 | RAL7021 | 50-60Hz | Passive | LED | dimmable | Road & Street | Inlumino L | Road & Street |  |  | 29200 | No sensor | > 350000
TBD | INL2-30000-QQQ-840... | image | datasheet | deeplink | TUNGSRAM - Inlumino L - 29500lm - 241W - 4000K - 70CRI - TBD[SKU] - Universal coupler 30-76mm | 12.5 | Universal coupler 30-76mm | LED | 1 | 241 | [8 empty] | CE | [6 empty] | 66 | 4000 | 755x407x127 |  | 220-240V |  | 5 |  |  |  | 80 |  | 4000 |  | > 343000 |  |  |  |  | 122.41 |  |  | 9 | QQQ | 25 | < 10% at 100.000 hours |  | Available | 840/559 | CIE(x=0.3818. y= 0.3796) 5SDCM. 3SDCM on request | Class I. Class II | IK09 |  |  | 50 |  | -40 | 1 | 241 | RAL7021 | 50-60Hz | Passive | LED | dimmable | Road & Street | Inlumino L | Road & Street |  |  | 29500 | No sensor | > 350000
TBD | INL2-30000-PPP-840... | image | datasheet | deeplink | TUNGSRAM - Inlumino L - 29500lm - 241W - 4000K - 70CRI - TBD[SKU] - Universal coupler 30-76mm | 12.5 | Universal coupler 30-76mm | LED | 1 | 241 | [8 empty] | CE | [6 empty] | 66 | 4000 | 755x407x127 |  | 220-240V |  | 5 |  |  |  | 80 |  | 4000 |  | > 343000 |  |  |  |  | 122.41 |  |  | 9 | PPP | 25 | < 10% at 100.000 hours |  | Available | 840/559 | CIE(x=0.3818. y= 0.3796) 5SDCM. 3SDCM on request | Class I. Class II | IK09 |  |  | 50 |  | -40 | 1 | 241 | RAL7021 | 50-60Hz | Passive | LED | dimmable | Road & Street | Inlumino L | Road & Street |  |  | 29500 | No sensor | > 350000
TBD | INL2-30000-OOO-840... | image | datasheet | deeplink | TUNGSRAM - Inlumino L - 28700lm - 241W - 4000K - 70CRI - TBD[SKU] - Universal coupler 30-76mm | 12.5 | Universal coupler 30-76mm | LED | 1 | 241 | [8 empty] | CE | [6 empty] | 66 | 4000 | 755x407x127 |  | 220-240V |  | 5 |  |  |  | 80 |  | 4000 |  | > 343000 |  |  |  |  | 119.09 |  |  | 9 | OOO | 25 | < 10% at 100.000 hours |  | Available | 840/559 | CIE(x=0.3818. y= 0.3796) 5SDCM. 3SDCM on request | Class I. Class II | IK09 |  |  | 50 |  | -40 | 1 | 241 | RAL7021 | 50-60Hz | Passive | LED | dimmable | Road & Street | Inlumino L | Road & Street |  |  | 28700 | No sensor | > 350000
TBD | INL2-30000-NNN-840... | image | datasheet | deeplink | TUNGSRAM - Inlumino L - 29900lm - 241W - 4000K - 70CRI - TBD[SKU] - Universal coupler 30-76mm | 12.5 | Universal coupler 30-76mm | LED | 1 | 241 | [8 empty] | CE | [6 empty] | 66 | 4000 | 755x407x127 |  | 220-240V |  | 5 |  |  |  | 80 |  | 4000 |  | > 343000 |  |  |  |  | 124.07 |  |  | 9 | NNN | 25 | < 10% at 100.000 hours |  | Available | 840/559 | CIE(x=0.3818. y= 0.3796) 5SDCM. 3SDCM on request | Class I. Class II | IK09 |  |  | 50 |  | -40 | 1 | 241 | RAL7021 | 50-60Hz | Passive | LED | dimmable | Road & Street | Inlumino L | Road & Street |  |  | 29900 | No sensor | > 350000
TBD | INL2-30000-MMM-840... | image | datasheet | deeplink | TUNGSRAM - Inlumino L - 30100lm - 241W - 4000K - 70CRI - TBD[SKU] - Universal coupler 30-76mm | 12.5 | Universal coupler 30-76mm | LED | 1 | 241 | [8 empty] | CE | [6 empty] | 66 | 4000 | 755x407x127 |  | 220-240V |  | 5 |  |  |  | 80 |  | 4000 |  | > 343000 |  |  |  |  | 124.9 |  |  | 9 | MMM | 25 | < 10% at 100.000 hours |  | Available | 840/559 | CIE(x=0.3818. y= 0.3796) 5SDCM. 3SDCM on request | Class I. Class II | IK09 |  |  | 50 |  | -40 | 1 | 241 | RAL7021 | 50-60Hz | Passive | LED | dimmable | Road & Street | Inlumino L | Road & Street |  |  | 30100 | No sensor | > 350000
TBD | INL2-30000-LLL-840... | image | datasheet | deeplink | TUNGSRAM - Inlumino L - 29200lm - 241W - 4000K - 70CRI - TBD[SKU] - Universal coupler 30-76mm | 12.5 | Universal coupler 30-76mm | LED | 1 | 241 | [8 empty] | CE | [6 empty] | 66 | 4000 | 755x407x127 |  | 220-240V |  | 5 |  |  |  | 80 |  | 4000 |  | > 343000 |  |  |  |  | 121.16 |  |  | 9 | LLL | 25 | < 10% at 100.000 hours |  | Available | 840/559 | CIE(x=0.3818. y= 0.3796) 5SDCM. 3SDCM on request | Class I. Class II | IK09 |  |  | 50 |  | -40 | 1 | 241 | RAL7021 | 50-60Hz | Passive | LED | dimmable | Road & Street | Inlumino L | Road & Street |  |  | 29200 | No sensor | > 350000
TBD | INL2-30000-KKK-840... | image | datasheet | deeplink | TUNGSRAM - Inlumino L - 29600lm - 241W - 4000K - 70CRI - TBD[SKU] - Universal coupler 30-76mm | 12.5 | Universal coupler 30-76mm | LED | 1 | 241 | [8 empty] | CE | [6 empty] | 66 | 4000 | 755x407x127 |  | 220-240V |  | 5 |  |  |  | 80 |  | 4000 |  | > 343000 |  |  |  |  | 122.82 |  |  | 9 | KKK | 25 | < 10% at 100.000 hours |  | Available | 840/559 | CIE(x=0.3818. y= 0.3796) 5SDCM. 3SDCM on request | Class I. Class II | IK09 |  |  | 50 |  | -40 | 1 | 241 | RAL7021 | 50-60Hz | Passive | LED | dimmable | Road & Street | Inlumino L | Road & Street |  |  | 29600 | No sensor | > 350000
TBD | INL2-30000-JJJ-840... | image | datasheet | deeplink | TUNGSRAM - Inlumino L - 29200lm - 241W - 4000K - 70CRI - TBD[SKU] - Universal coupler 30-76mm | 12.5 | Universal coupler 30-76mm | LED | 1 | 241 | [8 empty] | CE | [6 empty] | 66 | 4000 | 755x407x127 |  | 220-240V |  | 5 |  |  |  | 80 |  | 4000 |  | > 343000 |  |  |  |  | 121.16 |  |  | 9 | JJJ | 25 | < 10% at 100.000 hours |  | Available | 840/559 | CIE(x=0.3818. y= 0.3796) 5SDCM. 3SDCM on request | Class I. Class II | IK09 |  |  | 50 |  | -40 | 1 | 241 | RAL7021 | 50-60Hz | Passive | LED | dimmable | Road & Street | Inlumino L | Road & Street |  |  | 29200 | No sensor | > 350000
TBD | INL2-30000-GGG-840... | image | datasheet | deeplink | TUNGSRAM - Inlumino L - 29400lm - 241W - 4000K - 70CRI - TBD[SKU] - Universal coupler 30-76mm | 12.5 | Universal coupler 30-76mm | LED | 1 | 241 | [8 empty] | CE | [6 empty] | 66 | 4000 | 755x407x127 |  | 220-240V |  | 5 |  |  |  | 80 |  | 4000 |  | > 343000 |  |  |  |  | 121.99 |  |  | 9 | GGG | 25 | < 10% at 100.000 hours |  | Available | 840/559 | CIE(x=0.3818. y= 0.3796) 5SDCM. 3SDCM on request | Class I. Class II | IK09 |  |  | 50 |  | -40 | 1 | 241 | RAL7021 | 50-60Hz | Passive | LED | dimmable | Road & Street | Inlumino L | Road & Street |  |  | 29400 | No sensor | > 350000
TBD | INL2-30000-FFF-840... | image | datasheet | deeplink | TUNGSRAM - Inlumino L - 29800lm - 241W - 4000K - 70CRI - TBD[SKU] - Universal coupler 30-76mm | 12.5 | Universal coupler 30-76mm | LED | 1 | 241 | [8 empty] | CE | [6 empty] | 66 | 4000 | 755x407x127 |  | 220-240V |  | 5 |  |  |  | 80 |  | 4000 |  | > 343000 |  |  |  |  | 123.65 |  |  | 9 | FFF | 25 | < 10% at 100.000 hours |  | Available | 840/559 | CIE(x=0.3818. y= 0.3796) 5SDCM. 3SDCM on request | Class I. Class II | IK09 |  |  | 50 |  | -40 | 1 | 241 | RAL7021 | 50-60Hz | Passive | LED | dimmable | Road & Street | Inlumino L | Road & Street |  |  | 29800 | No sensor | > 350000
TBD | INL2-30000-EEE-840... | image | datasheet | deeplink | TUNGSRAM - Inlumino L - 30000lm - 241W - 4000K - 70CRI - TBD[SKU] - Universal coupler 30-76mm | 12.5 | Universal coupler 30-76mm | LED | 1 | 241 | [8 empty] | CE | [6 empty] | 66 | 4000 | 755x407x127 |  | 220-240V |  | 5 |  |  |  | 80 |  | 4000 |  | > 343000 |  |  |  |  | 124.48 |  |  | 9 | EEE | 25 | < 10% at 100.000 hours |  | Available | 840/559 | CIE(x=0.3818. y= 0.3796) 5SDCM. 3SDCM on request | Class I. Class II | IK09 |  |  | 50 |  | -40 | 1 | 241 | RAL7021 | 50-60Hz | Passive | LED | dimmable | Road & Street | Inlumino L | Road & Street |  |  | 30000 | No sensor | > 350000
TBD | INL2-30000-DDD-840... | image | datasheet | deeplink | TUNGSRAM - Inlumino L - 30100lm - 241W - 4000K - 70CRI - TBD[SKU] - Universal coupler 30-76mm | 12.5 | Universal coupler 30-76mm | LED | 1 | 241 | [8 empty] | CE | [6 empty] | 66 | 4000 | 755x407x127 |  | 220-240V |  | 5 |  |  |  | 80 |  | 4000 |  | > 343000 |  |  |  |  | 124.9 |  |  | 9 | DDD | 25 | < 10% at 100.000 hours |  | Available | 840/559 | CIE(x=0.3818. y= 0.3796) 5SDCM. 3SDCM on request | Class I. Class II | IK09 |  |  | 50 |  | -40 | 1 | 241 | RAL7021 | 50-60Hz | Passive | LED | dimmable | Road & Street | Inlumino L | Road & Street |  |  | 30100 | No sensor | > 350000
TBD | INL2-30000-CCC-840... | image | datasheet | deeplink | TUNGSRAM - Inlumino L - 29800lm - 241W - 4000K - 70CRI - TBD[SKU] - Universal coupler 30-76mm | 12.5 | Universal coupler 30-76mm | LED | 1 | 241 | [8 empty] | CE | [6 empty] | 66 | 4000 | 755x407x127 |  | 220-240V |  | 5 |  |  |  | 80 |  | 4000 |  | > 343000 |  |  |  |  | 123.65 |  |  | 9 | CCC | 25 | < 10% at 100.000 hours |  | Available | 840/559 | CIE(x=0.3818. y= 0.3796) 5SDCM. 3SDCM on request | Class I. Class II | IK09 |  |  | 50 |  | -40 | 1 | 241 | RAL7021 | 50-60Hz | Passive | LED | dimmable | Road & Street | Inlumino L | Road & Street |  |  | 29800 | No sensor | > 350000
TBD | INL2-30000-BBB-840... | image | datasheet | deeplink | TUNGSRAM - Inlumino L - 29200lm - 241W - 4000K - 70CRI - TBD[SKU] - Universal coupler 30-76mm | 12.5 | Universal coupler 30-76mm | LED | 1 | 241 | [8 empty] | CE | [6 empty] | 66 | 4000 | 755x407x127 |  | 220-240V |  | 5 |  |  |  | 80 |  | 4000 |  | > 343000 |  |  |  |  | 121.16 |  |  | 9 | BBB | 25 | < 10% at 100.000 hours |  | Available | 840/559 | CIE(x=0.3818. y= 0.3796) 5SDCM. 3SDCM on request | Class I. Class II | IK09 |  |  | 50 |  | -40 | 1 | 241 | RAL7021 | 50-60Hz | Passive | LED | dimmable | Road & Street | Inlumino L | Road & Street |  |  | 29200 | No sensor | > 350000
TBD | INL2-30000-AAA-840... | image | datasheet | deeplink | TUNGSRAM - Inlumino L - 30200lm - 241W - 4000K - 70CRI - TBD[SKU] - Universal coupler 30-76mm | 12.5 | Universal coupler 30-76mm | LED | 1 | 241 | [8 empty] | CE | [6 empty] | 66 | 4000 | 755x407x127 |  | 220-240V |  | 5 |  |  |  | 80 |  | 4000 |  | > 343000 |  |  |  |  | 125.31 |  |  | 9 | AAA | 25 | < 10% at 100.000 hours |  | Available | 840/559 | CIE(x=0.3818. y= 0.3796) 5SDCM. 3SDCM on request | Class I. Class II | IK09 |  |  | 50 |  | -40 | 1 | 241 | RAL7021 | 50-60Hz | Passive | LED | dimmable | Road & Street | Inlumino L | Road & Street |  |  | 30200 | No sensor | > 350000
TBD | INL2-47000-YYY-740... | image | datasheet | deeplink | TUNGSRAM - Inlumino L - 47200lm - 307W - 4000K - 70CRI - TBD[SKU] - Universal coupler 30-76mm | 12.5 | Universal coupler 30-76mm | LED | 1 | 307 | [8 empty] | CE | [6 empty] | 66 | 4000 | 755x407x127 |  | 220-240V |  | 5 |  |  |  | 70 |  | 4000 |  | > 343000 |  |  |  |  | 153.75 |  |  | 9 | YYY | 25 | < 10% at 100.000 hours |  | Available | 740/559 | CIE(x=0.3818. y= 0.3796) 5SDCM. 3SDCM on request | Class I. Class II | IK09 |  |  | 50 |  | -40 | 1 | 307 | RAL7021 | 50-60Hz | Passive | LED | dimmable | Road & Street | Inlumino L | Road & Street |  |  | 47200 | No sensor | > 350000
TBD | INL2-47000-AAA-740... | image | datasheet | deeplink | TUNGSRAM - Inlumino L - 47100lm - 307W - 4000K - 70CRI - TBD[SKU] - Universal coupler 30-76mm | 12.5 | Universal coupler 30-76mm | LED | 1 | 307 | [8 empty] | CE | [6 empty] | 66 | 4000 | 755x407x127 |  | 220-240V |  | 5 |  |  |  | 70 |  | 4000 |  | > 343000 |  |  |  |  | 153.42 |  |  | 9 | AAA | 25 | < 10% at 100.000 hours |  | Available | 740/559 | CIE(x=0.3818. y= 0.3796) 5SDCM. 3SDCM on request | Class I. Class II | IK09 |  |  | 50 |  | -40 | 1 | 307 | RAL7021 | 50-60Hz | Passive | LED | dimmable | Road & Street | Inlumino L | Road & Street |  |  | 47100 | No sensor | > 350000
TBD | INL2-47000-MMM-740... | image | datasheet | deeplink | TUNGSRAM - Inlumino L - 47000lm - 307W - 4000K - 70CRI - TBD[SKU] - Universal coupler 30-76mm | 12.5 | Universal coupler 30-76mm | LED | 1 | 307 | [8 empty] | CE | [6 empty] | 66 | 4000 | 755x407x127 |  | 220-240V |  | 5 |  |  |  | 70 |  | 4000 |  | > 343000 |  |  |  |  | 153.09 |  |  | 9 | MMM | 25 | < 10% at 100.000 hours |  | Available | 740/559 | CIE(x=0.3818. y= 0.3796) 5SDCM. 3SDCM on request | Class I. Class II | IK09 |  |  | 50 |  | -40 | 1 | 307 | RAL7021 | 50-60Hz | Passive | LED | dimmable | Road & Street | Inlumino L | Road & Street |  |  | 47000 | No sensor | > 350000
TBD | INL2-47000-DDD-740... | image | datasheet | deeplink | TUNGSRAM - Inlumino L - 47000lm - 307W - 4000K - 70CRI - TBD[SKU] - Universal coupler 30-76mm | 12.5 | Universal coupler 30-76mm | LED | 1 | 307 | [8 empty] | CE | [6 empty] | 66 | 4000 | 755x407x127 |  | 220-240V |  | 5 |  |  |  | 70 |  | 4000 |  | > 343000 |  |  |  |  | 153.09 |  |  | 9 | DDD | 25 | < 10% at 100.000 hours |  | Available | 740/559 | CIE(x=0.3818. y= 0.3796) 5SDCM. 3SDCM on request | Class I. Class II | IK09 |  |  | 50 |  | -40 | 1 | 307 | RAL7021 | 50-60Hz | Passive | LED | dimmable | Road & Street | Inlumino L | Road & Street |  |  | 47000 | No sensor | > 350000
TBD | INL2-47000-EEE-740... | image | datasheet | deeplink | TUNGSRAM - Inlumino L - 46800lm - 307W - 4000K - 70CRI - TBD[SKU] - Universal coupler 30-76mm | 12.5 | Universal coupler 30-76mm | LED | 1 | 307 | [8 empty] | CE | [6 empty] | 66 | 4000 | 755x407x127 |  | 220-240V |  | 5 |  |  |  | 70 |  | 4000 |  | > 343000 |  |  |  |  | 152.44 |  |  | 9 | EEE | 25 | < 10% at 100.000 hours |  | Available | 740/559 | CIE(x=0.3818. y= 0.3796) 5SDCM. 3SDCM on request | Class I. Class II | IK09 |  |  | 50 |  | -40 | 1 | 307 | RAL7021 | 50-60Hz | Passive | LED | dimmable | Road & Street | Inlumino L | Road & Street |  |  | 46800 | No sensor | > 350000
TBD | INL2-47000-VVV-740... | image | datasheet | deeplink | TUNGSRAM - Inlumino L - 46700lm - 307W - 4000K - 70CRI - TBD[SKU] - Universal coupler 30-76mm | 12.5 | Universal coupler 30-76mm | LED | 1 | 307 | [8 empty] | CE | [6 empty] | 66 | 4000 | 755x407x127 |  | 220-240V |  | 5 |  |  |  | 70 |  | 4000 |  | > 343000 |  |  |  |  | 152.12 |  |  | 9 | VVV | 25 | < 10% at 100.000 hours |  | Available | 740/559 | CIE(x=0.3818. y= 0.3796) 5SDCM. 3SDCM on request | Class I. Class II | IK09 |  |  | 50 |  | -40 | 1 | 307 | RAL7021 | 50-60Hz | Passive | LED | dimmable | Road & Street | Inlumino L | Road & Street |  |  | 46700 | No sensor | > 350000
TBD | INL2-47000-NNN-740... | image | datasheet | deeplink | TUNGSRAM - Inlumino L - 46700lm - 307W - 4000K - 70CRI - TBD[SKU] - Universal coupler 30-76mm | 12.5 | Universal coupler 30-76mm | LED | 1 | 307 | [8 empty] | CE | [6 empty] | 66 | 4000 | 755x407x127 |  | 220-240V |  | 5 |  |  |  | 70 |  | 4000 |  | > 343000 |  |  |  |  | 152.12 |  |  | 9 | NNN | 25 | < 10% at 100.000 hours |  | Available | 740/559 | CIE(x=0.3818. y= 0.3796) 5SDCM. 3SDCM on request | Class I. Class II | IK09 |  |  | 50 |  | -40 | 1 | 307 | RAL7021 | 50-60Hz | Passive | LED | dimmable | Road & Street | Inlumino L | Road & Street |  |  | 46700 | No sensor | > 350000
TBD | INL2-47000-FFF-740... | image | datasheet | deeplink | TUNGSRAM - Inlumino L - 46500lm - 307W - 4000K - 70CRI - TBD[SKU] - Universal coupler 30-76mm | 12.5 | Universal coupler 30-76mm | LED | 1 | 307 | [8 empty] | CE | [6 empty] | 66 | 4000 | 755x407x127 |  | 220-240V |  | 5 |  |  |  | 70 |  | 4000 |  | > 343000 |  |  |  |  | 151.47 |  |  | 9 | FFF | 25 | < 10% at 100.000 hours |  | Available | 740/559 | CIE(x=0.3818. y= 0.3796) 5SDCM. 3SDCM on request | Class I. Class II | IK09 |  |  | 50 |  | -40 | 1 | 307 | RAL7021 | 50-60Hz | Passive | LED | dimmable | Road & Street | Inlumino L | Road & Street |  |  | 46500 | No sensor | > 350000
TBD | INL2-47000-CCC-740... | image | datasheet | deeplink | TUNGSRAM - Inlumino L - 46500lm - 307W - 4000K - 70CRI - TBD[SKU] - Universal coupler 30-76mm | 12.5 | Universal coupler 30-76mm | LED | 1 | 307 | [8 empty] | CE | [6 empty] | 66 | 4000 | 755x407x127 |  | 220-240V |  | 5 |  |  |  | 70 |  | 4000 |  | > 343000 |  |  |  |  | 151.47 |  |  | 9 | CCC | 25 | < 10% at 100.000 hours |  | Available | 740/559 | CIE(x=0.3818. y= 0.3796) 5SDCM. 3SDCM on request | Class I. Class II | IK09 |  |  | 50 |  | -40 | 1 | 307 | RAL7021 | 50-60Hz | Passive | LED | dimmable | Road & Street | Inlumino L | Road & Street |  |  | 46500 | No sensor | > 350000
TBD | INL2-47000-WWW-740... | image | datasheet | deeplink | TUNGSRAM - Inlumino L - 46300lm - 307W - 4000K - 70CRI - TBD[SKU] - Universal coupler 30-76mm | 12.5 | Universal coupler 30-76mm | LED | 1 | 307 | [8 empty] | CE | [6 empty] | 66 | 4000 | 755x407x127 |  | 220-240V |  | 5 |  |  |  | 70 |  | 4000 |  | > 343000 |  |  |  |  | 150.81 |  |  | 9 | WWW | 25 | < 10% at 100.000 hours |  | Available | 740/559 | CIE(x=0.3818. y= 0.3796) 5SDCM. 3SDCM on request | Class I. Class II | IK09 |  |  | 50 |  | -40 | 1 | 307 | RAL7021 | 50-60Hz | Passive | LED | dimmable | Road & Street | Inlumino L | Road & Street |  |  | 46300 | No sensor | > 350000
TBD | INL2-47000-KKK-740... | image | datasheet | deeplink | TUNGSRAM - Inlumino L - 46200lm - 307W - 4000K - 70CRI - TBD[SKU] - Universal coupler 30-76mm | 12.5 | Universal coupler 30-76mm | LED | 1 | 307 | [8 empty] | CE | [6 empty] | 66 | 4000 | 755x407x127 |  | 220-240V |  | 5 |  |  |  | 70 |  | 4000 |  | > 343000 |  |  |  |  | 150.49 |  |  | 9 | KKK | 25 | < 10% at 100.000 hours |  | Available | 740/559 | CIE(x=0.3818. y= 0.3796) 5SDCM. 3SDCM on request | Class I. Class II | IK09 |  |  | 50 |  | -40 | 1 | 307 | RAL7021 | 50-60Hz | Passive | LED | dimmable | Road & Street | Inlumino L | Road & Street |  |  | 46200 | No sensor | > 350000
TBD | INL2-47000-XXX-740... | image | datasheet | deeplink | TUNGSRAM - Inlumino L - 46100lm - 307W - 4000K - 70CRI - TBD[SKU] - Universal coupler 30-76mm | 12.5 | Universal coupler 30-76mm | LED | 1 | 307 | [8 empty] | CE | [6 empty] | 66 | 4000 | 755x407x127 |  | 220-240V |  | 5 |  |  |  | 70 |  | 4000 |  | > 343000 |  |  |  |  | 150.16 |  |  | 9 | XXX | 25 | < 10% at 100.000 hours |  | Available | 740/559 | CIE(x=0.3818. y= 0.3796) 5SDCM. 3SDCM on request | Class I. Class II | IK09 |  |  | 50 |  | -40 | 1 | 307 | RAL7021 | 50-60Hz | Passive | LED | dimmable | Road & Street | Inlumino L | Road & Street |  |  | 46100 | No sensor | > 350000
TBD | INL2-47000-QQQ-740... | image | datasheet | deeplink | TUNGSRAM - Inlumino L - 46000lm - 307W - 4000K - 70CRI - TBD[SKU] - Universal coupler 30-76mm | 12.5 | Universal coupler 30-76mm | LED | 1 | 307 | [8 empty] | CE | [6 empty] | 66 | 4000 | 755x407x127 |  | 220-240V |  | 5 |  |  |  | 70 |  | 4000 |  | > 343000 |  |  |  |  | 149.84 |  |  | 9 | QQQ | 25 | < 10% at 100.000 hours |  | Available | 740/559 | CIE(x=0.3818. y= 0.3796) 5SDCM. 3SDCM on request | Class I. Class II | IK09 |  |  | 50 |  | -40 | 1 | 307 | RAL7021 | 50-60Hz | Passive | LED | dimmable | Road & Street | Inlumino L | Road & Street |  |  | 46000 | No sensor | > 350000
TBD | INL2-47000-PPP-740... | image | datasheet | deeplink | TUNGSRAM - Inlumino L - 46000lm - 307W - 4000K - 70CRI - TBD[SKU] - Universal coupler 30-76mm | 12.5 | Universal coupler 30-76mm | LED | 1 | 307 | [8 empty] | CE | [6 empty] | 66 | 4000 | 755x407x127 |  | 220-240V |  | 5 |  |  |  | 70 |  | 4000 |  | > 343000 |  |  |  |  | 149.84 |  |  | 9 | PPP | 25 | < 10% at 100.000 hours |  | Available | 740/559 | CIE(x=0.3818. y= 0.3796) 5SDCM. 3SDCM on request | Class I. Class II | IK09 |  |  | 50 |  | -40 | 1 | 307 | RAL7021 | 50-60Hz | Passive | LED | dimmable | Road & Street | Inlumino L | Road & Street |  |  | 46000 | No sensor | > 350000
TBD | INL2-47000-GGG-740... | image | datasheet | deeplink | TUNGSRAM - Inlumino L - 45900lm - 307W - 4000K - 70CRI - TBD[SKU] - Universal coupler 30-76mm | 12.5 | Universal coupler 30-76mm | LED | 1 | 307 | [8 empty] | CE | [6 empty] | 66 | 4000 | 755x407x127 |  | 220-240V |  | 5 |  |  |  | 70 |  | 4000 |  | > 343000 |  |  |  |  | 149.51 |  |  | 9 | GGG | 25 | < 10% at 100.000 hours |  | Available | 740/559 | CIE(x=0.3818. y= 0.3796) 5SDCM. 3SDCM on request | Class I. Class II | IK09 |  |  | 50 |  | -40 | 1 | 307 | RAL7021 | 50-60Hz | Passive | LED | dimmable | Road & Street | Inlumino L | Road & Street |  |  | 45900 | No sensor | > 350000
TBD | INL2-47000-SSS-740... | image | datasheet | deeplink | TUNGSRAM - Inlumino L - 45600lm - 307W - 4000K - 70CRI - TBD[SKU] - Universal coupler 30-76mm | 12.5 | Universal coupler 30-76mm | LED | 1 | 307 | [8 empty] | CE | [6 empty] | 66 | 4000 | 755x407x127 |  | 220-240V |  | 5 |  |  |  | 70 |  | 4000 |  | > 343000 |  |  |  |  | 148.53 |  |  | 9 | SSS | 25 | < 10% at 100.000 hours |  | Available | 740/559 | CIE(x=0.3818. y= 0.3796) 5SDCM. 3SDCM on request | Class I. Class II | IK09 |  |  | 50 |  | -40 | 1 | 307 | RAL7021 | 50-60Hz | Passive | LED | dimmable | Road & Street | Inlumino L | Road & Street |  |  | 45600 | No sensor | > 350000
TBD | INL2-47000-JJJ-740... | image | datasheet | deeplink | TUNGSRAM - Inlumino L - 45600lm - 307W - 4000K - 70CRI - TBD[SKU] - Universal coupler 30-76mm | 12.5 | Universal coupler 30-76mm | LED | 1 | 307 | [8 empty] | CE | [6 empty] | 66 | 4000 | 755x407x127 |  | 220-240V |  | 5 |  |  |  | 70 |  | 4000 |  | > 343000 |  |  |  |  | 148.53 |  |  | 9 | JJJ | 25 | < 10% at 100.000 hours |  | Available | 740/559 | CIE(x=0.3818. y= 0.3796) 5SDCM. 3SDCM on request | Class I. Class II | IK09 |  |  | 50 |  | -40 | 1 | 307 | RAL7021 | 50-60Hz | Passive | LED | dimmable | Road & Street | Inlumino L | Road & Street |  |  | 45600 | No sensor | > 350000
TBD | INL2-47000-BBB-740... | image | datasheet | deeplink | TUNGSRAM - Inlumino L - 45600lm - 307W - 4000K - 70CRI - TBD[SKU] - Universal coupler 30-76mm | 12.5 | Universal coupler 30-76mm | LED | 1 | 307 | [8 empty] | CE | [6 empty] | 66 | 4000 | 755x407x127 |  | 220-240V |  | 5 |  |  |  | 70 |  | 4000 |  | > 343000 |  |  |  |  | 148.53 |  |  | 9 | BBB | 25 | < 10% at 100.000 hours |  | Available | 740/559 | CIE(x=0.3818. y= 0.3796) 5SDCM. 3SDCM on request | Class I. Class II | IK09 |  |  | 50 |  | -40 | 1 | 307 | RAL7021 | 50-60Hz | Passive | LED | dimmable | Road & Street | Inlumino L | Road & Street |  |  | 45600 | No sensor | > 350000
TBD | INL2-47000-LLL-740... | image | datasheet | deeplink | TUNGSRAM - Inlumino L - 45500lm - 307W - 4000K - 70CRI - TBD[SKU] - Universal coupler 30-76mm | 12.5 | Universal coupler 30-76mm | LED | 1 | 307 | [8 empty] | CE | [6 empty] | 66 | 4000 | 755x407x127 |  | 220-240V |  | 5 |  |  |  | 70 |  | 4000 |  | > 343000 |  |  |  |  | 148.21 |  |  | 9 | LLL | 25 | < 10% at 100.000 hours |  | Available | 740/559 | CIE(x=0.3818. y= 0.3796) 5SDCM. 3SDCM on request | Class I. Class II | IK09 |  |  | 50 |  | -40 | 1 | 307 | RAL7021 | 50-60Hz | Passive | LED | dimmable | Road & Street | Inlumino L | Road & Street |  |  | 45500 | No sensor | > 350000
TBD | INL2-45000-YYY-740... | image | datasheet | deeplink | TUNGSRAM - Inlumino L - 45300lm - 289W - 4000K - 70CRI - TBD[SKU] - Universal coupler 30-76mm | 12.5 | Universal coupler 30-76mm | LED | 1 | 289 | [8 empty] | CE | [6 empty] | 66 | 4000 | 755x407x127 |  | 220-240V |  | 5 |  |  |  | 70 |  | 4000 |  | > 343000 |  |  |  |  | 156.75 |  |  | 9 | YYY | 25 | < 10% at 100.000 hours |  | Available | 740/559 | CIE(x=0.3818. y= 0.3796) 5SDCM. 3SDCM on request | Class I. Class II | IK09 |  |  | 50 |  | -40 | 1 | 289 | RAL7021 | 50-60Hz | Passive | LED | dimmable | Road & Street | Inlumino L | Road & Street |  |  | 45300 | No sensor | > 350000
TBD | INL2-45000-AAA-740... | image | datasheet | deeplink | TUNGSRAM - Inlumino L - 45200lm - 289W - 4000K - 70CRI - TBD[SKU] - Universal coupler 30-76mm | 12.5 | Universal coupler 30-76mm | LED | 1 | 289 | [8 empty] | CE | [6 empty] | 66 | 4000 | 755x407x127 |  | 220-240V |  | 5 |  |  |  | 70 |  | 4000 |  | > 343000 |  |  |  |  | 156.4 |  |  | 9 | AAA | 25 | < 10% at 100.000 hours |  | Available | 740/559 | CIE(x=0.3818. y= 0.3796) 5SDCM. 3SDCM on request | Class I. Class II | IK09 |  |  | 50 |  | -40 | 1 | 289 | RAL7021 | 50-60Hz | Passive | LED | dimmable | Road & Street | Inlumino L | Road & Street |  |  | 45200 | No sensor | > 350000
TBD | INL2-47000-UUU-740... | image | datasheet | deeplink | TUNGSRAM - Inlumino L - 45100lm - 307W - 4000K - 70CRI - TBD[SKU] - Universal coupler 30-76mm | 12.5 | Universal coupler 30-76mm | LED | 1 | 307 | [8 empty] | CE | [6 empty] | 66 | 4000 | 755x407x127 |  | 220-240V |  | 5 |  |  |  | 70 |  | 4000 |  | > 343000 |  |  |  |  | 146.91 |  |  | 9 | UUU | 25 | < 10% at 100.000 hours |  | Available | 740/559 | CIE(x=0.3818. y= 0.3796) 5SDCM. 3SDCM on request | Class I. Class II | IK09 |  |  | 50 |  | -40 | 1 | 307 | RAL7021 | 50-60Hz | Passive | LED | dimmable | Road & Street | Inlumino L | Road & Street |  |  | 45100 | No sensor | > 350000
TBD | INL2-45000-DDD-740... | image | datasheet | deeplink | TUNGSRAM - Inlumino L - 45100lm - 289W - 4000K - 70CRI - TBD[SKU] - Universal coupler 30-76mm | 12.5 | Universal coupler 30-76mm | LED | 1 | 289 | [8 empty] | CE | [6 empty] | 66 | 4000 | 755x407x127 |  | 220-240V |  | 5 |  |  |  | 70 |  | 4000 |  | > 343000 |  |  |  |  | 156.06 |  |  | 9 | DDD | 25 | < 10% at 100.000 hours |  | Available | 740/559 | CIE(x=0.3818. y= 0.3796) 5SDCM. 3SDCM on request | Class I. Class II | IK09 |  |  | 50 |  | -40 | 1 | 289 | RAL7021 | 50-60Hz | Passive | LED | dimmable | Road & Street | Inlumino L | Road & Street |  |  | 45100 | No sensor | > 350000
TBD | INL2-45000-MMM-740... | image | datasheet | deeplink | TUNGSRAM - Inlumino L - 45000lm - 289W - 4000K - 70CRI - TBD[SKU] - Universal coupler 30-76mm | 12.5 | Universal coupler 30-76mm | LED | 1 | 289 | [8 empty] | CE | [6 empty] | 66 | 4000 | 755x407x127 |  | 220-240V |  | 5 |  |  |  | 70 |  | 4000 |  | > 343000 |  |  |  |  | 155.71 |  |  | 9 | MMM | 25 | < 10% at 100.000 hours |  | Available | 740/559 | CIE(x=0.3818. y= 0.3796) 5SDCM. 3SDCM on request | Class I. Class II | IK09 |  |  | 50 |  | -40 | 1 | 289 | RAL7021 | 50-60Hz | Passive | LED | dimmable | Road & Street | Inlumino L | Road & Street |  |  | 45000 | No sensor | > 350000
TBD | INL2-45000-EEE-740... | image | datasheet | deeplink | TUNGSRAM - Inlumino L - 44900lm - 289W - 4000K - 70CRI - TBD[SKU] - Universal coupler 30-76mm | 12.5 | Universal coupler 30-76mm | LED | 1 | 289 | [8 empty] | CE | [6 empty] | 66 | 4000 | 755x407x127 |  | 220-240V |  | 5 |  |  |  | 70 |  | 4000 |  | > 343000 |  |  |  |  | 155.36 |  |  | 9 | EEE | 25 | < 10% at 100.000 hours |  | Available | 740/559 | CIE(x=0.3818. y= 0.3796) 5SDCM. 3SDCM on request | Class I. Class II | IK09 |  |  | 50 |  | -40 | 1 | 289 | RAL7021 | 50-60Hz | Passive | LED | dimmable | Road & Street | Inlumino L | Road & Street |  |  | 44900 | No sensor | > 350000
TBD | INL2-47000-OOO-740... | image | datasheet | deeplink | TUNGSRAM - Inlumino L - 44800lm - 307W - 4000K - 70CRI - TBD[SKU] - Universal coupler 30-76mm | 12.5 | Universal coupler 30-76mm | LED | 1 | 307 | [8 empty] | CE | [6 empty] | 66 | 4000 | 755x407x127 |  | 220-240V |  | 5 |  |  |  | 70 |  | 4000 |  | > 343000 |  |  |  |  | 145.93 |  |  | 9 | OOO | 25 | < 10% at 100.000 hours |  | Available | 740/559 | CIE(x=0.3818. y= 0.3796) 5SDCM. 3SDCM on request | Class I. Class II | IK09 |  |  | 50 |  | -40 | 1 | 307 | RAL7021 | 50-60Hz | Passive | LED | dimmable | Road & Street | Inlumino L | Road & Street |  |  | 44800 | No sensor | > 350000
TBD | INL2-45000-VVV-740... | image | datasheet | deeplink | TUNGSRAM - Inlumino L - 44800lm - 289W - 4000K - 70CRI - TBD[SKU] - Universal coupler 30-76mm | 12.5 | Universal coupler 30-76mm | LED | 1 | 289 | [8 empty] | CE | [6 empty] | 66 | 4000 | 755x407x127 |  | 220-240V |  | 5 |  |  |  | 70 |  | 4000 |  | > 343000 |  |  |  |  | 155.02 |  |  | 9 | VVV | 25 | < 10% at 100.000 hours |  | Available | 740/559 | CIE(x=0.3818. y= 0.3796) 5SDCM. 3SDCM on request | Class I. Class II | IK09 |  |  | 50 |  | -40 | 1 | 289 | RAL7021 | 50-60Hz | Passive | LED | dimmable | Road & Street | Inlumino L | Road & Street |  |  | 44800 | No sensor | > 350000
TBD | INL2-45000-NNN-740... | image | datasheet | deeplink | TUNGSRAM - Inlumino L - 44800lm - 289W - 4000K - 70CRI - TBD[SKU] - Universal coupler 30-76mm | 12.5 | Universal coupler 30-76mm | LED | 1 | 289 | [8 empty] | CE | [6 empty] | 66 | 4000 | 755x407x127 |  | 220-240V |  | 5 |  |  |  | 70 |  | 4000 |  | > 343000 |  |  |  |  | 155.02 |  |  | 9 | NNN | 25 | < 10% at 100.000 hours |  | Available | 740/559 | CIE(x=0.3818. y= 0.3796) 5SDCM. 3SDCM on request | Class I. Class II | IK09 |  |  | 50 |  | -40 | 1 | 289 | RAL7021 | 50-60Hz | Passive | LED | dimmable | Road & Street | Inlumino L | Road & Street |  |  | 44800 | No sensor | > 350000
TBD | INL2-45000-FFF-740... | image | datasheet | deeplink | TUNGSRAM - Inlumino L - 44600lm - 289W - 4000K - 70CRI - TBD[SKU] - Universal coupler 30-76mm | 12.5 | Universal coupler 30-76mm | LED | 1 | 289 | [8 empty] | CE | [6 empty] | 66 | 4000 | 755x407x127 |  | 220-240V |  | 5 |  |  |  | 70 |  | 4000 |  | > 343000 |  |  |  |  | 154.33 |  |  | 9 | FFF | 25 | < 10% at 100.000 hours |  | Available | 740/559 | CIE(x=0.3818. y= 0.3796) 5SDCM. 3SDCM on request | Class I. Class II | IK09 |  |  | 50 |  | -40 | 1 | 289 | RAL7021 | 50-60Hz | Passive | LED | dimmable | Road & Street | Inlumino L | Road & Street |  |  | 44600 | No sensor | > 350000
TBD | INL2-45000-CCC-740... | image | datasheet | deeplink | TUNGSRAM - Inlumino L - 44600lm - 289W - 4000K - 70CRI - TBD[SKU] - Universal coupler 30-76mm | 12.5 | Universal coupler 30-76mm | LED | 1 | 289 | [8 empty] | CE | [6 empty] | 66 | 4000 | 755x407x127 |  | 220-240V |  | 5 |  |  |  | 70 |  | 4000 |  | > 343000 |  |  |  |  | 154.33 |  |  | 9 | CCC | 25 | < 10% at 100.000 hours |  | Available | 740/559 | CIE(x=0.3818. y= 0.3796) 5SDCM. 3SDCM on request | Class I. Class II | IK09 |  |  | 50 |  | -40 | 1 | 289 | RAL7021 | 50-60Hz | Passive | LED | dimmable | Road & Street | Inlumino L | Road & Street |  |  | 44600 | No sensor | > 350000
TBD | INL2-45000-WWW-740... | image | datasheet | deeplink | TUNGSRAM - Inlumino L - 44400lm - 289W - 4000K - 70CRI - TBD[SKU] - Universal coupler 30-76mm | 12.5 | Universal coupler 30-76mm | LED | 1 | 289 | [8 empty] | CE | [6 empty] | 66 | 4000 | 755x407x127 |  | 220-240V |  | 5 |  |  |  | 70 |  | 4000 |  | > 343000 |  |  |  |  | 153.63 |  |  | 9 | WWW | 25 | < 10% at 100.000 hours |  | Available | 740/559 | CIE(x=0.3818. y= 0.3796) 5SDCM. 3SDCM on request | Class I. Class II | IK09 |  |  | 50 |  | -40 | 1 | 289 | RAL7021 | 50-60Hz | Passive | LED | dimmable | Road & Street | Inlumino L | Road & Street |  |  | 44400 | No sensor | > 350000
TBD | INL2-45000-KKK-740... | image | datasheet | deeplink | TUNGSRAM - Inlumino L - 44300lm - 289W - 4000K - 70CRI - TBD[SKU] - Universal coupler 30-76mm | 12.5 | Universal coupler 30-76mm | LED | 1 | 289 | [8 empty] | CE | [6 empty] | 66 | 4000 | 755x407x127 |  | 220-240V |  | 5 |  |  |  | 70 |  | 4000 |  | > 343000 |  |  |  |  | 153.29 |  |  | 9 | KKK | 25 | < 10% at 100.000 hours |  | Available | 740/559 | CIE(x=0.3818. y= 0.3796) 5SDCM. 3SDCM on request | Class I. Class II | IK09 |  |  | 50 |  | -40 | 1 | 289 | RAL7021 | 50-60Hz | Passive | LED | dimmable | Road & Street | Inlumino L | Road & Street |  |  | 44300 | No sensor | > 350000
TBD | INL2-45000-XXX-740... | image | datasheet | deeplink | TUNGSRAM - Inlumino L - 44200lm - 289W - 4000K - 70CRI - TBD[SKU] - Universal coupler 30-76mm | 12.5 | Universal coupler 30-76mm | LED | 1 | 289 | [8 empty] | CE | [6 empty] | 66 | 4000 | 755x407x127 |  | 220-240V |  | 5 |  |  |  | 70 |  | 4000 |  | > 343000 |  |  |  |  | 152.94 |  |  | 9 | XXX | 25 | < 10% at 100.000 hours |  | Available | 740/559 | CIE(x=0.3818. y= 0.3796) 5SDCM. 3SDCM on request | Class I. Class II | IK09 |  |  | 50 |  | -40 | 1 | 289 | RAL7021 | 50-60Hz | Passive | LED | dimmable | Road & Street | Inlumino L | Road & Street |  |  | 44200 | No sensor | > 350000
TBD | INL2-45000-QQQ-740... | image | datasheet | deeplink | TUNGSRAM - Inlumino L - 44100lm - 289W - 4000K - 70CRI - TBD[SKU] - Universal coupler 30-76mm | 12.5 | Universal coupler 30-76mm | LED | 1 | 289 | [8 empty] | CE | [6 empty] | 66 | 4000 | 755x407x127 |  | 220-240V |  | 5 |  |  |  | 70 |  | 4000 |  | > 343000 |  |  |  |  | 152.6 |  |  | 9 | QQQ | 25 | < 10% at 100.000 hours |  | Available | 740/559 | CIE(x=0.3818. y= 0.3796) 5SDCM. 3SDCM on request | Class I. Class II | IK09 |  |  | 50 |  | -40 | 1 | 289 | RAL7021 | 50-60Hz | Passive | LED | dimmable | Road & Street | Inlumino L | Road & Street |  |  | 44100 | No sensor | > 350000
TBD | INL2-45000-PPP-740... | image | datasheet | deeplink | TUNGSRAM - Inlumino L - 44100lm - 289W - 4000K - 70CRI - TBD[SKU] - Universal coupler 30-76mm | 12.5 | Universal coupler 30-76mm | LED | 1 | 289 | [8 empty] | CE | [6 empty] | 66 | 4000 | 755x407x127 |  | 220-240V |  | 5 |  |  |  | 70 |  | 4000 |  | > 343000 |  |  |  |  | 152.6 |  |  | 9 | PPP | 25 | < 10% at 100.000 hours |  | Available | 740/559 | CIE(x=0.3818. y= 0.3796) 5SDCM. 3SDCM on request | Class I. Class II | IK09 |  |  | 50 |  | -40 | 1 | 289 | RAL7021 | 50-60Hz | Passive | LED | dimmable | Road & Street | Inlumino L | Road & Street |  |  | 44100 | No sensor | > 350000
TBD | INL2-45000-GGG-740... | image | datasheet | deeplink | TUNGSRAM - Inlumino L - 44000lm - 289W - 4000K - 70CRI - TBD[SKU] - Universal coupler 30-76mm | 12.5 | Universal coupler 30-76mm | LED | 1 | 289 | [8 empty] | CE | [6 empty] | 66 | 4000 | 755x407x127 |  | 220-240V |  | 5 |  |  |  | 70 |  | 4000 |  | > 343000 |  |  |  |  | 152.25 |  |  | 9 | GGG | 25 | < 10% at 100.000 hours |  | Available | 740/559 | CIE(x=0.3818. y= 0.3796) 5SDCM. 3SDCM on request | Class I. Class II | IK09 |  |  | 50 |  | -40 | 1 | 289 | RAL7021 | 50-60Hz | Passive | LED | dimmable | Road & Street | Inlumino L | Road & Street |  |  | 44000 | No sensor | > 350000
TBD | INL2-45000-SSS-740... | image | datasheet | deeplink | TUNGSRAM - Inlumino L - 43700lm - 289W - 4000K - 70CRI - TBD[SKU] - Universal coupler 30-76mm | 12.5 | Universal coupler 30-76mm | LED | 1 | 289 | [8 empty] | CE | [6 empty] | 66 | 4000 | 755x407x127 |  | 220-240V |  | 5 |  |  |  | 70 |  | 4000 |  | > 343000 |  |  |  |  | 151.21 |  |  | 9 | SSS | 25 | < 10% at 100.000 hours |  | Available | 740/559 | CIE(x=0.3818. y= 0.3796) 5SDCM. 3SDCM on request | Class I. Class II | IK09 |  |  | 50 |  | -40 | 1 | 289 | RAL7021 | 50-60Hz | Passive | LED | dimmable | Road & Street | Inlumino L | Road & Street |  |  | 43700 | No sensor | > 350000
TBD | INL2-45000-LLL-740... | image | datasheet | deeplink | TUNGSRAM - Inlumino L - 43700lm - 289W - 4000K - 70CRI - TBD[SKU] - Universal coupler 30-76mm | 12.5 | Universal coupler 30-76mm | LED | 1 | 289 | [8 empty] | CE | [6 empty] | 66 | 4000 | 755x407x127 |  | 220-240V |  | 5 |  |  |  | 70 |  | 4000 |  | > 343000 |  |  |  |  | 151.21 |  |  | 9 | LLL | 25 | < 10% at 100.000 hours |  | Available | 740/559 | CIE(x=0.3818. y= 0.3796) 5SDCM. 3SDCM on request | Class I. Class II | IK09 |  |  | 50 |  | -40 | 1 | 289 | RAL7021 | 50-60Hz | Passive | LED | dimmable | Road & Street | Inlumino L | Road & Street |  |  | 43700 | No sensor | > 350000
TBD | INL2-45000-JJJ-740... | image | datasheet | deeplink | TUNGSRAM - Inlumino L - 43700lm - 289W - 4000K - 70CRI - TBD[SKU] - Universal coupler 30-76mm | 12.5 | Universal coupler 30-76mm | LED | 1 | 289 | [8 empty] | CE | [6 empty] | 66 | 4000 | 755x407x127 |  | 220-240V |  | 5 |  |  |  | 70 |  | 4000 |  | > 343000 |  |  |  |  | 151.21 |  |  | 9 | JJJ | 25 | < 10% at 100.000 hours |  | Available | 740/559 | CIE(x=0.3818. y= 0.3796) 5SDCM. 3SDCM on request | Class I. Class II | IK09 |  |  | 50 |  | -40 | 1 | 289 | RAL7021 | 50-60Hz | Passive | LED | dimmable | Road & Street | Inlumino L | Road & Street |  |  | 43700 | No sensor | > 350000
TBD | INL2-45000-BBB-740... | image | datasheet | deeplink | TUNGSRAM - Inlumino L - 43700lm - 289W - 4000K - 70CRI - TBD[SKU] - Universal coupler 30-76mm | 12.5 | Universal coupler 30-76mm | LED | 1 | 289 | [8 empty] | CE | [6 empty] | 66 | 4000 | 755x407x127 |  | 220-240V |  | 5 |  |  |  | 70 |  | 4000 |  | > 343000 |  |  |  |  | 151.21 |  |  | 9 | BBB | 25 | < 10% at 100.000 hours |  | Available | 740/559 | CIE(x=0.3818. y= 0.3796) 5SDCM. 3SDCM on request | Class I. Class II | IK09 |  |  | 50 |  | -40 | 1 | 289 | RAL7021 | 50-60Hz | Passive | LED | dimmable | Road & Street | Inlumino L | Road & Street |  |  | 43700 | No sensor | > 350000
TBD | INL2-45000-UUU-740... | image | datasheet | deeplink | TUNGSRAM - Inlumino L - 43200lm - 289W - 4000K - 70CRI - TBD[SKU] - Universal coupler 30-76mm | 12.5 | Universal coupler 30-76mm | LED | 1 | 289 | [8 empty] | CE | [6 empty] | 66 | 4000 | 755x407x127 |  | 220-240V |  | 5 |  |  |  | 70 |  | 4000 |  | > 343000 |  |  |  |  | 149.48 |  |  | 9 | UUU | 25 | < 10% at 100.000 hours |  | Available | 740/559 | CIE(x=0.3818. y= 0.3796) 5SDCM. 3SDCM on request | Class I. Class II | IK09 |  |  | 50 |  | -40 | 1 | 289 | RAL7021 | 50-60Hz | Passive | LED | dimmable | Road & Street | Inlumino L | Road & Street |  |  | 43200 | No sensor | > 350000
TBD | INL2-45000-OOO-740... | image | datasheet | deeplink | TUNGSRAM - Inlumino L - 43000lm - 289W - 4000K - 70CRI - TBD[SKU] - Universal coupler 30-76mm | 12.5 | Universal coupler 30-76mm | LED | 1 | 289 | [8 empty] | CE | [6 empty] | 66 | 4000 | 755x407x127 |  | 220-240V |  | 5 |  |  |  | 70 |  | 4000 |  | > 343000 |  |  |  |  | 148.79 |  |  | 9 | OOO | 25 | < 10% at 100.000 hours |  | Available | 740/559 | CIE(x=0.3818. y= 0.3796) 5SDCM. 3SDCM on request | Class I. Class II | IK09 |  |  | 50 |  | -40 | 1 | 289 | RAL7021 | 50-60Hz | Passive | LED | dimmable | Road & Street | Inlumino L | Road & Street |  |  | 43000 | No sensor | > 350000
TBD | INL2-42500-YYY-740... | image | datasheet | deeplink | TUNGSRAM - Inlumino L - 42300lm - 268W - 4000K - 70CRI - TBD[SKU] - Universal coupler 30-76mm | 12.5 | Universal coupler 30-76mm | LED | 1 | 268 | [8 empty] | CE | [6 empty] | 66 | 4000 | 755x407x127 |  | 220-240V |  | 5 |  |  |  | 70 |  | 4000 |  | > 343000 |  |  |  |  | 157.84 |  |  | 9 | YYY | 25 | < 10% at 100.000 hours |  | Available | 740/559 | CIE(x=0.3818. y= 0.3796) 5SDCM. 3SDCM on request | Class I. Class II | IK09 |  |  | 50 |  | -40 | 1 | 268 | RAL7021 | 50-60Hz | Passive | LED | dimmable | Road & Street | Inlumino L | Road & Street |  |  | 42300 | No sensor | > 350000
TBD | INL2-42500-AAA-740... | image | datasheet | deeplink | TUNGSRAM - Inlumino L - 42300lm - 268W - 4000K - 70CRI - TBD[SKU] - Universal coupler 30-76mm | 12.5 | Universal coupler 30-76mm | LED | 1 | 268 | [8 empty] | CE | [6 empty] | 66 | 4000 | 755x407x127 |  | 220-240V |  | 5 |  |  |  | 70 |  | 4000 |  | > 343000 |  |  |  |  | 157.84 |  |  | 9 | AAA | 25 | < 10% at 100.000 hours |  | Available | 740/559 | CIE(x=0.3818. y= 0.3796) 5SDCM. 3SDCM on request | Class I. Class II | IK09 |  |  | 50 |  | -40 | 1 | 268 | RAL7021 | 50-60Hz | Passive | LED | dimmable | Road & Street | Inlumino L | Road & Street |  |  | 42300 | No sensor | > 350000
TBD | INL2-42500-DDD-740... | image | datasheet | deeplink | TUNGSRAM - Inlumino L - 42200lm - 268W - 4000K - 70CRI - TBD[SKU] - Universal coupler 30-76mm | 12.5 | Universal coupler 30-76mm | LED | 1 | 268 | [8 empty] | CE | [6 empty] | 66 | 4000 | 755x407x127 |  | 220-240V |  | 5 |  |  |  | 70 |  | 4000 |  | > 343000 |  |  |  |  | 157.46 |  |  | 9 | DDD | 25 | < 10% at 100.000 hours |  | Available | 740/559 | CIE(x=0.3818. y= 0.3796) 5SDCM. 3SDCM on request | Class I. Class II | IK09 |  |  | 50 |  | -40 | 1 | 268 | RAL7021 | 50-60Hz | Passive | LED | dimmable | Road & Street | Inlumino L | Road & Street |  |  | 42200 | No sensor | > 350000
TBD | INL2-42500-MMM-740... | image | datasheet | deeplink | TUNGSRAM - Inlumino L - 42100lm - 268W - 4000K - 70CRI - TBD[SKU] - Universal coupler 30-76mm | 12.5 | Universal coupler 30-76mm | LED | 1 | 268 | [8 empty] | CE | [6 empty] | 66 | 4000 | 755x407x127 |  | 220-240V |  | 5 |  |  |  | 70 |  | 4000 |  | > 343000 |  |  |  |  | 157.09 |  |  | 9 | MMM | 25 | < 10% at 100.000 hours |  | Available | 740/559 | CIE(x=0.3818. y= 0.3796) 5SDCM. 3SDCM on request | Class I. Class II | IK09 |  |  | 50 |  | -40 | 1 | 268 | RAL7021 | 50-60Hz | Passive | LED | dimmable | Road & Street | Inlumino L | Road & Street |  |  | 42100 | No sensor | > 350000
TBD | INL2-42500-EEE-740... | image | datasheet | deeplink | TUNGSRAM - Inlumino L - 42000lm - 268W - 4000K - 70CRI - TBD[SKU] - Universal coupler 30-76mm | 12.5 | Universal coupler 30-76mm | LED | 1 | 268 | [8 empty] | CE | [6 empty] | 66 | 4000 | 755x407x127 |  | 220-240V |  | 5 |  |  |  | 70 |  | 4000 |  | > 343000 |  |  |  |  | 156.72 |  |  | 9 | EEE | 25 | < 10% at 100.000 hours |  | Available | 740/559 | CIE(x=0.3818. y= 0.3796) 5SDCM. 3SDCM on request | Class I. Class II | IK09 |  |  | 50 |  | -40 | 1 | 268 | RAL7021 | 50-60Hz | Passive | LED | dimmable | Road & Street | Inlumino L | Road & Street |  |  | 42000 | No sensor | > 350000
TBD | INL2-42500-VVV-740... | image | datasheet | deeplink | TUNGSRAM - Inlumino L - 41900lm - 268W - 4000K - 70CRI - TBD[SKU] - Universal coupler 30-76mm | 12.5 | Universal coupler 30-76mm | LED | 1 | 268 | [8 empty] | CE | [6 empty] | 66 | 4000 | 755x407x127 |  | 220-240V |  | 5 |  |  |  | 70 |  | 4000 |  | > 343000 |  |  |  |  | 156.34 |  |  | 9 | VVV | 25 | < 10% at 100.000 hours |  | Available | 740/559 | CIE(x=0.3818. y= 0.3796) 5SDCM. 3SDCM on request | Class I. Class II | IK09 |  |  | 50 |  | -40 | 1 | 268 | RAL7021 | 50-60Hz | Passive | LED | dimmable | Road & Street | Inlumino L | Road & Street |  |  | 41900 | No sensor | > 350000
TBD | INL2-42500-NNN-740... | image | datasheet | deeplink | TUNGSRAM - Inlumino L - 41900lm - 268W - 4000K - 70CRI - TBD[SKU] - Universal coupler 30-76mm | 12.5 | Universal coupler 30-76mm | LED | 1 | 268 | [8 empty] | CE | [6 empty] | 66 | 4000 | 755x407x127 |  | 220-240V |  | 5 |  |  |  | 70 |  | 4000 |  | > 343000 |  |  |  |  | 156.34 |  |  | 9 | NNN | 25 | < 10% at 100.000 hours |  | Available | 740/559 | CIE(x=0.3818. y= 0.3796) 5SDCM. 3SDCM on request | Class I. Class II | IK09 |  |  | 50 |  | -40 | 1 | 268 | RAL7021 | 50-60Hz | Passive | LED | dimmable | Road & Street | Inlumino L | Road & Street |  |  | 41900 | No sensor | > 350000
TBD | INL2-42500-FFF-740... | image | datasheet | deeplink | TUNGSRAM - Inlumino L - 41700lm - 268W - 4000K - 70CRI - TBD[SKU] - Universal coupler 30-76mm | 12.5 | Universal coupler 30-76mm | LED | 1 | 268 | [8 empty] | CE | [6 empty] | 66 | 4000 | 755x407x127 |  | 220-240V |  | 5 |  |  |  | 70 |  | 4000 |  | > 343000 |  |  |  |  | 155.6 |  |  | 9 | FFF | 25 | < 10% at 100.000 hours |  | Available | 740/559 | CIE(x=0.3818. y= 0.3796) 5SDCM. 3SDCM on request | Class I. Class II | IK09 |  |  | 50 |  | -40 | 1 | 268 | RAL7021 | 50-60Hz | Passive | LED | dimmable | Road & Street | Inlumino L | Road & Street |  |  | 41700 | No sensor | > 350000
TBD | INL2-42500-CCC-740... | image | datasheet | deeplink | TUNGSRAM - Inlumino L - 41700lm - 268W - 4000K - 70CRI - TBD[SKU] - Universal coupler 30-76mm | 12.5 | Universal coupler 30-76mm | LED | 1 | 268 | [8 empty] | CE | [6 empty] | 66 | 4000 | 755x407x127 |  | 220-240V |  | 5 |  |  |  | 70 |  | 4000 |  | > 343000 |  |  |  |  | 155.6 |  |  | 9 | CCC | 25 | < 10% at 100.000 hours |  | Available | 740/559 | CIE(x=0.3818. y= 0.3796) 5SDCM. 3SDCM on request | Class I. Class II | IK09 |  |  | 50 |  | -40 | 1 | 268 | RAL7021 | 50-60Hz | Passive | LED | dimmable | Road & Street | Inlumino L | Road & Street |  |  | 41700 | No sensor | > 350000
TBD | INL2-42500-WWW-740... | image | datasheet | deeplink | TUNGSRAM - Inlumino L - 41500lm - 268W - 4000K - 70CRI - TBD[SKU] - Universal coupler 30-76mm | 12.5 | Universal coupler 30-76mm | LED | 1 | 268 | [8 empty] | CE | [6 empty] | 66 | 4000 | 755x407x127 |  | 220-240V |  | 5 |  |  |  | 70 |  | 4000 |  | > 343000 |  |  |  |  | 154.85 |  |  | 9 | WWW | 25 | < 10% at 100.000 hours |  | Available | 740/559 | CIE(x=0.3818. y= 0.3796) 5SDCM. 3SDCM on request | Class I. Class II | IK09 |  |  | 50 |  | -40 | 1 | 268 | RAL7021 | 50-60Hz | Passive | LED | dimmable | Road & Street | Inlumino L | Road & Street |  |  | 41500 | No sensor | > 350000
TBD | INL2-42500-KKK-740... | image | datasheet | deeplink | TUNGSRAM - Inlumino L - 41400lm - 268W - 4000K - 70CRI - TBD[SKU] - Universal coupler 30-76mm | 12.5 | Universal coupler 30-76mm | LED | 1 | 268 | [8 empty] | CE | [6 empty] | 66 | 4000 | 755x407x127 |  | 220-240V |  | 5 |  |  |  | 70 |  | 4000 |  | > 343000 |  |  |  |  | 154.48 |  |  | 9 | KKK | 25 | < 10% at 100.000 hours |  | Available | 740/559 | CIE(x=0.3818. y= 0.3796) 5SDCM. 3SDCM on request | Class I. Class II | IK09 |  |  | 50 |  | -40 | 1 | 268 | RAL7021 | 50-60Hz | Passive | LED | dimmable | Road & Street | Inlumino L | Road & Street |  |  | 41400 | No sensor | > 350000
TBD | INL2-42500-XXX-740... | image | datasheet | deeplink | TUNGSRAM - Inlumino L - 41300lm - 268W - 4000K - 70CRI - TBD[SKU] - Universal coupler 30-76mm | 12.5 | Universal coupler 30-76mm | LED | 1 | 268 | [8 empty] | CE | [6 empty] | 66 | 4000 | 755x407x127 |  | 220-240V |  | 5 |  |  |  | 70 |  | 4000 |  | > 343000 |  |  |  |  | 154.1 |  |  | 9 | XXX | 25 | < 10% at 100.000 hours |  | Available | 740/559 | CIE(x=0.3818. y= 0.3796) 5SDCM. 3SDCM on request | Class I. Class II | IK09 |  |  | 50 |  | -40 | 1 | 268 | RAL7021 | 50-60Hz | Passive | LED | dimmable | Road & Street | Inlumino L | Road & Street |  |  | 41300 | No sensor | > 350000
TBD | INL2-42500-QQQ-740... | image | datasheet | deeplink | TUNGSRAM - Inlumino L - 41300lm - 268W - 4000K - 70CRI - TBD[SKU] - Universal coupler 30-76mm | 12.5 | Universal coupler 30-76mm | LED | 1 | 268 | [8 empty] | CE | [6 empty] | 66 | 4000 | 755x407x127 |  | 220-240V |  | 5 |  |  |  | 70 |  | 4000 |  | > 343000 |  |  |  |  | 154.1 |  |  | 9 | QQQ | 25 | < 10% at 100.000 hours |  | Available | 740/559 | CIE(x=0.3818. y= 0.3796) 5SDCM. 3SDCM on request | Class I. Class II | IK09 |  |  | 50 |  | -40 | 1 | 268 | RAL7021 | 50-60Hz | Passive | LED | dimmable | Road & Street | Inlumino L | Road & Street |  |  | 41300 | No sensor | > 350000
TBD | INL2-42500-PPP-740... | image | datasheet | deeplink | TUNGSRAM - Inlumino L - 41200lm - 268W - 4000K - 70CRI - TBD[SKU] - Universal coupler 30-76mm | 12.5 | Universal coupler 30-76mm | LED | 1 | 268 | [8 empty] | CE | [6 empty] | 66 | 4000 | 755x407x127 |  | 220-240V |  | 5 |  |  |  | 70 |  | 4000 |  | > 343000 |  |  |  |  | 153.73 |  |  | 9 | PPP | 25 | < 10% at 100.000 hours |  | Available | 740/559 | CIE(x=0.3818. y= 0.3796) 5SDCM. 3SDCM on request | Class I. Class II | IK09 |  |  | 50 |  | -40 | 1 | 268 | RAL7021 | 50-60Hz | Passive | LED | dimmable | Road & Street | Inlumino L | Road & Street |  |  | 41200 | No sensor | > 350000
TBD | INL2-42500-GGG-740... | image | datasheet | deeplink | TUNGSRAM - Inlumino L - 41100lm - 268W - 4000K - 70CRI - TBD[SKU] - Universal coupler 30-76mm | 12.5 | Universal coupler 30-76mm | LED | 1 | 268 | [8 empty] | CE | [6 empty] | 66 | 4000 | 755x407x127 |  | 220-240V |  | 5 |  |  |  | 70 |  | 4000 |  | > 343000 |  |  |  |  | 153.36 |  |  | 9 | GGG | 25 | < 10% at 100.000 hours |  | Available | 740/559 | CIE(x=0.3818. y= 0.3796) 5SDCM. 3SDCM on request | Class I. Class II | IK09 |  |  | 50 |  | -40 | 1 | 268 | RAL7021 | 50-60Hz | Passive | LED | dimmable | Road & Street | Inlumino L | Road & Street |  |  | 41100 | No sensor | > 350000
TBD | INL2-42500-SSS-740... | image | datasheet | deeplink | TUNGSRAM - Inlumino L - 40900lm - 268W - 4000K - 70CRI - TBD[SKU] - Universal coupler 30-76mm | 12.5 | Universal coupler 30-76mm | LED | 1 | 268 | [8 empty] | CE | [6 empty] | 66 | 4000 | 755x407x127 |  | 220-240V |  | 5 |  |  |  | 70 |  | 4000 |  | > 343000 |  |  |  |  | 152.61 |  |  | 9 | SSS | 25 | < 10% at 100.000 hours |  | Available | 740/559 | CIE(x=0.3818. y= 0.3796) 5SDCM. 3SDCM on request | Class I. Class II | IK09 |  |  | 50 |  | -40 | 1 | 268 | RAL7021 | 50-60Hz | Passive | LED | dimmable | Road & Street | Inlumino L | Road & Street |  |  | 40900 | No sensor | > 350000
TBD | INL2-42500-JJJ-740... | image | datasheet | deeplink | TUNGSRAM - Inlumino L - 40900lm - 268W - 4000K - 70CRI - TBD[SKU] - Universal coupler 30-76mm | 12.5 | Universal coupler 30-76mm | LED | 1 | 268 | [8 empty] | CE | [6 empty] | 66 | 4000 | 755x407x127 |  | 220-240V |  | 5 |  |  |  | 70 |  | 4000 |  | > 343000 |  |  |  |  | 152.61 |  |  | 9 | JJJ | 25 | < 10% at 100.000 hours |  | Available | 740/559 | CIE(x=0.3818. y= 0.3796) 5SDCM. 3SDCM on request | Class I. Class II | IK09 |  |  | 50 |  | -40 | 1 | 268 | RAL7021 | 50-60Hz | Passive | LED | dimmable | Road & Street | Inlumino L | Road & Street |  |  | 40900 | No sensor | > 350000
TBD | INL2-42500-BBB-740... | image | datasheet | deeplink | TUNGSRAM - Inlumino L - 40900lm - 268W - 4000K - 70CRI - TBD[SKU] - Universal coupler 30-76mm | 12.5 | Universal coupler 30-76mm | LED | 1 | 268 | [8 empty] | CE | [6 empty] | 66 | 4000 | 755x407x127 |  | 220-240V |  | 5 |  |  |  | 70 |  | 4000 |  | > 343000 |  |  |  |  | 152.61 |  |  | 9 | BBB | 25 | < 10% at 100.000 hours |  | Available | 740/559 | CIE(x=0.3818. y= 0.3796) 5SDCM. 3SDCM on request | Class I. Class II | IK09 |  |  | 50 |  | -40 | 1 | 268 | RAL7021 | 50-60Hz | Passive | LED | dimmable | Road & Street | Inlumino L | Road & Street |  |  | 40900 | No sensor | > 350000
TBD | INL2-42500-LLL-740... | image | datasheet | deeplink | TUNGSRAM - Inlumino L - 40800lm - 268W - 4000K - 70CRI - TBD[SKU] - Universal coupler 30-76mm | 12.5 | Universal coupler 30-76mm | LED | 1 | 268 | [8 empty] | CE | [6 empty] | 66 | 4000 | 755x407x127 |  | 220-240V |  | 5 |  |  |  | 70 |  | 4000 |  | > 343000 |  |  |  |  | 152.24 |  |  | 9 | LLL | 25 | < 10% at 100.000 hours |  | Available | 740/559 | CIE(x=0.3818. y= 0.3796) 5SDCM. 3SDCM on request | Class I. Class II | IK09 |  |  | 50 |  | -40 | 1 | 268 | RAL7021 | 50-60Hz | Passive | LED | dimmable | Road & Street | Inlumino L | Road & Street |  |  | 40800 | No sensor | > 350000
TBD | INL2-40000-YYY-740... | image | datasheet | deeplink | TUNGSRAM - Inlumino L - 40700lm - 276W - 4000K - 70CRI - TBD[SKU] - Universal coupler 30-76mm | 12.5 | Universal coupler 30-76mm | LED | 1 | 276 | [8 empty] | CE | [6 empty] | 66 | 4000 | 755x407x127 |  | 220-240V |  | 5 |  |  |  | 70 |  | 4000 |  | > 343000 |  |  |  |  | 147.46 |  |  | 9 | YYY | 25 | < 10% at 100.000 hours |  | Available | 740/559 | CIE(x=0.3818. y= 0.3796) 5SDCM. 3SDCM on request | Class I. Class II | IK09 |  |  | 50 |  | -40 | 1 | 276 | RAL7021 | 50-60Hz | Passive | LED | dimmable | Road & Street | Inlumino L | Road & Street |  |  | 40700 | No sensor | > 350000
TBD | INL2-40000-AAA-740... | image | datasheet | deeplink | TUNGSRAM - Inlumino L - 40600lm - 276W - 4000K - 70CRI - TBD[SKU] - Universal coupler 30-76mm | 12.5 | Universal coupler 30-76mm | LED | 1 | 276 | [8 empty] | CE | [6 empty] | 66 | 4000 | 755x407x127 |  | 220-240V |  | 5 |  |  |  | 70 |  | 4000 |  | > 343000 |  |  |  |  | 147.1 |  |  | 9 | AAA | 25 | < 10% at 100.000 hours |  | Available | 740/559 | CIE(x=0.3818. y= 0.3796) 5SDCM. 3SDCM on request | Class I. Class II | IK09 |  |  | 50 |  | -40 | 1 | 276 | RAL7021 | 50-60Hz | Passive | LED | dimmable | Road & Street | Inlumino L | Road & Street |  |  | 40600 | No sensor | > 350000
TBD | INL2-40000-MMM-740... | image | datasheet | deeplink | TUNGSRAM - Inlumino L - 40500lm - 276W - 4000K - 70CRI - TBD[SKU] - Universal coupler 30-76mm | 12.5 | Universal coupler 30-76mm | LED | 1 | 276 | [8 empty] | CE | [6 empty] | 66 | 4000 | 755x407x127 |  | 220-240V |  | 5 |  |  |  | 70 |  | 4000 |  | > 343000 |  |  |  |  | 146.74 |  |  | 9 | MMM | 25 | < 10% at 100.000 hours |  | Available | 740/559 | CIE(x=0.3818. y= 0.3796) 5SDCM. 3SDCM on request | Class I. Class II | IK09 |  |  | 50 |  | -40 | 1 | 276 | RAL7021 | 50-60Hz | Passive | LED | dimmable | Road & Street | Inlumino L | Road & Street |  |  | 40500 | No sensor | > 350000
TBD | INL2-40000-DDD-740... | image | datasheet | deeplink | TUNGSRAM - Inlumino L - 40500lm - 276W - 4000K - 70CRI - TBD[SKU] - Universal coupler 30-76mm | 12.5 | Universal coupler 30-76mm | LED | 1 | 276 | [8 empty] | CE | [6 empty] | 66 | 4000 | 755x407x127 |  | 220-240V |  | 5 |  |  |  | 70 |  | 4000 |  | > 343000 |  |  |  |  | 146.74 |  |  | 9 | DDD | 25 | < 10% at 100.000 hours |  | Available | 740/559 | CIE(x=0.3818. y= 0.3796) 5SDCM. 3SDCM on request | Class I. Class II | IK09 |  |  | 50 |  | -40 | 1 | 276 | RAL7021 | 50-60Hz | Passive | LED | dimmable | Road & Street | Inlumino L | Road & Street |  |  | 40500 | No sensor | > 350000
TBD | INL2-42500-UUU-740... | image | datasheet | deeplink | TUNGSRAM - Inlumino L - 40400lm - 268W - 4000K - 70CRI - TBD[SKU] - Universal coupler 30-76mm | 12.5 | Universal coupler 30-76mm | LED | 1 | 268 | [8 empty] | CE | [6 empty] | 66 | 4000 | 755x407x127 |  | 220-240V |  | 5 |  |  |  | 70 |  | 4000 |  | > 343000 |  |  |  |  | 150.75 |  |  | 9 | UUU | 25 | < 10% at 100.000 hours |  | Available | 740/559 | CIE(x=0.3818. y= 0.3796) 5SDCM. 3SDCM on request | Class I. Class II | IK09 |  |  | 50 |  | -40 | 1 | 268 | RAL7021 | 50-60Hz | Passive | LED | dimmable | Road & Street | Inlumino L | Road & Street |  |  | 40400 | No sensor | > 350000
TBD | INL2-40000-EEE-740... | image | datasheet | deeplink | TUNGSRAM - Inlumino L - 40400lm - 276W - 4000K - 70CRI - TBD[SKU] - Universal coupler 30-76mm | 12.5 | Universal coupler 30-76mm | LED | 1 | 276 | [8 empty] | CE | [6 empty] | 66 | 4000 | 755x407x127 |  | 220-240V |  | 5 |  |  |  | 70 |  | 4000 |  | > 343000 |  |  |  |  | 146.38 |  |  | 9 | EEE | 25 | < 10% at 100.000 hours |  | Available | 740/559 | CIE(x=0.3818. y= 0.3796) 5SDCM. 3SDCM on request | Class I. Class II | IK09 |  |  | 50 |  | -40 | 1 | 276 | RAL7021 | 50-60Hz | Passive | LED | dimmable | Road & Street | Inlumino L | Road & Street |  |  | 40400 | No sensor | > 350000
TBD | INL2-40000-VVV-740... | image | datasheet | deeplink | TUNGSRAM - Inlumino L - 40300lm - 276W - 4000K - 70CRI - TBD[SKU] - Universal coupler 30-76mm | 12.5 | Universal coupler 30-76mm | LED | 1 | 276 | [8 empty] | CE | [6 empty] | 66 | 4000 | 755x407x127 |  | 220-240V |  | 5 |  |  |  | 70 |  | 4000 |  | > 343000 |  |  |  |  | 146.01 |  |  | 9 | VVV | 25 | < 10% at 100.000 hours |  | Available | 740/559 | CIE(x=0.3818. y= 0.3796) 5SDCM. 3SDCM on request | Class I. Class II | IK09 |  |  | 50 |  | -40 | 1 | 276 | RAL7021 | 50-60Hz | Passive | LED | dimmable | Road & Street | Inlumino L | Road & Street |  |  | 40300 | No sensor | > 350000
TBD | INL2-40000-NNN-740... | image | datasheet | deeplink | TUNGSRAM - Inlumino L - 40300lm - 276W - 4000K - 70CRI - TBD[SKU] - Universal coupler 30-76mm | 12.5 | Universal coupler 30-76mm | LED | 1 | 276 | [8 empty] | CE | [6 empty] | 66 | 4000 | 755x407x127 |  | 220-240V |  | 5 |  |  |  | 70 |  | 4000 |  | > 343000 |  |  |  |  | 146.01 |  |  | 9 | NNN | 25 | < 10% at 100.000 hours |  | Available | 740/559 | CIE(x=0.3818. y= 0.3796) 5SDCM. 3SDCM on request | Class I. Class II | IK09 |  |  | 50 |  | -40 | 1 | 276 | RAL7021 | 50-60Hz | Passive | LED | dimmable | Road & Street | Inlumino L | Road & Street |  |  | 40300 | No sensor | > 350000
TBD | INL2-42500-OOO-740... | image | datasheet | deeplink | TUNGSRAM - Inlumino L - 40200lm - 268W - 4000K - 70CRI - TBD[SKU] - Universal coupler 30-76mm | 12.5 | Universal coupler 30-76mm | LED | 1 | 268 | [8 empty] | CE | [6 empty] | 66 | 4000 | 755x407x127 |  | 220-240V |  | 5 |  |  |  | 70 |  | 4000 |  | > 343000 |  |  |  |  | 150 |  |  | 9 | OOO | 25 | < 10% at 100.000 hours |  | Available | 740/559 | CIE(x=0.3818. y= 0.3796) 5SDCM. 3SDCM on request | Class I. Class II | IK09 |  |  | 50 |  | -40 | 1 | 268 | RAL7021 | 50-60Hz | Passive | LED | dimmable | Road & Street | Inlumino L | Road & Street |  |  | 40200 | No sensor | > 350000
TBD | INL2-40000-FFF-740... | image | datasheet | deeplink | TUNGSRAM - Inlumino L - 40100lm - 276W - 4000K - 70CRI - TBD[SKU] - Universal coupler 30-76mm | 12.5 | Universal coupler 30-76mm | LED | 1 | 276 | [8 empty] | CE | [6 empty] | 66 | 4000 | 755x407x127 |  | 220-240V |  | 5 |  |  |  | 70 |  | 4000 |  | > 343000 |  |  |  |  | 145.29 |  |  | 9 | FFF | 25 | < 10% at 100.000 hours |  | Available | 740/559 | CIE(x=0.3818. y= 0.3796) 5SDCM. 3SDCM on request | Class I. Class II | IK09 |  |  | 50 |  | -40 | 1 | 276 | RAL7021 | 50-60Hz | Passive | LED | dimmable | Road & Street | Inlumino L | Road & Street |  |  | 40100 | No sensor | > 350000
TBD | INL2-40000-CCC-740... | image | datasheet | deeplink | TUNGSRAM - Inlumino L - 40100lm - 276W - 4000K - 70CRI - TBD[SKU] - Universal coupler 30-76mm | 12.5 | Universal coupler 30-76mm | LED | 1 | 276 | [8 empty] | CE | [6 empty] | 66 | 4000 | 755x407x127 |  | 220-240V |  | 5 |  |  |  | 70 |  | 4000 |  | > 343000 |  |  |  |  | 145.29 |  |  | 9 | CCC | 25 | < 10% at 100.000 hours |  | Available | 740/559 | CIE(x=0.3818. y= 0.3796) 5SDCM. 3SDCM on request | Class I. Class II | IK09 |  |  | 50 |  | -40 | 1 | 276 | RAL7021 | 50-60Hz | Passive | LED | dimmable | Road & Street | Inlumino L | Road & Street |  |  | 40100 | No sensor | > 350000
TBD | INL2-40000-WWW-740... | image | datasheet | deeplink | TUNGSRAM - Inlumino L - 39900lm - 276W - 4000K - 70CRI - TBD[SKU] - Universal coupler 30-76mm | 12.5 | Universal coupler 30-76mm | LED | 1 | 276 | [8 empty] | CE | [6 empty] | 66 | 4000 | 755x407x127 |  | 220-240V |  | 5 |  |  |  | 70 |  | 4000 |  | > 343000 |  |  |  |  | 144.57 |  |  | 9 | WWW | 25 | < 10% at 100.000 hours |  | Available | 740/559 | CIE(x=0.3818. y= 0.3796) 5SDCM. 3SDCM on request | Class I. Class II | IK09 |  |  | 50 |  | -40 | 1 | 276 | RAL7021 | 50-60Hz | Passive | LED | dimmable | Road & Street | Inlumino L | Road & Street |  |  | 39900 | No sensor | > 350000
TBD | INL2-40000-KKK-740... | image | datasheet | deeplink | TUNGSRAM - Inlumino L - 39900lm - 276W - 4000K - 70CRI - TBD[SKU] - Universal coupler 30-76mm | 12.5 | Universal coupler 30-76mm | LED | 1 | 276 | [8 empty] | CE | [6 empty] | 66 | 4000 | 755x407x127 |  | 220-240V |  | 5 |  |  |  | 70 |  | 4000 |  | > 343000 |  |  |  |  | 144.57 |  |  | 9 | KKK | 25 | < 10% at 100.000 hours |  | Available | 740/559 | CIE(x=0.3818. y= 0.3796) 5SDCM. 3SDCM on request | Class I. Class II | IK09 |  |  | 50 |  | -40 | 1 | 276 | RAL7021 | 50-60Hz | Passive | LED | dimmable | Road & Street | Inlumino L | Road & Street |  |  | 39900 | No sensor | > 350000
TBD | INL2-40000-XXX-740... | image | datasheet | deeplink | TUNGSRAM - Inlumino L - 39700lm - 276W - 4000K - 70CRI - TBD[SKU] - Universal coupler 30-76mm | 12.5 | Universal coupler 30-76mm | LED | 1 | 276 | [8 empty] | CE | [6 empty] | 66 | 4000 | 755x407x127 |  | 220-240V |  | 5 |  |  |  | 70 |  | 4000 |  | > 343000 |  |  |  |  | 143.84 |  |  | 9 | XXX | 25 | < 10% at 100.000 hours |  | Available | 740/559 | CIE(x=0.3818. y= 0.3796) 5SDCM. 3SDCM on request | Class I. Class II | IK09 |  |  | 50 |  | -40 | 1 | 276 | RAL7021 | 50-60Hz | Passive | LED | dimmable | Road & Street | Inlumino L | Road & Street |  |  | 39700 | No sensor | > 350000
TBD | INL2-40000-QQQ-740... | image | datasheet | deeplink | TUNGSRAM - Inlumino L - 39700lm - 276W - 4000K - 70CRI - TBD[SKU] - Universal coupler 30-76mm | 12.5 | Universal coupler 30-76mm | LED | 1 | 276 | [8 empty] | CE | [6 empty] | 66 | 4000 | 755x407x127 |  | 220-240V |  | 5 |  |  |  | 70 |  | 4000 |  | > 343000 |  |  |  |  | 143.84 |  |  | 9 | QQQ | 25 | < 10% at 100.000 hours |  | Available | 740/559 | CIE(x=0.3818. y= 0.3796) 5SDCM. 3SDCM on request | Class I. Class II | IK09 |  |  | 50 |  | -40 | 1 | 276 | RAL7021 | 50-60Hz | Passive | LED | dimmable | Road & Street | Inlumino L | Road & Street |  |  | 39700 | No sensor | > 350000
TBD | INL2-40000-PPP-740... | image | datasheet | deeplink | TUNGSRAM - Inlumino L - 39600lm - 276W - 4000K - 70CRI - TBD[SKU] - Universal coupler 30-76mm | 12.5 | Universal coupler 30-76mm | LED | 1 | 276 | [8 empty] | CE | [6 empty] | 66 | 4000 | 755x407x127 |  | 220-240V |  | 5 |  |  |  | 70 |  | 4000 |  | > 343000 |  |  |  |  | 143.48 |  |  | 9 | PPP | 25 | < 10% at 100.000 hours |  | Available | 740/559 | CIE(x=0.3818. y= 0.3796) 5SDCM. 3SDCM on request | Class I. Class II | IK09 |  |  | 50 |  | -40 | 1 | 276 | RAL7021 | 50-60Hz | Passive | LED | dimmable | Road & Street | Inlumino L | Road & Street |  |  | 39600 | No sensor | > 350000
TBD | INL2-40000-GGG-740... | image | datasheet | deeplink | TUNGSRAM - Inlumino L - 39600lm - 276W - 4000K - 70CRI - TBD[SKU] - Universal coupler 30-76mm | 12.5 | Universal coupler 30-76mm | LED | 1 | 276 | [8 empty] | CE | [6 empty] | 66 | 4000 | 755x407x127 |  | 220-240V |  | 5 |  |  |  | 70 |  | 4000 |  | > 343000 |  |  |  |  | 143.48 |  |  | 9 | GGG | 25 | < 10% at 100.000 hours |  | Available | 740/559 | CIE(x=0.3818. y= 0.3796) 5SDCM. 3SDCM on request | Class I. Class II | IK09 |  |  | 50 |  | -40 | 1 | 276 | RAL7021 | 50-60Hz | Passive | LED | dimmable | Road & Street | Inlumino L | Road & Street |  |  | 39600 | No sensor | > 350000
TBD | INL2-38000-YYY-740... | image | datasheet | deeplink | TUNGSRAM - Inlumino L - 39400lm - 264W - 4000K - 70CRI - TBD[SKU] - Universal coupler 30-76mm | 12.5 | Universal coupler 30-76mm | LED | 1 | 264 | [8 empty] | CE | [6 empty] | 66 | 4000 | 755x407x127 |  | 220-240V |  | 5 |  |  |  | 70 |  | 4000 |  | > 343000 |  |  |  |  | 149.24 |  |  | 9 | YYY | 25 | < 10% at 100.000 hours |  | Available | 740/559 | CIE(x=0.3818. y= 0.3796) 5SDCM. 3SDCM on request | Class I. Class II | IK09 |  |  | 50 |  | -40 | 1 | 264 | RAL7021 | 50-60Hz | Passive | LED | dimmable | Road & Street | Inlumino L | Road & Street |  |  | 39400 | No sensor | > 350000
TBD | INL2-40000-SSS-740... | image | datasheet | deeplink | TUNGSRAM - Inlumino L - 39300lm - 276W - 4000K - 70CRI - TBD[SKU] - Universal coupler 30-76mm | 12.5 | Universal coupler 30-76mm | LED | 1 | 276 | [8 empty] | CE | [6 empty] | 66 | 4000 | 755x407x127 |  | 220-240V |  | 5 |  |  |  | 70 |  | 4000 |  | > 343000 |  |  |  |  | 142.39 |  |  | 9 | SSS | 25 | < 10% at 100.000 hours |  | Available | 740/559 | CIE(x=0.3818. y= 0.3796) 5SDCM. 3SDCM on request | Class I. Class II | IK09 |  |  | 50 |  | -40 | 1 | 276 | RAL7021 | 50-60Hz | Passive | LED | dimmable | Road & Street | Inlumino L | Road & Street |  |  | 39300 | No sensor | > 350000
TBD | INL2-40000-LLL-740... | image | datasheet | deeplink | TUNGSRAM - Inlumino L - 39300lm - 276W - 4000K - 70CRI - TBD[SKU] - Universal coupler 30-76mm | 12.5 | Universal coupler 30-76mm | LED | 1 | 276 | [8 empty] | CE | [6 empty] | 66 | 4000 | 755x407x127 |  | 220-240V |  | 5 |  |  |  | 70 |  | 4000 |  | > 343000 |  |  |  |  | 142.39 |  |  | 9 | LLL | 25 | < 10% at 100.000 hours |  | Available | 740/559 | CIE(x=0.3818. y= 0.3796) 5SDCM. 3SDCM on request | Class I. Class II | IK09 |  |  | 50 |  | -40 | 1 | 276 | RAL7021 | 50-60Hz | Passive | LED | dimmable | Road & Street | Inlumino L | Road & Street |  |  | 39300 | No sensor | > 350000
TBD | INL2-40000-JJJ-740... | image | datasheet | deeplink | TUNGSRAM - Inlumino L - 39300lm - 276W - 4000K - 70CRI - TBD[SKU] - Universal coupler 30-76mm | 12.5 | Universal coupler 30-76mm | LED | 1 | 276 | [8 empty] | CE | [6 empty] | 66 | 4000 | 755x407x127 |  | 220-240V |  | 5 |  |  |  | 70 |  | 4000 |  | > 343000 |  |  |  |  | 142.39 |  |  | 9 | JJJ | 25 | < 10% at 100.000 hours |  | Available | 740/559 | CIE(x=0.3818. y= 0.3796) 5SDCM. 3SDCM on request | Class I. Class II | IK09 |  |  | 50 |  | -40 | 1 | 276 | RAL7021 | 50-60Hz | Passive | LED | dimmable | Road & Street | Inlumino L | Road & Street |  |  | 39300 | No sensor | > 350000
TBD | INL2-40000-BBB-740... | image | datasheet | deeplink | TUNGSRAM - Inlumino L - 39300lm - 276W - 4000K - 70CRI - TBD[SKU] - Universal coupler 30-76mm | 12.5 | Universal coupler 30-76mm | LED | 1 | 276 | [8 empty] | CE | [6 empty] | 66 | 4000 | 755x407x127 |  | 220-240V |  | 5 |  |  |  | 70 |  | 4000 |  | > 343000 |  |  |  |  | 142.39 |  |  | 9 | BBB | 25 | < 10% at 100.000 hours |  | Available | 740/559 | CIE(x=0.3818. y= 0.3796) 5SDCM. 3SDCM on request | Class I. Class II | IK09 |  |  | 50 |  | -40 | 1 | 276 | RAL7021 | 50-60Hz | Passive | LED | dimmable | Road & Street | Inlumino L | Road & Street |  |  | 39300 | No sensor | > 350000
TBD | INL2-38000-AAA-740... | image | datasheet | deeplink | TUNGSRAM - Inlumino L - 39300lm - 264W - 4000K - 70CRI - TBD[SKU] - Universal coupler 30-76mm | 12.5 | Universal coupler 30-76mm | LED | 1 | 264 | [8 empty] | CE | [6 empty] | 66 | 4000 | 755x407x127 |  | 220-240V |  | 5 |  |  |  | 70 |  | 4000 |  | > 343000 |  |  |  |  | 148.86 |  |  | 9 | AAA | 25 | < 10% at 100.000 hours |  | Available | 740/559 | CIE(x=0.3818. y= 0.3796) 5SDCM. 3SDCM on request | Class I. Class II | IK09 |  |  | 50 |  | -40 | 1 | 264 | RAL7021 | 50-60Hz | Passive | LED | dimmable | Road & Street | Inlumino L | Road & Street |  |  | 39300 | No sensor | > 350000
TBD | INL2-38000-MMM-740... | image | datasheet | deeplink | TUNGSRAM - Inlumino L - 39200lm - 264W - 4000K - 70CRI - TBD[SKU] - Universal coupler 30-76mm | 12.5 | Universal coupler 30-76mm | LED | 1 | 264 | [8 empty] | CE | [6 empty] | 66 | 4000 | 755x407x127 |  | 220-240V |  | 5 |  |  |  | 70 |  | 4000 |  | > 343000 |  |  |  |  | 148.48 |  |  | 9 | MMM | 25 | < 10% at 100.000 hours |  | Available | 740/559 | CIE(x=0.3818. y= 0.3796) 5SDCM. 3SDCM on request | Class I. Class II | IK09 |  |  | 50 |  | -40 | 1 | 264 | RAL7021 | 50-60Hz | Passive | LED | dimmable | Road & Street | Inlumino L | Road & Street |  |  | 39200 | No sensor | > 350000
TBD | INL2-38000-DDD-740... | image | datasheet | deeplink | TUNGSRAM - Inlumino L - 39200lm - 264W - 4000K - 70CRI - TBD[SKU] - Universal coupler 30-76mm | 12.5 | Universal coupler 30-76mm | LED | 1 | 264 | [8 empty] | CE | [6 empty] | 66 | 4000 | 755x407x127 |  | 220-240V |  | 5 |  |  |  | 70 |  | 4000 |  | > 343000 |  |  |  |  | 148.48 |  |  | 9 | DDD | 25 | < 10% at 100.000 hours |  | Available | 740/559 | CIE(x=0.3818. y= 0.3796) 5SDCM. 3SDCM on request | Class I. Class II | IK09 |  |  | 50 |  | -40 | 1 | 264 | RAL7021 | 50-60Hz | Passive | LED | dimmable | Road & Street | Inlumino L | Road & Street |  |  | 39200 | No sensor | > 350000
TBD | INL2-38000-EEE-740... | image | datasheet | deeplink | TUNGSRAM - Inlumino L - 39100lm - 264W - 4000K - 70CRI - TBD[SKU] - Universal coupler 30-76mm | 12.5 | Universal coupler 30-76mm | LED | 1 | 264 | [8 empty] | CE | [6 empty] | 66 | 4000 | 755x407x127 |  | 220-240V |  | 5 |  |  |  | 70 |  | 4000 |  | > 343000 |  |  |  |  | 148.11 |  |  | 9 | EEE | 25 | < 10% at 100.000 hours |  | Available | 740/559 | CIE(x=0.3818. y= 0.3796) 5SDCM. 3SDCM on request | Class I. Class II | IK09 |  |  | 50 |  | -40 | 1 | 264 | RAL7021 | 50-60Hz | Passive | LED | dimmable | Road & Street | Inlumino L | Road & Street |  |  | 39100 | No sensor | > 350000
TBD | INL2-38000-NNN-740... | image | datasheet | deeplink | TUNGSRAM - Inlumino L - 39000lm - 264W - 4000K - 70CRI - TBD[SKU] - Universal coupler 30-76mm | 12.5 | Universal coupler 30-76mm | LED | 1 | 264 | [8 empty] | CE | [6 empty] | 66 | 4000 | 755x407x127 |  | 220-240V |  | 5 |  |  |  | 70 |  | 4000 |  | > 343000 |  |  |  |  | 147.73 |  |  | 9 | NNN | 25 | < 10% at 100.000 hours |  | Available | 740/559 | CIE(x=0.3818. y= 0.3796) 5SDCM. 3SDCM on request | Class I. Class II | IK09 |  |  | 50 |  | -40 | 1 | 264 | RAL7021 | 50-60Hz | Passive | LED | dimmable | Road & Street | Inlumino L | Road & Street |  |  | 39000 | No sensor | > 350000
TBD | INL2-38000-VVV-740... | image | datasheet | deeplink | TUNGSRAM - Inlumino L - 38900lm - 264W - 4000K - 70CRI - TBD[SKU] - Universal coupler 30-76mm | 12.5 | Universal coupler 30-76mm | LED | 1 | 264 | [8 empty] | CE | [6 empty] | 66 | 4000 | 755x407x127 |  | 220-240V |  | 5 |  |  |  | 70 |  | 4000 |  | > 343000 |  |  |  |  | 147.35 |  |  | 9 | VVV | 25 | < 10% at 100.000 hours |  | Available | 740/559 | CIE(x=0.3818. y= 0.3796) 5SDCM. 3SDCM on request | Class I. Class II | IK09 |  |  | 50 |  | -40 | 1 | 264 | RAL7021 | 50-60Hz | Passive | LED | dimmable | Road & Street | Inlumino L | Road & Street |  |  | 38900 | No sensor | > 350000
TBD | INL2-40000-UUU-740... | image | datasheet | deeplink | TUNGSRAM - Inlumino L - 38800lm - 276W - 4000K - 70CRI - TBD[SKU] - Universal coupler 30-76mm | 12.5 | Universal coupler 30-76mm | LED | 1 | 276 | [8 empty] | CE | [6 empty] | 66 | 4000 | 755x407x127 |  | 220-240V |  | 5 |  |  |  | 70 |  | 4000 |  | > 343000 |  |  |  |  | 140.58 |  |  | 9 | UUU | 25 | < 10% at 100.000 hours |  | Available | 740/559 | CIE(x=0.3818. y= 0.3796) 5SDCM. 3SDCM on request | Class I. Class II | IK09 |  |  | 50 |  | -40 | 1 | 276 | RAL7021 | 50-60Hz | Passive | LED | dimmable | Road & Street | Inlumino L | Road & Street |  |  | 38800 | No sensor | > 350000
TBD | INL2-38000-FFF-740... | image | datasheet | deeplink | TUNGSRAM - Inlumino L - 38800lm - 264W - 4000K - 70CRI - TBD[SKU] - Universal coupler 30-76mm | 12.5 | Universal coupler 30-76mm | LED | 1 | 264 | [8 empty] | CE | [6 empty] | 66 | 4000 | 755x407x127 |  | 220-240V |  | 5 |  |  |  | 70 |  | 4000 |  | > 343000 |  |  |  |  | 146.97 |  |  | 9 | FFF | 25 | < 10% at 100.000 hours |  | Available | 740/559 | CIE(x=0.3818. y= 0.3796) 5SDCM. 3SDCM on request | Class I. Class II | IK09 |  |  | 50 |  | -40 | 1 | 264 | RAL7021 | 50-60Hz | Passive | LED | dimmable | Road & Street | Inlumino L | Road & Street |  |  | 38800 | No sensor | > 350000
TBD | INL2-38000-CCC-740... | image | datasheet | deeplink | TUNGSRAM - Inlumino L - 38800lm - 264W - 4000K - 70CRI - TBD[SKU] - Universal coupler 30-76mm | 12.5 | Universal coupler 30-76mm | LED | 1 | 264 | [8 empty] | CE | [6 empty] | 66 | 4000 | 755x407x127 |  | 220-240V |  | 5 |  |  |  | 70 |  | 4000 |  | > 343000 |  |  |  |  | 146.97 |  |  | 9 | CCC | 25 | < 10% at 100.000 hours |  | Available | 740/559 | CIE(x=0.3818. y= 0.3796) 5SDCM. 3SDCM on request | Class I. Class II | IK09 |  |  | 50 |  | -40 | 1 | 264 | RAL7021 | 50-60Hz | Passive | LED | dimmable | Road & Street | Inlumino L | Road & Street |  |  | 38800 | No sensor | > 350000
TBD | INL2-40000-OOO-740... | image | datasheet | deeplink | TUNGSRAM - Inlumino L - 38600lm - 276W - 4000K - 70CRI - TBD[SKU] - Universal coupler 30-76mm | 12.5 | Universal coupler 30-76mm | LED | 1 | 276 | [8 empty] | CE | [6 empty] | 66 | 4000 | 755x407x127 |  | 220-240V |  | 5 |  |  |  | 70 |  | 4000 |  | > 343000 |  |  |  |  | 139.86 |  |  | 9 | OOO | 25 | < 10% at 100.000 hours |  | Available | 740/559 | CIE(x=0.3818. y= 0.3796) 5SDCM. 3SDCM on request | Class I. Class II | IK09 |  |  | 50 |  | -40 | 1 | 276 | RAL7021 | 50-60Hz | Passive | LED | dimmable | Road & Street | Inlumino L | Road & Street |  |  | 38600 | No sensor | > 350000
TBD | INL2-38000-WWW-740... | image | datasheet | deeplink | TUNGSRAM - Inlumino L - 38600lm - 264W - 4000K - 70CRI - TBD[SKU] - Universal coupler 30-76mm | 12.5 | Universal coupler 30-76mm | LED | 1 | 264 | [8 empty] | CE | [6 empty] | 66 | 4000 | 755x407x127 |  | 220-240V |  | 5 |  |  |  | 70 |  | 4000 |  | > 343000 |  |  |  |  | 146.21 |  |  | 9 | WWW | 25 | < 10% at 100.000 hours |  | Available | 740/559 | CIE(x=0.3818. y= 0.3796) 5SDCM. 3SDCM on request | Class I. Class II | IK09 |  |  | 50 |  | -40 | 1 | 264 | RAL7021 | 50-60Hz | Passive | LED | dimmable | Road & Street | Inlumino L | Road & Street |  |  | 38600 | No sensor | > 350000
TBD | INL2-38000-KKK-740... | image | datasheet | deeplink | TUNGSRAM - Inlumino L - 38600lm - 264W - 4000K - 70CRI - TBD[SKU] - Universal coupler 30-76mm | 12.5 | Universal coupler 30-76mm | LED | 1 | 264 | [8 empty] | CE | [6 empty] | 66 | 4000 | 755x407x127 |  | 220-240V |  | 5 |  |  |  | 70 |  | 4000 |  | > 343000 |  |  |  |  | 146.21 |  |  | 9 | KKK | 25 | < 10% at 100.000 hours |  | Available | 740/559 | CIE(x=0.3818. y= 0.3796) 5SDCM. 3SDCM on request | Class I. Class II | IK09 |  |  | 50 |  | -40 | 1 | 264 | RAL7021 | 50-60Hz | Passive | LED | dimmable | Road & Street | Inlumino L | Road & Street |  |  | 38600 | No sensor | > 350000
TBD | INL2-38000-XXX-740... | image | datasheet | deeplink | TUNGSRAM - Inlumino L - 38400lm - 264W - 4000K - 70CRI - TBD[SKU] - Universal coupler 30-76mm | 12.5 | Universal coupler 30-76mm | LED | 1 | 264 | [8 empty] | CE | [6 empty] | 66 | 4000 | 755x407x127 |  | 220-240V |  | 5 |  |  |  | 70 |  | 4000 |  | > 343000 |  |  |  |  | 145.45 |  |  | 9 | XXX | 25 | < 10% at 100.000 hours |  | Available | 740/559 | CIE(x=0.3818. y= 0.3796) 5SDCM. 3SDCM on request | Class I. Class II | IK09 |  |  | 50 |  | -40 | 1 | 264 | RAL7021 | 50-60Hz | Passive | LED | dimmable | Road & Street | Inlumino L | Road & Street |  |  | 38400 | No sensor | > 350000
TBD | INL2-38000-QQQ-740... | image | datasheet | deeplink | TUNGSRAM - Inlumino L - 38400lm - 264W - 4000K - 70CRI - TBD[SKU] - Universal coupler 30-76mm | 12.5 | Universal coupler 30-76mm | LED | 1 | 264 | [8 empty] | CE | [6 empty] | 66 | 4000 | 755x407x127 |  | 220-240V |  | 5 |  |  |  | 70 |  | 4000 |  | > 343000 |  |  |  |  | 145.45 |  |  | 9 | QQQ | 25 | < 10% at 100.000 hours |  | Available | 740/559 | CIE(x=0.3818. y= 0.3796) 5SDCM. 3SDCM on request | Class I. Class II | IK09 |  |  | 50 |  | -40 | 1 | 264 | RAL7021 | 50-60Hz | Passive | LED | dimmable | Road & Street | Inlumino L | Road & Street |  |  | 38400 | No sensor | > 350000
TBD | INL2-38000-PPP-740... | image | datasheet | deeplink | TUNGSRAM - Inlumino L - 38400lm - 264W - 4000K - 70CRI - TBD[SKU] - Universal coupler 30-76mm | 12.5 | Universal coupler 30-76mm | LED | 1 | 264 | [8 empty] | CE | [6 empty] | 66 | 4000 | 755x407x127 |  | 220-240V |  | 5 |  |  |  | 70 |  | 4000 |  | > 343000 |  |  |  |  | 145.45 |  |  | 9 | PPP | 25 | < 10% at 100.000 hours |  | Available | 740/559 | CIE(x=0.3818. y= 0.3796) 5SDCM. 3SDCM on request | Class I. Class II | IK09 |  |  | 50 |  | -40 | 1 | 264 | RAL7021 | 50-60Hz | Passive | LED | dimmable | Road & Street | Inlumino L | Road & Street |  |  | 38400 | No sensor | > 350000
TBD | INL2-38000-GGG-740... | image | datasheet | deeplink | TUNGSRAM - Inlumino L - 38300lm - 264W - 4000K - 70CRI - TBD[SKU] - Universal coupler 30-76mm | 12.5 | Universal coupler 30-76mm | LED | 1 | 264 | [8 empty] | CE | [6 empty] | 66 | 4000 | 755x407x127 |  | 220-240V |  | 5 |  |  |  | 70 |  | 4000 |  | > 343000 |  |  |  |  | 145.08 |  |  | 9 | GGG | 25 | < 10% at 100.000 hours |  | Available | 740/559 | CIE(x=0.3818. y= 0.3796) 5SDCM. 3SDCM on request | Class I. Class II | IK09 |  |  | 50 |  | -40 | 1 | 264 | RAL7021 | 50-60Hz | Passive | LED | dimmable | Road & Street | Inlumino L | Road & Street |  |  | 38300 | No sensor | > 350000
TBD | INL2-38000-SSS-740... | image | datasheet | deeplink | TUNGSRAM - Inlumino L - 38000lm - 264W - 4000K - 70CRI - TBD[SKU] - Universal coupler 30-76mm | 12.5 | Universal coupler 30-76mm | LED | 1 | 264 | [8 empty] | CE | [6 empty] | 66 | 4000 | 755x407x127 |  | 220-240V |  | 5 |  |  |  | 70 |  | 4000 |  | > 343000 |  |  |  |  | 143.94 |  |  | 9 | SSS | 25 | < 10% at 100.000 hours |  | Available | 740/559 | CIE(x=0.3818. y= 0.3796) 5SDCM. 3SDCM on request | Class I. Class II | IK09 |  |  | 50 |  | -40 | 1 | 264 | RAL7021 | 50-60Hz | Passive | LED | dimmable | Road & Street | Inlumino L | Road & Street |  |  | 38000 | No sensor | > 350000
TBD | INL2-38000-LLL-740... | image | datasheet | deeplink | TUNGSRAM - Inlumino L - 38000lm - 264W - 4000K - 70CRI - TBD[SKU] - Universal coupler 30-76mm | 12.5 | Universal coupler 30-76mm | LED | 1 | 264 | [8 empty] | CE | [6 empty] | 66 | 4000 | 755x407x127 |  | 220-240V |  | 5 |  |  |  | 70 |  | 4000 |  | > 343000 |  |  |  |  | 143.94 |  |  | 9 | LLL | 25 | < 10% at 100.000 hours |  | Available | 740/559 | CIE(x=0.3818. y= 0.3796) 5SDCM. 3SDCM on request | Class I. Class II | IK09 |  |  | 50 |  | -40 | 1 | 264 | RAL7021 | 50-60Hz | Passive | LED | dimmable | Road & Street | Inlumino L | Road & Street |  |  | 38000 | No sensor | > 350000
TBD | INL2-38000-JJJ-740... | image | datasheet | deeplink | TUNGSRAM - Inlumino L - 38000lm - 264W - 4000K - 70CRI - TBD[SKU] - Universal coupler 30-76mm | 12.5 | Universal coupler 30-76mm | LED | 1 | 264 | [8 empty] | CE | [6 empty] | 66 | 4000 | 755x407x127 |  | 220-240V |  | 5 |  |  |  | 70 |  | 4000 |  | > 343000 |  |  |  |  | 143.94 |  |  | 9 | JJJ | 25 | < 10% at 100.000 hours |  | Available | 740/559 | CIE(x=0.3818. y= 0.3796) 5SDCM. 3SDCM on request | Class I. Class II | IK09 |  |  | 50 |  | -40 | 1 | 264 | RAL7021 | 50-60Hz | Passive | LED | dimmable | Road & Street | Inlumino L | Road & Street |  |  | 38000 | No sensor | > 350000
TBD | INL2-38000-BBB-740... | image | datasheet | deeplink | TUNGSRAM - Inlumino L - 38000lm - 264W - 4000K - 70CRI - TBD[SKU] - Universal coupler 30-76mm | 12.5 | Universal coupler 30-76mm | LED | 1 | 264 | [8 empty] | CE | [6 empty] | 66 | 4000 | 755x407x127 |  | 220-240V |  | 5 |  |  |  | 70 |  | 4000 |  | > 343000 |  |  |  |  | 143.94 |  |  | 9 | BBB | 25 | < 10% at 100.000 hours |  | Available | 740/559 | CIE(x=0.3818. y= 0.3796) 5SDCM. 3SDCM on request | Class I. Class II | IK09 |  |  | 50 |  | -40 | 1 | 264 | RAL7021 | 50-60Hz | Passive | LED | dimmable | Road & Street | Inlumino L | Road & Street |  |  | 38000 | No sensor | > 350000
TBD | INL2-38000-UUU-740... | image | datasheet | deeplink | TUNGSRAM - Inlumino L - 37600lm - 264W - 4000K - 70CRI - TBD[SKU] - Universal coupler 30-76mm | 12.5 | Universal coupler 30-76mm | LED | 1 | 264 | [8 empty] | CE | [6 empty] | 66 | 4000 | 755x407x127 |  | 220-240V |  | 5 |  |  |  | 70 |  | 4000 |  | > 343000 |  |  |  |  | 142.42 |  |  | 9 | UUU | 25 | < 10% at 100.000 hours |  | Available | 740/559 | CIE(x=0.3818. y= 0.3796) 5SDCM. 3SDCM on request | Class I. Class II | IK09 |  |  | 50 |  | -40 | 1 | 264 | RAL7021 | 50-60Hz | Passive | LED | dimmable | Road & Street | Inlumino L | Road & Street |  |  | 37600 | No sensor | > 350000
TBD | INL2-38000-OOO-740... | image | datasheet | deeplink | TUNGSRAM - Inlumino L - 37400lm - 264W - 4000K - 70CRI - TBD[SKU] - Universal coupler 30-76mm | 12.5 | Universal coupler 30-76mm | LED | 1 | 264 | [8 empty] | CE | [6 empty] | 66 | 4000 | 755x407x127 |  | 220-240V |  | 5 |  |  |  | 70 |  | 4000 |  | > 343000 |  |  |  |  | 141.67 |  |  | 9 | OOO | 25 | < 10% at 100.000 hours |  | Available | 740/559 | CIE(x=0.3818. y= 0.3796) 5SDCM. 3SDCM on request | Class I. Class II | IK09 |  |  | 50 |  | -40 | 1 | 264 | RAL7021 | 50-60Hz | Passive | LED | dimmable | Road & Street | Inlumino L | Road & Street |  |  | 37400 | No sensor | > 350000
TBD | INL2-36000-YYY-740... | image | datasheet | deeplink | TUNGSRAM - Inlumino L - 37200lm - 245W - 4000K - 70CRI - TBD[SKU] - Universal coupler 30-76mm | 12.5 | Universal coupler 30-76mm | LED | 1 | 245 | [8 empty] | CE | [6 empty] | 66 | 4000 | 755x407x127 |  | 220-240V |  | 5 |  |  |  | 70 |  | 4000 |  | > 343000 |  |  |  |  | 151.84 |  |  | 9 | YYY | 25 | < 10% at 100.000 hours |  | Available | 740/559 | CIE(x=0.3818. y= 0.3796) 5SDCM. 3SDCM on request | Class I. Class II | IK09 |  |  | 50 |  | -40 | 1 | 245 | RAL7021 | 50-60Hz | Passive | LED | dimmable | Road & Street | Inlumino L | Road & Street |  |  | 37200 | No sensor | > 350000
TBD | INL2-36000-AAA-740... | image | datasheet | deeplink | TUNGSRAM - Inlumino L - 37200lm - 245W - 4000K - 70CRI - TBD[SKU] - Universal coupler 30-76mm | 12.5 | Universal coupler 30-76mm | LED | 1 | 245 | [8 empty] | CE | [6 empty] | 66 | 4000 | 755x407x127 |  | 220-240V |  | 5 |  |  |  | 70 |  | 4000 |  | > 343000 |  |  |  |  | 151.84 |  |  | 9 | AAA | 25 | < 10% at 100.000 hours |  | Available | 740/559 | CIE(x=0.3818. y= 0.3796) 5SDCM. 3SDCM on request | Class I. Class II | IK09 |  |  | 50 |  | -40 | 1 | 245 | RAL7021 | 50-60Hz | Passive | LED | dimmable | Road & Street | Inlumino L | Road & Street |  |  | 37200 | No sensor | > 350000
TBD | INL2-36000-MMM-740... | image | datasheet | deeplink | TUNGSRAM - Inlumino L - 37100lm - 245W - 4000K - 70CRI - TBD[SKU] - Universal coupler 30-76mm | 12.5 | Universal coupler 30-76mm | LED | 1 | 245 | [8 empty] | CE | [6 empty] | 66 | 4000 | 755x407x127 |  | 220-240V |  | 5 |  |  |  | 70 |  | 4000 |  | > 343000 |  |  |  |  | 151.43 |  |  | 9 | MMM | 25 | < 10% at 100.000 hours |  | Available | 740/559 | CIE(x=0.3818. y= 0.3796) 5SDCM. 3SDCM on request | Class I. Class II | IK09 |  |  | 50 |  | -40 | 1 | 245 | RAL7021 | 50-60Hz | Passive | LED | dimmable | Road & Street | Inlumino L | Road & Street |  |  | 37100 | No sensor | > 350000
TBD | INL2-36000-DDD-740... | image | datasheet | deeplink | TUNGSRAM - Inlumino L - 37100lm - 245W - 4000K - 70CRI - TBD[SKU] - Universal coupler 30-76mm | 12.5 | Universal coupler 30-76mm | LED | 1 | 245 | [8 empty] | CE | [6 empty] | 66 | 4000 | 755x407x127 |  | 220-240V |  | 5 |  |  |  | 70 |  | 4000 |  | > 343000 |  |  |  |  | 151.43 |  |  | 9 | DDD | 25 | < 10% at 100.000 hours |  | Available | 740/559 | CIE(x=0.3818. y= 0.3796) 5SDCM. 3SDCM on request | Class I. Class II | IK09 |  |  | 50 |  | -40 | 1 | 245 | RAL7021 | 50-60Hz | Passive | LED | dimmable | Road & Street | Inlumino L | Road & Street |  |  | 37100 | No sensor | > 350000
TBD | INL2-36000-EEE-740... | image | datasheet | deeplink | TUNGSRAM - Inlumino L - 37000lm - 245W - 4000K - 70CRI - TBD[SKU] - Universal coupler 30-76mm | 12.5 | Universal coupler 30-76mm | LED | 1 | 245 | [8 empty] | CE | [6 empty] | 66 | 4000 | 755x407x127 |  | 220-240V |  | 5 |  |  |  | 70 |  | 4000 |  | > 343000 |  |  |  |  | 151.02 |  |  | 9 | EEE | 25 | < 10% at 100.000 hours |  | Available | 740/559 | CIE(x=0.3818. y= 0.3796) 5SDCM. 3SDCM on request | Class I. Class II | IK09 |  |  | 50 |  | -40 | 1 | 245 | RAL7021 | 50-60Hz | Passive | LED | dimmable | Road & Street | Inlumino L | Road & Street |  |  | 37000 | No sensor | > 350000
TBD | INL2-36000-NNN-740... | image | datasheet | deeplink | TUNGSRAM - Inlumino L - 36900lm - 245W - 4000K - 70CRI - TBD[SKU] - Universal coupler 30-76mm | 12.5 | Universal coupler 30-76mm | LED | 1 | 245 | [8 empty] | CE | [6 empty] | 66 | 4000 | 755x407x127 |  | 220-240V |  | 5 |  |  |  | 70 |  | 4000 |  | > 343000 |  |  |  |  | 150.61 |  |  | 9 | NNN | 25 | < 10% at 100.000 hours |  | Available | 740/559 | CIE(x=0.3818. y= 0.3796) 5SDCM. 3SDCM on request | Class I. Class II | IK09 |  |  | 50 |  | -40 | 1 | 245 | RAL7021 | 50-60Hz | Passive | LED | dimmable | Road & Street | Inlumino L | Road & Street |  |  | 36900 | No sensor | > 350000
TBD | INL2-36000-VVV-740... | image | datasheet | deeplink | TUNGSRAM - Inlumino L - 36800lm - 245W - 4000K - 70CRI - TBD[SKU] - Universal coupler 30-76mm | 12.5 | Universal coupler 30-76mm | LED | 1 | 245 | [8 empty] | CE | [6 empty] | 66 | 4000 | 755x407x127 |  | 220-240V |  | 5 |  |  |  | 70 |  | 4000 |  | > 343000 |  |  |  |  | 150.2 |  |  | 9 | VVV | 25 | < 10% at 100.000 hours |  | Available | 740/559 | CIE(x=0.3818. y= 0.3796) 5SDCM. 3SDCM on request | Class I. Class II | IK09 |  |  | 50 |  | -40 | 1 | 245 | RAL7021 | 50-60Hz | Passive | LED | dimmable | Road & Street | Inlumino L | Road & Street |  |  | 36800 | No sensor | > 350000
TBD | INL2-36000-FFF-740... | image | datasheet | deeplink | TUNGSRAM - Inlumino L - 36700lm - 245W - 4000K - 70CRI - TBD[SKU] - Universal coupler 30-76mm | 12.5 | Universal coupler 30-76mm | LED | 1 | 245 | [8 empty] | CE | [6 empty] | 66 | 4000 | 755x407x127 |  | 220-240V |  | 5 |  |  |  | 70 |  | 4000 |  | > 343000 |  |  |  |  | 149.8 |  |  | 9 | FFF | 25 | < 10% at 100.000 hours |  | Available | 740/559 | CIE(x=0.3818. y= 0.3796) 5SDCM. 3SDCM on request | Class I. Class II | IK09 |  |  | 50 |  | -40 | 1 | 245 | RAL7021 | 50-60Hz | Passive | LED | dimmable | Road & Street | Inlumino L | Road & Street |  |  | 36700 | No sensor | > 350000
TBD | INL2-36000-CCC-740... | image | datasheet | deeplink | TUNGSRAM - Inlumino L - 36700lm - 245W - 4000K - 70CRI - TBD[SKU] - Universal coupler 30-76mm | 12.5 | Universal coupler 30-76mm | LED | 1 | 245 | [8 empty] | CE | [6 empty] | 66 | 4000 | 755x407x127 |  | 220-240V |  | 5 |  |  |  | 70 |  | 4000 |  | > 343000 |  |  |  |  | 149.8 |  |  | 9 | CCC | 25 | < 10% at 100.000 hours |  | Available | 740/559 | CIE(x=0.3818. y= 0.3796) 5SDCM. 3SDCM on request | Class I. Class II | IK09 |  |  | 50 |  | -40 | 1 | 245 | RAL7021 | 50-60Hz | Passive | LED | dimmable | Road & Street | Inlumino L | Road & Street |  |  | 36700 | No sensor | > 350000
TBD | INL2-36000-WWW-740... | image | datasheet | deeplink | TUNGSRAM - Inlumino L - 36500lm - 245W - 4000K - 70CRI - TBD[SKU] - Universal coupler 30-76mm | 12.5 | Universal coupler 30-76mm | LED | 1 | 245 | [8 empty] | CE | [6 empty] | 66 | 4000 | 755x407x127 |  | 220-240V |  | 5 |  |  |  | 70 |  | 4000 |  | > 343000 |  |  |  |  | 148.98 |  |  | 9 | WWW | 25 | < 10% at 100.000 hours |  | Available | 740/559 | CIE(x=0.3818. y= 0.3796) 5SDCM. 3SDCM on request | Class I. Class II | IK09 |  |  | 50 |  | -40 | 1 | 245 | RAL7021 | 50-60Hz | Passive | LED | dimmable | Road & Street | Inlumino L | Road & Street |  |  | 36500 | No sensor | > 350000
TBD | INL2-36000-KKK-740... | image | datasheet | deeplink | TUNGSRAM - Inlumino L - 36500lm - 245W - 4000K - 70CRI - TBD[SKU] - Universal coupler 30-76mm | 12.5 | Universal coupler 30-76mm | LED | 1 | 245 | [8 empty] | CE | [6 empty] | 66 | 4000 | 755x407x127 |  | 220-240V |  | 5 |  |  |  | 70 |  | 4000 |  | > 343000 |  |  |  |  | 148.98 |  |  | 9 | KKK | 25 | < 10% at 100.000 hours |  | Available | 740/559 | CIE(x=0.3818. y= 0.3796) 5SDCM. 3SDCM on request | Class I. Class II | IK09 |  |  | 50 |  | -40 | 1 | 245 | RAL7021 | 50-60Hz | Passive | LED | dimmable | Road & Street | Inlumino L | Road & Street |  |  | 36500 | No sensor | > 350000
TBD | INL2-36000-XXX-740... | image | datasheet | deeplink | TUNGSRAM - Inlumino L - 36400lm - 245W - 4000K - 70CRI - TBD[SKU] - Universal coupler 30-76mm | 12.5 | Universal coupler 30-76mm | LED | 1 | 245 | [8 empty] | CE | [6 empty] | 66 | 4000 | 755x407x127 |  | 220-240V |  | 5 |  |  |  | 70 |  | 4000 |  | > 343000 |  |  |  |  | 148.57 |  |  | 9 | XXX | 25 | < 10% at 100.000 hours |  | Available | 740/559 | CIE(x=0.3818. y= 0.3796) 5SDCM. 3SDCM on request | Class I. Class II | IK09 |  |  | 50 |  | -40 | 1 | 245 | RAL7021 | 50-60Hz | Passive | LED | dimmable | Road & Street | Inlumino L | Road & Street |  |  | 36400 | No sensor | > 350000
TBD | INL2-36000-QQQ-740... | image | datasheet | deeplink | TUNGSRAM - Inlumino L - 36300lm - 245W - 4000K - 70CRI - TBD[SKU] - Universal coupler 30-76mm | 12.5 | Universal coupler 30-76mm | LED | 1 | 245 | [8 empty] | CE | [6 empty] | 66 | 4000 | 755x407x127 |  | 220-240V |  | 5 |  |  |  | 70 |  | 4000 |  | > 343000 |  |  |  |  | 148.16 |  |  | 9 | QQQ | 25 | < 10% at 100.000 hours |  | Available | 740/559 | CIE(x=0.3818. y= 0.3796) 5SDCM. 3SDCM on request | Class I. Class II | IK09 |  |  | 50 |  | -40 | 1 | 245 | RAL7021 | 50-60Hz | Passive | LED | dimmable | Road & Street | Inlumino L | Road & Street |  |  | 36300 | No sensor | > 350000
TBD | INL2-36000-PPP-740... | image | datasheet | deeplink | TUNGSRAM - Inlumino L - 36300lm - 245W - 4000K - 70CRI - TBD[SKU] - Universal coupler 30-76mm | 12.5 | Universal coupler 30-76mm | LED | 1 | 245 | [8 empty] | CE | [6 empty] | 66 | 4000 | 755x407x127 |  | 220-240V |  | 5 |  |  |  | 70 |  | 4000 |  | > 343000 |  |  |  |  | 148.16 |  |  | 9 | PPP | 25 | < 10% at 100.000 hours |  | Available | 740/559 | CIE(x=0.3818. y= 0.3796) 5SDCM. 3SDCM on request | Class I. Class II | IK09 |  |  | 50 |  | -40 | 1 | 245 | RAL7021 | 50-60Hz | Passive | LED | dimmable | Road & Street | Inlumino L | Road & Street |  |  | 36300 | No sensor | > 350000
TBD | INL2-36000-GGG-740... | image | datasheet | deeplink | TUNGSRAM - Inlumino L - 36200lm - 245W - 4000K - 70CRI - TBD[SKU] - Universal coupler 30-76mm | 12.5 | Universal coupler 30-76mm | LED | 1 | 245 | [8 empty] | CE | [6 empty] | 66 | 4000 | 755x407x127 |  | 220-240V |  | 5 |  |  |  | 70 |  | 4000 |  | > 343000 |  |  |  |  | 147.76 |  |  | 9 | GGG | 25 | < 10% at 100.000 hours |  | Available | 740/559 | CIE(x=0.3818. y= 0.3796) 5SDCM. 3SDCM on request | Class I. Class II | IK09 |  |  | 50 |  | -40 | 1 | 245 | RAL7021 | 50-60Hz | Passive | LED | dimmable | Road & Street | Inlumino L | Road & Street |  |  | 36200 | No sensor | > 350000
TBD | INL2-36000-SSS-740... | image | datasheet | deeplink | TUNGSRAM - Inlumino L - 36000lm - 245W - 4000K - 70CRI - TBD[SKU] - Universal coupler 30-76mm | 12.5 | Universal coupler 30-76mm | LED | 1 | 245 | [8 empty] | CE | [6 empty] | 66 | 4000 | 755x407x127 |  | 220-240V |  | 5 |  |  |  | 70 |  | 4000 |  | > 343000 |  |  |  |  | 146.94 |  |  | 9 | SSS | 25 | < 10% at 100.000 hours |  | Available | 740/559 | CIE(x=0.3818. y= 0.3796) 5SDCM. 3SDCM on request | Class I. Class II | IK09 |  |  | 50 |  | -40 | 1 | 245 | RAL7021 | 50-60Hz | Passive | LED | dimmable | Road & Street | Inlumino L | Road & Street |  |  | 36000 | No sensor | > 350000
TBD | INL2-36000-JJJ-740... | image | datasheet | deeplink | TUNGSRAM - Inlumino L - 36000lm - 245W - 4000K - 70CRI - TBD[SKU] - Universal coupler 30-76mm | 12.5 | Universal coupler 30-76mm | LED | 1 | 245 | [8 empty] | CE | [6 empty] | 66 | 4000 | 755x407x127 |  | 220-240V |  | 5 |  |  |  | 70 |  | 4000 |  | > 343000 |  |  |  |  | 146.94 |  |  | 9 | JJJ | 25 | < 10% at 100.000 hours |  | Available | 740/559 | CIE(x=0.3818. y= 0.3796) 5SDCM. 3SDCM on request | Class I. Class II | IK09 |  |  | 50 |  | -40 | 1 | 245 | RAL7021 | 50-60Hz | Passive | LED | dimmable | Road & Street | Inlumino L | Road & Street |  |  | 36000 | No sensor | > 350000
TBD | INL2-36000-BBB-740... | image | datasheet | deeplink | TUNGSRAM - Inlumino L - 36000lm - 245W - 4000K - 70CRI - TBD[SKU] - Universal coupler 30-76mm | 12.5 | Universal coupler 30-76mm | LED | 1 | 245 | [8 empty] | CE | [6 empty] | 66 | 4000 | 755x407x127 |  | 220-240V |  | 5 |  |  |  | 70 |  | 4000 |  | > 343000 |  |  |  |  | 146.94 |  |  | 9 | BBB | 25 | < 10% at 100.000 hours |  | Available | 740/559 | CIE(x=0.3818. y= 0.3796) 5SDCM. 3SDCM on request | Class I. Class II | IK09 |  |  | 50 |  | -40 | 1 | 245 | RAL7021 | 50-60Hz | Passive | LED | dimmable | Road & Street | Inlumino L | Road & Street |  |  | 36000 | No sensor | > 350000
TBD | INL2-36000-LLL-740... | image | datasheet | deeplink | TUNGSRAM - Inlumino L - 35900lm - 245W - 4000K - 70CRI - TBD[SKU] - Universal coupler 30-76mm | 12.5 | Universal coupler 30-76mm | LED | 1 | 245 | [8 empty] | CE | [6 empty] | 66 | 4000 | 755x407x127 |  | 220-240V |  | 5 |  |  |  | 70 |  | 4000 |  | > 343000 |  |  |  |  | 146.53 |  |  | 9 | LLL | 25 | < 10% at 100.000 hours |  | Available | 740/559 | CIE(x=0.3818. y= 0.3796) 5SDCM. 3SDCM on request | Class I. Class II | IK09 |  |  | 50 |  | -40 | 1 | 245 | RAL7021 | 50-60Hz | Passive | LED | dimmable | Road & Street | Inlumino L | Road & Street |  |  | 35900 | No sensor | > 350000
TBD | INL2-36000-UUU-740... | image | datasheet | deeplink | TUNGSRAM - Inlumino L - 35500lm - 245W - 4000K - 70CRI - TBD[SKU] - Universal coupler 30-76mm | 12.5 | Universal coupler 30-76mm | LED | 1 | 245 | [8 empty] | CE | [6 empty] | 66 | 4000 | 755x407x127 |  | 220-240V |  | 5 |  |  |  | 70 |  | 4000 |  | > 343000 |  |  |  |  | 144.9 |  |  | 9 | UUU | 25 | < 10% at 100.000 hours |  | Available | 740/559 | CIE(x=0.3818. y= 0.3796) 5SDCM. 3SDCM on request | Class I. Class II | IK09 |  |  | 50 |  | -40 | 1 | 245 | RAL7021 | 50-60Hz | Passive | LED | dimmable | Road & Street | Inlumino L | Road & Street |  |  | 35500 | No sensor | > 350000
TBD | INL2-36000-OOO-740... | image | datasheet | deeplink | TUNGSRAM - Inlumino L - 35400lm - 245W - 4000K - 70CRI - TBD[SKU] - Universal coupler 30-76mm | 12.5 | Universal coupler 30-76mm | LED | 1 | 245 | [8 empty] | CE | [6 empty] | 66 | 4000 | 755x407x127 |  | 220-240V |  | 5 |  |  |  | 70 |  | 4000 |  | > 343000 |  |  |  |  | 144.49 |  |  | 9 | OOO | 25 | < 10% at 100.000 hours |  | Available | 740/559 | CIE(x=0.3818. y= 0.3796) 5SDCM. 3SDCM on request | Class I. Class II | IK09 |  |  | 50 |  | -40 | 1 | 245 | RAL7021 | 50-60Hz | Passive | LED | dimmable | Road & Street | Inlumino L | Road & Street |  |  | 35400 | No sensor | > 350000
TBD | INL2-34000-YYY-740... | image | datasheet | deeplink | TUNGSRAM - Inlumino L - 34300lm - 241W - 4000K - 70CRI - TBD[SKU] - Universal coupler 30-76mm | 12.5 | Universal coupler 30-76mm | LED | 1 | 241 | [8 empty] | CE | [6 empty] | 66 | 4000 | 755x407x127 |  | 220-240V |  | 5 |  |  |  | 70 |  | 4000 |  | > 343000 |  |  |  |  | 142.32 |  |  | 9 | YYY | 25 | < 10% at 100.000 hours |  | Available | 740/559 | CIE(x=0.3818. y= 0.3796) 5SDCM. 3SDCM on request | Class I. Class II | IK09 |  |  | 50 |  | -40 | 1 | 241 | RAL7021 | 50-60Hz | Passive | LED | dimmable | Road & Street | Inlumino L | Road & Street |  |  | 34300 | No sensor | > 350000
TBD | INL2-34000-AAA-740... | image | datasheet | deeplink | TUNGSRAM - Inlumino L - 34300lm - 241W - 4000K - 70CRI - TBD[SKU] - Universal coupler 30-76mm | 12.5 | Universal coupler 30-76mm | LED | 1 | 241 | [8 empty] | CE | [6 empty] | 66 | 4000 | 755x407x127 |  | 220-240V |  | 5 |  |  |  | 70 |  | 4000 |  | > 343000 |  |  |  |  | 142.32 |  |  | 9 | AAA | 25 | < 10% at 100.000 hours |  | Available | 740/559 | CIE(x=0.3818. y= 0.3796) 5SDCM. 3SDCM on request | Class I. Class II | IK09 |  |  | 50 |  | -40 | 1 | 241 | RAL7021 | 50-60Hz | Passive | LED | dimmable | Road & Street | Inlumino L | Road & Street |  |  | 34300 | No sensor | > 350000
TBD | INL2-34000-DDD-740... | image | datasheet | deeplink | TUNGSRAM - Inlumino L - 34200lm - 241W - 4000K - 70CRI - TBD[SKU] - Universal coupler 30-76mm | 12.5 | Universal coupler 30-76mm | LED | 1 | 241 | [8 empty] | CE | [6 empty] | 66 | 4000 | 755x407x127 |  | 220-240V |  | 5 |  |  |  | 70 |  | 4000 |  | > 343000 |  |  |  |  | 141.91 |  |  | 9 | DDD | 25 | < 10% at 100.000 hours |  | Available | 740/559 | CIE(x=0.3818. y= 0.3796) 5SDCM. 3SDCM on request | Class I. Class II | IK09 |  |  | 50 |  | -40 | 1 | 241 | RAL7021 | 50-60Hz | Passive | LED | dimmable | Road & Street | Inlumino L | Road & Street |  |  | 34200 | No sensor | > 350000
TBD | INL2-34000-MMM-740... | image | datasheet | deeplink | TUNGSRAM - Inlumino L - 34100lm - 241W - 4000K - 70CRI - TBD[SKU] - Universal coupler 30-76mm | 12.5 | Universal coupler 30-76mm | LED | 1 | 241 | [8 empty] | CE | [6 empty] | 66 | 4000 | 755x407x127 |  | 220-240V |  | 5 |  |  |  | 70 |  | 4000 |  | > 343000 |  |  |  |  | 141.49 |  |  | 9 | MMM | 25 | < 10% at 100.000 hours |  | Available | 740/559 | CIE(x=0.3818. y= 0.3796) 5SDCM. 3SDCM on request | Class I. Class II | IK09 |  |  | 50 |  | -40 | 1 | 241 | RAL7021 | 50-60Hz | Passive | LED | dimmable | Road & Street | Inlumino L | Road & Street |  |  | 34100 | No sensor | > 350000
TBD | INL2-34000-NNN-740... | image | datasheet | deeplink | TUNGSRAM - Inlumino L - 34000lm - 241W - 4000K - 70CRI - TBD[SKU] - Universal coupler 30-76mm | 12.5 | Universal coupler 30-76mm | LED | 1 | 241 | [8 empty] | CE | [6 empty] | 66 | 4000 | 755x407x127 |  | 220-240V |  | 5 |  |  |  | 70 |  | 4000 |  | > 343000 |  |  |  |  | 141.08 |  |  | 9 | NNN | 25 | < 10% at 100.000 hours |  | Available | 740/559 | CIE(x=0.3818. y= 0.3796) 5SDCM. 3SDCM on request | Class I. Class II | IK09 |  |  | 50 |  | -40 | 1 | 241 | RAL7021 | 50-60Hz | Passive | LED | dimmable | Road & Street | Inlumino L | Road & Street |  |  | 34000 | No sensor | > 350000
TBD | INL2-34000-EEE-740... | image | datasheet | deeplink | TUNGSRAM - Inlumino L - 34000lm - 241W - 4000K - 70CRI - TBD[SKU] - Universal coupler 30-76mm | 12.5 | Universal coupler 30-76mm | LED | 1 | 241 | [8 empty] | CE | [6 empty] | 66 | 4000 | 755x407x127 |  | 220-240V |  | 5 |  |  |  | 70 |  | 4000 |  | > 343000 |  |  |  |  | 141.08 |  |  | 9 | EEE | 25 | < 10% at 100.000 hours |  | Available | 740/559 | CIE(x=0.3818. y= 0.3796) 5SDCM. 3SDCM on request | Class I. Class II | IK09 |  |  | 50 |  | -40 | 1 | 241 | RAL7021 | 50-60Hz | Passive | LED | dimmable | Road & Street | Inlumino L | Road & Street |  |  | 34000 | No sensor | > 350000
TBD | INL2-34000-VVV-740... | image | datasheet | deeplink | TUNGSRAM - Inlumino L - 33900lm - 241W - 4000K - 70CRI - TBD[SKU] - Universal coupler 30-76mm | 12.5 | Universal coupler 30-76mm | LED | 1 | 241 | [8 empty] | CE | [6 empty] | 66 | 4000 | 755x407x127 |  | 220-240V |  | 5 |  |  |  | 70 |  | 4000 |  | > 343000 |  |  |  |  | 140.66 |  |  | 9 | VVV | 25 | < 10% at 100.000 hours |  | Available | 740/559 | CIE(x=0.3818. y= 0.3796) 5SDCM. 3SDCM on request | Class I. Class II | IK09 |  |  | 50 |  | -40 | 1 | 241 | RAL7021 | 50-60Hz | Passive | LED | dimmable | Road & Street | Inlumino L | Road & Street |  |  | 33900 | No sensor | > 350000
TBD | INL2-34000-FFF-740... | image | datasheet | deeplink | TUNGSRAM - Inlumino L - 33800lm - 241W - 4000K - 70CRI - TBD[SKU] - Universal coupler 30-76mm | 12.5 | Universal coupler 30-76mm | LED | 1 | 241 | [8 empty] | CE | [6 empty] | 66 | 4000 | 755x407x127 |  | 220-240V |  | 5 |  |  |  | 70 |  | 4000 |  | > 343000 |  |  |  |  | 140.25 |  |  | 9 | FFF | 25 | < 10% at 100.000 hours |  | Available | 740/559 | CIE(x=0.3818. y= 0.3796) 5SDCM. 3SDCM on request | Class I. Class II | IK09 |  |  | 50 |  | -40 | 1 | 241 | RAL7021 | 50-60Hz | Passive | LED | dimmable | Road & Street | Inlumino L | Road & Street |  |  | 33800 | No sensor | > 350000
TBD | INL2-34000-CCC-740... | image | datasheet | deeplink | TUNGSRAM - Inlumino L - 33800lm - 241W - 4000K - 70CRI - TBD[SKU] - Universal coupler 30-76mm | 12.5 | Universal coupler 30-76mm | LED | 1 | 241 | [8 empty] | CE | [6 empty] | 66 | 4000 | 755x407x127 |  | 220-240V |  | 5 |  |  |  | 70 |  | 4000 |  | > 343000 |  |  |  |  | 140.25 |  |  | 9 | CCC | 25 | < 10% at 100.000 hours |  | Available | 740/559 | CIE(x=0.3818. y= 0.3796) 5SDCM. 3SDCM on request | Class I. Class II | IK09 |  |  | 50 |  | -40 | 1 | 241 | RAL7021 | 50-60Hz | Passive | LED | dimmable | Road & Street | Inlumino L | Road & Street |  |  | 33800 | No sensor | > 350000
TBD | INL2-34000-WWW-740... | image | datasheet | deeplink | TUNGSRAM - Inlumino L - 33600lm - 241W - 4000K - 70CRI - TBD[SKU] - Universal coupler 30-76mm | 12.5 | Universal coupler 30-76mm | LED | 1 | 241 | [8 empty] | CE | [6 empty] | 66 | 4000 | 755x407x127 |  | 220-240V |  | 5 |  |  |  | 70 |  | 4000 |  | > 343000 |  |  |  |  | 139.42 |  |  | 9 | WWW | 25 | < 10% at 100.000 hours |  | Available | 740/559 | CIE(x=0.3818. y= 0.3796) 5SDCM. 3SDCM on request | Class I. Class II | IK09 |  |  | 50 |  | -40 | 1 | 241 | RAL7021 | 50-60Hz | Passive | LED | dimmable | Road & Street | Inlumino L | Road & Street |  |  | 33600 | No sensor | > 350000
TBD | INL2-34000-KKK-740... | image | datasheet | deeplink | TUNGSRAM - Inlumino L - 33600lm - 241W - 4000K - 70CRI - TBD[SKU] - Universal coupler 30-76mm | 12.5 | Universal coupler 30-76mm | LED | 1 | 241 | [8 empty] | CE | [6 empty] | 66 | 4000 | 755x407x127 |  | 220-240V |  | 5 |  |  |  | 70 |  | 4000 |  | > 343000 |  |  |  |  | 139.42 |  |  | 9 | KKK | 25 | < 10% at 100.000 hours |  | Available | 740/559 | CIE(x=0.3818. y= 0.3796) 5SDCM. 3SDCM on request | Class I. Class II | IK09 |  |  | 50 |  | -40 | 1 | 241 | RAL7021 | 50-60Hz | Passive | LED | dimmable | Road & Street | Inlumino L | Road & Street |  |  | 33600 | No sensor | > 350000
TBD | INL2-34000-XXX-740... | image | datasheet | deeplink | TUNGSRAM - Inlumino L - 33500lm - 241W - 4000K - 70CRI - TBD[SKU] - Universal coupler 30-76mm | 12.5 | Universal coupler 30-76mm | LED | 1 | 241 | [8 empty] | CE | [6 empty] | 66 | 4000 | 755x407x127 |  | 220-240V |  | 5 |  |  |  | 70 |  | 4000 |  | > 343000 |  |  |  |  | 139 |  |  | 9 | XXX | 25 | < 10% at 100.000 hours |  | Available | 740/559 | CIE(x=0.3818. y= 0.3796) 5SDCM. 3SDCM on request | Class I. Class II | IK09 |  |  | 50 |  | -40 | 1 | 241 | RAL7021 | 50-60Hz | Passive | LED | dimmable | Road & Street | Inlumino L | Road & Street |  |  | 33500 | No sensor | > 350000
TBD | INL2-34000-QQQ-740... | image | datasheet | deeplink | TUNGSRAM - Inlumino L - 33400lm - 241W - 4000K - 70CRI - TBD[SKU] - Universal coupler 30-76mm | 12.5 | Universal coupler 30-76mm | LED | 1 | 241 | [8 empty] | CE | [6 empty] | 66 | 4000 | 755x407x127 |  | 220-240V |  | 5 |  |  |  | 70 |  | 4000 |  | > 343000 |  |  |  |  | 138.59 |  |  | 9 | QQQ | 25 | < 10% at 100.000 hours |  | Available | 740/559 | CIE(x=0.3818. y= 0.3796) 5SDCM. 3SDCM on request | Class I. Class II | IK09 |  |  | 50 |  | -40 | 1 | 241 | RAL7021 | 50-60Hz | Passive | LED | dimmable | Road & Street | Inlumino L | Road & Street |  |  | 33400 | No sensor | > 350000
TBD | INL2-34000-PPP-740... | image | datasheet | deeplink | TUNGSRAM - Inlumino L - 33400lm - 241W - 4000K - 70CRI - TBD[SKU] - Universal coupler 30-76mm | 12.5 | Universal coupler 30-76mm | LED | 1 | 241 | [8 empty] | CE | [6 empty] | 66 | 4000 | 755x407x127 |  | 220-240V |  | 5 |  |  |  | 70 |  | 4000 |  | > 343000 |  |  |  |  | 138.59 |  |  | 9 | PPP | 25 | < 10% at 100.000 hours |  | Available | 740/559 | CIE(x=0.3818. y= 0.3796) 5SDCM. 3SDCM on request | Class I. Class II | IK09 |  |  | 50 |  | -40 | 1 | 241 | RAL7021 | 50-60Hz | Passive | LED | dimmable | Road & Street | Inlumino L | Road & Street |  |  | 33400 | No sensor | > 350000
TBD | INL2-34000-GGG-740... | image | datasheet | deeplink | TUNGSRAM - Inlumino L - 33300lm - 241W - 4000K - 70CRI - TBD[SKU] - Universal coupler 30-76mm | 12.5 | Universal coupler 30-76mm | LED | 1 | 241 | [8 empty] | CE | [6 empty] | 66 | 4000 | 755x407x127 |  | 220-240V |  | 5 |  |  |  | 70 |  | 4000 |  | > 343000 |  |  |  |  | 138.17 |  |  | 9 | GGG | 25 | < 10% at 100.000 hours |  | Available | 740/559 | CIE(x=0.3818. y= 0.3796) 5SDCM. 3SDCM on request | Class I. Class II | IK09 |  |  | 50 |  | -40 | 1 | 241 | RAL7021 | 50-60Hz | Passive | LED | dimmable | Road & Street | Inlumino L | Road & Street |  |  | 33300 | No sensor | > 350000
TBD | INL2-34000-SSS-740... | image | datasheet | deeplink | TUNGSRAM - Inlumino L - 33100lm - 241W - 4000K - 70CRI - TBD[SKU] - Universal coupler 30-76mm | 12.5 | Universal coupler 30-76mm | LED | 1 | 241 | [8 empty] | CE | [6 empty] | 66 | 4000 | 755x407x127 |  | 220-240V |  | 5 |  |  |  | 70 |  | 4000 |  | > 343000 |  |  |  |  | 137.34 |  |  | 9 | SSS | 25 | < 10% at 100.000 hours |  | Available | 740/559 | CIE(x=0.3818. y= 0.3796) 5SDCM. 3SDCM on request | Class I. Class II | IK09 |  |  | 50 |  | -40 | 1 | 241 | RAL7021 | 50-60Hz | Passive | LED | dimmable | Road & Street | Inlumino L | Road & Street |  |  | 33100 | No sensor | > 350000
TBD | INL2-34000-LLL-740... | image | datasheet | deeplink | TUNGSRAM - Inlumino L - 33100lm - 241W - 4000K - 70CRI - TBD[SKU] - Universal coupler 30-76mm | 12.5 | Universal coupler 30-76mm | LED | 1 | 241 | [8 empty] | CE | [6 empty] | 66 | 4000 | 755x407x127 |  | 220-240V |  | 5 |  |  |  | 70 |  | 4000 |  | > 343000 |  |  |  |  | 137.34 |  |  | 9 | LLL | 25 | < 10% at 100.000 hours |  | Available | 740/559 | CIE(x=0.3818. y= 0.3796) 5SDCM. 3SDCM on request | Class I. Class II | IK09 |  |  | 50 |  | -40 | 1 | 241 | RAL7021 | 50-60Hz | Passive | LED | dimmable | Road & Street | Inlumino L | Road & Street |  |  | 33100 | No sensor | > 350000
TBD | INL2-34000-JJJ-740... | image | datasheet | deeplink | TUNGSRAM - Inlumino L - 33100lm - 241W - 4000K - 70CRI - TBD[SKU] - Universal coupler 30-76mm | 12.5 | Universal coupler 30-76mm | LED | 1 | 241 | [8 empty] | CE | [6 empty] | 66 | 4000 | 755x407x127 |  | 220-240V |  | 5 |  |  |  | 70 |  | 4000 |  | > 343000 |  |  |  |  | 137.34 |  |  | 9 | JJJ | 25 | < 10% at 100.000 hours |  | Available | 740/559 | CIE(x=0.3818. y= 0.3796) 5SDCM. 3SDCM on request | Class I. Class II | IK09 |  |  | 50 |  | -40 | 1 | 241 | RAL7021 | 50-60Hz | Passive | LED | dimmable | Road & Street | Inlumino L | Road & Street |  |  | 33100 | No sensor | > 350000
TBD | INL2-34000-BBB-740... | image | datasheet | deeplink | TUNGSRAM - Inlumino L - 33100lm - 241W - 4000K - 70CRI - TBD[SKU] - Universal coupler 30-76mm | 12.5 | Universal coupler 30-76mm | LED | 1 | 241 | [8 empty] | CE | [6 empty] | 66 | 4000 | 755x407x127 |  | 220-240V |  | 5 |  |  |  | 70 |  | 4000 |  | > 343000 |  |  |  |  | 137.34 |  |  | 9 | BBB | 25 | < 10% at 100.000 hours |  | Available | 740/559 | CIE(x=0.3818. y= 0.3796) 5SDCM. 3SDCM on request | Class I. Class II | IK09 |  |  | 50 |  | -40 | 1 | 241 | RAL7021 | 50-60Hz | Passive | LED | dimmable | Road & Street | Inlumino L | Road & Street |  |  | 33100 | No sensor | > 350000
TBD | INL2-34000-UUU-740... | image | datasheet | deeplink | TUNGSRAM - Inlumino L - 32700lm - 241W - 4000K - 70CRI - TBD[SKU] - Universal coupler 30-76mm | 12.5 | Universal coupler 30-76mm | LED | 1 | 241 | [8 empty] | CE | [6 empty] | 66 | 4000 | 755x407x127 |  | 220-240V |  | 5 |  |  |  | 70 |  | 4000 |  | > 343000 |  |  |  |  | 135.68 |  |  | 9 | UUU | 25 | < 10% at 100.000 hours |  | Available | 740/559 | CIE(x=0.3818. y= 0.3796) 5SDCM. 3SDCM on request | Class I. Class II | IK09 |  |  | 50 |  | -40 | 1 | 241 | RAL7021 | 50-60Hz | Passive | LED | dimmable | Road & Street | Inlumino L | Road & Street |  |  | 32700 | No sensor | > 350000
TBD | INL2-34000-OOO-740... | image | datasheet | deeplink | TUNGSRAM - Inlumino L - 32600lm - 241W - 4000K - 70CRI - TBD[SKU] - Universal coupler 30-76mm | 12.5 | Universal coupler 30-76mm | LED | 1 | 241 | [8 empty] | CE | [6 empty] | 66 | 4000 | 755x407x127 |  | 220-240V |  | 5 |  |  |  | 70 |  | 4000 |  | > 343000 |  |  |  |  | 135.27 |  |  | 9 | OOO | 25 | < 10% at 100.000 hours |  | Available | 740/559 | CIE(x=0.3818. y= 0.3796) 5SDCM. 3SDCM on request | Class I. Class II | IK09 |  |  | 50 |  | -40 | 1 | 241 | RAL7021 | 50-60Hz | Passive | LED | dimmable | Road & Street | Inlumino L | Road & Street |  |  | 32600 | No sensor | > 350000
TBD | INL2-32000-YYY-740... | image | datasheet | deeplink | TUNGSRAM - Inlumino L - 32400lm - 221W - 4000K - 70CRI - TBD[SKU] - Universal coupler 30-76mm | 12.5 | Universal coupler 30-76mm | LED | 1 | 221 | [8 empty] | CE | [6 empty] | 66 | 4000 | 755x407x127 |  | 220-240V |  | 5 |  |  |  | 70 |  | 4000 |  | > 343000 |  |  |  |  | 146.61 |  |  | 9 | YYY | 25 | < 10% at 100.000 hours |  | Available | 740/559 | CIE(x=0.3818. y= 0.3796) 5SDCM. 3SDCM on request | Class I. Class II | IK09 |  |  | 50 |  | -40 | 1 | 221 | RAL7021 | 50-60Hz | Passive | LED | dimmable | Road & Street | Inlumino L | Road & Street |  |  | 32400 | No sensor | > 350000
TBD | INL2-32000-AAA-740... | image | datasheet | deeplink | TUNGSRAM - Inlumino L - 32300lm - 221W - 4000K - 70CRI - TBD[SKU] - Universal coupler 30-76mm | 12.5 | Universal coupler 30-76mm | LED | 1 | 221 | [8 empty] | CE | [6 empty] | 66 | 4000 | 755x407x127 |  | 220-240V |  | 5 |  |  |  | 70 |  | 4000 |  | > 343000 |  |  |  |  | 146.15 |  |  | 9 | AAA | 25 | < 10% at 100.000 hours |  | Available | 740/559 | CIE(x=0.3818. y= 0.3796) 5SDCM. 3SDCM on request | Class I. Class II | IK09 |  |  | 50 |  | -40 | 1 | 221 | RAL7021 | 50-60Hz | Passive | LED | dimmable | Road & Street | Inlumino L | Road & Street |  |  | 32300 | No sensor | > 350000
TBD | INL2-32000-MMM-740... | image | datasheet | deeplink | TUNGSRAM - Inlumino L - 32200lm - 221W - 4000K - 70CRI - TBD[SKU] - Universal coupler 30-76mm | 12.5 | Universal coupler 30-76mm | LED | 1 | 221 | [8 empty] | CE | [6 empty] | 66 | 4000 | 755x407x127 |  | 220-240V |  | 5 |  |  |  | 70 |  | 4000 |  | > 343000 |  |  |  |  | 145.7 |  |  | 9 | MMM | 25 | < 10% at 100.000 hours |  | Available | 740/559 | CIE(x=0.3818. y= 0.3796) 5SDCM. 3SDCM on request | Class I. Class II | IK09 |  |  | 50 |  | -40 | 1 | 221 | RAL7021 | 50-60Hz | Passive | LED | dimmable | Road & Street | Inlumino L | Road & Street |  |  | 32200 | No sensor | > 350000
TBD | INL2-32000-DDD-740... | image | datasheet | deeplink | TUNGSRAM - Inlumino L - 32200lm - 221W - 4000K - 70CRI - TBD[SKU] - Universal coupler 30-76mm | 12.5 | Universal coupler 30-76mm | LED | 1 | 221 | [8 empty] | CE | [6 empty] | 66 | 4000 | 755x407x127 |  | 220-240V |  | 5 |  |  |  | 70 |  | 4000 |  | > 343000 |  |  |  |  | 145.7 |  |  | 9 | DDD | 25 | < 10% at 100.000 hours |  | Available | 740/559 | CIE(x=0.3818. y= 0.3796) 5SDCM. 3SDCM on request | Class I. Class II | IK09 |  |  | 50 |  | -40 | 1 | 221 | RAL7021 | 50-60Hz | Passive | LED | dimmable | Road & Street | Inlumino L | Road & Street |  |  | 32200 | No sensor | > 350000
TBD | INL2-32000-EEE-740... | image | datasheet | deeplink | TUNGSRAM - Inlumino L - 32100lm - 221W - 4000K - 70CRI - TBD[SKU] - Universal coupler 30-76mm | 12.5 | Universal coupler 30-76mm | LED | 1 | 221 | [8 empty] | CE | [6 empty] | 66 | 4000 | 755x407x127 |  | 220-240V |  | 5 |  |  |  | 70 |  | 4000 |  | > 343000 |  |  |  |  | 145.25 |  |  | 9 | EEE | 25 | < 10% at 100.000 hours |  | Available | 740/559 | CIE(x=0.3818. y= 0.3796) 5SDCM. 3SDCM on request | Class I. Class II | IK09 |  |  | 50 |  | -40 | 1 | 221 | RAL7021 | 50-60Hz | Passive | LED | dimmable | Road & Street | Inlumino L | Road & Street |  |  | 32100 | No sensor | > 350000
TBD | INL2-32000-VVV-740... | image | datasheet | deeplink | TUNGSRAM - Inlumino L - 32000lm - 221W - 4000K - 70CRI - TBD[SKU] - Universal coupler 30-76mm | 12.5 | Universal coupler 30-76mm | LED | 1 | 221 | [8 empty] | CE | [6 empty] | 66 | 4000 | 755x407x127 |  | 220-240V |  | 5 |  |  |  | 70 |  | 4000 |  | > 343000 |  |  |  |  | 144.8 |  |  | 9 | VVV | 25 | < 10% at 100.000 hours |  | Available | 740/559 | CIE(x=0.3818. y= 0.3796) 5SDCM. 3SDCM on request | Class I. Class II | IK09 |  |  | 50 |  | -40 | 1 | 221 | RAL7021 | 50-60Hz | Passive | LED | dimmable | Road & Street | Inlumino L | Road & Street |  |  | 32000 | No sensor | > 350000
TBD | INL2-32000-NNN-740... | image | datasheet | deeplink | TUNGSRAM - Inlumino L - 32000lm - 221W - 4000K - 70CRI - TBD[SKU] - Universal coupler 30-76mm | 12.5 | Universal coupler 30-76mm | LED | 1 | 221 | [8 empty] | CE | [6 empty] | 66 | 4000 | 755x407x127 |  | 220-240V |  | 5 |  |  |  | 70 |  | 4000 |  | > 343000 |  |  |  |  | 144.8 |  |  | 9 | NNN | 25 | < 10% at 100.000 hours |  | Available | 740/559 | CIE(x=0.3818. y= 0.3796) 5SDCM. 3SDCM on request | Class I. Class II | IK09 |  |  | 50 |  | -40 | 1 | 221 | RAL7021 | 50-60Hz | Passive | LED | dimmable | Road & Street | Inlumino L | Road & Street |  |  | 32000 | No sensor | > 350000
TBD | INL2-32000-FFF-740... | image | datasheet | deeplink | TUNGSRAM - Inlumino L - 31900lm - 221W - 4000K - 70CRI - TBD[SKU] - Universal coupler 30-76mm | 12.5 | Universal coupler 30-76mm | LED | 1 | 221 | [8 empty] | CE | [6 empty] | 66 | 4000 | 755x407x127 |  | 220-240V |  | 5 |  |  |  | 70 |  | 4000 |  | > 343000 |  |  |  |  | 144.34 |  |  | 9 | FFF | 25 | < 10% at 100.000 hours |  | Available | 740/559 | CIE(x=0.3818. y= 0.3796) 5SDCM. 3SDCM on request | Class I. Class II | IK09 |  |  | 50 |  | -40 | 1 | 221 | RAL7021 | 50-60Hz | Passive | LED | dimmable | Road & Street | Inlumino L | Road & Street |  |  | 31900 | No sensor | > 350000
TBD | INL2-32000-CCC-740... | image | datasheet | deeplink | TUNGSRAM - Inlumino L - 31900lm - 221W - 4000K - 70CRI - TBD[SKU] - Universal coupler 30-76mm | 12.5 | Universal coupler 30-76mm | LED | 1 | 221 | [8 empty] | CE | [6 empty] | 66 | 4000 | 755x407x127 |  | 220-240V |  | 5 |  |  |  | 70 |  | 4000 |  | > 343000 |  |  |  |  | 144.34 |  |  | 9 | CCC | 25 | < 10% at 100.000 hours |  | Available | 740/559 | CIE(x=0.3818. y= 0.3796) 5SDCM. 3SDCM on request | Class I. Class II | IK09 |  |  | 50 |  | -40 | 1 | 221 | RAL7021 | 50-60Hz | Passive | LED | dimmable | Road & Street | Inlumino L | Road & Street |  |  | 31900 | No sensor | > 350000
TBD | INL2-32000-WWW-740... | image | datasheet | deeplink | TUNGSRAM - Inlumino L - 31800lm - 221W - 4000K - 70CRI - TBD[SKU] - Universal coupler 30-76mm | 12.5 | Universal coupler 30-76mm | LED | 1 | 221 | [8 empty] | CE | [6 empty] | 66 | 4000 | 755x407x127 |  | 220-240V |  | 5 |  |  |  | 70 |  | 4000 |  | > 343000 |  |  |  |  | 143.89 |  |  | 9 | WWW | 25 | < 10% at 100.000 hours |  | Available | 740/559 | CIE(x=0.3818. y= 0.3796) 5SDCM. 3SDCM on request | Class I. Class II | IK09 |  |  | 50 |  | -40 | 1 | 221 | RAL7021 | 50-60Hz | Passive | LED | dimmable | Road & Street | Inlumino L | Road & Street |  |  | 31800 | No sensor | > 350000
TBD | INL2-32000-KKK-740... | image | datasheet | deeplink | TUNGSRAM - Inlumino L - 31700lm - 221W - 4000K - 70CRI - TBD[SKU] - Universal coupler 30-76mm | 12.5 | Universal coupler 30-76mm | LED | 1 | 221 | [8 empty] | CE | [6 empty] | 66 | 4000 | 755x407x127 |  | 220-240V |  | 5 |  |  |  | 70 |  | 4000 |  | > 343000 |  |  |  |  | 143.44 |  |  | 9 | KKK | 25 | < 10% at 100.000 hours |  | Available | 740/559 | CIE(x=0.3818. y= 0.3796) 5SDCM. 3SDCM on request | Class I. Class II | IK09 |  |  | 50 |  | -40 | 1 | 221 | RAL7021 | 50-60Hz | Passive | LED | dimmable | Road & Street | Inlumino L | Road & Street |  |  | 31700 | No sensor | > 350000
TBD | INL2-32000-XXX-740... | image | datasheet | deeplink | TUNGSRAM - Inlumino L - 31600lm - 221W - 4000K - 70CRI - TBD[SKU] - Universal coupler 30-76mm | 12.5 | Universal coupler 30-76mm | LED | 1 | 221 | [8 empty] | CE | [6 empty] | 66 | 4000 | 755x407x127 |  | 220-240V |  | 5 |  |  |  | 70 |  | 4000 |  | > 343000 |  |  |  |  | 142.99 |  |  | 9 | XXX | 25 | < 10% at 100.000 hours |  | Available | 740/559 | CIE(x=0.3818. y= 0.3796) 5SDCM. 3SDCM on request | Class I. Class II | IK09 |  |  | 50 |  | -40 | 1 | 221 | RAL7021 | 50-60Hz | Passive | LED | dimmable | Road & Street | Inlumino L | Road & Street |  |  | 31600 | No sensor | > 350000
TBD | INL2-32000-QQQ-740... | image | datasheet | deeplink | TUNGSRAM - Inlumino L - 31600lm - 221W - 4000K - 70CRI - TBD[SKU] - Universal coupler 30-76mm | 12.5 | Universal coupler 30-76mm | LED | 1 | 221 | [8 empty] | CE | [6 empty] | 66 | 4000 | 755x407x127 |  | 220-240V |  | 5 |  |  |  | 70 |  | 4000 |  | > 343000 |  |  |  |  | 142.99 |  |  | 9 | QQQ | 25 | < 10% at 100.000 hours |  | Available | 740/559 | CIE(x=0.3818. y= 0.3796) 5SDCM. 3SDCM on request | Class I. Class II | IK09 |  |  | 50 |  | -40 | 1 | 221 | RAL7021 | 50-60Hz | Passive | LED | dimmable | Road & Street | Inlumino L | Road & Street |  |  | 31600 | No sensor | > 350000
TBD | INL2-32000-PPP-740... | image | datasheet | deeplink | TUNGSRAM - Inlumino L - 31500lm - 221W - 4000K - 70CRI - TBD[SKU] - Universal coupler 30-76mm | 12.5 | Universal coupler 30-76mm | LED | 1 | 221 | [8 empty] | CE | [6 empty] | 66 | 4000 | 755x407x127 |  | 220-240V |  | 5 |  |  |  | 70 |  | 4000 |  | > 343000 |  |  |  |  | 142.53 |  |  | 9 | PPP | 25 | < 10% at 100.000 hours |  | Available | 740/559 | CIE(x=0.3818. y= 0.3796) 5SDCM. 3SDCM on request | Class I. Class II | IK09 |  |  | 50 |  | -40 | 1 | 221 | RAL7021 | 50-60Hz | Passive | LED | dimmable | Road & Street | Inlumino L | Road & Street |  |  | 31500 | No sensor | > 350000
TBD | INL2-32000-GGG-740... | image | datasheet | deeplink | TUNGSRAM - Inlumino L - 31500lm - 221W - 4000K - 70CRI - TBD[SKU] - Universal coupler 30-76mm | 12.5 | Universal coupler 30-76mm | LED | 1 | 221 | [8 empty] | CE | [6 empty] | 66 | 4000 | 755x407x127 |  | 220-240V |  | 5 |  |  |  | 70 |  | 4000 |  | > 343000 |  |  |  |  | 142.53 |  |  | 9 | GGG | 25 | < 10% at 100.000 hours |  | Available | 740/559 | CIE(x=0.3818. y= 0.3796) 5SDCM. 3SDCM on request | Class I. Class II | IK09 |  |  | 50 |  | -40 | 1 | 221 | RAL7021 | 50-60Hz | Passive | LED | dimmable | Road & Street | Inlumino L | Road & Street |  |  | 31500 | No sensor | > 350000
TBD | INL2-32000-JJJ-740... | image | datasheet | deeplink | TUNGSRAM - Inlumino L - 31300lm - 221W - 4000K - 70CRI - TBD[SKU] - Universal coupler 30-76mm | 12.5 | Universal coupler 30-76mm | LED | 1 | 221 | [8 empty] | CE | [6 empty] | 66 | 4000 | 755x407x127 |  | 220-240V |  | 5 |  |  |  | 70 |  | 4000 |  | > 343000 |  |  |  |  | 141.63 |  |  | 9 | JJJ | 25 | < 10% at 100.000 hours |  | Available | 740/559 | CIE(x=0.3818. y= 0.3796) 5SDCM. 3SDCM on request | Class I. Class II | IK09 |  |  | 50 |  | -40 | 1 | 221 | RAL7021 | 50-60Hz | Passive | LED | dimmable | Road & Street | Inlumino L | Road & Street |  |  | 31300 | No sensor | > 350000
TBD | INL2-32000-BBB-740... | image | datasheet | deeplink | TUNGSRAM - Inlumino L - 31300lm - 221W - 4000K - 70CRI - TBD[SKU] - Universal coupler 30-76mm | 12.5 | Universal coupler 30-76mm | LED | 1 | 221 | [8 empty] | CE | [6 empty] | 66 | 4000 | 755x407x127 |  | 220-240V |  | 5 |  |  |  | 70 |  | 4000 |  | > 343000 |  |  |  |  | 141.63 |  |  | 9 | BBB | 25 | < 10% at 100.000 hours |  | Available | 740/559 | CIE(x=0.3818. y= 0.3796) 5SDCM. 3SDCM on request | Class I. Class II | IK09 |  |  | 50 |  | -40 | 1 | 221 | RAL7021 | 50-60Hz | Passive | LED | dimmable | Road & Street | Inlumino L | Road & Street |  |  | 31300 | No sensor | > 350000
TBD | INL2-32000-SSS-740... | image | datasheet | deeplink | TUNGSRAM - Inlumino L - 31200lm - 221W - 4000K - 70CRI - TBD[SKU] - Universal coupler 30-76mm | 12.5 | Universal coupler 30-76mm | LED | 1 | 221 | [8 empty] | CE | [6 empty] | 66 | 4000 | 755x407x127 |  | 220-240V |  | 5 |  |  |  | 70 |  | 4000 |  | > 343000 |  |  |  |  | 141.18 |  |  | 9 | SSS | 25 | < 10% at 100.000 hours |  | Available | 740/559 | CIE(x=0.3818. y= 0.3796) 5SDCM. 3SDCM on request | Class I. Class II | IK09 |  |  | 50 |  | -40 | 1 | 221 | RAL7021 | 50-60Hz | Passive | LED | dimmable | Road & Street | Inlumino L | Road & Street |  |  | 31200 | No sensor | > 350000
TBD | INL2-32000-LLL-740... | image | datasheet | deeplink | TUNGSRAM - Inlumino L - 31200lm - 221W - 4000K - 70CRI - TBD[SKU] - Universal coupler 30-76mm | 12.5 | Universal coupler 30-76mm | LED | 1 | 221 | [8 empty] | CE | [6 empty] | 66 | 4000 | 755x407x127 |  | 220-240V |  | 5 |  |  |  | 70 |  | 4000 |  | > 343000 |  |  |  |  | 141.18 |  |  | 9 | LLL | 25 | < 10% at 100.000 hours |  | Available | 740/559 | CIE(x=0.3818. y= 0.3796) 5SDCM. 3SDCM on request | Class I. Class II | IK09 |  |  | 50 |  | -40 | 1 | 221 | RAL7021 | 50-60Hz | Passive | LED | dimmable | Road & Street | Inlumino L | Road & Street |  |  | 31200 | No sensor | > 350000
TBD | INL2-32000-UUU-740... | image | datasheet | deeplink | TUNGSRAM - Inlumino L - 30900lm - 221W - 4000K - 70CRI - TBD[SKU] - Universal coupler 30-76mm | 12.5 | Universal coupler 30-76mm | LED | 1 | 221 | [8 empty] | CE | [6 empty] | 66 | 4000 | 755x407x127 |  | 220-240V |  | 5 |  |  |  | 70 |  | 4000 |  | > 343000 |  |  |  |  | 139.82 |  |  | 9 | UUU | 25 | < 10% at 100.000 hours |  | Available | 740/559 | CIE(x=0.3818. y= 0.3796) 5SDCM. 3SDCM on request | Class I. Class II | IK09 |  |  | 50 |  | -40 | 1 | 221 | RAL7021 | 50-60Hz | Passive | LED | dimmable | Road & Street | Inlumino L | Road & Street |  |  | 30900 | No sensor | > 350000
TBD | INL2-32000-OOO-740... | image | datasheet | deeplink | TUNGSRAM - Inlumino L - 30700lm - 221W - 4000K - 70CRI - TBD[SKU] - Universal coupler 30-76mm | 12.5 | Universal coupler 30-76mm | LED | 1 | 221 | [8 empty] | CE | [6 empty] | 66 | 4000 | 755x407x127 |  | 220-240V |  | 5 |  |  |  | 70 |  | 4000 |  | > 343000 |  |  |  |  | 138.91 |  |  | 9 | OOO | 25 | < 10% at 100.000 hours |  | Available | 740/559 | CIE(x=0.3818. y= 0.3796) 5SDCM. 3SDCM on request | Class I. Class II | IK09 |  |  | 50 |  | -40 | 1 | 221 | RAL7021 | 50-60Hz | Passive | LED | dimmable | Road & Street | Inlumino L | Road & Street |  |  | 30700 | No sensor | > 350000
TBD | INL2-30000-YYY-740... | image | datasheet | deeplink | TUNGSRAM - Inlumino L - 30600lm - 206W - 4000K - 70CRI - TBD[SKU] - Universal coupler 30-76mm | 12.5 | Universal coupler 30-76mm | LED | 1 | 206 | [8 empty] | CE | [6 empty] | 66 | 4000 | 755x407x127 |  | 220-240V |  | 5 |  |  |  | 70 |  | 4000 |  | > 343000 |  |  |  |  | 148.54 |  |  | 9 | YYY | 25 | < 10% at 100.000 hours |  | Available | 740/559 | CIE(x=0.3818. y= 0.3796) 5SDCM. 3SDCM on request | Class I. Class II | IK09 |  |  | 50 |  | -40 | 1 | 206 | RAL7021 | 50-60Hz | Passive | LED | dimmable | Road & Street | Inlumino L | Road & Street |  |  | 30600 | No sensor | > 350000
TBD | INL2-30000-AAA-740... | image | datasheet | deeplink | TUNGSRAM - Inlumino L - 30600lm - 206W - 4000K - 70CRI - TBD[SKU] - Universal coupler 30-76mm | 12.5 | Universal coupler 30-76mm | LED | 1 | 206 | [8 empty] | CE | [6 empty] | 66 | 4000 | 755x407x127 |  | 220-240V |  | 5 |  |  |  | 70 |  | 4000 |  | > 343000 |  |  |  |  | 148.54 |  |  | 9 | AAA | 25 | < 10% at 100.000 hours |  | Available | 740/559 | CIE(x=0.3818. y= 0.3796) 5SDCM. 3SDCM on request | Class I. Class II | IK09 |  |  | 50 |  | -40 | 1 | 206 | RAL7021 | 50-60Hz | Passive | LED | dimmable | Road & Street | Inlumino L | Road & Street |  |  | 30600 | No sensor | > 350000
TBD | INL2-30000-MMM-740... | image | datasheet | deeplink | TUNGSRAM - Inlumino L - 30500lm - 206W - 4000K - 70CRI - TBD[SKU] - Universal coupler 30-76mm | 12.5 | Universal coupler 30-76mm | LED | 1 | 206 | [8 empty] | CE | [6 empty] | 66 | 4000 | 755x407x127 |  | 220-240V |  | 5 |  |  |  | 70 |  | 4000 |  | > 343000 |  |  |  |  | 148.06 |  |  | 9 | MMM | 25 | < 10% at 100.000 hours |  | Available | 740/559 | CIE(x=0.3818. y= 0.3796) 5SDCM. 3SDCM on request | Class I. Class II | IK09 |  |  | 50 |  | -40 | 1 | 206 | RAL7021 | 50-60Hz | Passive | LED | dimmable | Road & Street | Inlumino L | Road & Street |  |  | 30500 | No sensor | > 350000
TBD | INL2-30000-DDD-740... | image | datasheet | deeplink | TUNGSRAM - Inlumino L - 30500lm - 206W - 4000K - 70CRI - TBD[SKU] - Universal coupler 30-76mm | 12.5 | Universal coupler 30-76mm | LED | 1 | 206 | [8 empty] | CE | [6 empty] | 66 | 4000 | 755x407x127 |  | 220-240V |  | 5 |  |  |  | 70 |  | 4000 |  | > 343000 |  |  |  |  | 148.06 |  |  | 9 | DDD | 25 | < 10% at 100.000 hours |  | Available | 740/559 | CIE(x=0.3818. y= 0.3796) 5SDCM. 3SDCM on request | Class I. Class II | IK09 |  |  | 50 |  | -40 | 1 | 206 | RAL7021 | 50-60Hz | Passive | LED | dimmable | Road & Street | Inlumino L | Road & Street |  |  | 30500 | No sensor | > 350000
TBD | INL2-30000-EEE-740... | image | datasheet | deeplink | TUNGSRAM - Inlumino L - 30400lm - 206W - 4000K - 70CRI - TBD[SKU] - Universal coupler 30-76mm | 12.5 | Universal coupler 30-76mm | LED | 1 | 206 | [8 empty] | CE | [6 empty] | 66 | 4000 | 755x407x127 |  | 220-240V |  | 5 |  |  |  | 70 |  | 4000 |  | > 343000 |  |  |  |  | 147.57 |  |  | 9 | EEE | 25 | < 10% at 100.000 hours |  | Available | 740/559 | CIE(x=0.3818. y= 0.3796) 5SDCM. 3SDCM on request | Class I. Class II | IK09 |  |  | 50 |  | -40 | 1 | 206 | RAL7021 | 50-60Hz | Passive | LED | dimmable | Road & Street | Inlumino L | Road & Street |  |  | 30400 | No sensor | > 350000
TBD | INL2-30000-VVV-740... | image | datasheet | deeplink | TUNGSRAM - Inlumino L - 30300lm - 206W - 4000K - 70CRI - TBD[SKU] - Universal coupler 30-76mm | 12.5 | Universal coupler 30-76mm | LED | 1 | 206 | [8 empty] | CE | [6 empty] | 66 | 4000 | 755x407x127 |  | 220-240V |  | 5 |  |  |  | 70 |  | 4000 |  | > 343000 |  |  |  |  | 147.09 |  |  | 9 | VVV | 25 | < 10% at 100.000 hours |  | Available | 740/559 | CIE(x=0.3818. y= 0.3796) 5SDCM. 3SDCM on request | Class I. Class II | IK09 |  |  | 50 |  | -40 | 1 | 206 | RAL7021 | 50-60Hz | Passive | LED | dimmable | Road & Street | Inlumino L | Road & Street |  |  | 30300 | No sensor | > 350000
TBD | INL2-30000-NNN-740... | image | datasheet | deeplink | TUNGSRAM - Inlumino L - 30300lm - 206W - 4000K - 70CRI - TBD[SKU] - Universal coupler 30-76mm | 12.5 | Universal coupler 30-76mm | LED | 1 | 206 | [8 empty] | CE | [6 empty] | 66 | 4000 | 755x407x127 |  | 220-240V |  | 5 |  |  |  | 70 |  | 4000 |  | > 343000 |  |  |  |  | 147.09 |  |  | 9 | NNN | 25 | < 10% at 100.000 hours |  | Available | 740/559 | CIE(x=0.3818. y= 0.3796) 5SDCM. 3SDCM on request | Class I. Class II | IK09 |  |  | 50 |  | -40 | 1 | 206 | RAL7021 | 50-60Hz | Passive | LED | dimmable | Road & Street | Inlumino L | Road & Street |  |  | 30300 | No sensor | > 350000
TBD | INL2-30000-FFF-740... | image | datasheet | deeplink | TUNGSRAM - Inlumino L - 30200lm - 206W - 4000K - 70CRI - TBD[SKU] - Universal coupler 30-76mm | 12.5 | Universal coupler 30-76mm | LED | 1 | 206 | [8 empty] | CE | [6 empty] | 66 | 4000 | 755x407x127 |  | 220-240V |  | 5 |  |  |  | 70 |  | 4000 |  | > 343000 |  |  |  |  | 146.6 |  |  | 9 | FFF | 25 | < 10% at 100.000 hours |  | Available | 740/559 | CIE(x=0.3818. y= 0.3796) 5SDCM. 3SDCM on request | Class I. Class II | IK09 |  |  | 50 |  | -40 | 1 | 206 | RAL7021 | 50-60Hz | Passive | LED | dimmable | Road & Street | Inlumino L | Road & Street |  |  | 30200 | No sensor | > 350000
TBD | INL2-30000-CCC-740... | image | datasheet | deeplink | TUNGSRAM - Inlumino L - 30200lm - 206W - 4000K - 70CRI - TBD[SKU] - Universal coupler 30-76mm | 12.5 | Universal coupler 30-76mm | LED | 1 | 206 | [8 empty] | CE | [6 empty] | 66 | 4000 | 755x407x127 |  | 220-240V |  | 5 |  |  |  | 70 |  | 4000 |  | > 343000 |  |  |  |  | 146.6 |  |  | 9 | CCC | 25 | < 10% at 100.000 hours |  | Available | 740/559 | CIE(x=0.3818. y= 0.3796) 5SDCM. 3SDCM on request | Class I. Class II | IK09 |  |  | 50 |  | -40 | 1 | 206 | RAL7021 | 50-60Hz | Passive | LED | dimmable | Road & Street | Inlumino L | Road & Street |  |  | 30200 | No sensor | > 350000
TBD | INL2-30000-WWW-740... | image | datasheet | deeplink | TUNGSRAM - Inlumino L - 30100lm - 206W - 4000K - 70CRI - TBD[SKU] - Universal coupler 30-76mm | 12.5 | Universal coupler 30-76mm | LED | 1 | 206 | [8 empty] | CE | [6 empty] | 66 | 4000 | 755x407x127 |  | 220-240V |  | 5 |  |  |  | 70 |  | 4000 |  | > 343000 |  |  |  |  | 146.12 |  |  | 9 | WWW | 25 | < 10% at 100.000 hours |  | Available | 740/559 | CIE(x=0.3818. y= 0.3796) 5SDCM. 3SDCM on request | Class I. Class II | IK09 |  |  | 50 |  | -40 | 1 | 206 | RAL7021 | 50-60Hz | Passive | LED | dimmable | Road & Street | Inlumino L | Road & Street |  |  | 30100 | No sensor | > 350000
TBD | INL2-30000-KKK-740... | image | datasheet | deeplink | TUNGSRAM - Inlumino L - 30000lm - 206W - 4000K - 70CRI - TBD[SKU] - Universal coupler 30-76mm | 12.5 | Universal coupler 30-76mm | LED | 1 | 206 | [8 empty] | CE | [6 empty] | 66 | 4000 | 755x407x127 |  | 220-240V |  | 5 |  |  |  | 70 |  | 4000 |  | > 343000 |  |  |  |  | 145.63 |  |  | 9 | KKK | 25 | < 10% at 100.000 hours |  | Available | 740/559 | CIE(x=0.3818. y= 0.3796) 5SDCM. 3SDCM on request | Class I. Class II | IK09 |  |  | 50 |  | -40 | 1 | 206 | RAL7021 | 50-60Hz | Passive | LED | dimmable | Road & Street | Inlumino L | Road & Street |  |  | 30000 | No sensor | > 350000
TBD | INL2-30000-XXX-740... | image | datasheet | deeplink | TUNGSRAM - Inlumino L - 29900lm - 206W - 4000K - 70CRI - TBD[SKU] - Universal coupler 30-76mm | 12.5 | Universal coupler 30-76mm | LED | 1 | 206 | [8 empty] | CE | [6 empty] | 66 | 4000 | 755x407x127 |  | 220-240V |  | 5 |  |  |  | 70 |  | 4000 |  | > 343000 |  |  |  |  | 145.15 |  |  | 9 | XXX | 25 | < 10% at 100.000 hours |  | Available | 740/559 | CIE(x=0.3818. y= 0.3796) 5SDCM. 3SDCM on request | Class I. Class II | IK09 |  |  | 50 |  | -40 | 1 | 206 | RAL7021 | 50-60Hz | Passive | LED | dimmable | Road & Street | Inlumino L | Road & Street |  |  | 29900 | No sensor | > 350000
TBD | INL2-30000-QQQ-740... | image | datasheet | deeplink | TUNGSRAM - Inlumino L - 29900lm - 206W - 4000K - 70CRI - TBD[SKU] - Universal coupler 30-76mm | 12.5 | Universal coupler 30-76mm | LED | 1 | 206 | [8 empty] | CE | [6 empty] | 66 | 4000 | 755x407x127 |  | 220-240V |  | 5 |  |  |  | 70 |  | 4000 |  | > 343000 |  |  |  |  | 145.15 |  |  | 9 | QQQ | 25 | < 10% at 100.000 hours |  | Available | 740/559 | CIE(x=0.3818. y= 0.3796) 5SDCM. 3SDCM on request | Class I. Class II | IK09 |  |  | 50 |  | -40 | 1 | 206 | RAL7021 | 50-60Hz | Passive | LED | dimmable | Road & Street | Inlumino L | Road & Street |  |  | 29900 | No sensor | > 350000
TBD | INL2-30000-PPP-740... | image | datasheet | deeplink | TUNGSRAM - Inlumino L - 29800lm - 206W - 4000K - 70CRI - TBD[SKU] - Universal coupler 30-76mm | 12.5 | Universal coupler 30-76mm | LED | 1 | 206 | [8 empty] | CE | [6 empty] | 66 | 4000 | 755x407x127 |  | 220-240V |  | 5 |  |  |  | 70 |  | 4000 |  | > 343000 |  |  |  |  | 144.66 |  |  | 9 | PPP | 25 | < 10% at 100.000 hours |  | Available | 740/559 | CIE(x=0.3818. y= 0.3796) 5SDCM. 3SDCM on request | Class I. Class II | IK09 |  |  | 50 |  | -40 | 1 | 206 | RAL7021 | 50-60Hz | Passive | LED | dimmable | Road & Street | Inlumino L | Road & Street |  |  | 29800 | No sensor | > 350000
TBD | INL2-30000-GGG-740... | image | datasheet | deeplink | TUNGSRAM - Inlumino L - 29800lm - 206W - 4000K - 70CRI - TBD[SKU] - Universal coupler 30-76mm | 12.5 | Universal coupler 30-76mm | LED | 1 | 206 | [8 empty] | CE | [6 empty] | 66 | 4000 | 755x407x127 |  | 220-240V |  | 5 |  |  |  | 70 |  | 4000 |  | > 343000 |  |  |  |  | 144.66 |  |  | 9 | GGG | 25 | < 10% at 100.000 hours |  | Available | 740/559 | CIE(x=0.3818. y= 0.3796) 5SDCM. 3SDCM on request | Class I. Class II | IK09 |  |  | 50 |  | -40 | 1 | 206 | RAL7021 | 50-60Hz | Passive | LED | dimmable | Road & Street | Inlumino L | Road & Street |  |  | 29800 | No sensor | > 350000
TBD | INL2-30000-SSS-740... | image | datasheet | deeplink | TUNGSRAM - Inlumino L - 29600lm - 206W - 4000K - 70CRI - TBD[SKU] - Universal coupler 30-76mm | 12.5 | Universal coupler 30-76mm | LED | 1 | 206 | [8 empty] | CE | [6 empty] | 66 | 4000 | 755x407x127 |  | 220-240V |  | 5 |  |  |  | 70 |  | 4000 |  | > 343000 |  |  |  |  | 143.69 |  |  | 9 | SSS | 25 | < 10% at 100.000 hours |  | Available | 740/559 | CIE(x=0.3818. y= 0.3796) 5SDCM. 3SDCM on request | Class I. Class II | IK09 |  |  | 50 |  | -40 | 1 | 206 | RAL7021 | 50-60Hz | Passive | LED | dimmable | Road & Street | Inlumino L | Road & Street |  |  | 29600 | No sensor | > 350000
TBD | INL2-30000-LLL-740... | image | datasheet | deeplink | TUNGSRAM - Inlumino L - 29600lm - 206W - 4000K - 70CRI - TBD[SKU] - Universal coupler 30-76mm | 12.5 | Universal coupler 30-76mm | LED | 1 | 206 | [8 empty] | CE | [6 empty] | 66 | 4000 | 755x407x127 |  | 220-240V |  | 5 |  |  |  | 70 |  | 4000 |  | > 343000 |  |  |  |  | 143.69 |  |  | 9 | LLL | 25 | < 10% at 100.000 hours |  | Available | 740/559 | CIE(x=0.3818. y= 0.3796) 5SDCM. 3SDCM on request | Class I. Class II | IK09 |  |  | 50 |  | -40 | 1 | 206 | RAL7021 | 50-60Hz | Passive | LED | dimmable | Road & Street | Inlumino L | Road & Street |  |  | 29600 | No sensor | > 350000
TBD | INL2-30000-JJJ-740... | image | datasheet | deeplink | TUNGSRAM - Inlumino L - 29600lm - 206W - 4000K - 70CRI - TBD[SKU] - Universal coupler 30-76mm | 12.5 | Universal coupler 30-76mm | LED | 1 | 206 | [8 empty] | CE | [6 empty] | 66 | 4000 | 755x407x127 |  | 220-240V |  | 5 |  |  |  | 70 |  | 4000 |  | > 343000 |  |  |  |  | 143.69 |  |  | 9 | JJJ | 25 | < 10% at 100.000 hours |  | Available | 740/559 | CIE(x=0.3818. y= 0.3796) 5SDCM. 3SDCM on request | Class I. Class II | IK09 |  |  | 50 |  | -40 | 1 | 206 | RAL7021 | 50-60Hz | Passive | LED | dimmable | Road & Street | Inlumino L | Road & Street |  |  | 29600 | No sensor | > 350000
TBD | INL2-30000-BBB-740... | image | datasheet | deeplink | TUNGSRAM - Inlumino L - 29600lm - 206W - 4000K - 70CRI - TBD[SKU] - Universal coupler 30-76mm | 12.5 | Universal coupler 30-76mm | LED | 1 | 206 | [8 empty] | CE | [6 empty] | 66 | 4000 | 755x407x127 |  | 220-240V |  | 5 |  |  |  | 70 |  | 4000 |  | > 343000 |  |  |  |  | 143.69 |  |  | 9 | BBB | 25 | < 10% at 100.000 hours |  | Available | 740/559 | CIE(x=0.3818. y= 0.3796) 5SDCM. 3SDCM on request | Class I. Class II | IK09 |  |  | 50 |  | -40 | 1 | 206 | RAL7021 | 50-60Hz | Passive | LED | dimmable | Road & Street | Inlumino L | Road & Street |  |  | 29600 | No sensor | > 350000
TBD | INL2-30000-UUU-740... | image | datasheet | deeplink | TUNGSRAM - Inlumino L - 29200lm - 206W - 4000K - 70CRI - TBD[SKU] - Universal coupler 30-76mm | 12.5 | Universal coupler 30-76mm | LED | 1 | 206 | [8 empty] | CE | [6 empty] | 66 | 4000 | 755x407x127 |  | 220-240V |  | 5 |  |  |  | 70 |  | 4000 |  | > 343000 |  |  |  |  | 141.75 |  |  | 9 | UUU | 25 | < 10% at 100.000 hours |  | Available | 740/559 | CIE(x=0.3818. y= 0.3796) 5SDCM. 3SDCM on request | Class I. Class II | IK09 |  |  | 50 |  | -40 | 1 | 206 | RAL7021 | 50-60Hz | Passive | LED | dimmable | Road & Street | Inlumino L | Road & Street |  |  | 29200 | No sensor | > 350000
TBD | INL2-30000-OOO-740... | image | datasheet | deeplink | TUNGSRAM - Inlumino L - 29100lm - 206W - 4000K - 70CRI - TBD[SKU] - Universal coupler 30-76mm | 12.5 | Universal coupler 30-76mm | LED | 1 | 206 | [8 empty] | CE | [6 empty] | 66 | 4000 | 755x407x127 |  | 220-240V |  | 5 |  |  |  | 70 |  | 4000 |  | > 343000 |  |  |  |  | 141.26 |  |  | 9 | OOO | 25 | < 10% at 100.000 hours |  | Available | 740/559 | CIE(x=0.3818. y= 0.3796) 5SDCM. 3SDCM on request | Class I. Class II | IK09 |  |  | 50 |  | -40 | 1 | 206 | RAL7021 | 50-60Hz | Passive | LED | dimmable | Road & Street | Inlumino L | Road & Street |  |  | 29100 | No sensor | > 350000
TBD | SMIx/2/ECE/160/50... | image | datasheet | deeplink | TUNGSRAM - SMIx - 22020lm - 160W - 5000K - 70CRI - TBD[SKU] - Universal coupler 30-60mm | 8 | Universal coupler 30-60mm | LED | 1 | 160 | [8 empty] | CE. ENEC | [6 empty] | 66 | 5000 | 567x367x95 |  | 220-240V |  | 5 |  |  |  | 70 |  | 5000 |  | 123000 |  | 299000 |  |  | 137.62 |  |  | 9 | ECE | 25 | < 10% at 100.000 hours |  | Available | 750/559 | CIE(x= 0.34. y= 0.35) 5SDCM | Class I . Class II | IK08 |  |  | 50 |  | -40 | 1 | 160 | RAL7035 | 50-60Hz | Passive | LED | dimmable | Road&Street | SMIx | Road&Street |  |  | 22020 | No sensor | 125000 | [6 empty] | 296000
TBD | SMIx/2/CEC/160/50... | image | datasheet | deeplink | TUNGSRAM - SMIx - 22000lm - 160W - 5000K - 70CRI - TBD[SKU] - Universal coupler 30-60mm | 8 | Universal coupler 30-60mm | LED | 1 | 160 | [8 empty] | CE. ENEC | [6 empty] | 66 | 5000 | 567x367x95 |  | 220-240V |  | 5 |  |  |  | 70 |  | 5000 |  | 123000 |  | 299000 |  |  | 137.5 |  |  | 9 | CEC | 25 | < 10% at 100.000 hours |  | Available | 750/559 | CIE(x= 0.34. y= 0.35) 5SDCM | Class I . Class II | IK08 |  |  | 50 |  | -40 | 1 | 160 | RAL7035 | 50-60Hz | Passive | LED | dimmable | Road&Street | SMIx | Road&Street |  |  | 22000 | No sensor | 125000 | [6 empty] | 296000
TBD | SMIx/2/CCC/160/50... | image | datasheet | deeplink | TUNGSRAM - SMIx - 21980lm - 160W - 5000K - 70CRI - TBD[SKU] - Universal coupler 30-60mm | 8 | Universal coupler 30-60mm | LED | 1 | 160 | [8 empty] | CE. ENEC | [6 empty] | 66 | 5000 | 567x367x95 |  | 220-240V |  | 5 |  |  |  | 70 |  | 5000 |  | 123000 |  | 299000 |  |  | 137.38 |  |  | 9 | CCC | 25 | < 10% at 100.000 hours |  | Available | 750/559 | CIE(x= 0.34. y= 0.35) 5SDCM | Class I . Class II | IK08 |  |  | 50 |  | -40 | 1 | 160 | RAL7035 | 50-60Hz | Passive | LED | dimmable | Road&Street | SMIx | Road&Street |  |  | 21980 | No sensor | 125000 | [6 empty] | 296000
TBD | SMIx/2/CFC/160/50... | image | datasheet | deeplink | TUNGSRAM - SMIx - 22020lm - 160W - 5000K - 70CRI - TBD[SKU] - Universal coupler 30-60mm | 8 | Universal coupler 30-60mm | LED | 1 | 160 | [8 empty] | CE. ENEC | [6 empty] | 66 | 5000 | 567x367x95 |  | 220-240V |  | 5 |  |  |  | 70 |  | 5000 |  | 123000 |  | 299000 |  |  | 137.62 |  |  | 9 | CFC | 25 | < 10% at 100.000 hours |  | Available | 750/559 | CIE(x= 0.34. y= 0.35) 5SDCM | Class I . Class II | IK08 |  |  | 50 |  | -40 | 1 | 160 | RAL7035 | 50-60Hz | Passive | LED | dimmable | Road&Street | SMIx | Road&Street |  |  | 22020 | No sensor | 125000 | [6 empty] | 296000
TBD | SMIx/2/FCF/160/50... | image | datasheet | deeplink | TUNGSRAM - SMIx - 22080lm - 160W - 5000K - 70CRI - TBD[SKU] - Universal coupler 30-60mm | 8 | Universal coupler 30-60mm | LED | 1 | 160 | [8 empty] | CE. ENEC | [6 empty] | 66 | 5000 | 567x367x95 |  | 220-240V |  | 5 |  |  |  | 70 |  | 5000 |  | 123000 |  | 299000 |  |  | 138 |  |  | 9 | FCF | 25 | < 10% at 100.000 hours |  | Available | 750/559 | CIE(x= 0.34. y= 0.35) 5SDCM | Class I . Class II | IK08 |  |  | 50 |  | -40 | 1 | 160 | RAL7035 | 50-60Hz | Passive | LED | dimmable | Road&Street | SMIx | Road&Street |  |  | 22080 | No sensor | 125000 | [6 empty] | 296000
TBD | SMIx/2/FFF/160/50... | image | datasheet | deeplink | TUNGSRAM - SMIx - 22130lm - 160W - 5000K - 70CRI - TBD[SKU] - Universal coupler 30-60mm | 8 | Universal coupler 30-60mm | LED | 1 | 160 | [8 empty] | CE. ENEC | [6 empty] | 66 | 5000 | 567x367x95 |  | 220-240V |  | 5 |  |  |  | 70 |  | 5000 |  | 123000 |  | 299000 |  |  | 138.31 |  |  | 9 | FFF | 25 | < 10% at 100.000 hours |  | Available | 750/559 | CIE(x= 0.34. y= 0.35) 5SDCM | Class I . Class II | IK08 |  |  | 50 |  | -40 | 1 | 160 | RAL7035 | 50-60Hz | Passive | LED | dimmable | Road&Street | SMIx | Road&Street |  |  | 22130 | No sensor | 125000 | [6 empty] | 296000
TBD | SMIx/2/FEF/160/50... | image | datasheet | deeplink | TUNGSRAM - SMIx - 22100lm - 160W - 5000K - 70CRI - TBD[SKU] - Universal coupler 30-60mm | 8 | Universal coupler 30-60mm | LED | 1 | 160 | [8 empty] | CE. ENEC | [6 empty] | 66 | 5000 | 567x367x95 |  | 220-240V |  | 5 |  |  |  | 70 |  | 5000 |  | 123000 |  | 299000 |  |  | 138.12 |  |  | 9 | FEF | 25 | < 10% at 100.000 hours |  | Available | 750/559 | CIE(x= 0.34. y= 0.35) 5SDCM | Class I . Class II | IK08 |  |  | 50 |  | -40 | 1 | 160 | RAL7035 | 50-60Hz | Passive | LED | dimmable | Road&Street | SMIx | Road&Street |  |  | 22100 | No sensor | 125000 | [6 empty] | 296000
TBD | SMIx/2/EFE/160/50... | image | datasheet | deeplink | TUNGSRAM - SMIx - 22080lm - 160W - 5000K - 70CRI - TBD[SKU] - Universal coupler 30-60mm | 8 | Universal coupler 30-60mm | LED | 1 | 160 | [8 empty] | CE. ENEC | [6 empty] | 66 | 5000 | 567x367x95 |  | 220-240V |  | 5 |  |  |  | 70 |  | 5000 |  | 123000 |  | 299000 |  |  | 138 |  |  | 9 | EFE | 25 | < 10% at 100.000 hours |  | Available | 750/559 | CIE(x= 0.34. y= 0.35) 5SDCM | Class I . Class II | IK08 |  |  | 50 |  | -40 | 1 | 160 | RAL7035 | 50-60Hz | Passive | LED | dimmable | Road&Street | SMIx | Road&Street |  |  | 22080 | No sensor | 125000 | [6 empty] | 296000
TBD | SMIx/2/EEE/160/50... | image | datasheet | deeplink | TUNGSRAM - SMIx - 22060lm - 160W - 5000K - 70CRI - TBD[SKU] - Universal coupler 30-60mm | 8 | Universal coupler 30-60mm | LED | 1 | 160 | [8 empty] | CE. ENEC | [6 empty] | 66 | 5000 | 567x367x95 |  | 220-240V |  | 5 |  |  |  | 70 |  | 5000 |  | 123000 |  | 299000 |  |  | 137.88 |  |  | 9 | EEE | 25 | < 10% at 100.000 hours |  | Available | 750/559 | CIE(x= 0.34. y= 0.35) 5SDCM | Class I . Class II | IK08 |  |  | 50 |  | -40 | 1 | 160 | RAL7035 | 50-60Hz | Passive | LED | dimmable | Road&Street | SMIx | Road&Street |  |  | 22060 | No sensor | 125000 | [6 empty] | 296000
TBD | SMIx/2/ECE/160/30... | image | datasheet | deeplink | TUNGSRAM - SMIx - 20680lm - 160W - 3000K - 70CRI - TBD[SKU] - Universal coupler 30-60mm | 8 | Universal coupler 30-60mm | LED | 1 | 160 | [8 empty] | CE. ENEC | [6 empty] | 66 | 3000 | 567x367x95 |  | 220-240V |  | 5 |  |  |  | 70 |  | 3000 |  | 123000 |  | 299000 |  |  | 129.25 |  |  | 9 | ECE | 25 | < 10% at 100.000 hours |  | Available | 730/559 | CIE(x=0.43. y=0.403) 5SDCM | Class I . Class II | IK08 |  |  | 50 |  | -40 | 1 | 160 | RAL7035 | 50-60Hz | Passive | LED | dimmable | Road&Street | SMIx | Road&Street |  |  | 20680 | No sensor | 125000 | [6 empty] | 296000
TBD | SMIx/2/CEC/160/30... | image | datasheet | deeplink | TUNGSRAM - SMIx - 20660lm - 160W - 3000K - 70CRI - TBD[SKU] - Universal coupler 30-60mm | 8 | Universal coupler 30-60mm | LED | 1 | 160 | [8 empty] | CE. ENEC | [6 empty] | 66 | 3000 | 567x367x95 |  | 220-240V |  | 5 |  |  |  | 70 |  | 3000 |  | 123000 |  | 299000 |  |  | 129.12 |  |  | 9 | CEC | 25 | < 10% at 100.000 hours |  | Available | 730/559 | CIE(x=0.43. y=0.403) 5SDCM | Class I . Class II | IK08 |  |  | 50 |  | -40 | 1 | 160 | RAL7035 | 50-60Hz | Passive | LED | dimmable | Road&Street | SMIx | Road&Street |  |  | 20660 | No sensor | 125000 | [6 empty] | 296000
TBD | SMIx/2/CCC/160/30... | image | datasheet | deeplink | TUNGSRAM - SMIx - 20640lm - 160W - 3000K - 70CRI - TBD[SKU] - Universal coupler 30-60mm | 8 | Universal coupler 30-60mm | LED | 1 | 160 | [8 empty] | CE. ENEC | [6 empty] | 66 | 3000 | 567x367x95 |  | 220-240V |  | 5 |  |  |  | 70 |  | 3000 |  | 123000 |  | 299000 |  |  | 129 |  |  | 9 | CCC | 25 | < 10% at 100.000 hours |  | Available | 730/559 | CIE(x=0.43. y=0.403) 5SDCM | Class I . Class II | IK08 |  |  | 50 |  | -40 | 1 | 160 | RAL7035 | 50-60Hz | Passive | LED | dimmable | Road&Street | SMIx | Road&Street |  |  | 20640 | No sensor | 125000 | [6 empty] | 296000
TBD | SMIx/2/CFC/160/30... | image | datasheet | deeplink | TUNGSRAM - SMIx - 20680lm - 160W - 3000K - 70CRI - TBD[SKU] - Universal coupler 30-60mm | 8 | Universal coupler 30-60mm | LED | 1 | 160 | [8 empty] | CE. ENEC | [6 empty] | 66 | 3000 | 567x367x95 |  | 220-240V |  | 5 |  |  |  | 70 |  | 3000 |  | 123000 |  | 299000 |  |  | 129.25 |  |  | 9 | CFC | 25 | < 10% at 100.000 hours |  | Available | 730/559 | CIE(x=0.43. y=0.403) 5SDCM | Class I . Class II | IK08 |  |  | 50 |  | -40 | 1 | 160 | RAL7035 | 50-60Hz | Passive | LED | dimmable | Road&Street | SMIx | Road&Street |  |  | 20680 | No sensor | 125000 | [6 empty] | 296000
TBD | SMIx/2/FCF/160/30... | image | datasheet | deeplink | TUNGSRAM - SMIx - 20720lm - 160W - 3000K - 70CRI - TBD[SKU] - Universal coupler 30-60mm | 8 | Universal coupler 30-60mm | LED | 1 | 160 | [8 empty] | CE. ENEC | [6 empty] | 66 | 3000 | 567x367x95 |  | 220-240V |  | 5 |  |  |  | 70 |  | 3000 |  | 123000 |  | 299000 |  |  | 129.5 |  |  | 9 | FCF | 25 | < 10% at 100.000 hours |  | Available | 730/559 | CIE(x=0.43. y=0.403) 5SDCM | Class I . Class II | IK08 |  |  | 50 |  | -40 | 1 | 160 | RAL7035 | 50-60Hz | Passive | LED | dimmable | Road&Street | SMIx | Road&Street |  |  | 20720 | No sensor | 125000 | [6 empty] | 296000
TBD | SMIx/2/FFF/160/30... | image | datasheet | deeplink | TUNGSRAM - SMIx - 20770lm - 160W - 3000K - 70CRI - TBD[SKU] - Universal coupler 30-60mm | 8 | Universal coupler 30-60mm | LED | 1 | 160 | [8 empty] | CE. ENEC | [6 empty] | 66 | 3000 | 567x367x95 |  | 220-240V |  | 5 |  |  |  | 70 |  | 3000 |  | 123000 |  | 299000 |  |  | 129.81 |  |  | 9 | FFF | 25 | < 10% at 100.000 hours |  | Available | 730/559 | CIE(x=0.43. y=0.403) 5SDCM | Class I . Class II | IK08 |  |  | 50 |  | -40 | 1 | 160 | RAL7035 | 50-60Hz | Passive | LED | dimmable | Road&Street | SMIx | Road&Street |  |  | 20770 | No sensor | 125000 | [6 empty] | 296000
TBD | SMIx/2/FEF/160/30... | image | datasheet | deeplink | TUNGSRAM - SMIx - 20740lm - 160W - 3000K - 70CRI - TBD[SKU] - Universal coupler 30-60mm | 8 | Universal coupler 30-60mm | LED | 1 | 160 | [8 empty] | CE. ENEC | [6 empty] | 66 | 3000 | 567x367x95 |  | 220-240V |  | 5 |  |  |  | 70 |  | 3000 |  | 123000 |  | 299000 |  |  | 129.62 |  |  | 9 | FEF | 25 | < 10% at 100.000 hours |  | Available | 730/559 | CIE(x=0.43. y=0.403) 5SDCM | Class I . Class II | IK08 |  |  | 50 |  | -40 | 1 | 160 | RAL7035 | 50-60Hz | Passive | LED | dimmable | Road&Street | SMIx | Road&Street |  |  | 20740 | No sensor | 125000 | [6 empty] | 296000
TBD | SMIx/2/EFE/160/30... | image | datasheet | deeplink | TUNGSRAM - SMIx - 20720lm - 160W - 3000K - 70CRI - TBD[SKU] - Universal coupler 30-60mm | 8 | Universal coupler 30-60mm | LED | 1 | 160 | [8 empty] | CE. ENEC | [6 empty] | 66 | 3000 | 567x367x95 |  | 220-240V |  | 5 |  |  |  | 70 |  | 3000 |  | 123000 |  | 299000 |  |  | 129.5 |  |  | 9 | EFE | 25 | < 10% at 100.000 hours |  | Available | 730/559 | CIE(x=0.43. y=0.403) 5SDCM | Class I . Class II | IK08 |  |  | 50 |  | -40 | 1 | 160 | RAL7035 | 50-60Hz | Passive | LED | dimmable | Road&Street | SMIx | Road&Street |  |  | 20720 | No sensor | 125000 | [6 empty] | 296000
TBD | SMIx/2/EEE/160/30... | image | datasheet | deeplink | TUNGSRAM - SMIx - 20700lm - 160W - 3000K - 70CRI - TBD[SKU] - Universal coupler 30-60mm | 8 | Universal coupler 30-60mm | LED | 1 | 160 | [8 empty] | CE. ENEC | [6 empty] | 66 | 3000 | 567x367x95 |  | 220-240V |  | 5 |  |  |  | 70 |  | 3000 |  | 123000 |  | 299000 |  |  | 129.38 |  |  | 9 | EEE | 25 | < 10% at 100.000 hours |  | Available | 730/559 | CIE(x=0.43. y=0.403) 5SDCM | Class I . Class II | IK08 |  |  | 50 |  | -40 | 1 | 160 | RAL7035 | 50-60Hz | Passive | LED | dimmable | Road&Street | SMIx | Road&Street |  |  | 20700 | No sensor | 125000 | [6 empty] | 296000
TBD | SMIx/2/ECE/160/40... | image | datasheet | deeplink | TUNGSRAM - SMIx - 21880lm - 160W - 4000K - 70CRI - TBD[SKU] - Universal coupler 30-60mm | 8 | Universal coupler 30-60mm | LED | 1 | 160 | [8 empty] | CE. ENEC | [6 empty] | 66 | 4000 | 567x367x95 |  | 220-240V |  | 5 |  |  |  | 70 |  | 4000 |  | 123000 |  | 299000 |  |  | 136.75 |  |  | 9 | ECE | 25 | < 10% at 100.000 hours |  | Available | 740/559 | CIE(x= 0.38. y= 0.38) 5SDCM | Class I . Class II | IK08 |  |  | 50 |  | -40 | 1 | 160 | RAL7035 | 50-60Hz | Passive | LED | dimmable | Road&Street | SMIx | Road&Street |  |  | 21880 | No sensor | 125000 | [6 empty] | 296000
TBD | SMIx/2/CEC/160/40... | image | datasheet | deeplink | TUNGSRAM - SMIx - 21860lm - 160W - 4000K - 70CRI - TBD[SKU] - Universal coupler 30-60mm | 8 | Universal coupler 30-60mm | LED | 1 | 160 | [8 empty] | CE. ENEC | [6 empty] | 66 | 4000 | 567x367x95 |  | 220-240V |  | 5 |  |  |  | 70 |  | 4000 |  | 123000 |  | 299000 |  |  | 136.62 |  |  | 9 | CEC | 25 | < 10% at 100.000 hours |  | Available | 740/559 | CIE(x= 0.38. y= 0.38) 5SDCM | Class I . Class II | IK08 |  |  | 50 |  | -40 | 1 | 160 | RAL7035 | 50-60Hz | Passive | LED | dimmable | Road&Street | SMIx | Road&Street |  |  | 21860 | No sensor | 125000 | [6 empty] | 296000
TBD | SMIx/2/CCC/160/40... | image | datasheet | deeplink | TUNGSRAM - SMIx - 21840lm - 160W - 4000K - 70CRI - TBD[SKU] - Universal coupler 30-60mm | 8 | Universal coupler 30-60mm | LED | 1 | 160 | [8 empty] | CE. ENEC | [6 empty] | 66 | 4000 | 567x367x95 |  | 220-240V |  | 5 |  |  |  | 70 |  | 4000 |  | 123000 |  | 299000 |  |  | 136.5 |  |  | 9 | CCC | 25 | < 10% at 100.000 hours |  | Available | 740/559 | CIE(x= 0.38. y= 0.38) 5SDCM | Class I . Class II | IK08 |  |  | 50 |  | -40 | 1 | 160 | RAL7035 | 50-60Hz | Passive | LED | dimmable | Road&Street | SMIx | Road&Street |  |  | 21840 | No sensor | 125000 | [6 empty] | 296000
TBD | SMIx/2/CFC/160/40... | image | datasheet | deeplink | TUNGSRAM - SMIx - 21880lm - 160W - 4000K - 70CRI - TBD[SKU] - Universal coupler 30-60mm | 8 | Universal coupler 30-60mm | LED | 1 | 160 | [8 empty] | CE. ENEC | [6 empty] | 66 | 4000 | 567x367x95 |  | 220-240V |  | 5 |  |  |  | 70 |  | 4000 |  | 123000 |  | 299000 |  |  | 136.75 |  |  | 9 | CFC | 25 | < 10% at 100.000 hours |  | Available | 740/559 | CIE(x= 0.38. y= 0.38) 5SDCM | Class I . Class II | IK08 |  |  | 50 |  | -40 | 1 | 160 | RAL7035 | 50-60Hz | Passive | LED | dimmable | Road&Street | SMIx | Road&Street |  |  | 21880 | No sensor | 125000 | [6 empty] | 296000
TBD | SMIx/2/FCF/160/40... | image | datasheet | deeplink | TUNGSRAM - SMIx - 21930lm - 160W - 4000K - 70CRI - TBD[SKU] - Universal coupler 30-60mm | 8 | Universal coupler 30-60mm | LED | 1 | 160 | [8 empty] | CE. ENEC | [6 empty] | 66 | 4000 | 567x367x95 |  | 220-240V |  | 5 |  |  |  | 70 |  | 4000 |  | 123000 |  | 299000 |  |  | 137.06 |  |  | 9 | FCF | 25 | < 10% at 100.000 hours |  | Available | 740/559 | CIE(x= 0.38. y= 0.38) 5SDCM | Class I . Class II | IK08 |  |  | 50 |  | -40 | 1 | 160 | RAL7035 | 50-60Hz | Passive | LED | dimmable | Road&Street | SMIx | Road&Street |  |  | 21930 | No sensor | 125000 | [6 empty] | 296000
TBD | SMIx/2/FFF/160/40... | image | datasheet | deeplink | TUNGSRAM - SMIx - 21980lm - 160W - 4000K - 70CRI - TBD[SKU] - Universal coupler 30-60mm | 8 | Universal coupler 30-60mm | LED | 1 | 160 | [8 empty] | CE. ENEC | [6 empty] | 66 | 4000 | 567x367x95 |  | 220-240V |  | 5 |  |  |  | 70 |  | 4000 |  | 123000 |  | 299000 |  |  | 137.38 |  |  | 9 | FFF | 25 | < 10% at 100.000 hours |  | Available | 740/559 | CIE(x= 0.38. y= 0.38) 5SDCM | Class I . Class II | IK08 |  |  | 50 |  | -40 | 1 | 160 | RAL7035 | 50-60Hz | Passive | LED | dimmable | Road&Street | SMIx | Road&Street |  |  | 21980 | No sensor | 125000 | [6 empty] | 296000
TBD | SMIx/2/FEF/160/40... | image | datasheet | deeplink | TUNGSRAM - SMIx - 21950lm - 160W - 4000K - 70CRI - TBD[SKU] - Universal coupler 30-60mm | 8 | Universal coupler 30-60mm | LED | 1 | 160 | [8 empty] | CE. ENEC | [6 empty] | 66 | 4000 | 567x367x95 |  | 220-240V |  | 5 |  |  |  | 70 |  | 4000 |  | 123000 |  | 299000 |  |  | 137.19 |  |  | 9 | FEF | 25 | < 10% at 100.000 hours |  | Available | 740/559 | CIE(x= 0.38. y= 0.38) 5SDCM | Class I . Class II | IK08 |  |  | 50 |  | -40 | 1 | 160 | RAL7035 | 50-60Hz | Passive | LED | dimmable | Road&Street | SMIx | Road&Street |  |  | 21950 | No sensor | 125000 | [6 empty] | 296000
TBD | SMIx/2/EFE/160/40... | image | datasheet | deeplink | TUNGSRAM - SMIx - 21930lm - 160W - 4000K - 70CRI - TBD[SKU] - Universal coupler 30-60mm | 8 | Universal coupler 30-60mm | LED | 1 | 160 | [8 empty] | CE. ENEC | [6 empty] | 66 | 4000 | 567x367x95 |  | 220-240V |  | 5 |  |  |  | 70 |  | 4000 |  | 123000 |  | 299000 |  |  | 137.06 |  |  | 9 | EFE | 25 | < 10% at 100.000 hours |  | Available | 740/559 | CIE(x= 0.38. y= 0.38) 5SDCM | Class I . Class II | IK08 |  |  | 50 |  | -40 | 1 | 160 | RAL7035 | 50-60Hz | Passive | LED | dimmable | Road&Street | SMIx | Road&Street |  |  | 21930 | No sensor | 125000 | [6 empty] | 296000
TBD | SMIx/2/EEE/160/40... | image | datasheet | deeplink | TUNGSRAM - SMIx - 21910lm - 160W - 4000K - 70CRI - TBD[SKU] - Universal coupler 30-60mm | 8 | Universal coupler 30-60mm | LED | 1 | 160 | [8 empty] | CE. ENEC | [6 empty] | 66 | 4000 | 567x367x95 |  | 220-240V |  | 5 |  |  |  | 70 |  | 4000 |  | 123000 |  | 299000 |  |  | 136.94 |  |  | 9 | EEE | 25 | < 10% at 100.000 hours |  | Available | 740/559 | CIE(x= 0.38. y= 0.38) 5SDCM | Class I . Class II | IK08 |  |  | 50 |  | -40 | 1 | 160 | RAL7035 | 50-60Hz | Passive | LED | dimmable | Road&Street | SMIx | Road&Street |  |  | 21910 | No sensor | 125000 | [6 empty] | 296000
TBD | SMIx/2/EQE/160/50... | image | datasheet | deeplink | TUNGSRAM - SMIx - 21910lm - 160W - 5000K - 70CRI - TBD[SKU] - Universal coupler 30-60mm | 8 | Universal coupler 30-60mm | LED | 1 | 160 | [8 empty] | CE. ENEC | [6 empty] | 66 | 5000 | 567x367x95 |  | 220-240V |  | 5 |  |  |  | 70 |  | 5000 |  | 123000 |  | 299000 |  |  | 136.94 |  |  | 9 | EQE | 25 | < 10% at 100.000 hours |  | Available | 750/559 | CIE(x= 0.34. y= 0.35) 5SDCM | Class I . Class II | IK08 |  |  | 50 |  | -40 | 1 | 160 | RAL7035 | 50-60Hz | Passive | LED | dimmable | Road&Street | SMIx | Road&Street |  |  | 21910 | No sensor | 125000 | [6 empty] | 296000
TBD | SMIx/2/CQC/160/50... | image | datasheet | deeplink | TUNGSRAM - SMIx - 21870lm - 160W - 5000K - 70CRI - TBD[SKU] - Universal coupler 30-60mm | 8 | Universal coupler 30-60mm | LED | 1 | 160 | [8 empty] | CE. ENEC | [6 empty] | 66 | 5000 | 567x367x95 |  | 220-240V |  | 5 |  |  |  | 70 |  | 5000 |  | 123000 |  | 299000 |  |  | 136.69 |  |  | 9 | CQC | 25 | < 10% at 100.000 hours |  | Available | 750/559 | CIE(x= 0.34. y= 0.35) 5SDCM | Class I . Class II | IK08 |  |  | 50 |  | -40 | 1 | 160 | RAL7035 | 50-60Hz | Passive | LED | dimmable | Road&Street | SMIx | Road&Street |  |  | 21870 | No sensor | 125000 | [6 empty] | 296000
TBD | SMIx/2/QFQ/160/50... | image | datasheet | deeplink | TUNGSRAM - SMIx - 21960lm - 160W - 5000K - 70CRI - TBD[SKU] - Universal coupler 30-60mm | 8 | Universal coupler 30-60mm | LED | 1 | 160 | [8 empty] | CE. ENEC | [6 empty] | 66 | 5000 | 567x367x95 |  | 220-240V |  | 5 |  |  |  | 70 |  | 5000 |  | 123000 |  | 299000 |  |  | 137.25 |  |  | 9 | QFQ | 25 | < 10% at 100.000 hours |  | Available | 750/559 | CIE(x= 0.34. y= 0.35) 5SDCM | Class I . Class II | IK08 |  |  | 50 |  | -40 | 1 | 160 | RAL7035 | 50-60Hz | Passive | LED | dimmable | Road&Street | SMIx | Road&Street |  |  | 21960 | No sensor | 125000 | [6 empty] | 296000
TBD | SMIx/2/QEQ/160/50... | image | datasheet | deeplink | TUNGSRAM - SMIx - 21780lm - 160W - 5000K - 70CRI - TBD[SKU] - Universal coupler 30-60mm | 8 | Universal coupler 30-60mm | LED | 1 | 160 | [8 empty] | CE. ENEC | [6 empty] | 66 | 5000 | 567x367x95 |  | 220-240V |  | 5 |  |  |  | 70 |  | 5000 |  | 123000 |  | 299000 |  |  | 136.12 |  |  | 9 | QEQ | 25 | < 10% at 100.000 hours |  | Available | 750/559 | CIE(x= 0.34. y= 0.35) 5SDCM | Class I . Class II | IK08 |  |  | 50 |  | -40 | 1 | 160 | RAL7035 | 50-60Hz | Passive | LED | dimmable | Road&Street | SMIx | Road&Street |  |  | 21780 | No sensor | 125000 | [6 empty] | 296000
TBD | SMIx/2/QCQ/160/50... | image | datasheet | deeplink | TUNGSRAM - SMIx - 21760lm - 160W - 5000K - 70CRI - TBD[SKU] - Universal coupler 30-60mm | 8 | Universal coupler 30-60mm | LED | 1 | 160 | [8 empty] | CE. ENEC | [6 empty] | 66 | 5000 | 567x367x95 |  | 220-240V |  | 5 |  |  |  | 70 |  | 5000 |  | 123000 |  | 299000 |  |  | 136 |  |  | 9 | QCQ | 25 | < 10% at 100.000 hours |  | Available | 750/559 | CIE(x= 0.34. y= 0.35) 5SDCM | Class I . Class II | IK08 |  |  | 50 |  | -40 | 1 | 160 | RAL7035 | 50-60Hz | Passive | LED | dimmable | Road&Street | SMIx | Road&Street |  |  | 21760 | No sensor | 125000 | [6 empty] | 296000
TBD | SMIx/2/FQF/160/50... | image | datasheet | deeplink | TUNGSRAM - SMIx - 21960lm - 160W - 5000K - 70CRI - TBD[SKU] - Universal coupler 30-60mm | 8 | Universal coupler 30-60mm | LED | 1 | 160 | [8 empty] | CE. ENEC | [6 empty] | 66 | 5000 | 567x367x95 |  | 220-240V |  | 5 |  |  |  | 70 |  | 5000 |  | 123000 |  | 299000 |  |  | 137.25 |  |  | 9 | FQF | 25 | < 10% at 100.000 hours |  | Available | 750/559 | CIE(x= 0.34. y= 0.35) 5SDCM | Class I . Class II | IK08 |  |  | 50 |  | -40 | 1 | 160 | RAL7035 | 50-60Hz | Passive | LED | dimmable | Road&Street | SMIx | Road&Street |  |  | 21960 | No sensor | 125000 | [6 empty] | 296000
TBD | SMIx/2/QQQ/160/50... | image | datasheet | deeplink | TUNGSRAM - SMIx - 21650lm - 160W - 5000K - 70CRI - TBD[SKU] - Universal coupler 30-60mm | 8 | Universal coupler 30-60mm | LED | 1 | 160 | [8 empty] | CE. ENEC | [6 empty] | 66 | 5000 | 567x367x95 |  | 220-240V |  | 5 |  |  |  | 70 |  | 5000 |  | 123000 |  | 299000 |  |  | 135.31 |  |  | 9 | QQQ | 25 | < 10% at 100.000 hours |  | Available | 750/559 | CIE(x= 0.34. y= 0.35) 5SDCM | Class I . Class II | IK08 |  |  | 50 |  | -40 | 1 | 160 | RAL7035 | 50-60Hz | Passive | LED | dimmable | Road&Street | SMIx | Road&Street |  |  | 21650 | No sensor | 125000 | [6 empty] | 296000
TBD | SMIx/2/EQE/160/30... | image | datasheet | deeplink | TUNGSRAM - SMIx - 20570lm - 160W - 3000K - 70CRI - TBD[SKU] - Universal coupler 30-60mm | 8 | Universal coupler 30-60mm | LED | 1 | 160 | [8 empty] | CE. ENEC | [6 empty] | 66 | 3000 | 567x367x95 |  | 220-240V |  | 5 |  |  |  | 70 |  | 3000 |  | 123000 |  | 299000 |  |  | 128.56 |  |  | 9 | EQE | 25 | < 10% at 100.000 hours |  | Available | 730/559 | CIE(x=0.43. y=0.403) 5SDCM | Class I . Class II | IK08 |  |  | 50 |  | -40 | 1 | 160 | RAL7035 | 50-60Hz | Passive | LED | dimmable | Road&Street | SMIx | Road&Street |  |  | 20570 | No sensor | 125000 | [6 empty] | 296000
TBD | SMIx/2/CQC/160/30... | image | datasheet | deeplink | TUNGSRAM - SMIx - 20530lm - 160W - 3000K - 70CRI - TBD[SKU] - Universal coupler 30-60mm | 8 | Universal coupler 30-60mm | LED | 1 | 160 | [8 empty] | CE. ENEC | [6 empty] | 66 | 3000 | 567x367x95 |  | 220-240V |  | 5 |  |  |  | 70 |  | 3000 |  | 123000 |  | 299000 |  |  | 128.31 |  |  | 9 | CQC | 25 | < 10% at 100.000 hours |  | Available | 730/559 | CIE(x=0.43. y=0.403) 5SDCM | Class I . Class II | IK08 |  |  | 50 |  | -40 | 1 | 160 | RAL7035 | 50-60Hz | Passive | LED | dimmable | Road&Street | SMIx | Road&Street |  |  | 20530 | No sensor | 125000 | [6 empty] | 296000
TBD | SMIx/2/QFQ/160/30... | image | datasheet | deeplink | TUNGSRAM - SMIx - 20620lm - 160W - 3000K - 70CRI - TBD[SKU] - Universal coupler 30-60mm | 8 | Universal coupler 30-60mm | LED | 1 | 160 | [8 empty] | CE. ENEC | [6 empty] | 66 | 3000 | 567x367x95 |  | 220-240V |  | 5 |  |  |  | 70 |  | 3000 |  | 123000 |  | 299000 |  |  | 128.88 |  |  | 9 | QFQ | 25 | < 10% at 100.000 hours |  | Available | 730/559 | CIE(x=0.43. y=0.403) 5SDCM | Class I . Class II | IK08 |  |  | 50 |  | -40 | 1 | 160 | RAL7035 | 50-60Hz | Passive | LED | dimmable | Road&Street | SMIx | Road&Street |  |  | 20620 | No sensor | 125000 | [6 empty] | 296000
TBD | SMIx/2/QEQ/160/30... | image | datasheet | deeplink | TUNGSRAM - SMIx - 20450lm - 160W - 3000K - 70CRI - TBD[SKU] - Universal coupler 30-60mm | 8 | Universal coupler 30-60mm | LED | 1 | 160 | [8 empty] | CE. ENEC | [6 empty] | 66 | 3000 | 567x367x95 |  | 220-240V |  | 5 |  |  |  | 70 |  | 3000 |  | 123000 |  | 299000 |  |  | 127.81 |  |  | 9 | QEQ | 25 | < 10% at 100.000 hours |  | Available | 730/559 | CIE(x=0.43. y=0.403) 5SDCM | Class I . Class II | IK08 |  |  | 50 |  | -40 | 1 | 160 | RAL7035 | 50-60Hz | Passive | LED | dimmable | Road&Street | SMIx | Road&Street |  |  | 20450 | No sensor | 125000 | [6 empty] | 296000
TBD | SMIx/2/QCQ/160/30... | image | datasheet | deeplink | TUNGSRAM - SMIx - 20430lm - 160W - 3000K - 70CRI - TBD[SKU] - Universal coupler 30-60mm | 8 | Universal coupler 30-60mm | LED | 1 | 160 | [8 empty] | CE. ENEC | [6 empty] | 66 | 3000 | 567x367x95 |  | 220-240V |  | 5 |  |  |  | 70 |  | 3000 |  | 123000 |  | 299000 |  |  | 127.69 |  |  | 9 | QCQ | 25 | < 10% at 100.000 hours |  | Available | 730/559 | CIE(x=0.43. y=0.403) 5SDCM | Class I . Class II | IK08 |  |  | 50 |  | -40 | 1 | 160 | RAL7035 | 50-60Hz | Passive | LED | dimmable | Road&Street | SMIx | Road&Street |  |  | 20430 | No sensor | 125000 | [6 empty] | 296000
TBD | SMIx/2/FQF/160/30... | image | datasheet | deeplink | TUNGSRAM - SMIx - 20620lm - 160W - 3000K - 70CRI - TBD[SKU] - Universal coupler 30-60mm | 8 | Universal coupler 30-60mm | LED | 1 | 160 | [8 empty] | CE. ENEC | [6 empty] | 66 | 3000 | 567x367x95 |  | 220-240V |  | 5 |  |  |  | 70 |  | 3000 |  | 123000 |  | 299000 |  |  | 128.88 |  |  | 9 | FQF | 25 | < 10% at 100.000 hours |  | Available | 730/559 | CIE(x=0.43. y=0.403) 5SDCM | Class I . Class II | IK08 |  |  | 50 |  | -40 | 1 | 160 | RAL7035 | 50-60Hz | Passive | LED | dimmable | Road&Street | SMIx | Road&Street |  |  | 20620 | No sensor | 125000 | [6 empty] | 296000
TBD | SMIx/2/QQQ/160/30... | image | datasheet | deeplink | TUNGSRAM - SMIx - 20330lm - 160W - 3000K - 70CRI - TBD[SKU] - Universal coupler 30-60mm | 8 | Universal coupler 30-60mm | LED | 1 | 160 | [8 empty] | CE. ENEC | [6 empty] | 66 | 3000 | 567x367x95 |  | 220-240V |  | 5 |  |  |  | 70 |  | 3000 |  | 123000 |  | 299000 |  |  | 127.06 |  |  | 9 | QQQ | 25 | < 10% at 100.000 hours |  | Available | 730/559 | CIE(x=0.43. y=0.403) 5SDCM | Class I . Class II | IK08 |  |  | 50 |  | -40 | 1 | 160 | RAL7035 | 50-60Hz | Passive | LED | dimmable | Road&Street | SMIx | Road&Street |  |  | 20330 | No sensor | 125000 | [6 empty] | 296000
TBD | SMIx/2/EQE/160/40... | image | datasheet | deeplink | TUNGSRAM - SMIx - 21770lm - 160W - 4000K - 70CRI - TBD[SKU] - Universal coupler 30-60mm | 8 | Universal coupler 30-60mm | LED | 1 | 160 | [8 empty] | CE. ENEC | [6 empty] | 66 | 4000 | 567x367x95 |  | 220-240V |  | 5 |  |  |  | 70 |  | 4000 |  | 123000 |  | 299000 |  |  | 136.06 |  |  | 9 | EQE | 25 | < 10% at 100.000 hours |  | Available | 740/559 | CIE(x= 0.38. y= 0.38) 5SDCM | Class I . Class II | IK08 |  |  | 50 |  | -40 | 1 | 160 | RAL7035 | 50-60Hz | Passive | LED | dimmable | Road&Street | SMIx | Road&Street |  |  | 21770 | No sensor | 125000 | [6 empty] | 296000
TBD | SMIx/2/CQC/160/40... | image | datasheet | deeplink | TUNGSRAM - SMIx - 21730lm - 160W - 4000K - 70CRI - TBD[SKU] - Universal coupler 30-60mm | 8 | Universal coupler 30-60mm | LED | 1 | 160 | [8 empty] | CE. ENEC | [6 empty] | 66 | 4000 | 567x367x95 |  | 220-240V |  | 5 |  |  |  | 70 |  | 4000 |  | 123000 |  | 299000 |  |  | 135.81 |  |  | 9 | CQC | 25 | < 10% at 100.000 hours |  | Available | 740/559 | CIE(x= 0.38. y= 0.38) 5SDCM | Class I . Class II | IK08 |  |  | 50 |  | -40 | 1 | 160 | RAL7035 | 50-60Hz | Passive | LED | dimmable | Road&Street | SMIx | Road&Street |  |  | 21730 | No sensor | 125000 | [6 empty] | 296000
TBD | SMIx/2/QFQ/160/40... | image | datasheet | deeplink | TUNGSRAM - SMIx - 21820lm - 160W - 4000K - 70CRI - TBD[SKU] - Universal coupler 30-60mm | 8 | Universal coupler 30-60mm | LED | 1 | 160 | [8 empty] | CE. ENEC | [6 empty] | 66 | 4000 | 567x367x95 |  | 220-240V |  | 5 |  |  |  | 70 |  | 4000 |  | 123000 |  | 299000 |  |  | 136.38 |  |  | 9 | QFQ | 25 | < 10% at 100.000 hours |  | Available | 740/559 | CIE(x= 0.38. y= 0.38) 5SDCM | Class I . Class II | IK08 |  |  | 50 |  | -40 | 1 | 160 | RAL7035 | 50-60Hz | Passive | LED | dimmable | Road&Street | SMIx | Road&Street |  |  | 21820 | No sensor | 125000 | [6 empty] | 296000
TBD | SMIx/2/QEQ/160/40... | image | datasheet | deeplink | TUNGSRAM - SMIx - 21640lm - 160W - 4000K - 70CRI - TBD[SKU] - Universal coupler 30-60mm | 8 | Universal coupler 30-60mm | LED | 1 | 160 | [8 empty] | CE. ENEC | [6 empty] | 66 | 4000 | 567x367x95 |  | 220-240V |  | 5 |  |  |  | 70 |  | 4000 |  | 123000 |  | 299000 |  |  | 135.25 |  |  | 9 | QEQ | 25 | < 10% at 100.000 hours |  | Available | 740/559 | CIE(x= 0.38. y= 0.38) 5SDCM | Class I . Class II | IK08 |  |  | 50 |  | -40 | 1 | 160 | RAL7035 | 50-60Hz | Passive | LED | dimmable | Road&Street | SMIx | Road&Street |  |  | 21640 | No sensor | 125000 | [6 empty] | 296000
TBD | SMIx/2/QCQ/160/40... | image | datasheet | deeplink | TUNGSRAM - SMIx - 21620lm - 160W - 4000K - 70CRI - TBD[SKU] - Universal coupler 30-60mm | 8 | Universal coupler 30-60mm | LED | 1 | 160 | [8 empty] | CE. ENEC | [6 empty] | 66 | 4000 | 567x367x95 |  | 220-240V |  | 5 |  |  |  | 70 |  | 4000 |  | 123000 |  | 299000 |  |  | 135.12 |  |  | 9 | QCQ | 25 | < 10% at 100.000 hours |  | Available | 740/559 | CIE(x= 0.38. y= 0.38) 5SDCM | Class I . Class II | IK08 |  |  | 50 |  | -40 | 1 | 160 | RAL7035 | 50-60Hz | Passive | LED | dimmable | Road&Street | SMIx | Road&Street |  |  | 21620 | No sensor | 125000 | [6 empty] | 296000
TBD | SMIx/2/FQF/160/40... | image | datasheet | deeplink | TUNGSRAM - SMIx - 21820lm - 160W - 4000K - 70CRI - TBD[SKU] - Universal coupler 30-60mm | 8 | Universal coupler 30-60mm | LED | 1 | 160 | [8 empty] | CE. ENEC | [6 empty] | 66 | 4000 | 567x367x95 |  | 220-240V |  | 5 |  |  |  | 70 |  | 4000 |  | 123000 |  | 299000 |  |  | 136.38 |  |  | 9 | FQF | 25 | < 10% at 100.000 hours |  | Available | 740/559 | CIE(x= 0.38. y= 0.38) 5SDCM | Class I . Class II | IK08 |  |  | 50 |  | -40 | 1 | 160 | RAL7035 | 50-60Hz | Passive | LED | dimmable | Road&Street | SMIx | Road&Street |  |  | 21820 | No sensor | 125000 | [6 empty] | 296000
TBD | SMIx/2/QQQ/160/40... | image | datasheet | deeplink | TUNGSRAM - SMIx - 21510lm - 160W - 4000K - 70CRI - TBD[SKU] - Universal coupler 30-60mm | 8 | Universal coupler 30-60mm | LED | 1 | 160 | [8 empty] | CE. ENEC | [6 empty] | 66 | 4000 | 567x367x95 |  | 220-240V |  | 5 |  |  |  | 70 |  | 4000 |  | 123000 |  | 299000 |  |  | 134.44 |  |  | 9 | QQQ | 25 | < 10% at 100.000 hours |  | Available | 740/559 | CIE(x= 0.38. y= 0.38) 5SDCM | Class I . Class II | IK08 |  |  | 50 |  | -40 | 1 | 160 | RAL7035 | 50-60Hz | Passive | LED | dimmable | Road&Street | SMIx | Road&Street |  |  | 21510 | No sensor | 125000 | [6 empty] | 296000
TBD | SMIx/2/ECE/140/50... | image | datasheet | deeplink | TUNGSRAM - SMIx - 20220lm - 140W - 5000K - 70CRI - TBD[SKU] - Universal coupler 30-60mm | 8 | Universal coupler 30-60mm | LED | 1 | 140 | [8 empty] | CE. ENEC | [6 empty] | 66 | 5000 | 567x367x95 |  | 220-240V |  | 5 |  |  |  | 70 |  | 5000 |  | 123000 |  | 299000 |  |  | 144.43 |  |  | 9 | ECE | 25 | < 10% at 100.000 hours |  | Available | 750/559 | CIE(x= 0.34. y= 0.35) 5SDCM | Class I . Class II | IK08 |  |  | 50 |  | -40 | 1 | 140 | RAL7035 | 50-60Hz | Passive | LED | dimmable | Road&Street | SMIx | Road&Street |  |  | 20220 | No sensor | 125000 | [6 empty] | 296000
TBD | SMIx/2/CEC/140/50... | image | datasheet | deeplink | TUNGSRAM - SMIx - 20200lm - 140W - 5000K - 70CRI - TBD[SKU] - Universal coupler 30-60mm | 8 | Universal coupler 30-60mm | LED | 1 | 140 | [8 empty] | CE. ENEC | [6 empty] | 66 | 5000 | 567x367x95 |  | 220-240V |  | 5 |  |  |  | 70 |  | 5000 |  | 123000 |  | 299000 |  |  | 144.29 |  |  | 9 | CEC | 25 | < 10% at 100.000 hours |  | Available | 750/559 | CIE(x= 0.34. y= 0.35) 5SDCM | Class I . Class II | IK08 |  |  | 50 |  | -40 | 1 | 140 | RAL7035 | 50-60Hz | Passive | LED | dimmable | Road&Street | SMIx | Road&Street |  |  | 20200 | No sensor | 125000 | [6 empty] | 296000
TBD | SMIx/2/CCC/140/50... | image | datasheet | deeplink | TUNGSRAM - SMIx - 20180lm - 140W - 5000K - 70CRI - TBD[SKU] - Universal coupler 30-60mm | 8 | Universal coupler 30-60mm | LED | 1 | 140 | [8 empty] | CE. ENEC | [6 empty] | 66 | 5000 | 567x367x95 |  | 220-240V |  | 5 |  |  |  | 70 |  | 5000 |  | 123000 |  | 299000 |  |  | 144.14 |  |  | 9 | CCC | 25 | < 10% at 100.000 hours |  | Available | 750/559 | CIE(x= 0.34. y= 0.35) 5SDCM | Class I . Class II | IK08 |  |  | 50 |  | -40 | 1 | 140 | RAL7035 | 50-60Hz | Passive | LED | dimmable | Road&Street | SMIx | Road&Street |  |  | 20180 | No sensor | 125000 | [6 empty] | 296000
TBD | SMIx/2/CFC/140/50... | image | datasheet | deeplink | TUNGSRAM - SMIx - 20220lm - 140W - 5000K - 70CRI - TBD[SKU] - Universal coupler 30-60mm | 8 | Universal coupler 30-60mm | LED | 1 | 140 | [8 empty] | CE. ENEC | [6 empty] | 66 | 5000 | 567x367x95 |  | 220-240V |  | 5 |  |  |  | 70 |  | 5000 |  | 123000 |  | 299000 |  |  | 144.43 |  |  | 9 | CFC | 25 | < 10% at 100.000 hours |  | Available | 750/559 | CIE(x= 0.34. y= 0.35) 5SDCM | Class I . Class II | IK08 |  |  | 50 |  | -40 | 1 | 140 | RAL7035 | 50-60Hz | Passive | LED | dimmable | Road&Street | SMIx | Road&Street |  |  | 20220 | No sensor | 125000 | [6 empty] | 296000
TBD | SMIx/2/FCF/140/50... | image | datasheet | deeplink | TUNGSRAM - SMIx - 20270lm - 140W - 5000K - 70CRI - TBD[SKU] - Universal coupler 30-60mm | 8 | Universal coupler 30-60mm | LED | 1 | 140 | [8 empty] | CE. ENEC | [6 empty] | 66 | 5000 | 567x367x95 |  | 220-240V |  | 5 |  |  |  | 70 |  | 5000 |  | 123000 |  | 299000 |  |  | 144.79 |  |  | 9 | FCF | 25 | < 10% at 100.000 hours |  | Available | 750/559 | CIE(x= 0.34. y= 0.35) 5SDCM | Class I . Class II | IK08 |  |  | 50 |  | -40 | 1 | 140 | RAL7035 | 50-60Hz | Passive | LED | dimmable | Road&Street | SMIx | Road&Street |  |  | 20270 | No sensor | 125000 | [6 empty] | 296000
TBD | SMIx/2/FFF/140/50... | image | datasheet | deeplink | TUNGSRAM - SMIx - 20310lm - 140W - 5000K - 70CRI - TBD[SKU] - Universal coupler 30-60mm | 8 | Universal coupler 30-60mm | LED | 1 | 140 | [8 empty] | CE. ENEC | [6 empty] | 66 | 5000 | 567x367x95 |  | 220-240V |  | 5 |  |  |  | 70 |  | 5000 |  | 123000 |  | 299000 |  |  | 145.07 |  |  | 9 | FFF | 25 | < 10% at 100.000 hours |  | Available | 750/559 | CIE(x= 0.34. y= 0.35) 5SDCM | Class I . Class II | IK08 |  |  | 50 |  | -40 | 1 | 140 | RAL7035 | 50-60Hz | Passive | LED | dimmable | Road&Street | SMIx | Road&Street |  |  | 20310 | No sensor | 125000 | [6 empty] | 296000
TBD | SMIx/2/FEF/140/50... | image | datasheet | deeplink | TUNGSRAM - SMIx - 20290lm - 140W - 5000K - 70CRI - TBD[SKU] - Universal coupler 30-60mm | 8 | Universal coupler 30-60mm | LED | 1 | 140 | [8 empty] | CE. ENEC | [6 empty] | 66 | 5000 | 567x367x95 |  | 220-240V |  | 5 |  |  |  | 70 |  | 5000 |  | 123000 |  | 299000 |  |  | 144.93 |  |  | 9 | FEF | 25 | < 10% at 100.000 hours |  | Available | 750/559 | CIE(x= 0.34. y= 0.35) 5SDCM | Class I . Class II | IK08 |  |  | 50 |  | -40 | 1 | 140 | RAL7035 | 50-60Hz | Passive | LED | dimmable | Road&Street | SMIx | Road&Street |  |  | 20290 | No sensor | 125000 | [6 empty] | 296000
TBD | SMIx/2/EFE/140/50... | image | datasheet | deeplink | TUNGSRAM - SMIx - 20270lm - 140W - 5000K - 70CRI - TBD[SKU] - Universal coupler 30-60mm | 8 | Universal coupler 30-60mm | LED | 1 | 140 | [8 empty] | CE. ENEC | [6 empty] | 66 | 5000 | 567x367x95 |  | 220-240V |  | 5 |  |  |  | 70 |  | 5000 |  | 123000 |  | 299000 |  |  | 144.79 |  |  | 9 | EFE | 25 | < 10% at 100.000 hours |  | Available | 750/559 | CIE(x= 0.34. y= 0.35) 5SDCM | Class I . Class II | IK08 |  |  | 50 |  | -40 | 1 | 140 | RAL7035 | 50-60Hz | Passive | LED | dimmable | Road&Street | SMIx | Road&Street |  |  | 20270 | No sensor | 125000 | [6 empty] | 296000
TBD | SMIx/2/EEE/140/50... | image | datasheet | deeplink | TUNGSRAM - SMIx - 20240lm - 140W - 5000K - 70CRI - TBD[SKU] - Universal coupler 30-60mm | 8 | Universal coupler 30-60mm | LED | 1 | 140 | [8 empty] | CE. ENEC | [6 empty] | 66 | 5000 | 567x367x95 |  | 220-240V |  | 5 |  |  |  | 70 |  | 5000 |  | 123000 |  | 299000 |  |  | 144.57 |  |  | 9 | EEE | 25 | < 10% at 100.000 hours |  | Available | 750/559 | CIE(x= 0.34. y= 0.35) 5SDCM | Class I . Class II | IK08 |  |  | 50 |  | -40 | 1 | 140 | RAL7035 | 50-60Hz | Passive | LED | dimmable | Road&Street | SMIx | Road&Street |  |  | 20240 | No sensor | 125000 | [6 empty] | 296000
TBD | SMIx/2/ECE/140/30... | image | datasheet | deeplink | TUNGSRAM - SMIx - 18980lm - 140W - 3000K - 70CRI - TBD[SKU] - Universal coupler 30-60mm | 8 | Universal coupler 30-60mm | LED | 1 | 140 | [8 empty] | CE. ENEC | [6 empty] | 66 | 3000 | 567x367x95 |  | 220-240V |  | 5 |  |  |  | 70 |  | 3000 |  | 123000 |  | 299000 |  |  | 135.57 |  |  | 9 | ECE | 25 | < 10% at 100.000 hours |  | Available | 730/559 | CIE(x=0.43. y=0.403) 5SDCM | Class I . Class II | IK08 |  |  | 50 |  | -40 | 1 | 140 | RAL7035 | 50-60Hz | Passive | LED | dimmable | Road&Street | SMIx | Road&Street |  |  | 18980 | No sensor | 125000 | [6 empty] | 296000
TBD | SMIx/2/CEC/140/30... | image | datasheet | deeplink | TUNGSRAM - SMIx - 18970lm - 140W - 3000K - 70CRI - TBD[SKU] - Universal coupler 30-60mm | 8 | Universal coupler 30-60mm | LED | 1 | 140 | [8 empty] | CE. ENEC | [6 empty] | 66 | 3000 | 567x367x95 |  | 220-240V |  | 5 |  |  |  | 70 |  | 3000 |  | 123000 |  | 299000 |  |  | 135.5 |  |  | 9 | CEC | 25 | < 10% at 100.000 hours |  | Available | 730/559 | CIE(x=0.43. y=0.403) 5SDCM | Class I . Class II | IK08 |  |  | 50 |  | -40 | 1 | 140 | RAL7035 | 50-60Hz | Passive | LED | dimmable | Road&Street | SMIx | Road&Street |  |  | 18970 | No sensor | 125000 | [6 empty] | 296000
TBD | SMIx/2/CCC/140/30... | image | datasheet | deeplink | TUNGSRAM - SMIx - 18950lm - 140W - 3000K - 70CRI - TBD[SKU] - Universal coupler 30-60mm | 8 | Universal coupler 30-60mm | LED | 1 | 140 | [8 empty] | CE. ENEC | [6 empty] | 66 | 3000 | 567x367x95 |  | 220-240V |  | 5 |  |  |  | 70 |  | 3000 |  | 123000 |  | 299000 |  |  | 135.36 |  |  | 9 | CCC | 25 | < 10% at 100.000 hours |  | Available | 730/559 | CIE(x=0.43. y=0.403) 5SDCM | Class I . Class II | IK08 |  |  | 50 |  | -40 | 1 | 140 | RAL7035 | 50-60Hz | Passive | LED | dimmable | Road&Street | SMIx | Road&Street |  |  | 18950 | No sensor | 125000 | [6 empty] | 296000
TBD | SMIx/2/CFC/140/30... | image | datasheet | deeplink | TUNGSRAM - SMIx - 18980lm - 140W - 3000K - 70CRI - TBD[SKU] - Universal coupler 30-60mm | 8 | Universal coupler 30-60mm | LED | 1 | 140 | [8 empty] | CE. ENEC | [6 empty] | 66 | 3000 | 567x367x95 |  | 220-240V |  | 5 |  |  |  | 70 |  | 3000 |  | 123000 |  | 299000 |  |  | 135.57 |  |  | 9 | CFC | 25 | < 10% at 100.000 hours |  | Available | 730/559 | CIE(x=0.43. y=0.403) 5SDCM | Class I . Class II | IK08 |  |  | 50 |  | -40 | 1 | 140 | RAL7035 | 50-60Hz | Passive | LED | dimmable | Road&Street | SMIx | Road&Street |  |  | 18980 | No sensor | 125000 | [6 empty] | 296000
TBD | SMIx/2/FCF/140/30... | image | datasheet | deeplink | TUNGSRAM - SMIx - 19030lm - 140W - 3000K - 70CRI - TBD[SKU] - Universal coupler 30-60mm | 8 | Universal coupler 30-60mm | LED | 1 | 140 | [8 empty] | CE. ENEC | [6 empty] | 66 | 3000 | 567x367x95 |  | 220-240V |  | 5 |  |  |  | 70 |  | 3000 |  | 123000 |  | 299000 |  |  | 135.93 |  |  | 9 | FCF | 25 | < 10% at 100.000 hours |  | Available | 730/559 | CIE(x=0.43. y=0.403) 5SDCM | Class I . Class II | IK08 |  |  | 50 |  | -40 | 1 | 140 | RAL7035 | 50-60Hz | Passive | LED | dimmable | Road&Street | SMIx | Road&Street |  |  | 19030 | No sensor | 125000 | [6 empty] | 296000
TBD | SMIx/2/FFF/140/30... | image | datasheet | deeplink | TUNGSRAM - SMIx - 19070lm - 140W - 3000K - 70CRI - TBD[SKU] - Universal coupler 30-60mm | 8 | Universal coupler 30-60mm | LED | 1 | 140 | [8 empty] | CE. ENEC | [6 empty] | 66 | 3000 | 567x367x95 |  | 220-240V |  | 5 |  |  |  | 70 |  | 3000 |  | 123000 |  | 299000 |  |  | 136.21 |  |  | 9 | FFF | 25 | < 10% at 100.000 hours |  | Available | 730/559 | CIE(x=0.43. y=0.403) 5SDCM | Class I . Class II | IK08 |  |  | 50 |  | -40 | 1 | 140 | RAL7035 | 50-60Hz | Passive | LED | dimmable | Road&Street | SMIx | Road&Street |  |  | 19070 | No sensor | 125000 | [6 empty] | 296000
TBD | SMIx/2/FEF/140/30... | image | datasheet | deeplink | TUNGSRAM - SMIx - 19050lm - 140W - 3000K - 70CRI - TBD[SKU] - Universal coupler 30-60mm | 8 | Universal coupler 30-60mm | LED | 1 | 140 | [8 empty] | CE. ENEC | [6 empty] | 66 | 3000 | 567x367x95 |  | 220-240V |  | 5 |  |  |  | 70 |  | 3000 |  | 123000 |  | 299000 |  |  | 136.07 |  |  | 9 | FEF | 25 | < 10% at 100.000 hours |  | Available | 730/559 | CIE(x=0.43. y=0.403) 5SDCM | Class I . Class II | IK08 |  |  | 50 |  | -40 | 1 | 140 | RAL7035 | 50-60Hz | Passive | LED | dimmable | Road&Street | SMIx | Road&Street |  |  | 19050 | No sensor | 125000 | [6 empty] | 296000
TBD | SMIx/2/EFE/140/30... | image | datasheet | deeplink | TUNGSRAM - SMIx - 19030lm - 140W - 3000K - 70CRI - TBD[SKU] - Universal coupler 30-60mm | 8 | Universal coupler 30-60mm | LED | 1 | 140 | [8 empty] | CE. ENEC | [6 empty] | 66 | 3000 | 567x367x95 |  | 220-240V |  | 5 |  |  |  | 70 |  | 3000 |  | 123000 |  | 299000 |  |  | 135.93 |  |  | 9 | EFE | 25 | < 10% at 100.000 hours |  | Available | 730/559 | CIE(x=0.43. y=0.403) 5SDCM | Class I . Class II | IK08 |  |  | 50 |  | -40 | 1 | 140 | RAL7035 | 50-60Hz | Passive | LED | dimmable | Road&Street | SMIx | Road&Street |  |  | 19030 | No sensor | 125000 | [6 empty] | 296000
TBD | SMIx/2/EEE/140/30... | image | datasheet | deeplink | TUNGSRAM - SMIx - 19000lm - 140W - 3000K - 70CRI - TBD[SKU] - Universal coupler 30-60mm | 8 | Universal coupler 30-60mm | LED | 1 | 140 | [8 empty] | CE. ENEC | [6 empty] | 66 | 3000 | 567x367x95 |  | 220-240V |  | 5 |  |  |  | 70 |  | 3000 |  | 123000 |  | 299000 |  |  | 135.71 |  |  | 9 | EEE | 25 | < 10% at 100.000 hours |  | Available | 730/559 | CIE(x=0.43. y=0.403) 5SDCM | Class I . Class II | IK08 |  |  | 50 |  | -40 | 1 | 140 | RAL7035 | 50-60Hz | Passive | LED | dimmable | Road&Street | SMIx | Road&Street |  |  | 19000 | No sensor | 125000 | [6 empty] | 296000
TBD | SMIx/2/ECE/140/40... | image | datasheet | deeplink | TUNGSRAM - SMIx - 20090lm - 140W - 4000K - 70CRI - TBD[SKU] - Universal coupler 30-60mm | 8 | Universal coupler 30-60mm | LED | 1 | 140 | [8 empty] | CE. ENEC | [6 empty] | 66 | 4000 | 567x367x95 |  | 220-240V |  | 5 |  |  |  | 70 |  | 4000 |  | 123000 |  | 299000 |  |  | 143.5 |  |  | 9 | ECE | 25 | < 10% at 100.000 hours |  | Available | 740/559 | CIE(x= 0.38. y= 0.38) 5SDCM | Class I . Class II | IK08 |  |  | 50 |  | -40 | 1 | 140 | RAL7035 | 50-60Hz | Passive | LED | dimmable | Road&Street | SMIx | Road&Street |  |  | 20090 | No sensor | 125000 | [6 empty] | 296000
TBD | SMIx/2/CEC/140/40... | image | datasheet | deeplink | TUNGSRAM - SMIx - 20070lm - 140W - 4000K - 70CRI - TBD[SKU] - Universal coupler 30-60mm | 8 | Universal coupler 30-60mm | LED | 1 | 140 | [8 empty] | CE. ENEC | [6 empty] | 66 | 4000 | 567x367x95 |  | 220-240V |  | 5 |  |  |  | 70 |  | 4000 |  | 123000 |  | 299000 |  |  | 143.36 |  |  | 9 | CEC | 25 | < 10% at 100.000 hours |  | Available | 740/559 | CIE(x= 0.38. y= 0.38) 5SDCM | Class I . Class II | IK08 |  |  | 50 |  | -40 | 1 | 140 | RAL7035 | 50-60Hz | Passive | LED | dimmable | Road&Street | SMIx | Road&Street |  |  | 20070 | No sensor | 125000 | [6 empty] | 296000
TBD | SMIx/2/CCC/140/40... | image | datasheet | deeplink | TUNGSRAM - SMIx - 20050lm - 140W - 4000K - 70CRI - TBD[SKU] - Universal coupler 30-60mm | 8 | Universal coupler 30-60mm | LED | 1 | 140 | [8 empty] | CE. ENEC | [6 empty] | 66 | 4000 | 567x367x95 |  | 220-240V |  | 5 |  |  |  | 70 |  | 4000 |  | 123000 |  | 299000 |  |  | 143.21 |  |  | 9 | CCC | 25 | < 10% at 100.000 hours |  | Available | 740/559 | CIE(x= 0.38. y= 0.38) 5SDCM | Class I . Class II | IK08 |  |  | 50 |  | -40 | 1 | 140 | RAL7035 | 50-60Hz | Passive | LED | dimmable | Road&Street | SMIx | Road&Street |  |  | 20050 | No sensor | 125000 | [6 empty] | 296000
TBD | SMIx/2/CFC/140/40... | image | datasheet | deeplink | TUNGSRAM - SMIx - 20090lm - 140W - 4000K - 70CRI - TBD[SKU] - Universal coupler 30-60mm | 8 | Universal coupler 30-60mm | LED | 1 | 140 | [8 empty] | CE. ENEC | [6 empty] | 66 | 4000 | 567x367x95 |  | 220-240V |  | 5 |  |  |  | 70 |  | 4000 |  | 123000 |  | 299000 |  |  | 143.5 |  |  | 9 | CFC | 25 | < 10% at 100.000 hours |  | Available | 740/559 | CIE(x= 0.38. y= 0.38) 5SDCM | Class I . Class II | IK08 |  |  | 50 |  | -40 | 1 | 140 | RAL7035 | 50-60Hz | Passive | LED | dimmable | Road&Street | SMIx | Road&Street |  |  | 20090 | No sensor | 125000 | [6 empty] | 296000
TBD | SMIx/2/FCF/140/40... | image | datasheet | deeplink | TUNGSRAM - SMIx - 20140lm - 140W - 4000K - 70CRI - TBD[SKU] - Universal coupler 30-60mm | 8 | Universal coupler 30-60mm | LED | 1 | 140 | [8 empty] | CE. ENEC | [6 empty] | 66 | 4000 | 567x367x95 |  | 220-240V |  | 5 |  |  |  | 70 |  | 4000 |  | 123000 |  | 299000 |  |  | 143.86 |  |  | 9 | FCF | 25 | < 10% at 100.000 hours |  | Available | 740/559 | CIE(x= 0.38. y= 0.38) 5SDCM | Class I . Class II | IK08 |  |  | 50 |  | -40 | 1 | 140 | RAL7035 | 50-60Hz | Passive | LED | dimmable | Road&Street | SMIx | Road&Street |  |  | 20140 | No sensor | 125000 | [6 empty] | 296000
TBD | SMIx/2/FFF/140/40... | image | datasheet | deeplink | TUNGSRAM - SMIx - 20180lm - 140W - 4000K - 70CRI - TBD[SKU] - Universal coupler 30-60mm | 8 | Universal coupler 30-60mm | LED | 1 | 140 | [8 empty] | CE. ENEC | [6 empty] | 66 | 4000 | 567x367x95 |  | 220-240V |  | 5 |  |  |  | 70 |  | 4000 |  | 123000 |  | 299000 |  |  | 144.14 |  |  | 9 | FFF | 25 | < 10% at 100.000 hours |  | Available | 740/559 | CIE(x= 0.38. y= 0.38) 5SDCM | Class I . Class II | IK08 |  |  | 50 |  | -40 | 1 | 140 | RAL7035 | 50-60Hz | Passive | LED | dimmable | Road&Street | SMIx | Road&Street |  |  | 20180 | No sensor | 125000 | [6 empty] | 296000
TBD | SMIx/2/FEF/140/40... | image | datasheet | deeplink | TUNGSRAM - SMIx - 20160lm - 140W - 4000K - 70CRI - TBD[SKU] - Universal coupler 30-60mm | 8 | Universal coupler 30-60mm | LED | 1 | 140 | [8 empty] | CE. ENEC | [6 empty] | 66 | 4000 | 567x367x95 |  | 220-240V |  | 5 |  |  |  | 70 |  | 4000 |  | 123000 |  | 299000 |  |  | 144 |  |  | 9 | FEF | 25 | < 10% at 100.000 hours |  | Available | 740/559 | CIE(x= 0.38. y= 0.38) 5SDCM | Class I . Class II | IK08 |  |  | 50 |  | -40 | 1 | 140 | RAL7035 | 50-60Hz | Passive | LED | dimmable | Road&Street | SMIx | Road&Street |  |  | 20160 | No sensor | 125000 | [6 empty] | 296000
TBD | SMIx/2/EFE/140/40... | image | datasheet | deeplink | TUNGSRAM - SMIx - 20140lm - 140W - 4000K - 70CRI - TBD[SKU] - Universal coupler 30-60mm | 8 | Universal coupler 30-60mm | LED | 1 | 140 | [8 empty] | CE. ENEC | [6 empty] | 66 | 4000 | 567x367x95 |  | 220-240V |  | 5 |  |  |  | 70 |  | 4000 |  | 123000 |  | 299000 |  |  | 143.86 |  |  | 9 | EFE | 25 | < 10% at 100.000 hours |  | Available | 740/559 | CIE(x= 0.38. y= 0.38) 5SDCM | Class I . Class II | IK08 |  |  | 50 |  | -40 | 1 | 140 | RAL7035 | 50-60Hz | Passive | LED | dimmable | Road&Street | SMIx | Road&Street |  |  | 20140 | No sensor | 125000 | [6 empty] | 296000
TBD | SMIx/2/EEE/140/40... | image | datasheet | deeplink | TUNGSRAM - SMIx - 20110lm - 140W - 4000K - 70CRI - TBD[SKU] - Universal coupler 30-60mm | 8 | Universal coupler 30-60mm | LED | 1 | 140 | [8 empty] | CE. ENEC | [6 empty] | 66 | 4000 | 567x367x95 |  | 220-240V |  | 5 |  |  |  | 70 |  | 4000 |  | 123000 |  | 299000 |  |  | 143.64 |  |  | 9 | EEE | 25 | < 10% at 100.000 hours |  | Available | 740/559 | CIE(x= 0.38. y= 0.38) 5SDCM | Class I . Class II | IK08 |  |  | 50 |  | -40 | 1 | 140 | RAL7035 | 50-60Hz | Passive | LED | dimmable | Road&Street | SMIx | Road&Street |  |  | 20110 | No sensor | 125000 | [6 empty] | 296000
TBD | SMIx/2/EQE/140/50... | image | datasheet | deeplink | TUNGSRAM - SMIx - 20120lm - 140W - 5000K - 70CRI - TBD[SKU] - Universal coupler 30-60mm | 8 | Universal coupler 30-60mm | LED | 1 | 140 | [8 empty] | CE. ENEC | [6 empty] | 66 | 5000 | 567x367x95 |  | 220-240V |  | 5 |  |  |  | 70 |  | 5000 |  | 123000 |  | 299000 |  |  | 143.71 |  |  | 9 | EQE | 25 | < 10% at 100.000 hours |  | Available | 750/559 | CIE(x= 0.34. y= 0.35) 5SDCM | Class I . Class II | IK08 |  |  | 50 |  | -40 | 1 | 140 | RAL7035 | 50-60Hz | Passive | LED | dimmable | Road&Street | SMIx | Road&Street |  |  | 20120 | No sensor | 125000 | [6 empty] | 296000
TBD | SMIx/2/CQC/140/50... | image | datasheet | deeplink | TUNGSRAM - SMIx - 20080lm - 140W - 5000K - 70CRI - TBD[SKU] - Universal coupler 30-60mm | 8 | Universal coupler 30-60mm | LED | 1 | 140 | [8 empty] | CE. ENEC | [6 empty] | 66 | 5000 | 567x367x95 |  | 220-240V |  | 5 |  |  |  | 70 |  | 5000 |  | 123000 |  | 299000 |  |  | 143.43 |  |  | 9 | CQC | 25 | < 10% at 100.000 hours |  | Available | 750/559 | CIE(x= 0.34. y= 0.35) 5SDCM | Class I . Class II | IK08 |  |  | 50 |  | -40 | 1 | 140 | RAL7035 | 50-60Hz | Passive | LED | dimmable | Road&Street | SMIx | Road&Street |  |  | 20080 | No sensor | 125000 | [6 empty] | 296000
TBD | SMIx/2/QFQ/140/50... | image | datasheet | deeplink | TUNGSRAM - SMIx - 20170lm - 140W - 5000K - 70CRI - TBD[SKU] - Universal coupler 30-60mm | 8 | Universal coupler 30-60mm | LED | 1 | 140 | [8 empty] | CE. ENEC | [6 empty] | 66 | 5000 | 567x367x95 |  | 220-240V |  | 5 |  |  |  | 70 |  | 5000 |  | 123000 |  | 299000 |  |  | 144.07 |  |  | 9 | QFQ | 25 | < 10% at 100.000 hours |  | Available | 750/559 | CIE(x= 0.34. y= 0.35) 5SDCM | Class I . Class II | IK08 |  |  | 50 |  | -40 | 1 | 140 | RAL7035 | 50-60Hz | Passive | LED | dimmable | Road&Street | SMIx | Road&Street |  |  | 20170 | No sensor | 125000 | [6 empty] | 296000
TBD | SMIx/2/QEQ/140/50... | image | datasheet | deeplink | TUNGSRAM - SMIx - 20000lm - 140W - 5000K - 70CRI - TBD[SKU] - Universal coupler 30-60mm | 8 | Universal coupler 30-60mm | LED | 1 | 140 | [8 empty] | CE. ENEC | [6 empty] | 66 | 5000 | 567x367x95 |  | 220-240V |  | 5 |  |  |  | 70 |  | 5000 |  | 123000 |  | 299000 |  |  | 142.86 |  |  | 9 | QEQ | 25 | < 10% at 100.000 hours |  | Available | 750/559 | CIE(x= 0.34. y= 0.35) 5SDCM | Class I . Class II | IK08 |  |  | 50 |  | -40 | 1 | 140 | RAL7035 | 50-60Hz | Passive | LED | dimmable | Road&Street | SMIx | Road&Street |  |  | 20000 | No sensor | 125000 | [6 empty] | 296000
TBD | SMIx/2/QCQ/140/50... | image | datasheet | deeplink | TUNGSRAM - SMIx - 19980lm - 140W - 5000K - 70CRI - TBD[SKU] - Universal coupler 30-60mm | 8 | Universal coupler 30-60mm | LED | 1 | 140 | [8 empty] | CE. ENEC | [6 empty] | 66 | 5000 | 567x367x95 |  | 220-240V |  | 5 |  |  |  | 70 |  | 5000 |  | 123000 |  | 299000 |  |  | 142.71 |  |  | 9 | QCQ | 25 | < 10% at 100.000 hours |  | Available | 750/559 | CIE(x= 0.34. y= 0.35) 5SDCM | Class I . Class II | IK08 |  |  | 50 |  | -40 | 1 | 140 | RAL7035 | 50-60Hz | Passive | LED | dimmable | Road&Street | SMIx | Road&Street |  |  | 19980 | No sensor | 125000 | [6 empty] | 296000
TBD | SMIx/2/FQF/140/50... | image | datasheet | deeplink | TUNGSRAM - SMIx - 20170lm - 140W - 5000K - 70CRI - TBD[SKU] - Universal coupler 30-60mm | 8 | Universal coupler 30-60mm | LED | 1 | 140 | [8 empty] | CE. ENEC | [6 empty] | 66 | 5000 | 567x367x95 |  | 220-240V |  | 5 |  |  |  | 70 |  | 5000 |  | 123000 |  | 299000 |  |  | 144.07 |  |  | 9 | FQF | 25 | < 10% at 100.000 hours |  | Available | 750/559 | CIE(x= 0.34. y= 0.35) 5SDCM | Class I . Class II | IK08 |  |  | 50 |  | -40 | 1 | 140 | RAL7035 | 50-60Hz | Passive | LED | dimmable | Road&Street | SMIx | Road&Street |  |  | 20170 | No sensor | 125000 | [6 empty] | 296000
TBD | SMIx/2/QQQ/140/50... | image | datasheet | deeplink | TUNGSRAM - SMIx - 19880lm - 140W - 5000K - 70CRI - TBD[SKU] - Universal coupler 30-60mm | 8 | Universal coupler 30-60mm | LED | 1 | 140 | [8 empty] | CE. ENEC | [6 empty] | 66 | 5000 | 567x367x95 |  | 220-240V |  | 5 |  |  |  | 70 |  | 5000 |  | 123000 |  | 299000 |  |  | 142 |  |  | 9 | QQQ | 25 | < 10% at 100.000 hours |  | Available | 750/559 | CIE(x= 0.34. y= 0.35) 5SDCM | Class I . Class II | IK08 |  |  | 50 |  | -40 | 1 | 140 | RAL7035 | 50-60Hz | Passive | LED | dimmable | Road&Street | SMIx | Road&Street |  |  | 19880 | No sensor | 125000 | [6 empty] | 296000
TBD | SMIx/2/EQE/140/30... | image | datasheet | deeplink | TUNGSRAM - SMIx - 18890lm - 140W - 3000K - 70CRI - TBD[SKU] - Universal coupler 30-60mm | 8 | Universal coupler 30-60mm | LED | 1 | 140 | [8 empty] | CE. ENEC | [6 empty] | 66 | 3000 | 567x367x95 |  | 220-240V |  | 5 |  |  |  | 70 |  | 3000 |  | 123000 |  | 299000 |  |  | 134.93 |  |  | 9 | EQE | 25 | < 10% at 100.000 hours |  | Available | 730/559 | CIE(x=0.43. y=0.403) 5SDCM | Class I . Class II | IK08 |  |  | 50 |  | -40 | 1 | 140 | RAL7035 | 50-60Hz | Passive | LED | dimmable | Road&Street | SMIx | Road&Street |  |  | 18890 | No sensor | 125000 | [6 empty] | 296000
TBD | SMIx/2/CQC/140/30... | image | datasheet | deeplink | TUNGSRAM - SMIx - 18850lm - 140W - 3000K - 70CRI - TBD[SKU] - Universal coupler 30-60mm | 8 | Universal coupler 30-60mm | LED | 1 | 140 | [8 empty] | CE. ENEC | [6 empty] | 66 | 3000 | 567x367x95 |  | 220-240V |  | 5 |  |  |  | 70 |  | 3000 |  | 123000 |  | 299000 |  |  | 134.64 |  |  | 9 | CQC | 25 | < 10% at 100.000 hours |  | Available | 730/559 | CIE(x=0.43. y=0.403) 5SDCM | Class I . Class II | IK08 |  |  | 50 |  | -40 | 1 | 140 | RAL7035 | 50-60Hz | Passive | LED | dimmable | Road&Street | SMIx | Road&Street |  |  | 18850 | No sensor | 125000 | [6 empty] | 296000
TBD | SMIx/2/QFQ/140/30... | image | datasheet | deeplink | TUNGSRAM - SMIx - 18940lm - 140W - 3000K - 70CRI - TBD[SKU] - Universal coupler 30-60mm | 8 | Universal coupler 30-60mm | LED | 1 | 140 | [8 empty] | CE. ENEC | [6 empty] | 66 | 3000 | 567x367x95 |  | 220-240V |  | 5 |  |  |  | 70 |  | 3000 |  | 123000 |  | 299000 |  |  | 135.29 |  |  | 9 | QFQ | 25 | < 10% at 100.000 hours |  | Available | 730/559 | CIE(x=0.43. y=0.403) 5SDCM | Class I . Class II | IK08 |  |  | 50 |  | -40 | 1 | 140 | RAL7035 | 50-60Hz | Passive | LED | dimmable | Road&Street | SMIx | Road&Street |  |  | 18940 | No sensor | 125000 | [6 empty] | 296000
TBD | SMIx/2/QEQ/140/30... | image | datasheet | deeplink | TUNGSRAM - SMIx - 18780lm - 140W - 3000K - 70CRI - TBD[SKU] - Universal coupler 30-60mm | 8 | Universal coupler 30-60mm | LED | 1 | 140 | [8 empty] | CE. ENEC | [6 empty] | 66 | 3000 | 567x367x95 |  | 220-240V |  | 5 |  |  |  | 70 |  | 3000 |  | 123000 |  | 299000 |  |  | 134.14 |  |  | 9 | QEQ | 25 | < 10% at 100.000 hours |  | Available | 730/559 | CIE(x=0.43. y=0.403) 5SDCM | Class I . Class II | IK08 |  |  | 50 |  | -40 | 1 | 140 | RAL7035 | 50-60Hz | Passive | LED | dimmable | Road&Street | SMIx | Road&Street |  |  | 18780 | No sensor | 125000 | [6 empty] | 296000
TBD | SMIx/2/QCQ/140/30... | image | datasheet | deeplink | TUNGSRAM - SMIx - 18760lm - 140W - 3000K - 70CRI - TBD[SKU] - Universal coupler 30-60mm | 8 | Universal coupler 30-60mm | LED | 1 | 140 | [8 empty] | CE. ENEC | [6 empty] | 66 | 3000 | 567x367x95 |  | 220-240V |  | 5 |  |  |  | 70 |  | 3000 |  | 123000 |  | 299000 |  |  | 134 |  |  | 9 | QCQ | 25 | < 10% at 100.000 hours |  | Available | 730/559 | CIE(x=0.43. y=0.403) 5SDCM | Class I . Class II | IK08 |  |  | 50 |  | -40 | 1 | 140 | RAL7035 | 50-60Hz | Passive | LED | dimmable | Road&Street | SMIx | Road&Street |  |  | 18760 | No sensor | 125000 | [6 empty] | 296000
TBD | SMIx/2/FQF/140/30... | image | datasheet | deeplink | TUNGSRAM - SMIx - 18940lm - 140W - 3000K - 70CRI - TBD[SKU] - Universal coupler 30-60mm | 8 | Universal coupler 30-60mm | LED | 1 | 140 | [8 empty] | CE. ENEC | [6 empty] | 66 | 3000 | 567x367x95 |  | 220-240V |  | 5 |  |  |  | 70 |  | 3000 |  | 123000 |  | 299000 |  |  | 135.29 |  |  | 9 | FQF | 25 | < 10% at 100.000 hours |  | Available | 730/559 | CIE(x=0.43. y=0.403) 5SDCM | Class I . Class II | IK08 |  |  | 50 |  | -40 | 1 | 140 | RAL7035 | 50-60Hz | Passive | LED | dimmable | Road&Street | SMIx | Road&Street |  |  | 18940 | No sensor | 125000 | [6 empty] | 296000
TBD | SMIx/2/QQQ/140/30... | image | datasheet | deeplink | TUNGSRAM - SMIx - 18660lm - 140W - 3000K - 70CRI - TBD[SKU] - Universal coupler 30-60mm | 8 | Universal coupler 30-60mm | LED | 1 | 140 | [8 empty] | CE. ENEC | [6 empty] | 66 | 3000 | 567x367x95 |  | 220-240V |  | 5 |  |  |  | 70 |  | 3000 |  | 123000 |  | 299000 |  |  | 133.29 |  |  | 9 | QQQ | 25 | < 10% at 100.000 hours |  | Available | 730/559 | CIE(x=0.43. y=0.403) 5SDCM | Class I . Class II | IK08 |  |  | 50 |  | -40 | 1 | 140 | RAL7035 | 50-60Hz | Passive | LED | dimmable | Road&Street | SMIx | Road&Street |  |  | 18660 | No sensor | 125000 | [6 empty] | 296000
TBD | SMIx/2/EQE/140/40... | image | datasheet | deeplink | TUNGSRAM - SMIx - 19990lm - 140W - 4000K - 70CRI - TBD[SKU] - Universal coupler 30-60mm | 8 | Universal coupler 30-60mm | LED | 1 | 140 | [8 empty] | CE. ENEC | [6 empty] | 66 | 4000 | 567x367x95 |  | 220-240V |  | 5 |  |  |  | 70 |  | 4000 |  | 123000 |  | 299000 |  |  | 142.79 |  |  | 9 | EQE | 25 | < 10% at 100.000 hours |  | Available | 740/559 | CIE(x= 0.38. y= 0.38) 5SDCM | Class I . Class II | IK08 |  |  | 50 |  | -40 | 1 | 140 | RAL7035 | 50-60Hz | Passive | LED | dimmable | Road&Street | SMIx | Road&Street |  |  | 19990 | No sensor | 125000 | [6 empty] | 296000
TBD | SMIx/2/CQC/140/40... | image | datasheet | deeplink | TUNGSRAM - SMIx - 19950lm - 140W - 4000K - 70CRI - TBD[SKU] - Universal coupler 30-60mm | 8 | Universal coupler 30-60mm | LED | 1 | 140 | [8 empty] | CE. ENEC | [6 empty] | 66 | 4000 | 567x367x95 |  | 220-240V |  | 5 |  |  |  | 70 |  | 4000 |  | 123000 |  | 299000 |  |  | 142.5 |  |  | 9 | CQC | 25 | < 10% at 100.000 hours |  | Available | 740/559 | CIE(x= 0.38. y= 0.38) 5SDCM | Class I . Class II | IK08 |  |  | 50 |  | -40 | 1 | 140 | RAL7035 | 50-60Hz | Passive | LED | dimmable | Road&Street | SMIx | Road&Street |  |  | 19950 | No sensor | 125000 | [6 empty] | 296000
TBD | SMIx/2/QFQ/140/40... | image | datasheet | deeplink | TUNGSRAM - SMIx - 20040lm - 140W - 4000K - 70CRI - TBD[SKU] - Universal coupler 30-60mm | 8 | Universal coupler 30-60mm | LED | 1 | 140 | [8 empty] | CE. ENEC | [6 empty] | 66 | 4000 | 567x367x95 |  | 220-240V |  | 5 |  |  |  | 70 |  | 4000 |  | 123000 |  | 299000 |  |  | 143.14 |  |  | 9 | QFQ | 25 | < 10% at 100.000 hours |  | Available | 740/559 | CIE(x= 0.38. y= 0.38) 5SDCM | Class I . Class II | IK08 |  |  | 50 |  | -40 | 1 | 140 | RAL7035 | 50-60Hz | Passive | LED | dimmable | Road&Street | SMIx | Road&Street |  |  | 20040 | No sensor | 125000 | [6 empty] | 296000
TBD | SMIx/2/QEQ/140/40... | image | datasheet | deeplink | TUNGSRAM - SMIx - 19870lm - 140W - 4000K - 70CRI - TBD[SKU] - Universal coupler 30-60mm | 8 | Universal coupler 30-60mm | LED | 1 | 140 | [8 empty] | CE. ENEC | [6 empty] | 66 | 4000 | 567x367x95 |  | 220-240V |  | 5 |  |  |  | 70 |  | 4000 |  | 123000 |  | 299000 |  |  | 141.93 |  |  | 9 | QEQ | 25 | < 10% at 100.000 hours |  | Available | 740/559 | CIE(x= 0.38. y= 0.38) 5SDCM | Class I . Class II | IK08 |  |  | 50 |  | -40 | 1 | 140 | RAL7035 | 50-60Hz | Passive | LED | dimmable | Road&Street | SMIx | Road&Street |  |  | 19870 | No sensor | 125000 | [6 empty] | 296000
TBD | SMIx/2/QCQ/140/40... | image | datasheet | deeplink | TUNGSRAM - SMIx - 19850lm - 140W - 4000K - 70CRI - TBD[SKU] - Universal coupler 30-60mm | 8 | Universal coupler 30-60mm | LED | 1 | 140 | [8 empty] | CE. ENEC | [6 empty] | 66 | 4000 | 567x367x95 |  | 220-240V |  | 5 |  |  |  | 70 |  | 4000 |  | 123000 |  | 299000 |  |  | 141.79 |  |  | 9 | QCQ | 25 | < 10% at 100.000 hours |  | Available | 740/559 | CIE(x= 0.38. y= 0.38) 5SDCM | Class I . Class II | IK08 |  |  | 50 |  | -40 | 1 | 140 | RAL7035 | 50-60Hz | Passive | LED | dimmable | Road&Street | SMIx | Road&Street |  |  | 19850 | No sensor | 125000 | [6 empty] | 296000
TBD | SMIx/2/FQF/140/40... | image | datasheet | deeplink | TUNGSRAM - SMIx - 20040lm - 140W - 4000K - 70CRI - TBD[SKU] - Universal coupler 30-60mm | 8 | Universal coupler 30-60mm | LED | 1 | 140 | [8 empty] | CE. ENEC | [6 empty] | 66 | 4000 | 567x367x95 |  | 220-240V |  | 5 |  |  |  | 70 |  | 4000 |  | 123000 |  | 299000 |  |  | 143.14 |  |  | 9 | FQF | 25 | < 10% at 100.000 hours |  | Available | 740/559 | CIE(x= 0.38. y= 0.38) 5SDCM | Class I . Class II | IK08 |  |  | 50 |  | -40 | 1 | 140 | RAL7035 | 50-60Hz | Passive | LED | dimmable | Road&Street | SMIx | Road&Street |  |  | 20040 | No sensor | 125000 | [6 empty] | 296000
TBD | SMIx/2/QQQ/140/40... | image | datasheet | deeplink | TUNGSRAM - SMIx - 19750lm - 140W - 4000K - 70CRI - TBD[SKU] - Universal coupler 30-60mm | 8 | Universal coupler 30-60mm | LED | 1 | 140 | [8 empty] | CE. ENEC | [6 empty] | 66 | 4000 | 567x367x95 |  | 220-240V |  | 5 |  |  |  | 70 |  | 4000 |  | 123000 |  | 299000 |  |  | 141.07 |  |  | 9 | QQQ | 25 | < 10% at 100.000 hours |  | Available | 740/559 | CIE(x= 0.38. y= 0.38) 5SDCM | Class I . Class II | IK08 |  |  | 50 |  | -40 | 1 | 140 | RAL7035 | 50-60Hz | Passive | LED | dimmable | Road&Street | SMIx | Road&Street |  |  | 19750 | No sensor | 125000 | [6 empty] | 296000
TBD | SMIx/2/ECE/120/50... | image | datasheet | deeplink | TUNGSRAM - SMIx - 17660lm - 120W - 5000K - 70CRI - TBD[SKU] - Universal coupler 30-60mm | 8 | Universal coupler 30-60mm | LED | 1 | 120 | [8 empty] | CE. ENEC | [6 empty] | 66 | 5000 | 567x367x95 |  | 220-240V |  | 5 |  |  |  | 70 |  | 5000 |  | 123000 |  | 299000 |  |  | 147.17 |  |  | 9 | ECE | 25 | < 10% at 100.000 hours |  | Available | 750/559 | CIE(x= 0.34. y= 0.35) 5SDCM | Class I . Class II | IK08 |  |  | 50 |  | -40 | 1 | 120 | RAL7035 | 50-60Hz | Passive | LED | dimmable | Road&Street | SMIx | Road&Street |  |  | 17660 | No sensor | 125000 | [6 empty] | 296000
TBD | SMIx/2/CEC/120/50... | image | datasheet | deeplink | TUNGSRAM - SMIx - 17640lm - 120W - 5000K - 70CRI - TBD[SKU] - Universal coupler 30-60mm | 8 | Universal coupler 30-60mm | LED | 1 | 120 | [8 empty] | CE. ENEC | [6 empty] | 66 | 5000 | 567x367x95 |  | 220-240V |  | 5 |  |  |  | 70 |  | 5000 |  | 123000 |  | 299000 |  |  | 147 |  |  | 9 | CEC | 25 | < 10% at 100.000 hours |  | Available | 750/559 | CIE(x= 0.34. y= 0.35) 5SDCM | Class I . Class II | IK08 |  |  | 50 |  | -40 | 1 | 120 | RAL7035 | 50-60Hz | Passive | LED | dimmable | Road&Street | SMIx | Road&Street |  |  | 17640 | No sensor | 125000 | [6 empty] | 296000
TBD | SMIx/2/CCC/120/50... | image | datasheet | deeplink | TUNGSRAM - SMIx - 17610lm - 120W - 5000K - 70CRI - TBD[SKU] - Universal coupler 30-60mm | 8 | Universal coupler 30-60mm | LED | 1 | 120 | [8 empty] | CE. ENEC | [6 empty] | 66 | 5000 | 567x367x95 |  | 220-240V |  | 5 |  |  |  | 70 |  | 5000 |  | 123000 |  | 299000 |  |  | 146.75 |  |  | 9 | CCC | 25 | < 10% at 100.000 hours |  | Available | 750/559 | CIE(x= 0.34. y= 0.35) 5SDCM | Class I . Class II | IK08 |  |  | 50 |  | -40 | 1 | 120 | RAL7035 | 50-60Hz | Passive | LED | dimmable | Road&Street | SMIx | Road&Street |  |  | 17610 | No sensor | 125000 | [6 empty] | 296000
TBD | SMIx/2/CFC/120/50... | image | datasheet | deeplink | TUNGSRAM - SMIx - 17660lm - 120W - 5000K - 70CRI - TBD[SKU] - Universal coupler 30-60mm | 8 | Universal coupler 30-60mm | LED | 1 | 120 | [8 empty] | CE. ENEC | [6 empty] | 66 | 5000 | 567x367x95 |  | 220-240V |  | 5 |  |  |  | 70 |  | 5000 |  | 123000 |  | 299000 |  |  | 147.17 |  |  | 9 | CFC | 25 | < 10% at 100.000 hours |  | Available | 750/559 | CIE(x= 0.34. y= 0.35) 5SDCM | Class I . Class II | IK08 |  |  | 50 |  | -40 | 1 | 120 | RAL7035 | 50-60Hz | Passive | LED | dimmable | Road&Street | SMIx | Road&Street |  |  | 17660 | No sensor | 125000 | [6 empty] | 296000
TBD | SMIx/2/FCF/120/50... | image | datasheet | deeplink | TUNGSRAM - SMIx - 17700lm - 120W - 5000K - 70CRI - TBD[SKU] - Universal coupler 30-60mm | 8 | Universal coupler 30-60mm | LED | 1 | 120 | [8 empty] | CE. ENEC | [6 empty] | 66 | 5000 | 567x367x95 |  | 220-240V |  | 5 |  |  |  | 70 |  | 5000 |  | 123000 |  | 299000 |  |  | 147.5 |  |  | 9 | FCF | 25 | < 10% at 100.000 hours |  | Available | 750/559 | CIE(x= 0.34. y= 0.35) 5SDCM | Class I . Class II | IK08 |  |  | 50 |  | -40 | 1 | 120 | RAL7035 | 50-60Hz | Passive | LED | dimmable | Road&Street | SMIx | Road&Street |  |  | 17700 | No sensor | 125000 | [6 empty] | 296000
TBD | SMIx/2/FFF/120/50... | image | datasheet | deeplink | TUNGSRAM - SMIx - 17730lm - 120W - 5000K - 70CRI - TBD[SKU] - Universal coupler 30-60mm | 8 | Universal coupler 30-60mm | LED | 1 | 120 | [8 empty] | CE. ENEC | [6 empty] | 66 | 5000 | 567x367x95 |  | 220-240V |  | 5 |  |  |  | 70 |  | 5000 |  | 123000 |  | 299000 |  |  | 147.75 |  |  | 9 | FFF | 25 | < 10% at 100.000 hours |  | Available | 750/559 | CIE(x= 0.34. y= 0.35) 5SDCM | Class I . Class II | IK08 |  |  | 50 |  | -40 | 1 | 120 | RAL7035 | 50-60Hz | Passive | LED | dimmable | Road&Street | SMIx | Road&Street |  |  | 17730 | No sensor | 125000 | [6 empty] | 296000
TBD | SMIx/2/FEF/120/50... | image | datasheet | deeplink | TUNGSRAM - SMIx - 17710lm - 120W - 5000K - 70CRI - TBD[SKU] - Universal coupler 30-60mm | 8 | Universal coupler 30-60mm | LED | 1 | 120 | [8 empty] | CE. ENEC | [6 empty] | 66 | 5000 | 567x367x95 |  | 220-240V |  | 5 |  |  |  | 70 |  | 5000 |  | 123000 |  | 299000 |  |  | 147.58 |  |  | 9 | FEF | 25 | < 10% at 100.000 hours |  | Available | 750/559 | CIE(x= 0.34. y= 0.35) 5SDCM | Class I . Class II | IK08 |  |  | 50 |  | -40 | 1 | 120 | RAL7035 | 50-60Hz | Passive | LED | dimmable | Road&Street | SMIx | Road&Street |  |  | 17710 | No sensor | 125000 | [6 empty] | 296000
TBD | SMIx/2/EFE/120/50... | image | datasheet | deeplink | TUNGSRAM - SMIx - 17700lm - 120W - 5000K - 70CRI - TBD[SKU] - Universal coupler 30-60mm | 8 | Universal coupler 30-60mm | LED | 1 | 120 | [8 empty] | CE. ENEC | [6 empty] | 66 | 5000 | 567x367x95 |  | 220-240V |  | 5 |  |  |  | 70 |  | 5000 |  | 123000 |  | 299000 |  |  | 147.5 |  |  | 9 | EFE | 25 | < 10% at 100.000 hours |  | Available | 750/559 | CIE(x= 0.34. y= 0.35) 5SDCM | Class I . Class II | IK08 |  |  | 50 |  | -40 | 1 | 120 | RAL7035 | 50-60Hz | Passive | LED | dimmable | Road&Street | SMIx | Road&Street |  |  | 17700 | No sensor | 125000 | [6 empty] | 296000
TBD | SMIx/2/EEE/120/50... | image | datasheet | deeplink | TUNGSRAM - SMIx - 17680lm - 120W - 5000K - 70CRI - TBD[SKU] - Universal coupler 30-60mm | 8 | Universal coupler 30-60mm | LED | 1 | 120 | [8 empty] | CE. ENEC | [6 empty] | 66 | 5000 | 567x367x95 |  | 220-240V |  | 5 |  |  |  | 70 |  | 5000 |  | 123000 |  | 299000 |  |  | 147.33 |  |  | 9 | EEE | 25 | < 10% at 100.000 hours |  | Available | 750/559 | CIE(x= 0.34. y= 0.35) 5SDCM | Class I . Class II | IK08 |  |  | 50 |  | -40 | 1 | 120 | RAL7035 | 50-60Hz | Passive | LED | dimmable | Road&Street | SMIx | Road&Street |  |  | 17680 | No sensor | 125000 | [6 empty] | 296000
TBD | SMIx/2/ECE/120/30... | image | datasheet | deeplink | TUNGSRAM - SMIx - 16570lm - 120W - 3000K - 70CRI - TBD[SKU] - Universal coupler 30-60mm | 8 | Universal coupler 30-60mm | LED | 1 | 120 | [8 empty] | CE. ENEC | [6 empty] | 66 | 3000 | 567x367x95 |  | 220-240V |  | 5 |  |  |  | 70 |  | 3000 |  | 123000 |  | 299000 |  |  | 138.08 |  |  | 9 | ECE | 25 | < 10% at 100.000 hours |  | Available | 730/559 | CIE(x=0.43. y=0.403) 5SDCM | Class I . Class II | IK08 |  |  | 50 |  | -40 | 1 | 120 | RAL7035 | 50-60Hz | Passive | LED | dimmable | Road&Street | SMIx | Road&Street |  |  | 16570 | No sensor | 125000 | [6 empty] | 296000
TBD | SMIx/2/CEC/120/30... | image | datasheet | deeplink | TUNGSRAM - SMIx - 16560lm - 120W - 3000K - 70CRI - TBD[SKU] - Universal coupler 30-60mm | 8 | Universal coupler 30-60mm | LED | 1 | 120 | [8 empty] | CE. ENEC | [6 empty] | 66 | 3000 | 567x367x95 |  | 220-240V |  | 5 |  |  |  | 70 |  | 3000 |  | 123000 |  | 299000 |  |  | 138 |  |  | 9 | CEC | 25 | < 10% at 100.000 hours |  | Available | 730/559 | CIE(x=0.43. y=0.403) 5SDCM | Class I . Class II | IK08 |  |  | 50 |  | -40 | 1 | 120 | RAL7035 | 50-60Hz | Passive | LED | dimmable | Road&Street | SMIx | Road&Street |  |  | 16560 | No sensor | 125000 | [6 empty] | 296000
TBD | SMIx/2/CCC/120/30... | image | datasheet | deeplink | TUNGSRAM - SMIx - 16540lm - 120W - 3000K - 70CRI - TBD[SKU] - Universal coupler 30-60mm | 8 | Universal coupler 30-60mm | LED | 1 | 120 | [8 empty] | CE. ENEC | [6 empty] | 66 | 3000 | 567x367x95 |  | 220-240V |  | 5 |  |  |  | 70 |  | 3000 |  | 123000 |  | 299000 |  |  | 137.83 |  |  | 9 | CCC | 25 | < 10% at 100.000 hours |  | Available | 730/559 | CIE(x=0.43. y=0.403) 5SDCM | Class I . Class II | IK08 |  |  | 50 |  | -40 | 1 | 120 | RAL7035 | 50-60Hz | Passive | LED | dimmable | Road&Street | SMIx | Road&Street |  |  | 16540 | No sensor | 125000 | [6 empty] | 296000
TBD | SMIx/2/CFC/120/30... | image | datasheet | deeplink | TUNGSRAM - SMIx - 16570lm - 120W - 3000K - 70CRI - TBD[SKU] - Universal coupler 30-60mm | 8 | Universal coupler 30-60mm | LED | 1 | 120 | [8 empty] | CE. ENEC | [6 empty] | 66 | 3000 | 567x367x95 |  | 220-240V |  | 5 |  |  |  | 70 |  | 3000 |  | 123000 |  | 299000 |  |  | 138.08 |  |  | 9 | CFC | 25 | < 10% at 100.000 hours |  | Available | 730/559 | CIE(x=0.43. y=0.403) 5SDCM | Class I . Class II | IK08 |  |  | 50 |  | -40 | 1 | 120 | RAL7035 | 50-60Hz | Passive | LED | dimmable | Road&Street | SMIx | Road&Street |  |  | 16570 | No sensor | 125000 | [6 empty] | 296000
TBD | SMIx/2/FCF/120/30... | image | datasheet | deeplink | TUNGSRAM - SMIx - 16610lm - 120W - 3000K - 70CRI - TBD[SKU] - Universal coupler 30-60mm | 8 | Universal coupler 30-60mm | LED | 1 | 120 | [8 empty] | CE. ENEC | [6 empty] | 66 | 3000 | 567x367x95 |  | 220-240V |  | 5 |  |  |  | 70 |  | 3000 |  | 123000 |  | 299000 |  |  | 138.42 |  |  | 9 | FCF | 25 | < 10% at 100.000 hours |  | Available | 730/559 | CIE(x=0.43. y=0.403) 5SDCM | Class I . Class II | IK08 |  |  | 50 |  | -40 | 1 | 120 | RAL7035 | 50-60Hz | Passive | LED | dimmable | Road&Street | SMIx | Road&Street |  |  | 16610 | No sensor | 125000 | [6 empty] | 296000
TBD | SMIx/2/FFF/120/30... | image | datasheet | deeplink | TUNGSRAM - SMIx - 16640lm - 120W - 3000K - 70CRI - TBD[SKU] - Universal coupler 30-60mm | 8 | Universal coupler 30-60mm | LED | 1 | 120 | [8 empty] | CE. ENEC | [6 empty] | 66 | 3000 | 567x367x95 |  | 220-240V |  | 5 |  |  |  | 70 |  | 3000 |  | 123000 |  | 299000 |  |  | 138.67 |  |  | 9 | FFF | 25 | < 10% at 100.000 hours |  | Available | 730/559 | CIE(x=0.43. y=0.403) 5SDCM | Class I . Class II | IK08 |  |  | 50 |  | -40 | 1 | 120 | RAL7035 | 50-60Hz | Passive | LED | dimmable | Road&Street | SMIx | Road&Street |  |  | 16640 | No sensor | 125000 | [6 empty] | 296000
TBD | SMIx/2/FEF/120/30... | image | datasheet | deeplink | TUNGSRAM - SMIx - 16620lm - 120W - 3000K - 70CRI - TBD[SKU] - Universal coupler 30-60mm | 8 | Universal coupler 30-60mm | LED | 1 | 120 | [8 empty] | CE. ENEC | [6 empty] | 66 | 3000 | 567x367x95 |  | 220-240V |  | 5 |  |  |  | 70 |  | 3000 |  | 123000 |  | 299000 |  |  | 138.5 |  |  | 9 | FEF | 25 | < 10% at 100.000 hours |  | Available | 730/559 | CIE(x=0.43. y=0.403) 5SDCM | Class I . Class II | IK08 |  |  | 50 |  | -40 | 1 | 120 | RAL7035 | 50-60Hz | Passive | LED | dimmable | Road&Street | SMIx | Road&Street |  |  | 16620 | No sensor | 125000 | [6 empty] | 296000
TBD | SMIx/2/EFE/120/30... | image | datasheet | deeplink | TUNGSRAM - SMIx - 16610lm - 120W - 3000K - 70CRI - TBD[SKU] - Universal coupler 30-60mm | 8 | Universal coupler 30-60mm | LED | 1 | 120 | [8 empty] | CE. ENEC | [6 empty] | 66 | 3000 | 567x367x95 |  | 220-240V |  | 5 |  |  |  | 70 |  | 3000 |  | 123000 |  | 299000 |  |  | 138.42 |  |  | 9 | EFE | 25 | < 10% at 100.000 hours |  | Available | 730/559 | CIE(x=0.43. y=0.403) 5SDCM | Class I . Class II | IK08 |  |  | 50 |  | -40 | 1 | 120 | RAL7035 | 50-60Hz | Passive | LED | dimmable | Road&Street | SMIx | Road&Street |  |  | 16610 | No sensor | 125000 | [6 empty] | 296000
TBD | SMIx/2/EEE/120/30... | image | datasheet | deeplink | TUNGSRAM - SMIx - 16590lm - 120W - 3000K - 70CRI - TBD[SKU] - Universal coupler 30-60mm | 8 | Universal coupler 30-60mm | LED | 1 | 120 | [8 empty] | CE. ENEC | [6 empty] | 66 | 3000 | 567x367x95 |  | 220-240V |  | 5 |  |  |  | 70 |  | 3000 |  | 123000 |  | 299000 |  |  | 138.25 |  |  | 9 | EEE | 25 | < 10% at 100.000 hours |  | Available | 730/559 | CIE(x=0.43. y=0.403) 5SDCM | Class I . Class II | IK08 |  |  | 50 |  | -40 | 1 | 120 | RAL7035 | 50-60Hz | Passive | LED | dimmable | Road&Street | SMIx | Road&Street |  |  | 16590 | No sensor | 125000 | [6 empty] | 296000
TBD | SMIx/2/ECE/120/40... | image | datasheet | deeplink | TUNGSRAM - SMIx - 17540lm - 120W - 4000K - 70CRI - TBD[SKU] - Universal coupler 30-60mm | 8 | Universal coupler 30-60mm | LED | 1 | 120 | [8 empty] | CE. ENEC | [6 empty] | 66 | 4000 | 567x367x95 |  | 220-240V |  | 5 |  |  |  | 70 |  | 4000 |  | 123000 |  | 299000 |  |  | 146.17 |  |  | 9 | ECE | 25 | < 10% at 100.000 hours |  | Available | 740/559 | CIE(x= 0.38. y= 0.38) 5SDCM | Class I . Class II | IK08 |  |  | 50 |  | -40 | 1 | 120 | RAL7035 | 50-60Hz | Passive | LED | dimmable | Road&Street | SMIx | Road&Street |  |  | 17540 | No sensor | 125000 | [6 empty] | 296000
TBD | SMIx/2/CEC/120/40... | image | datasheet | deeplink | TUNGSRAM - SMIx - 17520lm - 120W - 4000K - 70CRI - TBD[SKU] - Universal coupler 30-60mm | 8 | Universal coupler 30-60mm | LED | 1 | 120 | [8 empty] | CE. ENEC | [6 empty] | 66 | 4000 | 567x367x95 |  | 220-240V |  | 5 |  |  |  | 70 |  | 4000 |  | 123000 |  | 299000 |  |  | 146 |  |  | 9 | CEC | 25 | < 10% at 100.000 hours |  | Available | 740/559 | CIE(x= 0.38. y= 0.38) 5SDCM | Class I . Class II | IK08 |  |  | 50 |  | -40 | 1 | 120 | RAL7035 | 50-60Hz | Passive | LED | dimmable | Road&Street | SMIx | Road&Street |  |  | 17520 | No sensor | 125000 | [6 empty] | 296000
TBD | SMIx/2/CCC/120/40... | image | datasheet | deeplink | TUNGSRAM - SMIx - 17500lm - 120W - 4000K - 70CRI - TBD[SKU] - Universal coupler 30-60mm | 8 | Universal coupler 30-60mm | LED | 1 | 120 | [8 empty] | CE. ENEC | [6 empty] | 66 | 4000 | 567x367x95 |  | 220-240V |  | 5 |  |  |  | 70 |  | 4000 |  | 123000 |  | 299000 |  |  | 145.83 |  |  | 9 | CCC | 25 | < 10% at 100.000 hours |  | Available | 740/559 | CIE(x= 0.38. y= 0.38) 5SDCM | Class I . Class II | IK08 |  |  | 50 |  | -40 | 1 | 120 | RAL7035 | 50-60Hz | Passive | LED | dimmable | Road&Street | SMIx | Road&Street |  |  | 17500 | No sensor | 125000 | [6 empty] | 296000
TBD | SMIx/2/CFC/120/40... | image | datasheet | deeplink | TUNGSRAM - SMIx - 17540lm - 120W - 4000K - 70CRI - TBD[SKU] - Universal coupler 30-60mm | 8 | Universal coupler 30-60mm | LED | 1 | 120 | [8 empty] | CE. ENEC | [6 empty] | 66 | 4000 | 567x367x95 |  | 220-240V |  | 5 |  |  |  | 70 |  | 4000 |  | 123000 |  | 299000 |  |  | 146.17 |  |  | 9 | CFC | 25 | < 10% at 100.000 hours |  | Available | 740/559 | CIE(x= 0.38. y= 0.38) 5SDCM | Class I . Class II | IK08 |  |  | 50 |  | -40 | 1 | 120 | RAL7035 | 50-60Hz | Passive | LED | dimmable | Road&Street | SMIx | Road&Street |  |  | 17540 | No sensor | 125000 | [6 empty] | 296000
TBD | SMIx/2/FCF/120/40... | image | datasheet | deeplink | TUNGSRAM - SMIx - 17580lm - 120W - 4000K - 70CRI - TBD[SKU] - Universal coupler 30-60mm | 8 | Universal coupler 30-60mm | LED | 1 | 120 | [8 empty] | CE. ENEC | [6 empty] | 66 | 4000 | 567x367x95 |  | 220-240V |  | 5 |  |  |  | 70 |  | 4000 |  | 123000 |  | 299000 |  |  | 146.5 |  |  | 9 | FCF | 25 | < 10% at 100.000 hours |  | Available | 740/559 | CIE(x= 0.38. y= 0.38) 5SDCM | Class I . Class II | IK08 |  |  | 50 |  | -40 | 1 | 120 | RAL7035 | 50-60Hz | Passive | LED | dimmable | Road&Street | SMIx | Road&Street |  |  | 17580 | No sensor | 125000 | [6 empty] | 296000
TBD | SMIx/2/FFF/120/40... | image | datasheet | deeplink | TUNGSRAM - SMIx - 17610lm - 120W - 4000K - 70CRI - TBD[SKU] - Universal coupler 30-60mm | 8 | Universal coupler 30-60mm | LED | 1 | 120 | [8 empty] | CE. ENEC | [6 empty] | 66 | 4000 | 567x367x95 |  | 220-240V |  | 5 |  |  |  | 70 |  | 4000 |  | 123000 |  | 299000 |  |  | 146.75 |  |  | 9 | FFF | 25 | < 10% at 100.000 hours |  | Available | 740/559 | CIE(x= 0.38. y= 0.38) 5SDCM | Class I . Class II | IK08 |  |  | 50 |  | -40 | 1 | 120 | RAL7035 | 50-60Hz | Passive | LED | dimmable | Road&Street | SMIx | Road&Street |  |  | 17610 | No sensor | 125000 | [6 empty] | 296000
TBD | SMIx/2/FEF/120/40... | image | datasheet | deeplink | TUNGSRAM - SMIx - 17590lm - 120W - 4000K - 70CRI - TBD[SKU] - Universal coupler 30-60mm | 8 | Universal coupler 30-60mm | LED | 1 | 120 | [8 empty] | CE. ENEC | [6 empty] | 66 | 4000 | 567x367x95 |  | 220-240V |  | 5 |  |  |  | 70 |  | 4000 |  | 123000 |  | 299000 |  |  | 146.58 |  |  | 9 | FEF | 25 | < 10% at 100.000 hours |  | Available | 740/559 | CIE(x= 0.38. y= 0.38) 5SDCM | Class I . Class II | IK08 |  |  | 50 |  | -40 | 1 | 120 | RAL7035 | 50-60Hz | Passive | LED | dimmable | Road&Street | SMIx | Road&Street |  |  | 17590 | No sensor | 125000 | [6 empty] | 296000
TBD | SMIx/2/EFE/120/40... | image | datasheet | deeplink | TUNGSRAM - SMIx - 17580lm - 120W - 4000K - 70CRI - TBD[SKU] - Universal coupler 30-60mm | 8 | Universal coupler 30-60mm | LED | 1 | 120 | [8 empty] | CE. ENEC | [6 empty] | 66 | 4000 | 567x367x95 |  | 220-240V |  | 5 |  |  |  | 70 |  | 4000 |  | 123000 |  | 299000 |  |  | 146.5 |  |  | 9 | EFE | 25 | < 10% at 100.000 hours |  | Available | 740/559 | CIE(x= 0.38. y= 0.38) 5SDCM | Class I . Class II | IK08 |  |  | 50 |  | -40 | 1 | 120 | RAL7035 | 50-60Hz | Passive | LED | dimmable | Road&Street | SMIx | Road&Street |  |  | 17580 | No sensor | 125000 | [6 empty] | 296000
TBD | SMIx/2/EEE/120/40... | image | datasheet | deeplink | TUNGSRAM - SMIx - 17560lm - 120W - 4000K - 70CRI - TBD[SKU] - Universal coupler 30-60mm | 8 | Universal coupler 30-60mm | LED | 1 | 120 | [8 empty] | CE. ENEC | [6 empty] | 66 | 4000 | 567x367x95 |  | 220-240V |  | 5 |  |  |  | 70 |  | 4000 |  | 123000 |  | 299000 |  |  | 146.33 |  |  | 9 | EEE | 25 | < 10% at 100.000 hours |  | Available | 740/559 | CIE(x= 0.38. y= 0.38) 5SDCM | Class I . Class II | IK08 |  |  | 50 |  | -40 | 1 | 120 | RAL7035 | 50-60Hz | Passive | LED | dimmable | Road&Street | SMIx | Road&Street |  |  | 17560 | No sensor | 125000 | [6 empty] | 296000
TBD | SMIx/2/EQE/120/50... | image | datasheet | deeplink | TUNGSRAM - SMIx - 17560lm - 120W - 5000K - 70CRI - TBD[SKU] - Universal coupler 30-60mm | 8 | Universal coupler 30-60mm | LED | 1 | 120 | [8 empty] | CE. ENEC | [6 empty] | 66 | 5000 | 567x367x95 |  | 220-240V |  | 5 |  |  |  | 70 |  | 5000 |  | 123000 |  | 299000 |  |  | 146.33 |  |  | 9 | EQE | 25 | < 10% at 100.000 hours |  | Available | 750/559 | CIE(x= 0.34. y= 0.35) 5SDCM | Class I . Class II | IK08 |  |  | 50 |  | -40 | 1 | 120 | RAL7035 | 50-60Hz | Passive | LED | dimmable | Road&Street | SMIx | Road&Street |  |  | 17560 | No sensor | 125000 | [6 empty] | 296000
TBD | SMIx/2/CQC/120/50... | image | datasheet | deeplink | TUNGSRAM - SMIx - 17520lm - 120W - 5000K - 70CRI - TBD[SKU] - Universal coupler 30-60mm | 8 | Universal coupler 30-60mm | LED | 1 | 120 | [8 empty] | CE. ENEC | [6 empty] | 66 | 5000 | 567x367x95 |  | 220-240V |  | 5 |  |  |  | 70 |  | 5000 |  | 123000 |  | 299000 |  |  | 146 |  |  | 9 | CQC | 25 | < 10% at 100.000 hours |  | Available | 750/559 | CIE(x= 0.34. y= 0.35) 5SDCM | Class I . Class II | IK08 |  |  | 50 |  | -40 | 1 | 120 | RAL7035 | 50-60Hz | Passive | LED | dimmable | Road&Street | SMIx | Road&Street |  |  | 17520 | No sensor | 125000 | [6 empty] | 296000
TBD | SMIx/2/QFQ/120/50... | image | datasheet | deeplink | TUNGSRAM - SMIx - 17600lm - 120W - 5000K - 70CRI - TBD[SKU] - Universal coupler 30-60mm | 8 | Universal coupler 30-60mm | LED | 1 | 120 | [8 empty] | CE. ENEC | [6 empty] | 66 | 5000 | 567x367x95 |  | 220-240V |  | 5 |  |  |  | 70 |  | 5000 |  | 123000 |  | 299000 |  |  | 146.67 |  |  | 9 | QFQ | 25 | < 10% at 100.000 hours |  | Available | 750/559 | CIE(x= 0.34. y= 0.35) 5SDCM | Class I . Class II | IK08 |  |  | 50 |  | -40 | 1 | 120 | RAL7035 | 50-60Hz | Passive | LED | dimmable | Road&Street | SMIx | Road&Street |  |  | 17600 | No sensor | 125000 | [6 empty] | 296000
TBD | SMIx/2/QEQ/120/50... | image | datasheet | deeplink | TUNGSRAM - SMIx - 17460lm - 120W - 5000K - 70CRI - TBD[SKU] - Universal coupler 30-60mm | 8 | Universal coupler 30-60mm | LED | 1 | 120 | [8 empty] | CE. ENEC | [6 empty] | 66 | 5000 | 567x367x95 |  | 220-240V |  | 5 |  |  |  | 70 |  | 5000 |  | 123000 |  | 299000 |  |  | 145.5 |  |  | 9 | QEQ | 25 | < 10% at 100.000 hours |  | Available | 750/559 | CIE(x= 0.34. y= 0.35) 5SDCM | Class I . Class II | IK08 |  |  | 50 |  | -40 | 1 | 120 | RAL7035 | 50-60Hz | Passive | LED | dimmable | Road&Street | SMIx | Road&Street |  |  | 17460 | No sensor | 125000 | [6 empty] | 296000
TBD | SMIx/2/QCQ/120/50... | image | datasheet | deeplink | TUNGSRAM - SMIx - 17440lm - 120W - 5000K - 70CRI - TBD[SKU] - Universal coupler 30-60mm | 8 | Universal coupler 30-60mm | LED | 1 | 120 | [8 empty] | CE. ENEC | [6 empty] | 66 | 5000 | 567x367x95 |  | 220-240V |  | 5 |  |  |  | 70 |  | 5000 |  | 123000 |  | 299000 |  |  | 145.33 |  |  | 9 | QCQ | 25 | < 10% at 100.000 hours |  | Available | 750/559 | CIE(x= 0.34. y= 0.35) 5SDCM | Class I . Class II | IK08 |  |  | 50 |  | -40 | 1 | 120 | RAL7035 | 50-60Hz | Passive | LED | dimmable | Road&Street | SMIx | Road&Street |  |  | 17440 | No sensor | 125000 | [6 empty] | 296000
TBD | SMIx/2/FQF/120/50... | image | datasheet | deeplink | TUNGSRAM - SMIx - 17600lm - 120W - 5000K - 70CRI - TBD[SKU] - Universal coupler 30-60mm | 8 | Universal coupler 30-60mm | LED | 1 | 120 | [8 empty] | CE. ENEC | [6 empty] | 66 | 5000 | 567x367x95 |  | 220-240V |  | 5 |  |  |  | 70 |  | 5000 |  | 123000 |  | 299000 |  |  | 146.67 |  |  | 9 | FQF | 25 | < 10% at 100.000 hours |  | Available | 750/559 | CIE(x= 0.34. y= 0.35) 5SDCM | Class I . Class II | IK08 |  |  | 50 |  | -40 | 1 | 120 | RAL7035 | 50-60Hz | Passive | LED | dimmable | Road&Street | SMIx | Road&Street |  |  | 17600 | No sensor | 125000 | [6 empty] | 296000
TBD | SMIx/2/QQQ/120/50... | image | datasheet | deeplink | TUNGSRAM - SMIx - 17350lm - 120W - 5000K - 70CRI - TBD[SKU] - Universal coupler 30-60mm | 8 | Universal coupler 30-60mm | LED | 1 | 120 | [8 empty] | CE. ENEC | [6 empty] | 66 | 5000 | 567x367x95 |  | 220-240V |  | 5 |  |  |  | 70 |  | 5000 |  | 123000 |  | 299000 |  |  | 144.58 |  |  | 9 | QQQ | 25 | < 10% at 100.000 hours |  | Available | 750/559 | CIE(x= 0.34. y= 0.35) 5SDCM | Class I . Class II | IK08 |  |  | 50 |  | -40 | 1 | 120 | RAL7035 | 50-60Hz | Passive | LED | dimmable | Road&Street | SMIx | Road&Street |  |  | 17350 | No sensor | 125000 | [6 empty] | 296000
TBD | SMIx/2/EQE/120/30... | image | datasheet | deeplink | TUNGSRAM - SMIx - 16490lm - 120W - 3000K - 70CRI - TBD[SKU] - Universal coupler 30-60mm | 8 | Universal coupler 30-60mm | LED | 1 | 120 | [8 empty] | CE. ENEC | [6 empty] | 66 | 3000 | 567x367x95 |  | 220-240V |  | 5 |  |  |  | 70 |  | 3000 |  | 123000 |  | 299000 |  |  | 137.42 |  |  | 9 | EQE | 25 | < 10% at 100.000 hours |  | Available | 730/559 | CIE(x=0.43. y=0.403) 5SDCM | Class I . Class II | IK08 |  |  | 50 |  | -40 | 1 | 120 | RAL7035 | 50-60Hz | Passive | LED | dimmable | Road&Street | SMIx | Road&Street |  |  | 16490 | No sensor | 125000 | [6 empty] | 296000
TBD | SMIx/2/CQC/120/30... | image | datasheet | deeplink | TUNGSRAM - SMIx - 16450lm - 120W - 3000K - 70CRI - TBD[SKU] - Universal coupler 30-60mm | 8 | Universal coupler 30-60mm | LED | 1 | 120 | [8 empty] | CE. ENEC | [6 empty] | 66 | 3000 | 567x367x95 |  | 220-240V |  | 5 |  |  |  | 70 |  | 3000 |  | 123000 |  | 299000 |  |  | 137.08 |  |  | 9 | CQC | 25 | < 10% at 100.000 hours |  | Available | 730/559 | CIE(x=0.43. y=0.403) 5SDCM | Class I . Class II | IK08 |  |  | 50 |  | -40 | 1 | 120 | RAL7035 | 50-60Hz | Passive | LED | dimmable | Road&Street | SMIx | Road&Street |  |  | 16450 | No sensor | 125000 | [6 empty] | 296000
TBD | SMIx/2/QFQ/120/30... | image | datasheet | deeplink | TUNGSRAM - SMIx - 16530lm - 120W - 3000K - 70CRI - TBD[SKU] - Universal coupler 30-60mm | 8 | Universal coupler 30-60mm | LED | 1 | 120 | [8 empty] | CE. ENEC | [6 empty] | 66 | 3000 | 567x367x95 |  | 220-240V |  | 5 |  |  |  | 70 |  | 3000 |  | 123000 |  | 299000 |  |  | 137.75 |  |  | 9 | QFQ | 25 | < 10% at 100.000 hours |  | Available | 730/559 | CIE(x=0.43. y=0.403) 5SDCM | Class I . Class II | IK08 |  |  | 50 |  | -40 | 1 | 120 | RAL7035 | 50-60Hz | Passive | LED | dimmable | Road&Street | SMIx | Road&Street |  |  | 16530 | No sensor | 125000 | [6 empty] | 296000
TBD | SMIx/2/QEQ/120/30... | image | datasheet | deeplink | TUNGSRAM - SMIx - 16390lm - 120W - 3000K - 70CRI - TBD[SKU] - Universal coupler 30-60mm | 8 | Universal coupler 30-60mm | LED | 1 | 120 | [8 empty] | CE. ENEC | [6 empty] | 66 | 3000 | 567x367x95 |  | 220-240V |  | 5 |  |  |  | 70 |  | 3000 |  | 123000 |  | 299000 |  |  | 136.58 |  |  | 9 | QEQ | 25 | < 10% at 100.000 hours |  | Available | 730/559 | CIE(x=0.43. y=0.403) 5SDCM | Class I . Class II | IK08 |  |  | 50 |  | -40 | 1 | 120 | RAL7035 | 50-60Hz | Passive | LED | dimmable | Road&Street | SMIx | Road&Street |  |  | 16390 | No sensor | 125000 | [6 empty] | 296000
TBD | SMIx/2/QCQ/120/30... | image | datasheet | deeplink | TUNGSRAM - SMIx - 16380lm - 120W - 3000K - 70CRI - TBD[SKU] - Universal coupler 30-60mm | 8 | Universal coupler 30-60mm | LED | 1 | 120 | [8 empty] | CE. ENEC | [6 empty] | 66 | 3000 | 567x367x95 |  | 220-240V |  | 5 |  |  |  | 70 |  | 3000 |  | 123000 |  | 299000 |  |  | 136.5 |  |  | 9 | QCQ | 25 | < 10% at 100.000 hours |  | Available | 730/559 | CIE(x=0.43. y=0.403) 5SDCM | Class I . Class II | IK08 |  |  | 50 |  | -40 | 1 | 120 | RAL7035 | 50-60Hz | Passive | LED | dimmable | Road&Street | SMIx | Road&Street |  |  | 16380 | No sensor | 125000 | [6 empty] | 296000
TBD | SMIx/2/FQF/120/30... | image | datasheet | deeplink | TUNGSRAM - SMIx - 16530lm - 120W - 3000K - 70CRI - TBD[SKU] - Universal coupler 30-60mm | 8 | Universal coupler 30-60mm | LED | 1 | 120 | [8 empty] | CE. ENEC | [6 empty] | 66 | 3000 | 567x367x95 |  | 220-240V |  | 5 |  |  |  | 70 |  | 3000 |  | 123000 |  | 299000 |  |  | 137.75 |  |  | 9 | FQF | 25 | < 10% at 100.000 hours |  | Available | 730/559 | CIE(x=0.43. y=0.403) 5SDCM | Class I . Class II | IK08 |  |  | 50 |  | -40 | 1 | 120 | RAL7035 | 50-60Hz | Passive | LED | dimmable | Road&Street | SMIx | Road&Street |  |  | 16530 | No sensor | 125000 | [6 empty] | 296000
TBD | SMIx/2/QQQ/120/30... | image | datasheet | deeplink | TUNGSRAM - SMIx - 16290lm - 120W - 3000K - 70CRI - TBD[SKU] - Universal coupler 30-60mm | 8 | Universal coupler 30-60mm | LED | 1 | 120 | [8 empty] | CE. ENEC | [6 empty] | 66 | 3000 | 567x367x95 |  | 220-240V |  | 5 |  |  |  | 70 |  | 3000 |  | 123000 |  | 299000 |  |  | 135.75 |  |  | 9 | QQQ | 25 | < 10% at 100.000 hours |  | Available | 730/559 | CIE(x=0.43. y=0.403) 5SDCM | Class I . Class II | IK08 |  |  | 50 |  | -40 | 1 | 120 | RAL7035 | 50-60Hz | Passive | LED | dimmable | Road&Street | SMIx | Road&Street |  |  | 16290 | No sensor | 125000 | [6 empty] | 296000
TBD | SMIx/2/EQE/120/40... | image | datasheet | deeplink | TUNGSRAM - SMIx - 17450lm - 120W - 4000K - 70CRI - TBD[SKU] - Universal coupler 30-60mm | 8 | Universal coupler 30-60mm | LED | 1 | 120 | [8 empty] | CE. ENEC | [6 empty] | 66 | 4000 | 567x367x95 |  | 220-240V |  | 5 |  |  |  | 70 |  | 4000 |  | 123000 |  | 299000 |  |  | 145.42 |  |  | 9 | EQE | 25 | < 10% at 100.000 hours |  | Available | 740/559 | CIE(x= 0.38. y= 0.38) 5SDCM | Class I . Class II | IK08 |  |  | 50 |  | -40 | 1 | 120 | RAL7035 | 50-60Hz | Passive | LED | dimmable | Road&Street | SMIx | Road&Street |  |  | 17450 | No sensor | 125000 | [6 empty] | 296000
TBD | SMIx/2/CQC/120/40... | image | datasheet | deeplink | TUNGSRAM - SMIx - 17410lm - 120W - 4000K - 70CRI - TBD[SKU] - Universal coupler 30-60mm | 8 | Universal coupler 30-60mm | LED | 1 | 120 | [8 empty] | CE. ENEC | [6 empty] | 66 | 4000 | 567x367x95 |  | 220-240V |  | 5 |  |  |  | 70 |  | 4000 |  | 123000 |  | 299000 |  |  | 145.08 |  |  | 9 | CQC | 25 | < 10% at 100.000 hours |  | Available | 740/559 | CIE(x= 0.38. y= 0.38) 5SDCM | Class I . Class II | IK08 |  |  | 50 |  | -40 | 1 | 120 | RAL7035 | 50-60Hz | Passive | LED | dimmable | Road&Street | SMIx | Road&Street |  |  | 17410 | No sensor | 125000 | [6 empty] | 296000
TBD | SMIx/2/QFQ/120/40... | image | datasheet | deeplink | TUNGSRAM - SMIx - 17490lm - 120W - 4000K - 70CRI - TBD[SKU] - Universal coupler 30-60mm | 8 | Universal coupler 30-60mm | LED | 1 | 120 | [8 empty] | CE. ENEC | [6 empty] | 66 | 4000 | 567x367x95 |  | 220-240V |  | 5 |  |  |  | 70 |  | 4000 |  | 123000 |  | 299000 |  |  | 145.75 |  |  | 9 | QFQ | 25 | < 10% at 100.000 hours |  | Available | 740/559 | CIE(x= 0.38. y= 0.38) 5SDCM | Class I . Class II | IK08 |  |  | 50 |  | -40 | 1 | 120 | RAL7035 | 50-60Hz | Passive | LED | dimmable | Road&Street | SMIx | Road&Street |  |  | 17490 | No sensor | 125000 | [6 empty] | 296000
TBD | SMIx/2/QEQ/120/40... | image | datasheet | deeplink | TUNGSRAM - SMIx - 17350lm - 120W - 4000K - 70CRI - TBD[SKU] - Universal coupler 30-60mm | 8 | Universal coupler 30-60mm | LED | 1 | 120 | [8 empty] | CE. ENEC | [6 empty] | 66 | 4000 | 567x367x95 |  | 220-240V |  | 5 |  |  |  | 70 |  | 4000 |  | 123000 |  | 299000 |  |  | 144.58 |  |  | 9 | QEQ | 25 | < 10% at 100.000 hours |  | Available | 740/559 | CIE(x= 0.38. y= 0.38) 5SDCM | Class I . Class II | IK08 |  |  | 50 |  | -40 | 1 | 120 | RAL7035 | 50-60Hz | Passive | LED | dimmable | Road&Street | SMIx | Road&Street |  |  | 17350 | No sensor | 125000 | [6 empty] | 296000
TBD | SMIx/2/QCQ/120/40... | image | datasheet | deeplink | TUNGSRAM - SMIx - 17330lm - 120W - 4000K - 70CRI - TBD[SKU] - Universal coupler 30-60mm | 8 | Universal coupler 30-60mm | LED | 1 | 120 | [8 empty] | CE. ENEC | [6 empty] | 66 | 4000 | 567x367x95 |  | 220-240V |  | 5 |  |  |  | 70 |  | 4000 |  | 123000 |  | 299000 |  |  | 144.42 |  |  | 9 | QCQ | 25 | < 10% at 100.000 hours |  | Available | 740/559 | CIE(x= 0.38. y= 0.38) 5SDCM | Class I . Class II | IK08 |  |  | 50 |  | -40 | 1 | 120 | RAL7035 | 50-60Hz | Passive | LED | dimmable | Road&Street | SMIx | Road&Street |  |  | 17330 | No sensor | 125000 | [6 empty] | 296000
TBD | SMIx/2/FQF/120/40... | image | datasheet | deeplink | TUNGSRAM - SMIx - 17490lm - 120W - 4000K - 70CRI - TBD[SKU] - Universal coupler 30-60mm | 8 | Universal coupler 30-60mm | LED | 1 | 120 | [8 empty] | CE. ENEC | [6 empty] | 66 | 4000 | 567x367x95 |  | 220-240V |  | 5 |  |  |  | 70 |  | 4000 |  | 123000 |  | 299000 |  |  | 145.75 |  |  | 9 | FQF | 25 | < 10% at 100.000 hours |  | Available | 740/559 | CIE(x= 0.38. y= 0.38) 5SDCM | Class I . Class II | IK08 |  |  | 50 |  | -40 | 1 | 120 | RAL7035 | 50-60Hz | Passive | LED | dimmable | Road&Street | SMIx | Road&Street |  |  | 17490 | No sensor | 125000 | [6 empty] | 296000
TBD | SMIx/2/QQQ/120/40... | image | datasheet | deeplink | TUNGSRAM - SMIx - 17240lm - 120W - 4000K - 70CRI - TBD[SKU] - Universal coupler 30-60mm | 8 | Universal coupler 30-60mm | LED | 1 | 120 | [8 empty] | CE. ENEC | [6 empty] | 66 | 4000 | 567x367x95 |  | 220-240V |  | 5 |  |  |  | 70 |  | 4000 |  | 123000 |  | 299000 |  |  | 143.67 |  |  | 9 | QQQ | 25 | < 10% at 100.000 hours |  | Available | 740/559 | CIE(x= 0.38. y= 0.38) 5SDCM | Class I . Class II | IK08 |  |  | 50 |  | -40 | 1 | 120 | RAL7035 | 50-60Hz | Passive | LED | dimmable | Road&Street | SMIx | Road&Street |  |  | 17240 | No sensor | 125000 | [6 empty] | 296000
TBD | SMIx/2/ECE/100/50... | image | datasheet | deeplink | TUNGSRAM - SMIx - 15130lm - 100W - 5000K - 70CRI - TBD[SKU] - Universal coupler 30-60mm | 8 | Universal coupler 30-60mm | LED | 1 | 100 | [8 empty] | CE. ENEC | [6 empty] | 66 | 5000 | 567x367x95 |  | 220-240V |  | 5 |  |  |  | 70 |  | 5000 |  | 123000 |  | 299000 |  |  | 151.3 |  |  | 9 | ECE | 25 | < 10% at 100.000 hours |  | Available | 750/559 | CIE(x= 0.34. y= 0.35) 5SDCM | Class I . Class II | IK08 |  |  | 50 |  | -40 | 1 | 100 | RAL7035 | 50-60Hz | Passive | LED | dimmable | Road&Street | SMIx | Road&Street |  |  | 15130 | No sensor | 125000 | [6 empty] | 296000
TBD | SMIx/2/CEC/100/50... | image | datasheet | deeplink | TUNGSRAM - SMIx - 15110lm - 100W - 5000K - 70CRI - TBD[SKU] - Universal coupler 30-60mm | 8 | Universal coupler 30-60mm | LED | 1 | 100 | [8 empty] | CE. ENEC | [6 empty] | 66 | 5000 | 567x367x95 |  | 220-240V |  | 5 |  |  |  | 70 |  | 5000 |  | 123000 |  | 299000 |  |  | 151.1 |  |  | 9 | CEC | 25 | < 10% at 100.000 hours |  | Available | 750/559 | CIE(x= 0.34. y= 0.35) 5SDCM | Class I . Class II | IK08 |  |  | 50 |  | -40 | 1 | 100 | RAL7035 | 50-60Hz | Passive | LED | dimmable | Road&Street | SMIx | Road&Street |  |  | 15110 | No sensor | 125000 | [6 empty] | 296000
TBD | SMIx/2/CCC/100/50... | image | datasheet | deeplink | TUNGSRAM - SMIx - 15090lm - 100W - 5000K - 70CRI - TBD[SKU] - Universal coupler 30-60mm | 8 | Universal coupler 30-60mm | LED | 1 | 100 | [8 empty] | CE. ENEC | [6 empty] | 66 | 5000 | 567x367x95 |  | 220-240V |  | 5 |  |  |  | 70 |  | 5000 |  | 123000 |  | 299000 |  |  | 150.9 |  |  | 9 | CCC | 25 | < 10% at 100.000 hours |  | Available | 750/559 | CIE(x= 0.34. y= 0.35) 5SDCM | Class I . Class II | IK08 |  |  | 50 |  | -40 | 1 | 100 | RAL7035 | 50-60Hz | Passive | LED | dimmable | Road&Street | SMIx | Road&Street |  |  | 15090 | No sensor | 125000 | [6 empty] | 296000
TBD | SMIx/2/CFC/100/50... | image | datasheet | deeplink | TUNGSRAM - SMIx - 15130lm - 100W - 5000K - 70CRI - TBD[SKU] - Universal coupler 30-60mm | 8 | Universal coupler 30-60mm | LED | 1 | 100 | [8 empty] | CE. ENEC | [6 empty] | 66 | 5000 | 567x367x95 |  | 220-240V |  | 5 |  |  |  | 70 |  | 5000 |  | 123000 |  | 299000 |  |  | 151.3 |  |  | 9 | CFC | 25 | < 10% at 100.000 hours |  | Available | 750/559 | CIE(x= 0.34. y= 0.35) 5SDCM | Class I . Class II | IK08 |  |  | 50 |  | -40 | 1 | 100 | RAL7035 | 50-60Hz | Passive | LED | dimmable | Road&Street | SMIx | Road&Street |  |  | 15130 | No sensor | 125000 | [6 empty] | 296000
TBD | SMIx/2/FCF/100/50... | image | datasheet | deeplink | TUNGSRAM - SMIx - 15160lm - 100W - 5000K - 70CRI - TBD[SKU] - Universal coupler 30-60mm | 8 | Universal coupler 30-60mm | LED | 1 | 100 | [8 empty] | CE. ENEC | [6 empty] | 66 | 5000 | 567x367x95 |  | 220-240V |  | 5 |  |  |  | 70 |  | 5000 |  | 123000 |  | 299000 |  |  | 151.6 |  |  | 9 | FCF | 25 | < 10% at 100.000 hours |  | Available | 750/559 | CIE(x= 0.34. y= 0.35) 5SDCM | Class I . Class II | IK08 |  |  | 50 |  | -40 | 1 | 100 | RAL7035 | 50-60Hz | Passive | LED | dimmable | Road&Street | SMIx | Road&Street |  |  | 15160 | No sensor | 125000 | [6 empty] | 296000
TBD | SMIx/2/FFF/100/50... | image | datasheet | deeplink | TUNGSRAM - SMIx - 15190lm - 100W - 5000K - 70CRI - TBD[SKU] - Universal coupler 30-60mm | 8 | Universal coupler 30-60mm | LED | 1 | 100 | [8 empty] | CE. ENEC | [6 empty] | 66 | 5000 | 567x367x95 |  | 220-240V |  | 5 |  |  |  | 70 |  | 5000 |  | 123000 |  | 299000 |  |  | 151.9 |  |  | 9 | FFF | 25 | < 10% at 100.000 hours |  | Available | 750/559 | CIE(x= 0.34. y= 0.35) 5SDCM | Class I . Class II | IK08 |  |  | 50 |  | -40 | 1 | 100 | RAL7035 | 50-60Hz | Passive | LED | dimmable | Road&Street | SMIx | Road&Street |  |  | 15190 | No sensor | 125000 | [6 empty] | 296000
TBD | SMIx/2/FEF/100/50... | image | datasheet | deeplink | TUNGSRAM - SMIx - 15180lm - 100W - 5000K - 70CRI - TBD[SKU] - Universal coupler 30-60mm | 8 | Universal coupler 30-60mm | LED | 1 | 100 | [8 empty] | CE. ENEC | [6 empty] | 66 | 5000 | 567x367x95 |  | 220-240V |  | 5 |  |  |  | 70 |  | 5000 |  | 123000 |  | 299000 |  |  | 151.8 |  |  | 9 | FEF | 25 | < 10% at 100.000 hours |  | Available | 750/559 | CIE(x= 0.34. y= 0.35) 5SDCM | Class I . Class II | IK08 |  |  | 50 |  | -40 | 1 | 100 | RAL7035 | 50-60Hz | Passive | LED | dimmable | Road&Street | SMIx | Road&Street |  |  | 15180 | No sensor | 125000 | [6 empty] | 296000
TBD | SMIx/2/EFE/100/50... | image | datasheet | deeplink | TUNGSRAM - SMIx - 15160lm - 100W - 5000K - 70CRI - TBD[SKU] - Universal coupler 30-60mm | 8 | Universal coupler 30-60mm | LED | 1 | 100 | [8 empty] | CE. ENEC | [6 empty] | 66 | 5000 | 567x367x95 |  | 220-240V |  | 5 |  |  |  | 70 |  | 5000 |  | 123000 |  | 299000 |  |  | 151.6 |  |  | 9 | EFE | 25 | < 10% at 100.000 hours |  | Available | 750/559 | CIE(x= 0.34. y= 0.35) 5SDCM | Class I . Class II | IK08 |  |  | 50 |  | -40 | 1 | 100 | RAL7035 | 50-60Hz | Passive | LED | dimmable | Road&Street | SMIx | Road&Street |  |  | 15160 | No sensor | 125000 | [6 empty] | 296000
TBD | SMIx/2/EEE/100/50... | image | datasheet | deeplink | TUNGSRAM - SMIx - 15140lm - 100W - 5000K - 70CRI - TBD[SKU] - Universal coupler 30-60mm | 8 | Universal coupler 30-60mm | LED | 1 | 100 | [8 empty] | CE. ENEC | [6 empty] | 66 | 5000 | 567x367x95 |  | 220-240V |  | 5 |  |  |  | 70 |  | 5000 |  | 123000 |  | 299000 |  |  | 151.4 |  |  | 9 | EEE | 25 | < 10% at 100.000 hours |  | Available | 750/559 | CIE(x= 0.34. y= 0.35) 5SDCM | Class I . Class II | IK08 |  |  | 50 |  | -40 | 1 | 100 | RAL7035 | 50-60Hz | Passive | LED | dimmable | Road&Street | SMIx | Road&Street |  |  | 15140 | No sensor | 125000 | [6 empty] | 296000
TBD | SMIx/2/ECE/100/30... | image | datasheet | deeplink | TUNGSRAM - SMIx - 14200lm - 100W - 3000K - 70CRI - TBD[SKU] - Universal coupler 30-60mm | 8 | Universal coupler 30-60mm | LED | 1 | 100 | [8 empty] | CE. ENEC | [6 empty] | 66 | 3000 | 567x367x95 |  | 220-240V |  | 5 |  |  |  | 70 |  | 3000 |  | 123000 |  | 299000 |  |  | 142 |  |  | 9 | ECE | 25 | < 10% at 100.000 hours |  | Available | 730/559 | CIE(x=0.43. y=0.403) 5SDCM | Class I . Class II | IK08 |  |  | 50 |  | -40 | 1 | 100 | RAL7035 | 50-60Hz | Passive | LED | dimmable | Road&Street | SMIx | Road&Street |  |  | 14200 | No sensor | 125000 | [6 empty] | 296000
TBD | SMIx/2/CEC/100/30... | image | datasheet | deeplink | TUNGSRAM - SMIx - 14180lm - 100W - 3000K - 70CRI - TBD[SKU] - Universal coupler 30-60mm | 8 | Universal coupler 30-60mm | LED | 1 | 100 | [8 empty] | CE. ENEC | [6 empty] | 66 | 3000 | 567x367x95 |  | 220-240V |  | 5 |  |  |  | 70 |  | 3000 |  | 123000 |  | 299000 |  |  | 141.8 |  |  | 9 | CEC | 25 | < 10% at 100.000 hours |  | Available | 730/559 | CIE(x=0.43. y=0.403) 5SDCM | Class I . Class II | IK08 |  |  | 50 |  | -40 | 1 | 100 | RAL7035 | 50-60Hz | Passive | LED | dimmable | Road&Street | SMIx | Road&Street |  |  | 14180 | No sensor | 125000 | [6 empty] | 296000
TBD | SMIx/2/CCC/100/30... | image | datasheet | deeplink | TUNGSRAM - SMIx - 14160lm - 100W - 3000K - 70CRI - TBD[SKU] - Universal coupler 30-60mm | 8 | Universal coupler 30-60mm | LED | 1 | 100 | [8 empty] | CE. ENEC | [6 empty] | 66 | 3000 | 567x367x95 |  | 220-240V |  | 5 |  |  |  | 70 |  | 3000 |  | 123000 |  | 299000 |  |  | 141.6 |  |  | 9 | CCC | 25 | < 10% at 100.000 hours |  | Available | 730/559 | CIE(x=0.43. y=0.403) 5SDCM | Class I . Class II | IK08 |  |  | 50 |  | -40 | 1 | 100 | RAL7035 | 50-60Hz | Passive | LED | dimmable | Road&Street | SMIx | Road&Street |  |  | 14160 | No sensor | 125000 | [6 empty] | 296000
TBD | SMIx/2/CFC/100/30... | image | datasheet | deeplink | TUNGSRAM - SMIx - 14200lm - 100W - 3000K - 70CRI - TBD[SKU] - Universal coupler 30-60mm | 8 | Universal coupler 30-60mm | LED | 1 | 100 | [8 empty] | CE. ENEC | [6 empty] | 66 | 3000 | 567x367x95 |  | 220-240V |  | 5 |  |  |  | 70 |  | 3000 |  | 123000 |  | 299000 |  |  | 142 |  |  | 9 | CFC | 25 | < 10% at 100.000 hours |  | Available | 730/559 | CIE(x=0.43. y=0.403) 5SDCM | Class I . Class II | IK08 |  |  | 50 |  | -40 | 1 | 100 | RAL7035 | 50-60Hz | Passive | LED | dimmable | Road&Street | SMIx | Road&Street |  |  | 14200 | No sensor | 125000 | [6 empty] | 296000
TBD | SMIx/2/FCF/100/30... | image | datasheet | deeplink | TUNGSRAM - SMIx - 14230lm - 100W - 3000K - 70CRI - TBD[SKU] - Universal coupler 30-60mm | 8 | Universal coupler 30-60mm | LED | 1 | 100 | [8 empty] | CE. ENEC | [6 empty] | 66 | 3000 | 567x367x95 |  | 220-240V |  | 5 |  |  |  | 70 |  | 3000 |  | 123000 |  | 299000 |  |  | 142.3 |  |  | 9 | FCF | 25 | < 10% at 100.000 hours |  | Available | 730/559 | CIE(x=0.43. y=0.403) 5SDCM | Class I . Class II | IK08 |  |  | 50 |  | -40 | 1 | 100 | RAL7035 | 50-60Hz | Passive | LED | dimmable | Road&Street | SMIx | Road&Street |  |  | 14230 | No sensor | 125000 | [6 empty] | 296000
TBD | SMIx/2/FFF/100/30... | image | datasheet | deeplink | TUNGSRAM - SMIx - 14260lm - 100W - 3000K - 70CRI - TBD[SKU] - Universal coupler 30-60mm | 8 | Universal coupler 30-60mm | LED | 1 | 100 | [8 empty] | CE. ENEC | [6 empty] | 66 | 3000 | 567x367x95 |  | 220-240V |  | 5 |  |  |  | 70 |  | 3000 |  | 123000 |  | 299000 |  |  | 142.6 |  |  | 9 | FFF | 25 | < 10% at 100.000 hours |  | Available | 730/559 | CIE(x=0.43. y=0.403) 5SDCM | Class I . Class II | IK08 |  |  | 50 |  | -40 | 1 | 100 | RAL7035 | 50-60Hz | Passive | LED | dimmable | Road&Street | SMIx | Road&Street |  |  | 14260 | No sensor | 125000 | [6 empty] | 296000
TBD | SMIx/2/FEF/100/30... | image | datasheet | deeplink | TUNGSRAM - SMIx - 14250lm - 100W - 3000K - 70CRI - TBD[SKU] - Universal coupler 30-60mm | 8 | Universal coupler 30-60mm | LED | 1 | 100 | [8 empty] | CE. ENEC | [6 empty] | 66 | 3000 | 567x367x95 |  | 220-240V |  | 5 |  |  |  | 70 |  | 3000 |  | 123000 |  | 299000 |  |  | 142.5 |  |  | 9 | FEF | 25 | < 10% at 100.000 hours |  | Available | 730/559 | CIE(x=0.43. y=0.403) 5SDCM | Class I . Class II | IK08 |  |  | 50 |  | -40 | 1 | 100 | RAL7035 | 50-60Hz | Passive | LED | dimmable | Road&Street | SMIx | Road&Street |  |  | 14250 | No sensor | 125000 | [6 empty] | 296000
TBD | SMIx/2/EFE/100/30... | image | datasheet | deeplink | TUNGSRAM - SMIx - 14230lm - 100W - 3000K - 70CRI - TBD[SKU] - Universal coupler 30-60mm | 8 | Universal coupler 30-60mm | LED | 1 | 100 | [8 empty] | CE. ENEC | [6 empty] | 66 | 3000 | 567x367x95 |  | 220-240V |  | 5 |  |  |  | 70 |  | 3000 |  | 123000 |  | 299000 |  |  | 142.3 |  |  | 9 | EFE | 25 | < 10% at 100.000 hours |  | Available | 730/559 | CIE(x=0.43. y=0.403) 5SDCM | Class I . Class II | IK08 |  |  | 50 |  | -40 | 1 | 100 | RAL7035 | 50-60Hz | Passive | LED | dimmable | Road&Street | SMIx | Road&Street |  |  | 14230 | No sensor | 125000 | [6 empty] | 296000
TBD | SMIx/2/EEE/100/30... | image | datasheet | deeplink | TUNGSRAM - SMIx - 14210lm - 100W - 3000K - 70CRI - TBD[SKU] - Universal coupler 30-60mm | 8 | Universal coupler 30-60mm | LED | 1 | 100 | [8 empty] | CE. ENEC | [6 empty] | 66 | 3000 | 567x367x95 |  | 220-240V |  | 5 |  |  |  | 70 |  | 3000 |  | 123000 |  | 299000 |  |  | 142.1 |  |  | 9 | EEE | 25 | < 10% at 100.000 hours |  | Available | 730/559 | CIE(x=0.43. y=0.403) 5SDCM | Class I . Class II | IK08 |  |  | 50 |  | -40 | 1 | 100 | RAL7035 | 50-60Hz | Passive | LED | dimmable | Road&Street | SMIx | Road&Street |  |  | 14210 | No sensor | 125000 | [6 empty] | 296000
TBD | SMIx/2/ECE/100/40... | image | datasheet | deeplink | TUNGSRAM - SMIx - 15030lm - 100W - 4000K - 70CRI - TBD[SKU] - Universal coupler 30-60mm | 8 | Universal coupler 30-60mm | LED | 1 | 100 | [8 empty] | CE. ENEC | [6 empty] | 66 | 4000 | 567x367x95 |  | 220-240V |  | 5 |  |  |  | 70 |  | 4000 |  | 123000 |  | 299000 |  |  | 150.3 |  |  | 9 | ECE | 25 | < 10% at 100.000 hours |  | Available | 740/559 | CIE(x= 0.38. y= 0.38) 5SDCM | Class I . Class II | IK08 |  |  | 50 |  | -40 | 1 | 100 | RAL7035 | 50-60Hz | Passive | LED | dimmable | Road&Street | SMIx | Road&Street |  |  | 15030 | No sensor | 125000 | [6 empty] | 296000
TBD | SMIx/2/CEC/100/40... | image | datasheet | deeplink | TUNGSRAM - SMIx - 15010lm - 100W - 4000K - 70CRI - TBD[SKU] - Universal coupler 30-60mm | 8 | Universal coupler 30-60mm | LED | 1 | 100 | [8 empty] | CE. ENEC | [6 empty] | 66 | 4000 | 567x367x95 |  | 220-240V |  | 5 |  |  |  | 70 |  | 4000 |  | 123000 |  | 299000 |  |  | 150.1 |  |  | 9 | CEC | 25 | < 10% at 100.000 hours |  | Available | 740/559 | CIE(x= 0.38. y= 0.38) 5SDCM | Class I . Class II | IK08 |  |  | 50 |  | -40 | 1 | 100 | RAL7035 | 50-60Hz | Passive | LED | dimmable | Road&Street | SMIx | Road&Street |  |  | 15010 | No sensor | 125000 | [6 empty] | 296000
TBD | SMIx/2/CCC/100/40... | image | datasheet | deeplink | TUNGSRAM - SMIx - 14990lm - 100W - 4000K - 70CRI - TBD[SKU] - Universal coupler 30-60mm | 8 | Universal coupler 30-60mm | LED | 1 | 100 | [8 empty] | CE. ENEC | [6 empty] | 66 | 4000 | 567x367x95 |  | 220-240V |  | 5 |  |  |  | 70 |  | 4000 |  | 123000 |  | 299000 |  |  | 149.9 |  |  | 9 | CCC | 25 | < 10% at 100.000 hours |  | Available | 740/559 | CIE(x= 0.38. y= 0.38) 5SDCM | Class I . Class II | IK08 |  |  | 50 |  | -40 | 1 | 100 | RAL7035 | 50-60Hz | Passive | LED | dimmable | Road&Street | SMIx | Road&Street |  |  | 14990 | No sensor | 125000 | [6 empty] | 296000
TBD | SMIx/2/CFC/100/40... | image | datasheet | deeplink | TUNGSRAM - SMIx - 15030lm - 100W - 4000K - 70CRI - TBD[SKU] - Universal coupler 30-60mm | 8 | Universal coupler 30-60mm | LED | 1 | 100 | [8 empty] | CE. ENEC | [6 empty] | 66 | 4000 | 567x367x95 |  | 220-240V |  | 5 |  |  |  | 70 |  | 4000 |  | 123000 |  | 299000 |  |  | 150.3 |  |  | 9 | CFC | 25 | < 10% at 100.000 hours |  | Available | 740/559 | CIE(x= 0.38. y= 0.38) 5SDCM | Class I . Class II | IK08 |  |  | 50 |  | -40 | 1 | 100 | RAL7035 | 50-60Hz | Passive | LED | dimmable | Road&Street | SMIx | Road&Street |  |  | 15030 | No sensor | 125000 | [6 empty] | 296000
TBD | SMIx/2/FCF/100/40... | image | datasheet | deeplink | TUNGSRAM - SMIx - 15060lm - 100W - 4000K - 70CRI - TBD[SKU] - Universal coupler 30-60mm | 8 | Universal coupler 30-60mm | LED | 1 | 100 | [8 empty] | CE. ENEC | [6 empty] | 66 | 4000 | 567x367x95 |  | 220-240V |  | 5 |  |  |  | 70 |  | 4000 |  | 123000 |  | 299000 |  |  | 150.6 |  |  | 9 | FCF | 25 | < 10% at 100.000 hours |  | Available | 740/559 | CIE(x= 0.38. y= 0.38) 5SDCM | Class I . Class II | IK08 |  |  | 50 |  | -40 | 1 | 100 | RAL7035 | 50-60Hz | Passive | LED | dimmable | Road&Street | SMIx | Road&Street |  |  | 15060 | No sensor | 125000 | [6 empty] | 296000
TBD | SMIx/2/FFF/100/40... | image | datasheet | deeplink | TUNGSRAM - SMIx - 15090lm - 100W - 4000K - 70CRI - TBD[SKU] - Universal coupler 30-60mm | 8 | Universal coupler 30-60mm | LED | 1 | 100 | [8 empty] | CE. ENEC | [6 empty] | 66 | 4000 | 567x367x95 |  | 220-240V |  | 5 |  |  |  | 70 |  | 4000 |  | 123000 |  | 299000 |  |  | 150.9 |  |  | 9 | FFF | 25 | < 10% at 100.000 hours |  | Available | 740/559 | CIE(x= 0.38. y= 0.38) 5SDCM | Class I . Class II | IK08 |  |  | 50 |  | -40 | 1 | 100 | RAL7035 | 50-60Hz | Passive | LED | dimmable | Road&Street | SMIx | Road&Street |  |  | 15090 | No sensor | 125000 | [6 empty] | 296000
TBD | SMIx/2/FEF/100/40... | image | datasheet | deeplink | TUNGSRAM - SMIx - 15080lm - 100W - 4000K - 70CRI - TBD[SKU] - Universal coupler 30-60mm | 8 | Universal coupler 30-60mm | LED | 1 | 100 | [8 empty] | CE. ENEC | [6 empty] | 66 | 4000 | 567x367x95 |  | 220-240V |  | 5 |  |  |  | 70 |  | 4000 |  | 123000 |  | 299000 |  |  | 150.8 |  |  | 9 | FEF | 25 | < 10% at 100.000 hours |  | Available | 740/559 | CIE(x= 0.38. y= 0.38) 5SDCM | Class I . Class II | IK08 |  |  | 50 |  | -40 | 1 | 100 | RAL7035 | 50-60Hz | Passive | LED | dimmable | Road&Street | SMIx | Road&Street |  |  | 15080 | No sensor | 125000 | [6 empty] | 296000
TBD | SMIx/2/EFE/100/40... | image | datasheet | deeplink | TUNGSRAM - SMIx - 15060lm - 100W - 4000K - 70CRI - TBD[SKU] - Universal coupler 30-60mm | 8 | Universal coupler 30-60mm | LED | 1 | 100 | [8 empty] | CE. ENEC | [6 empty] | 66 | 4000 | 567x367x95 |  | 220-240V |  | 5 |  |  |  | 70 |  | 4000 |  | 123000 |  | 299000 |  |  | 150.6 |  |  | 9 | EFE | 25 | < 10% at 100.000 hours |  | Available | 740/559 | CIE(x= 0.38. y= 0.38) 5SDCM | Class I . Class II | IK08 |  |  | 50 |  | -40 | 1 | 100 | RAL7035 | 50-60Hz | Passive | LED | dimmable | Road&Street | SMIx | Road&Street |  |  | 15060 | No sensor | 125000 | [6 empty] | 296000
TBD | SMIx/2/EEE/100/40... | image | datasheet | deeplink | TUNGSRAM - SMIx - 15040lm - 100W - 4000K - 70CRI - TBD[SKU] - Universal coupler 30-60mm | 8 | Universal coupler 30-60mm | LED | 1 | 100 | [8 empty] | CE. ENEC | [6 empty] | 66 | 4000 | 567x367x95 |  | 220-240V |  | 5 |  |  |  | 70 |  | 4000 |  | 123000 |  | 299000 |  |  | 150.4 |  |  | 9 | EEE | 25 | < 10% at 100.000 hours |  | Available | 740/559 | CIE(x= 0.38. y= 0.38) 5SDCM | Class I . Class II | IK08 |  |  | 50 |  | -40 | 1 | 100 | RAL7035 | 50-60Hz | Passive | LED | dimmable | Road&Street | SMIx | Road&Street |  |  | 15040 | No sensor | 125000 | [6 empty] | 296000
TBD | SMIx/2/EQE/100/50... | image | datasheet | deeplink | TUNGSRAM - SMIx - 15050lm - 100W - 5000K - 70CRI - TBD[SKU] - Universal coupler 30-60mm | 8 | Universal coupler 30-60mm | LED | 1 | 100 | [8 empty] | CE. ENEC | [6 empty] | 66 | 5000 | 567x367x95 |  | 220-240V |  | 5 |  |  |  | 70 |  | 5000 |  | 123000 |  | 299000 |  |  | 150.5 |  |  | 9 | EQE | 25 | < 10% at 100.000 hours |  | Available | 750/559 | CIE(x= 0.34. y= 0.35) 5SDCM | Class I . Class II | IK08 |  |  | 50 |  | -40 | 1 | 100 | RAL7035 | 50-60Hz | Passive | LED | dimmable | Road&Street | SMIx | Road&Street |  |  | 15050 | No sensor | 125000 | [6 empty] | 296000
TBD | SMIx/2/CQC/100/50... | image | datasheet | deeplink | TUNGSRAM - SMIx - 15020lm - 100W - 5000K - 70CRI - TBD[SKU] - Universal coupler 30-60mm | 8 | Universal coupler 30-60mm | LED | 1 | 100 | [8 empty] | CE. ENEC | [6 empty] | 66 | 5000 | 567x367x95 |  | 220-240V |  | 5 |  |  |  | 70 |  | 5000 |  | 123000 |  | 299000 |  |  | 150.2 |  |  | 9 | CQC | 25 | < 10% at 100.000 hours |  | Available | 750/559 | CIE(x= 0.34. y= 0.35) 5SDCM | Class I . Class II | IK08 |  |  | 50 |  | -40 | 1 | 100 | RAL7035 | 50-60Hz | Passive | LED | dimmable | Road&Street | SMIx | Road&Street |  |  | 15020 | No sensor | 125000 | [6 empty] | 296000
TBD | SMIx/2/QFQ/100/50... | image | datasheet | deeplink | TUNGSRAM - SMIx - 15080lm - 100W - 5000K - 70CRI - TBD[SKU] - Universal coupler 30-60mm | 8 | Universal coupler 30-60mm | LED | 1 | 100 | [8 empty] | CE. ENEC | [6 empty] | 66 | 5000 | 567x367x95 |  | 220-240V |  | 5 |  |  |  | 70 |  | 5000 |  | 123000 |  | 299000 |  |  | 150.8 |  |  | 9 | QFQ | 25 | < 10% at 100.000 hours |  | Available | 750/559 | CIE(x= 0.34. y= 0.35) 5SDCM | Class I . Class II | IK08 |  |  | 50 |  | -40 | 1 | 100 | RAL7035 | 50-60Hz | Passive | LED | dimmable | Road&Street | SMIx | Road&Street |  |  | 15080 | No sensor | 125000 | [6 empty] | 296000
TBD | SMIx/2/QEQ/100/50... | image | datasheet | deeplink | TUNGSRAM - SMIx - 14960lm - 100W - 5000K - 70CRI - TBD[SKU] - Universal coupler 30-60mm | 8 | Universal coupler 30-60mm | LED | 1 | 100 | [8 empty] | CE. ENEC | [6 empty] | 66 | 5000 | 567x367x95 |  | 220-240V |  | 5 |  |  |  | 70 |  | 5000 |  | 123000 |  | 299000 |  |  | 149.6 |  |  | 9 | QEQ | 25 | < 10% at 100.000 hours |  | Available | 750/559 | CIE(x= 0.34. y= 0.35) 5SDCM | Class I . Class II | IK08 |  |  | 50 |  | -40 | 1 | 100 | RAL7035 | 50-60Hz | Passive | LED | dimmable | Road&Street | SMIx | Road&Street |  |  | 14960 | No sensor | 125000 | [6 empty] | 296000
TBD | SMIx/2/QCQ/100/50... | image | datasheet | deeplink | TUNGSRAM - SMIx - 14950lm - 100W - 5000K - 70CRI - TBD[SKU] - Universal coupler 30-60mm | 8 | Universal coupler 30-60mm | LED | 1 | 100 | [8 empty] | CE. ENEC | [6 empty] | 66 | 5000 | 567x367x95 |  | 220-240V |  | 5 |  |  |  | 70 |  | 5000 |  | 123000 |  | 299000 |  |  | 149.5 |  |  | 9 | QCQ | 25 | < 10% at 100.000 hours |  | Available | 750/559 | CIE(x= 0.34. y= 0.35) 5SDCM | Class I . Class II | IK08 |  |  | 50 |  | -40 | 1 | 100 | RAL7035 | 50-60Hz | Passive | LED | dimmable | Road&Street | SMIx | Road&Street |  |  | 14950 | No sensor | 125000 | [6 empty] | 296000
TBD | SMIx/2/FQF/100/50... | image | datasheet | deeplink | TUNGSRAM - SMIx - 15080lm - 100W - 5000K - 70CRI - TBD[SKU] - Universal coupler 30-60mm | 8 | Universal coupler 30-60mm | LED | 1 | 100 | [8 empty] | CE. ENEC | [6 empty] | 66 | 5000 | 567x367x95 |  | 220-240V |  | 5 |  |  |  | 70 |  | 5000 |  | 123000 |  | 299000 |  |  | 150.8 |  |  | 9 | FQF | 25 | < 10% at 100.000 hours |  | Available | 750/559 | CIE(x= 0.34. y= 0.35) 5SDCM | Class I . Class II | IK08 |  |  | 50 |  | -40 | 1 | 100 | RAL7035 | 50-60Hz | Passive | LED | dimmable | Road&Street | SMIx | Road&Street |  |  | 15080 | No sensor | 125000 | [6 empty] | 296000
TBD | SMIx/2/QQQ/100/50... | image | datasheet | deeplink | TUNGSRAM - SMIx - 14870lm - 100W - 5000K - 70CRI - TBD[SKU] - Universal coupler 30-60mm | 8 | Universal coupler 30-60mm | LED | 1 | 100 | [8 empty] | CE. ENEC | [6 empty] | 66 | 5000 | 567x367x95 |  | 220-240V |  | 5 |  |  |  | 70 |  | 5000 |  | 123000 |  | 299000 |  |  | 148.7 |  |  | 9 | QQQ | 25 | < 10% at 100.000 hours |  | Available | 750/559 | CIE(x= 0.34. y= 0.35) 5SDCM | Class I . Class II | IK08 |  |  | 50 |  | -40 | 1 | 100 | RAL7035 | 50-60Hz | Passive | LED | dimmable | Road&Street | SMIx | Road&Street |  |  | 14870 | No sensor | 125000 | [6 empty] | 296000
TBD | SMIx/2/EQE/100/30... | image | datasheet | deeplink | TUNGSRAM - SMIx - 14130lm - 100W - 3000K - 70CRI - TBD[SKU] - Universal coupler 30-60mm | 8 | Universal coupler 30-60mm | LED | 1 | 100 | [8 empty] | CE. ENEC | [6 empty] | 66 | 3000 | 567x367x95 |  | 220-240V |  | 5 |  |  |  | 70 |  | 3000 |  | 123000 |  | 299000 |  |  | 141.3 |  |  | 9 | EQE | 25 | < 10% at 100.000 hours |  | Available | 730/559 | CIE(x=0.43. y=0.403) 5SDCM | Class I . Class II | IK08 |  |  | 50 |  | -40 | 1 | 100 | RAL7035 | 50-60Hz | Passive | LED | dimmable | Road&Street | SMIx | Road&Street |  |  | 14130 | No sensor | 125000 | [6 empty] | 296000
TBD | SMIx/2/CQC/100/30... | image | datasheet | deeplink | TUNGSRAM - SMIx - 14100lm - 100W - 3000K - 70CRI - TBD[SKU] - Universal coupler 30-60mm | 8 | Universal coupler 30-60mm | LED | 1 | 100 | [8 empty] | CE. ENEC | [6 empty] | 66 | 3000 | 567x367x95 |  | 220-240V |  | 5 |  |  |  | 70 |  | 3000 |  | 123000 |  | 299000 |  |  | 141 |  |  | 9 | CQC | 25 | < 10% at 100.000 hours |  | Available | 730/559 | CIE(x=0.43. y=0.403) 5SDCM | Class I . Class II | IK08 |  |  | 50 |  | -40 | 1 | 100 | RAL7035 | 50-60Hz | Passive | LED | dimmable | Road&Street | SMIx | Road&Street |  |  | 14100 | No sensor | 125000 | [6 empty] | 296000
TBD | SMIx/2/QFQ/100/30... | image | datasheet | deeplink | TUNGSRAM - SMIx - 14150lm - 100W - 3000K - 70CRI - TBD[SKU] - Universal coupler 30-60mm | 8 | Universal coupler 30-60mm | LED | 1 | 100 | [8 empty] | CE. ENEC | [6 empty] | 66 | 3000 | 567x367x95 |  | 220-240V |  | 5 |  |  |  | 70 |  | 3000 |  | 123000 |  | 299000 |  |  | 141.5 |  |  | 9 | QFQ | 25 | < 10% at 100.000 hours |  | Available | 730/559 | CIE(x=0.43. y=0.403) 5SDCM | Class I . Class II | IK08 |  |  | 50 |  | -40 | 1 | 100 | RAL7035 | 50-60Hz | Passive | LED | dimmable | Road&Street | SMIx | Road&Street |  |  | 14150 | No sensor | 125000 | [6 empty] | 296000
TBD | SMIx/2/QEQ/100/30... | image | datasheet | deeplink | TUNGSRAM - SMIx - 14040lm - 100W - 3000K - 70CRI - TBD[SKU] - Universal coupler 30-60mm | 8 | Universal coupler 30-60mm | LED | 1 | 100 | [8 empty] | CE. ENEC | [6 empty] | 66 | 3000 | 567x367x95 |  | 220-240V |  | 5 |  |  |  | 70 |  | 3000 |  | 123000 |  | 299000 |  |  | 140.4 |  |  | 9 | QEQ | 25 | < 10% at 100.000 hours |  | Available | 730/559 | CIE(x=0.43. y=0.403) 5SDCM | Class I . Class II | IK08 |  |  | 50 |  | -40 | 1 | 100 | RAL7035 | 50-60Hz | Passive | LED | dimmable | Road&Street | SMIx | Road&Street |  |  | 14040 | No sensor | 125000 | [6 empty] | 296000
TBD | SMIx/2/QCQ/100/30... | image | datasheet | deeplink | TUNGSRAM - SMIx - 14030lm - 100W - 3000K - 70CRI - TBD[SKU] - Universal coupler 30-60mm | 8 | Universal coupler 30-60mm | LED | 1 | 100 | [8 empty] | CE. ENEC | [6 empty] | 66 | 3000 | 567x367x95 |  | 220-240V |  | 5 |  |  |  | 70 |  | 3000 |  | 123000 |  | 299000 |  |  | 140.3 |  |  | 9 | QCQ | 25 | < 10% at 100.000 hours |  | Available | 730/559 | CIE(x=0.43. y=0.403) 5SDCM | Class I . Class II | IK08 |  |  | 50 |  | -40 | 1 | 100 | RAL7035 | 50-60Hz | Passive | LED | dimmable | Road&Street | SMIx | Road&Street |  |  | 14030 | No sensor | 125000 | [6 empty] | 296000
TBD | SMIx/2/FQF/100/30... | image | datasheet | deeplink | TUNGSRAM - SMIx - 14150lm - 100W - 3000K - 70CRI - TBD[SKU] - Universal coupler 30-60mm | 8 | Universal coupler 30-60mm | LED | 1 | 100 | [8 empty] | CE. ENEC | [6 empty] | 66 | 3000 | 567x367x95 |  | 220-240V |  | 5 |  |  |  | 70 |  | 3000 |  | 123000 |  | 299000 |  |  | 141.5 |  |  | 9 | FQF | 25 | < 10% at 100.000 hours |  | Available | 730/559 | CIE(x=0.43. y=0.403) 5SDCM | Class I . Class II | IK08 |  |  | 50 |  | -40 | 1 | 100 | RAL7035 | 50-60Hz | Passive | LED | dimmable | Road&Street | SMIx | Road&Street |  |  | 14150 | No sensor | 125000 | [6 empty] | 296000
TBD | SMIx/2/QQQ/100/30... | image | datasheet | deeplink | TUNGSRAM - SMIx - 13960lm - 100W - 3000K - 70CRI - TBD[SKU] - Universal coupler 30-60mm | 8 | Universal coupler 30-60mm | LED | 1 | 100 | [8 empty] | CE. ENEC | [6 empty] | 66 | 3000 | 567x367x95 |  | 220-240V |  | 5 |  |  |  | 70 |  | 3000 |  | 123000 |  | 299000 |  |  | 139.6 |  |  | 9 | QQQ | 25 | < 10% at 100.000 hours |  | Available | 730/559 | CIE(x=0.43. y=0.403) 5SDCM | Class I . Class II | IK08 |  |  | 50 |  | -40 | 1 | 100 | RAL7035 | 50-60Hz | Passive | LED | dimmable | Road&Street | SMIx | Road&Street |  |  | 13960 | No sensor | 125000 | [6 empty] | 296000
TBD | SMIx/2/EQE/100/40... | image | datasheet | deeplink | TUNGSRAM - SMIx - 14950lm - 100W - 4000K - 70CRI - TBD[SKU] - Universal coupler 30-60mm | 8 | Universal coupler 30-60mm | LED | 1 | 100 | [8 empty] | CE. ENEC | [6 empty] | 66 | 4000 | 567x367x95 |  | 220-240V |  | 5 |  |  |  | 70 |  | 4000 |  | 123000 |  | 299000 |  |  | 149.5 |  |  | 9 | EQE | 25 | < 10% at 100.000 hours |  | Available | 740/559 | CIE(x= 0.38. y= 0.38) 5SDCM | Class I . Class II | IK08 |  |  | 50 |  | -40 | 1 | 100 | RAL7035 | 50-60Hz | Passive | LED | dimmable | Road&Street | SMIx | Road&Street |  |  | 14950 | No sensor | 125000 | [6 empty] | 296000
TBD | SMIx/2/CQC/100/40... | image | datasheet | deeplink | TUNGSRAM - SMIx - 14920lm - 100W - 4000K - 70CRI - TBD[SKU] - Universal coupler 30-60mm | 8 | Universal coupler 30-60mm | LED | 1 | 100 | [8 empty] | CE. ENEC | [6 empty] | 66 | 4000 | 567x367x95 |  | 220-240V |  | 5 |  |  |  | 70 |  | 4000 |  | 123000 |  | 299000 |  |  | 149.2 |  |  | 9 | CQC | 25 | < 10% at 100.000 hours |  | Available | 740/559 | CIE(x= 0.38. y= 0.38) 5SDCM | Class I . Class II | IK08 |  |  | 50 |  | -40 | 1 | 100 | RAL7035 | 50-60Hz | Passive | LED | dimmable | Road&Street | SMIx | Road&Street |  |  | 14920 | No sensor | 125000 | [6 empty] | 296000
TBD | SMIx/2/QFQ/100/40... | image | datasheet | deeplink | TUNGSRAM - SMIx - 14980lm - 100W - 4000K - 70CRI - TBD[SKU] - Universal coupler 30-60mm | 8 | Universal coupler 30-60mm | LED | 1 | 100 | [8 empty] | CE. ENEC | [6 empty] | 66 | 4000 | 567x367x95 |  | 220-240V |  | 5 |  |  |  | 70 |  | 4000 |  | 123000 |  | 299000 |  |  | 149.8 |  |  | 9 | QFQ | 25 | < 10% at 100.000 hours |  | Available | 740/559 | CIE(x= 0.38. y= 0.38) 5SDCM | Class I . Class II | IK08 |  |  | 50 |  | -40 | 1 | 100 | RAL7035 | 50-60Hz | Passive | LED | dimmable | Road&Street | SMIx | Road&Street |  |  | 14980 | No sensor | 125000 | [6 empty] | 296000
TBD | SMIx/2/QEQ/100/40... | image | datasheet | deeplink | TUNGSRAM - SMIx - 14860lm - 100W - 4000K - 70CRI - TBD[SKU] - Universal coupler 30-60mm | 8 | Universal coupler 30-60mm | LED | 1 | 100 | [8 empty] | CE. ENEC | [6 empty] | 66 | 4000 | 567x367x95 |  | 220-240V |  | 5 |  |  |  | 70 |  | 4000 |  | 123000 |  | 299000 |  |  | 148.6 |  |  | 9 | QEQ | 25 | < 10% at 100.000 hours |  | Available | 740/559 | CIE(x= 0.38. y= 0.38) 5SDCM | Class I . Class II | IK08 |  |  | 50 |  | -40 | 1 | 100 | RAL7035 | 50-60Hz | Passive | LED | dimmable | Road&Street | SMIx | Road&Street |  |  | 14860 | No sensor | 125000 | [6 empty] | 296000
TBD | SMIx/2/QCQ/100/40... | image | datasheet | deeplink | TUNGSRAM - SMIx - 14850lm - 100W - 4000K - 70CRI - TBD[SKU] - Universal coupler 30-60mm | 8 | Universal coupler 30-60mm | LED | 1 | 100 | [8 empty] | CE. ENEC | [6 empty] | 66 | 4000 | 567x367x95 |  | 220-240V |  | 5 |  |  |  | 70 |  | 4000 |  | 123000 |  | 299000 |  |  | 148.5 |  |  | 9 | QCQ | 25 | < 10% at 100.000 hours |  | Available | 740/559 | CIE(x= 0.38. y= 0.38) 5SDCM | Class I . Class II | IK08 |  |  | 50 |  | -40 | 1 | 100 | RAL7035 | 50-60Hz | Passive | LED | dimmable | Road&Street | SMIx | Road&Street |  |  | 14850 | No sensor | 125000 | [6 empty] | 296000
TBD | SMIx/2/FQF/100/40... | image | datasheet | deeplink | TUNGSRAM - SMIx - 14980lm - 100W - 4000K - 70CRI - TBD[SKU] - Universal coupler 30-60mm | 8 | Universal coupler 30-60mm | LED | 1 | 100 | [8 empty] | CE. ENEC | [6 empty] | 66 | 4000 | 567x367x95 |  | 220-240V |  | 5 |  |  |  | 70 |  | 4000 |  | 123000 |  | 299000 |  |  | 149.8 |  |  | 9 | FQF | 25 | < 10% at 100.000 hours |  | Available | 740/559 | CIE(x= 0.38. y= 0.38) 5SDCM | Class I . Class II | IK08 |  |  | 50 |  | -40 | 1 | 100 | RAL7035 | 50-60Hz | Passive | LED | dimmable | Road&Street | SMIx | Road&Street |  |  | 14980 | No sensor | 125000 | [6 empty] | 296000
TBD | SMIx/2/QQQ/100/40... | image | datasheet | deeplink | TUNGSRAM - SMIx - 14770lm - 100W - 4000K - 70CRI - TBD[SKU] - Universal coupler 30-60mm | 8 | Universal coupler 30-60mm | LED | 1 | 100 | [8 empty] | CE. ENEC | [6 empty] | 66 | 4000 | 567x367x95 |  | 220-240V |  | 5 |  |  |  | 70 |  | 4000 |  | 123000 |  | 299000 |  |  | 147.7 |  |  | 9 | QQQ | 25 | < 10% at 100.000 hours |  | Available | 740/559 | CIE(x= 0.38. y= 0.38) 5SDCM | Class I . Class II | IK08 |  |  | 50 |  | -40 | 1 | 100 | RAL7035 | 50-60Hz | Passive | LED | dimmable | Road&Street | SMIx | Road&Street |  |  | 14770 | No sensor | 125000 | [6 empty] | 296000
TBD | SMIx/2/ECE/79/50... | image | datasheet | deeplink | TUNGSRAM - SMIx - 10990lm - 79W - 5000K - 70CRI - TBD[SKU] - Universal coupler 30-60mm | 8 | Universal coupler 30-60mm | LED | 1 | 79 | [8 empty] | CE. ENEC | [6 empty] | 66 | 5000 | 567x367x95 |  | 220-240V |  | 5 |  |  |  | 70 |  | 5000 |  | 123000 |  | 299000 |  |  | 139.11 |  |  | 9 | ECE | 25 | < 10% at 100.000 hours |  | Available | 750/559 | CIE(x= 0.34. y= 0.35) 5SDCM | Class I . Class II | IK08 |  |  | 50 |  | -40 | 1 | 79 | RAL7035 | 50-60Hz | Passive | LED | dimmable | Road&Street | SMIx | Road&Street |  |  | 10990 | No sensor | 125000 | [6 empty] | 296000
TBD | SMIx/2/CEC/79/50... | image | datasheet | deeplink | TUNGSRAM - SMIx - 10980lm - 79W - 5000K - 70CRI - TBD[SKU] - Universal coupler 30-60mm | 8 | Universal coupler 30-60mm | LED | 1 | 79 | [8 empty] | CE. ENEC | [6 empty] | 66 | 5000 | 567x367x95 |  | 220-240V |  | 5 |  |  |  | 70 |  | 5000 |  | 123000 |  | 299000 |  |  | 138.99 |  |  | 9 | CEC | 25 | < 10% at 100.000 hours |  | Available | 750/559 | CIE(x= 0.34. y= 0.35) 5SDCM | Class I . Class II | IK08 |  |  | 50 |  | -40 | 1 | 79 | RAL7035 | 50-60Hz | Passive | LED | dimmable | Road&Street | SMIx | Road&Street |  |  | 10980 | No sensor | 125000 | [6 empty] | 296000
TBD | SMIx/2/CCC/79/50... | image | datasheet | deeplink | TUNGSRAM - SMIx - 10970lm - 79W - 5000K - 70CRI - TBD[SKU] - Universal coupler 30-60mm | 8 | Universal coupler 30-60mm | LED | 1 | 79 | [8 empty] | CE. ENEC | [6 empty] | 66 | 5000 | 567x367x95 |  | 220-240V |  | 5 |  |  |  | 70 |  | 5000 |  | 123000 |  | 299000 |  |  | 138.86 |  |  | 9 | CCC | 25 | < 10% at 100.000 hours |  | Available | 750/559 | CIE(x= 0.34. y= 0.35) 5SDCM | Class I . Class II | IK08 |  |  | 50 |  | -40 | 1 | 79 | RAL7035 | 50-60Hz | Passive | LED | dimmable | Road&Street | SMIx | Road&Street |  |  | 10970 | No sensor | 125000 | [6 empty] | 296000
TBD | SMIx/2/CFC/79/50... | image | datasheet | deeplink | TUNGSRAM - SMIx - 10990lm - 79W - 5000K - 70CRI - TBD[SKU] - Universal coupler 30-60mm | 8 | Universal coupler 30-60mm | LED | 1 | 79 | [8 empty] | CE. ENEC | [6 empty] | 66 | 5000 | 567x367x95 |  | 220-240V |  | 5 |  |  |  | 70 |  | 5000 |  | 123000 |  | 299000 |  |  | 139.11 |  |  | 9 | CFC | 25 | < 10% at 100.000 hours |  | Available | 750/559 | CIE(x= 0.34. y= 0.35) 5SDCM | Class I . Class II | IK08 |  |  | 50 |  | -40 | 1 | 79 | RAL7035 | 50-60Hz | Passive | LED | dimmable | Road&Street | SMIx | Road&Street |  |  | 10990 | No sensor | 125000 | [6 empty] | 296000
TBD | SMIx/2/FCF/79/50... | image | datasheet | deeplink | TUNGSRAM - SMIx - 11010lm - 79W - 5000K - 70CRI - TBD[SKU] - Universal coupler 30-60mm | 8 | Universal coupler 30-60mm | LED | 1 | 79 | [8 empty] | CE. ENEC | [6 empty] | 66 | 5000 | 567x367x95 |  | 220-240V |  | 5 |  |  |  | 70 |  | 5000 |  | 123000 |  | 299000 |  |  | 139.37 |  |  | 9 | FCF | 25 | < 10% at 100.000 hours |  | Available | 750/559 | CIE(x= 0.34. y= 0.35) 5SDCM | Class I . Class II | IK08 |  |  | 50 |  | -40 | 1 | 79 | RAL7035 | 50-60Hz | Passive | LED | dimmable | Road&Street | SMIx | Road&Street |  |  | 11010 | No sensor | 125000 | [6 empty] | 296000
TBD | SMIx/2/FFF/79/50... | image | datasheet | deeplink | TUNGSRAM - SMIx - 11040lm - 79W - 5000K - 70CRI - TBD[SKU] - Universal coupler 30-60mm | 8 | Universal coupler 30-60mm | LED | 1 | 79 | [8 empty] | CE. ENEC | [6 empty] | 66 | 5000 | 567x367x95 |  | 220-240V |  | 5 |  |  |  | 70 |  | 5000 |  | 123000 |  | 299000 |  |  | 139.75 |  |  | 9 | FFF | 25 | < 10% at 100.000 hours |  | Available | 750/559 | CIE(x= 0.34. y= 0.35) 5SDCM | Class I . Class II | IK08 |  |  | 50 |  | -40 | 1 | 79 | RAL7035 | 50-60Hz | Passive | LED | dimmable | Road&Street | SMIx | Road&Street |  |  | 11040 | No sensor | 125000 | [6 empty] | 296000
TBD | SMIx/2/FEF/79/50... | image | datasheet | deeplink | TUNGSRAM - SMIx - 11030lm - 79W - 5000K - 70CRI - TBD[SKU] - Universal coupler 30-60mm | 8 | Universal coupler 30-60mm | LED | 1 | 79 | [8 empty] | CE. ENEC | [6 empty] | 66 | 5000 | 567x367x95 |  | 220-240V |  | 5 |  |  |  | 70 |  | 5000 |  | 123000 |  | 299000 |  |  | 139.62 |  |  | 9 | FEF | 25 | < 10% at 100.000 hours |  | Available | 750/559 | CIE(x= 0.34. y= 0.35) 5SDCM | Class I . Class II | IK08 |  |  | 50 |  | -40 | 1 | 79 | RAL7035 | 50-60Hz | Passive | LED | dimmable | Road&Street | SMIx | Road&Street |  |  | 11030 | No sensor | 125000 | [6 empty] | 296000
TBD | SMIx/2/EFE/79/50... | image | datasheet | deeplink | TUNGSRAM - SMIx - 11010lm - 79W - 5000K - 70CRI - TBD[SKU] - Universal coupler 30-60mm | 8 | Universal coupler 30-60mm | LED | 1 | 79 | [8 empty] | CE. ENEC | [6 empty] | 66 | 5000 | 567x367x95 |  | 220-240V |  | 5 |  |  |  | 70 |  | 5000 |  | 123000 |  | 299000 |  |  | 139.37 |  |  | 9 | EFE | 25 | < 10% at 100.000 hours |  | Available | 750/559 | CIE(x= 0.34. y= 0.35) 5SDCM | Class I . Class II | IK08 |  |  | 50 |  | -40 | 1 | 79 | RAL7035 | 50-60Hz | Passive | LED | dimmable | Road&Street | SMIx | Road&Street |  |  | 11010 | No sensor | 125000 | [6 empty] | 296000
TBD | SMIx/2/EEE/79/50... | image | datasheet | deeplink | TUNGSRAM - SMIx - 11000lm - 79W - 5000K - 70CRI - TBD[SKU] - Universal coupler 30-60mm | 8 | Universal coupler 30-60mm | LED | 1 | 79 | [8 empty] | CE. ENEC | [6 empty] | 66 | 5000 | 567x367x95 |  | 220-240V |  | 5 |  |  |  | 70 |  | 5000 |  | 123000 |  | 299000 |  |  | 139.24 |  |  | 9 | EEE | 25 | < 10% at 100.000 hours |  | Available | 750/559 | CIE(x= 0.34. y= 0.35) 5SDCM | Class I . Class II | IK08 |  |  | 50 |  | -40 | 1 | 79 | RAL7035 | 50-60Hz | Passive | LED | dimmable | Road&Street | SMIx | Road&Street |  |  | 11000 | No sensor | 125000 | [6 empty] | 296000
TBD | SMIx/2/ECE/79/30... | image | datasheet | deeplink | TUNGSRAM - SMIx - 10320lm - 79W - 3000K - 70CRI - TBD[SKU] - Universal coupler 30-60mm | 8 | Universal coupler 30-60mm | LED | 1 | 79 | [8 empty] | CE. ENEC | [6 empty] | 66 | 3000 | 567x367x95 |  | 220-240V |  | 5 |  |  |  | 70 |  | 3000 |  | 123000 |  | 299000 |  |  | 130.63 |  |  | 9 | ECE | 25 | < 10% at 100.000 hours |  | Available | 730/559 | CIE(x=0.43. y=0.403) 5SDCM | Class I . Class II | IK08 |  |  | 50 |  | -40 | 1 | 79 | RAL7035 | 50-60Hz | Passive | LED | dimmable | Road&Street | SMIx | Road&Street |  |  | 10320 | No sensor | 125000 | [6 empty] | 296000
TBD | SMIx/2/CEC/79/30... | image | datasheet | deeplink | TUNGSRAM - SMIx - 10310lm - 79W - 3000K - 70CRI - TBD[SKU] - Universal coupler 30-60mm | 8 | Universal coupler 30-60mm | LED | 1 | 79 | [8 empty] | CE. ENEC | [6 empty] | 66 | 3000 | 567x367x95 |  | 220-240V |  | 5 |  |  |  | 70 |  | 3000 |  | 123000 |  | 299000 |  |  | 130.51 |  |  | 9 | CEC | 25 | < 10% at 100.000 hours |  | Available | 730/559 | CIE(x=0.43. y=0.403) 5SDCM | Class I . Class II | IK08 |  |  | 50 |  | -40 | 1 | 79 | RAL7035 | 50-60Hz | Passive | LED | dimmable | Road&Street | SMIx | Road&Street |  |  | 10310 | No sensor | 125000 | [6 empty] | 296000
TBD | SMIx/2/CCC/79/30... | image | datasheet | deeplink | TUNGSRAM - SMIx - 10300lm - 79W - 3000K - 70CRI - TBD[SKU] - Universal coupler 30-60mm | 8 | Universal coupler 30-60mm | LED | 1 | 79 | [8 empty] | CE. ENEC | [6 empty] | 66 | 3000 | 567x367x95 |  | 220-240V |  | 5 |  |  |  | 70 |  | 3000 |  | 123000 |  | 299000 |  |  | 130.38 |  |  | 9 | CCC | 25 | < 10% at 100.000 hours |  | Available | 730/559 | CIE(x=0.43. y=0.403) 5SDCM | Class I . Class II | IK08 |  |  | 50 |  | -40 | 1 | 79 | RAL7035 | 50-60Hz | Passive | LED | dimmable | Road&Street | SMIx | Road&Street |  |  | 10300 | No sensor | 125000 | [6 empty] | 296000
TBD | SMIx/2/CFC/79/30... | image | datasheet | deeplink | TUNGSRAM - SMIx - 10320lm - 79W - 3000K - 70CRI - TBD[SKU] - Universal coupler 30-60mm | 8 | Universal coupler 30-60mm | LED | 1 | 79 | [8 empty] | CE. ENEC | [6 empty] | 66 | 3000 | 567x367x95 |  | 220-240V |  | 5 |  |  |  | 70 |  | 3000 |  | 123000 |  | 299000 |  |  | 130.63 |  |  | 9 | CFC | 25 | < 10% at 100.000 hours |  | Available | 730/559 | CIE(x=0.43. y=0.403) 5SDCM | Class I . Class II | IK08 |  |  | 50 |  | -40 | 1 | 79 | RAL7035 | 50-60Hz | Passive | LED | dimmable | Road&Street | SMIx | Road&Street |  |  | 10320 | No sensor | 125000 | [6 empty] | 296000
TBD | SMIx/2/FCF/79/30... | image | datasheet | deeplink | TUNGSRAM - SMIx - 10340lm - 79W - 3000K - 70CRI - TBD[SKU] - Universal coupler 30-60mm | 8 | Universal coupler 30-60mm | LED | 1 | 79 | [8 empty] | CE. ENEC | [6 empty] | 66 | 3000 | 567x367x95 |  | 220-240V |  | 5 |  |  |  | 70 |  | 3000 |  | 123000 |  | 299000 |  |  | 130.89 |  |  | 9 | FCF | 25 | < 10% at 100.000 hours |  | Available | 730/559 | CIE(x=0.43. y=0.403) 5SDCM | Class I . Class II | IK08 |  |  | 50 |  | -40 | 1 | 79 | RAL7035 | 50-60Hz | Passive | LED | dimmable | Road&Street | SMIx | Road&Street |  |  | 10340 | No sensor | 125000 | [6 empty] | 296000
TBD | SMIx/2/FFF/79/30... | image | datasheet | deeplink | TUNGSRAM - SMIx - 10360lm - 79W - 3000K - 70CRI - TBD[SKU] - Universal coupler 30-60mm | 8 | Universal coupler 30-60mm | LED | 1 | 79 | [8 empty] | CE. ENEC | [6 empty] | 66 | 3000 | 567x367x95 |  | 220-240V |  | 5 |  |  |  | 70 |  | 3000 |  | 123000 |  | 299000 |  |  | 131.14 |  |  | 9 | FFF | 25 | < 10% at 100.000 hours |  | Available | 730/559 | CIE(x=0.43. y=0.403) 5SDCM | Class I . Class II | IK08 |  |  | 50 |  | -40 | 1 | 79 | RAL7035 | 50-60Hz | Passive | LED | dimmable | Road&Street | SMIx | Road&Street |  |  | 10360 | No sensor | 125000 | [6 empty] | 296000
TBD | SMIx/2/FEF/79/30... | image | datasheet | deeplink | TUNGSRAM - SMIx - 10350lm - 79W - 3000K - 70CRI - TBD[SKU] - Universal coupler 30-60mm | 8 | Universal coupler 30-60mm | LED | 1 | 79 | [8 empty] | CE. ENEC | [6 empty] | 66 | 3000 | 567x367x95 |  | 220-240V |  | 5 |  |  |  | 70 |  | 3000 |  | 123000 |  | 299000 |  |  | 131.01 |  |  | 9 | FEF | 25 | < 10% at 100.000 hours |  | Available | 730/559 | CIE(x=0.43. y=0.403) 5SDCM | Class I . Class II | IK08 |  |  | 50 |  | -40 | 1 | 79 | RAL7035 | 50-60Hz | Passive | LED | dimmable | Road&Street | SMIx | Road&Street |  |  | 10350 | No sensor | 125000 | [6 empty] | 296000
TBD | SMIx/2/EFE/79/30... | image | datasheet | deeplink | TUNGSRAM - SMIx - 10340lm - 79W - 3000K - 70CRI - TBD[SKU] - Universal coupler 30-60mm | 8 | Universal coupler 30-60mm | LED | 1 | 79 | [8 empty] | CE. ENEC | [6 empty] | 66 | 3000 | 567x367x95 |  | 220-240V |  | 5 |  |  |  | 70 |  | 3000 |  | 123000 |  | 299000 |  |  | 130.89 |  |  | 9 | EFE | 25 | < 10% at 100.000 hours |  | Available | 730/559 | CIE(x=0.43. y=0.403) 5SDCM | Class I . Class II | IK08 |  |  | 50 |  | -40 | 1 | 79 | RAL7035 | 50-60Hz | Passive | LED | dimmable | Road&Street | SMIx | Road&Street |  |  | 10340 | No sensor | 125000 | [6 empty] | 296000
TBD | SMIx/2/EEE/79/30... | image | datasheet | deeplink | TUNGSRAM - SMIx - 10330lm - 79W - 3000K - 70CRI - TBD[SKU] - Universal coupler 30-60mm | 8 | Universal coupler 30-60mm | LED | 1 | 79 | [8 empty] | CE. ENEC | [6 empty] | 66 | 3000 | 567x367x95 |  | 220-240V |  | 5 |  |  |  | 70 |  | 3000 |  | 123000 |  | 299000 |  |  | 130.76 |  |  | 9 | EEE | 25 | < 10% at 100.000 hours |  | Available | 730/559 | CIE(x=0.43. y=0.403) 5SDCM | Class I . Class II | IK08 |  |  | 50 |  | -40 | 1 | 79 | RAL7035 | 50-60Hz | Passive | LED | dimmable | Road&Street | SMIx | Road&Street |  |  | 10330 | No sensor | 125000 | [6 empty] | 296000
TBD | SMIx/2/ECE/79/40... | image | datasheet | deeplink | TUNGSRAM - SMIx - 10920lm - 79W - 4000K - 70CRI - TBD[SKU] - Universal coupler 30-60mm | 8 | Universal coupler 30-60mm | LED | 1 | 79 | [8 empty] | CE. ENEC | [6 empty] | 66 | 4000 | 567x367x95 |  | 220-240V |  | 5 |  |  |  | 70 |  | 4000 |  | 123000 |  | 299000 |  |  | 138.23 |  |  | 9 | ECE | 25 | < 10% at 100.000 hours |  | Available | 740/559 | CIE(x= 0.38. y= 0.38) 5SDCM | Class I . Class II | IK08 |  |  | 50 |  | -40 | 1 | 79 | RAL7035 | 50-60Hz | Passive | LED | dimmable | Road&Street | SMIx | Road&Street |  |  | 10920 | No sensor | 125000 | [6 empty] | 296000
TBD | SMIx/2/CEC/79/40... | image | datasheet | deeplink | TUNGSRAM - SMIx - 10910lm - 79W - 4000K - 70CRI - TBD[SKU] - Universal coupler 30-60mm | 8 | Universal coupler 30-60mm | LED | 1 | 79 | [8 empty] | CE. ENEC | [6 empty] | 66 | 4000 | 567x367x95 |  | 220-240V |  | 5 |  |  |  | 70 |  | 4000 |  | 123000 |  | 299000 |  |  | 138.1 |  |  | 9 | CEC | 25 | < 10% at 100.000 hours |  | Available | 740/559 | CIE(x= 0.38. y= 0.38) 5SDCM | Class I . Class II | IK08 |  |  | 50 |  | -40 | 1 | 79 | RAL7035 | 50-60Hz | Passive | LED | dimmable | Road&Street | SMIx | Road&Street |  |  | 10910 | No sensor | 125000 | [6 empty] | 296000
TBD | SMIx/2/CCC/79/40... | image | datasheet | deeplink | TUNGSRAM - SMIx - 10900lm - 79W - 4000K - 70CRI - TBD[SKU] - Universal coupler 30-60mm | 8 | Universal coupler 30-60mm | LED | 1 | 79 | [8 empty] | CE. ENEC | [6 empty] | 66 | 4000 | 567x367x95 |  | 220-240V |  | 5 |  |  |  | 70 |  | 4000 |  | 123000 |  | 299000 |  |  | 137.97 |  |  | 9 | CCC | 25 | < 10% at 100.000 hours |  | Available | 740/559 | CIE(x= 0.38. y= 0.38) 5SDCM | Class I . Class II | IK08 |  |  | 50 |  | -40 | 1 | 79 | RAL7035 | 50-60Hz | Passive | LED | dimmable | Road&Street | SMIx | Road&Street |  |  | 10900 | No sensor | 125000 | [6 empty] | 296000
TBD | SMIx/2/CFC/79/40... | image | datasheet | deeplink | TUNGSRAM - SMIx - 10920lm - 79W - 4000K - 70CRI - TBD[SKU] - Universal coupler 30-60mm | 8 | Universal coupler 30-60mm | LED | 1 | 79 | [8 empty] | CE. ENEC | [6 empty] | 66 | 4000 | 567x367x95 |  | 220-240V |  | 5 |  |  |  | 70 |  | 4000 |  | 123000 |  | 299000 |  |  | 138.23 |  |  | 9 | CFC | 25 | < 10% at 100.000 hours |  | Available | 740/559 | CIE(x= 0.38. y= 0.38) 5SDCM | Class I . Class II | IK08 |  |  | 50 |  | -40 | 1 | 79 | RAL7035 | 50-60Hz | Passive | LED | dimmable | Road&Street | SMIx | Road&Street |  |  | 10920 | No sensor | 125000 | [6 empty] | 296000
TBD | SMIx/2/FCF/79/40... | image | datasheet | deeplink | TUNGSRAM - SMIx - 10940lm - 79W - 4000K - 70CRI - TBD[SKU] - Universal coupler 30-60mm | 8 | Universal coupler 30-60mm | LED | 1 | 79 | [8 empty] | CE. ENEC | [6 empty] | 66 | 4000 | 567x367x95 |  | 220-240V |  | 5 |  |  |  | 70 |  | 4000 |  | 123000 |  | 299000 |  |  | 138.48 |  |  | 9 | FCF | 25 | < 10% at 100.000 hours |  | Available | 740/559 | CIE(x= 0.38. y= 0.38) 5SDCM | Class I . Class II | IK08 |  |  | 50 |  | -40 | 1 | 79 | RAL7035 | 50-60Hz | Passive | LED | dimmable | Road&Street | SMIx | Road&Street |  |  | 10940 | No sensor | 125000 | [6 empty] | 296000
TBD | SMIx/2/FFF/79/40... | image | datasheet | deeplink | TUNGSRAM - SMIx - 10970lm - 79W - 4000K - 70CRI - TBD[SKU] - Universal coupler 30-60mm | 8 | Universal coupler 30-60mm | LED | 1 | 79 | [8 empty] | CE. ENEC | [6 empty] | 66 | 4000 | 567x367x95 |  | 220-240V |  | 5 |  |  |  | 70 |  | 4000 |  | 123000 |  | 299000 |  |  | 138.86 |  |  | 9 | FFF | 25 | < 10% at 100.000 hours |  | Available | 740/559 | CIE(x= 0.38. y= 0.38) 5SDCM | Class I . Class II | IK08 |  |  | 50 |  | -40 | 1 | 79 | RAL7035 | 50-60Hz | Passive | LED | dimmable | Road&Street | SMIx | Road&Street |  |  | 10970 | No sensor | 125000 | [6 empty] | 296000
TBD | SMIx/2/FEF/79/40... | image | datasheet | deeplink | TUNGSRAM - SMIx - 10960lm - 79W - 4000K - 70CRI - TBD[SKU] - Universal coupler 30-60mm | 8 | Universal coupler 30-60mm | LED | 1 | 79 | [8 empty] | CE. ENEC | [6 empty] | 66 | 4000 | 567x367x95 |  | 220-240V |  | 5 |  |  |  | 70 |  | 4000 |  | 123000 |  | 299000 |  |  | 138.73 |  |  | 9 | FEF | 25 | < 10% at 100.000 hours |  | Available | 740/559 | CIE(x= 0.38. y= 0.38) 5SDCM | Class I . Class II | IK08 |  |  | 50 |  | -40 | 1 | 79 | RAL7035 | 50-60Hz | Passive | LED | dimmable | Road&Street | SMIx | Road&Street |  |  | 10960 | No sensor | 125000 | [6 empty] | 296000
TBD | SMIx/2/EFE/79/40... | image | datasheet | deeplink | TUNGSRAM - SMIx - 10940lm - 79W - 4000K - 70CRI - TBD[SKU] - Universal coupler 30-60mm | 8 | Universal coupler 30-60mm | LED | 1 | 79 | [8 empty] | CE. ENEC | [6 empty] | 66 | 4000 | 567x367x95 |  | 220-240V |  | 5 |  |  |  | 70 |  | 4000 |  | 123000 |  | 299000 |  |  | 138.48 |  |  | 9 | EFE | 25 | < 10% at 100.000 hours |  | Available | 740/559 | CIE(x= 0.38. y= 0.38) 5SDCM | Class I . Class II | IK08 |  |  | 50 |  | -40 | 1 | 79 | RAL7035 | 50-60Hz | Passive | LED | dimmable | Road&Street | SMIx | Road&Street |  |  | 10940 | No sensor | 125000 | [6 empty] | 296000
TBD | SMIx/2/EEE/79/40... | image | datasheet | deeplink | TUNGSRAM - SMIx - 10930lm - 79W - 4000K - 70CRI - TBD[SKU] - Universal coupler 30-60mm | 8 | Universal coupler 30-60mm | LED | 1 | 79 | [8 empty] | CE. ENEC | [6 empty] | 66 | 4000 | 567x367x95 |  | 220-240V |  | 5 |  |  |  | 70 |  | 4000 |  | 123000 |  | 299000 |  |  | 138.35 |  |  | 9 | EEE | 25 | < 10% at 100.000 hours |  | Available | 740/559 | CIE(x= 0.38. y= 0.38) 5SDCM | Class I . Class II | IK08 |  |  | 50 |  | -40 | 1 | 79 | RAL7035 | 50-60Hz | Passive | LED | dimmable | Road&Street | SMIx | Road&Street |  |  | 10930 | No sensor | 125000 | [6 empty] | 296000
TBD | SMIx/2/EQE/79/50... | image | datasheet | deeplink | TUNGSRAM - SMIx - 10940lm - 79W - 5000K - 70CRI - TBD[SKU] - Universal coupler 30-60mm | 8 | Universal coupler 30-60mm | LED | 1 | 79 | [8 empty] | CE. ENEC | [6 empty] | 66 | 5000 | 567x367x95 |  | 220-240V |  | 5 |  |  |  | 70 |  | 5000 |  | 123000 |  | 299000 |  |  | 138.48 |  |  | 9 | EQE | 25 | < 10% at 100.000 hours |  | Available | 750/559 | CIE(x= 0.34. y= 0.35) 5SDCM | Class I . Class II | IK08 |  |  | 50 |  | -40 | 1 | 79 | RAL7035 | 50-60Hz | Passive | LED | dimmable | Road&Street | SMIx | Road&Street |  |  | 10940 | No sensor | 125000 | [6 empty] | 296000
TBD | SMIx/2/CQC/79/50... | image | datasheet | deeplink | TUNGSRAM - SMIx - 10910lm - 79W - 5000K - 70CRI - TBD[SKU] - Universal coupler 30-60mm | 8 | Universal coupler 30-60mm | LED | 1 | 79 | [8 empty] | CE. ENEC | [6 empty] | 66 | 5000 | 567x367x95 |  | 220-240V |  | 5 |  |  |  | 70 |  | 5000 |  | 123000 |  | 299000 |  |  | 138.1 |  |  | 9 | CQC | 25 | < 10% at 100.000 hours |  | Available | 750/559 | CIE(x= 0.34. y= 0.35) 5SDCM | Class I . Class II | IK08 |  |  | 50 |  | -40 | 1 | 79 | RAL7035 | 50-60Hz | Passive | LED | dimmable | Road&Street | SMIx | Road&Street |  |  | 10910 | No sensor | 125000 | [6 empty] | 296000
TBD | SMIx/2/QFQ/79/50... | image | datasheet | deeplink | TUNGSRAM - SMIx - 10960lm - 79W - 5000K - 70CRI - TBD[SKU] - Universal coupler 30-60mm | 8 | Universal coupler 30-60mm | LED | 1 | 79 | [8 empty] | CE. ENEC | [6 empty] | 66 | 5000 | 567x367x95 |  | 220-240V |  | 5 |  |  |  | 70 |  | 5000 |  | 123000 |  | 299000 |  |  | 138.73 |  |  | 9 | QFQ | 25 | < 10% at 100.000 hours |  | Available | 750/559 | CIE(x= 0.34. y= 0.35) 5SDCM | Class I . Class II | IK08 |  |  | 50 |  | -40 | 1 | 79 | RAL7035 | 50-60Hz | Passive | LED | dimmable | Road&Street | SMIx | Road&Street |  |  | 10960 | No sensor | 125000 | [6 empty] | 296000
TBD | SMIx/2/QEQ/79/50... | image | datasheet | deeplink | TUNGSRAM - SMIx - 10870lm - 79W - 5000K - 70CRI - TBD[SKU] - Universal coupler 30-60mm | 8 | Universal coupler 30-60mm | LED | 1 | 79 | [8 empty] | CE. ENEC | [6 empty] | 66 | 5000 | 567x367x95 |  | 220-240V |  | 5 |  |  |  | 70 |  | 5000 |  | 123000 |  | 299000 |  |  | 137.59 |  |  | 9 | QEQ | 25 | < 10% at 100.000 hours |  | Available | 750/559 | CIE(x= 0.34. y= 0.35) 5SDCM | Class I . Class II | IK08 |  |  | 50 |  | -40 | 1 | 79 | RAL7035 | 50-60Hz | Passive | LED | dimmable | Road&Street | SMIx | Road&Street |  |  | 10870 | No sensor | 125000 | [6 empty] | 296000
TBD | SMIx/2/QCQ/79/50... | image | datasheet | deeplink | TUNGSRAM - SMIx - 10860lm - 79W - 5000K - 70CRI - TBD[SKU] - Universal coupler 30-60mm | 8 | Universal coupler 30-60mm | LED | 1 | 79 | [8 empty] | CE. ENEC | [6 empty] | 66 | 5000 | 567x367x95 |  | 220-240V |  | 5 |  |  |  | 70 |  | 5000 |  | 123000 |  | 299000 |  |  | 137.47 |  |  | 9 | QCQ | 25 | < 10% at 100.000 hours |  | Available | 750/559 | CIE(x= 0.34. y= 0.35) 5SDCM | Class I . Class II | IK08 |  |  | 50 |  | -40 | 1 | 79 | RAL7035 | 50-60Hz | Passive | LED | dimmable | Road&Street | SMIx | Road&Street |  |  | 10860 | No sensor | 125000 | [6 empty] | 296000
TBD | SMIx/2/FQF/79/50... | image | datasheet | deeplink | TUNGSRAM - SMIx - 10960lm - 79W - 5000K - 70CRI - TBD[SKU] - Universal coupler 30-60mm | 8 | Universal coupler 30-60mm | LED | 1 | 79 | [8 empty] | CE. ENEC | [6 empty] | 66 | 5000 | 567x367x95 |  | 220-240V |  | 5 |  |  |  | 70 |  | 5000 |  | 123000 |  | 299000 |  |  | 138.73 |  |  | 9 | FQF | 25 | < 10% at 100.000 hours |  | Available | 750/559 | CIE(x= 0.34. y= 0.35) 5SDCM | Class I . Class II | IK08 |  |  | 50 |  | -40 | 1 | 79 | RAL7035 | 50-60Hz | Passive | LED | dimmable | Road&Street | SMIx | Road&Street |  |  | 10960 | No sensor | 125000 | [6 empty] | 296000
TBD | SMIx/2/QQQ/79/50... | image | datasheet | deeplink | TUNGSRAM - SMIx - 10810lm - 79W - 5000K - 70CRI - TBD[SKU] - Universal coupler 30-60mm | 8 | Universal coupler 30-60mm | LED | 1 | 79 | [8 empty] | CE. ENEC | [6 empty] | 66 | 5000 | 567x367x95 |  | 220-240V |  | 5 |  |  |  | 70 |  | 5000 |  | 123000 |  | 299000 |  |  | 136.84 |  |  | 9 | QQQ | 25 | < 10% at 100.000 hours |  | Available | 750/559 | CIE(x= 0.34. y= 0.35) 5SDCM | Class I . Class II | IK08 |  |  | 50 |  | -40 | 1 | 79 | RAL7035 | 50-60Hz | Passive | LED | dimmable | Road&Street | SMIx | Road&Street |  |  | 10810 | No sensor | 125000 | [6 empty] | 296000
TBD | SMIx/2/EQE/79/30... | image | datasheet | deeplink | TUNGSRAM - SMIx - 10270lm - 79W - 3000K - 70CRI - TBD[SKU] - Universal coupler 30-60mm | 8 | Universal coupler 30-60mm | LED | 1 | 79 | [8 empty] | CE. ENEC | [6 empty] | 66 | 3000 | 567x367x95 |  | 220-240V |  | 5 |  |  |  | 70 |  | 3000 |  | 123000 |  | 299000 |  |  | 130 |  |  | 9 | EQE | 25 | < 10% at 100.000 hours |  | Available | 730/559 | CIE(x=0.43. y=0.403) 5SDCM | Class I . Class II | IK08 |  |  | 50 |  | -40 | 1 | 79 | RAL7035 | 50-60Hz | Passive | LED | dimmable | Road&Street | SMIx | Road&Street |  |  | 10270 | No sensor | 125000 | [6 empty] | 296000
TBD | SMIx/2/CQC/79/30... | image | datasheet | deeplink | TUNGSRAM - SMIx - 10240lm - 79W - 3000K - 70CRI - TBD[SKU] - Universal coupler 30-60mm | 8 | Universal coupler 30-60mm | LED | 1 | 79 | [8 empty] | CE. ENEC | [6 empty] | 66 | 3000 | 567x367x95 |  | 220-240V |  | 5 |  |  |  | 70 |  | 3000 |  | 123000 |  | 299000 |  |  | 129.62 |  |  | 9 | CQC | 25 | < 10% at 100.000 hours |  | Available | 730/559 | CIE(x=0.43. y=0.403) 5SDCM | Class I . Class II | IK08 |  |  | 50 |  | -40 | 1 | 79 | RAL7035 | 50-60Hz | Passive | LED | dimmable | Road&Street | SMIx | Road&Street |  |  | 10240 | No sensor | 125000 | [6 empty] | 296000
TBD | SMIx/2/QFQ/79/30... | image | datasheet | deeplink | TUNGSRAM - SMIx - 10290lm - 79W - 3000K - 70CRI - TBD[SKU] - Universal coupler 30-60mm | 8 | Universal coupler 30-60mm | LED | 1 | 79 | [8 empty] | CE. ENEC | [6 empty] | 66 | 3000 | 567x367x95 |  | 220-240V |  | 5 |  |  |  | 70 |  | 3000 |  | 123000 |  | 299000 |  |  | 130.25 |  |  | 9 | QFQ | 25 | < 10% at 100.000 hours |  | Available | 730/559 | CIE(x=0.43. y=0.403) 5SDCM | Class I . Class II | IK08 |  |  | 50 |  | -40 | 1 | 79 | RAL7035 | 50-60Hz | Passive | LED | dimmable | Road&Street | SMIx | Road&Street |  |  | 10290 | No sensor | 125000 | [6 empty] | 296000
TBD | SMIx/2/QEQ/79/30... | image | datasheet | deeplink | TUNGSRAM - SMIx - 10200lm - 79W - 3000K - 70CRI - TBD[SKU] - Universal coupler 30-60mm | 8 | Universal coupler 30-60mm | LED | 1 | 79 | [8 empty] | CE. ENEC | [6 empty] | 66 | 3000 | 567x367x95 |  | 220-240V |  | 5 |  |  |  | 70 |  | 3000 |  | 123000 |  | 299000 |  |  | 129.11 |  |  | 9 | QEQ | 25 | < 10% at 100.000 hours |  | Available | 730/559 | CIE(x=0.43. y=0.403) 5SDCM | Class I . Class II | IK08 |  |  | 50 |  | -40 | 1 | 79 | RAL7035 | 50-60Hz | Passive | LED | dimmable | Road&Street | SMIx | Road&Street |  |  | 10200 | No sensor | 125000 | [6 empty] | 296000
TBD | SMIx/2/QCQ/79/30... | image | datasheet | deeplink | TUNGSRAM - SMIx - 10190lm - 79W - 3000K - 70CRI - TBD[SKU] - Universal coupler 30-60mm | 8 | Universal coupler 30-60mm | LED | 1 | 79 | [8 empty] | CE. ENEC | [6 empty] | 66 | 3000 | 567x367x95 |  | 220-240V |  | 5 |  |  |  | 70 |  | 3000 |  | 123000 |  | 299000 |  |  | 128.99 |  |  | 9 | QCQ | 25 | < 10% at 100.000 hours |  | Available | 730/559 | CIE(x=0.43. y=0.403) 5SDCM | Class I . Class II | IK08 |  |  | 50 |  | -40 | 1 | 79 | RAL7035 | 50-60Hz | Passive | LED | dimmable | Road&Street | SMIx | Road&Street |  |  | 10190 | No sensor | 125000 | [6 empty] | 296000
TBD | SMIx/2/FQF/79/30... | image | datasheet | deeplink | TUNGSRAM - SMIx - 10290lm - 79W - 3000K - 70CRI - TBD[SKU] - Universal coupler 30-60mm | 8 | Universal coupler 30-60mm | LED | 1 | 79 | [8 empty] | CE. ENEC | [6 empty] | 66 | 3000 | 567x367x95 |  | 220-240V |  | 5 |  |  |  | 70 |  | 3000 |  | 123000 |  | 299000 |  |  | 130.25 |  |  | 9 | FQF | 25 | < 10% at 100.000 hours |  | Available | 730/559 | CIE(x=0.43. y=0.403) 5SDCM | Class I . Class II | IK08 |  |  | 50 |  | -40 | 1 | 79 | RAL7035 | 50-60Hz | Passive | LED | dimmable | Road&Street | SMIx | Road&Street |  |  | 10290 | No sensor | 125000 | [6 empty] | 296000
TBD | SMIx/2/QQQ/79/30... | image | datasheet | deeplink | TUNGSRAM - SMIx - 10150lm - 79W - 3000K - 70CRI - TBD[SKU] - Universal coupler 30-60mm | 8 | Universal coupler 30-60mm | LED | 1 | 79 | [8 empty] | CE. ENEC | [6 empty] | 66 | 3000 | 567x367x95 |  | 220-240V |  | 5 |  |  |  | 70 |  | 3000 |  | 123000 |  | 299000 |  |  | 128.48 |  |  | 9 | QQQ | 25 | < 10% at 100.000 hours |  | Available | 730/559 | CIE(x=0.43. y=0.403) 5SDCM | Class I . Class II | IK08 |  |  | 50 |  | -40 | 1 | 79 | RAL7035 | 50-60Hz | Passive | LED | dimmable | Road&Street | SMIx | Road&Street |  |  | 10150 | No sensor | 125000 | [6 empty] | 296000
TBD | SMIx/2/EQE/79/40... | image | datasheet | deeplink | TUNGSRAM - SMIx - 10870lm - 79W - 4000K - 70CRI - TBD[SKU] - Universal coupler 30-60mm | 8 | Universal coupler 30-60mm | LED | 1 | 79 | [8 empty] | CE. ENEC | [6 empty] | 66 | 4000 | 567x367x95 |  | 220-240V |  | 5 |  |  |  | 70 |  | 4000 |  | 123000 |  | 299000 |  |  | 137.59 |  |  | 9 | EQE | 25 | < 10% at 100.000 hours |  | Available | 740/559 | CIE(x= 0.38. y= 0.38) 5SDCM | Class I . Class II | IK08 |  |  | 50 |  | -40 | 1 | 79 | RAL7035 | 50-60Hz | Passive | LED | dimmable | Road&Street | SMIx | Road&Street |  |  | 10870 | No sensor | 125000 | [6 empty] | 296000
TBD | SMIx/2/CQC/79/40... | image | datasheet | deeplink | TUNGSRAM - SMIx - 10840lm - 79W - 4000K - 70CRI - TBD[SKU] - Universal coupler 30-60mm | 8 | Universal coupler 30-60mm | LED | 1 | 79 | [8 empty] | CE. ENEC | [6 empty] | 66 | 4000 | 567x367x95 |  | 220-240V |  | 5 |  |  |  | 70 |  | 4000 |  | 123000 |  | 299000 |  |  | 137.22 |  |  | 9 | CQC | 25 | < 10% at 100.000 hours |  | Available | 740/559 | CIE(x= 0.38. y= 0.38) 5SDCM | Class I . Class II | IK08 |  |  | 50 |  | -40 | 1 | 79 | RAL7035 | 50-60Hz | Passive | LED | dimmable | Road&Street | SMIx | Road&Street |  |  | 10840 | No sensor | 125000 | [6 empty] | 296000
TBD | SMIx/2/QFQ/79/40... | image | datasheet | deeplink | TUNGSRAM - SMIx - 10890lm - 79W - 4000K - 70CRI - TBD[SKU] - Universal coupler 30-60mm | 8 | Universal coupler 30-60mm | LED | 1 | 79 | [8 empty] | CE. ENEC | [6 empty] | 66 | 4000 | 567x367x95 |  | 220-240V |  | 5 |  |  |  | 70 |  | 4000 |  | 123000 |  | 299000 |  |  | 137.85 |  |  | 9 | QFQ | 25 | < 10% at 100.000 hours |  | Available | 740/559 | CIE(x= 0.38. y= 0.38) 5SDCM | Class I . Class II | IK08 |  |  | 50 |  | -40 | 1 | 79 | RAL7035 | 50-60Hz | Passive | LED | dimmable | Road&Street | SMIx | Road&Street |  |  | 10890 | No sensor | 125000 | [6 empty] | 296000
TBD | SMIx/2/QEQ/79/40... | image | datasheet | deeplink | TUNGSRAM - SMIx - 10800lm - 79W - 4000K - 70CRI - TBD[SKU] - Universal coupler 30-60mm | 8 | Universal coupler 30-60mm | LED | 1 | 79 | [8 empty] | CE. ENEC | [6 empty] | 66 | 4000 | 567x367x95 |  | 220-240V |  | 5 |  |  |  | 70 |  | 4000 |  | 123000 |  | 299000 |  |  | 136.71 |  |  | 9 | QEQ | 25 | < 10% at 100.000 hours |  | Available | 740/559 | CIE(x= 0.38. y= 0.38) 5SDCM | Class I . Class II | IK08 |  |  | 50 |  | -40 | 1 | 79 | RAL7035 | 50-60Hz | Passive | LED | dimmable | Road&Street | SMIx | Road&Street |  |  | 10800 | No sensor | 125000 | [6 empty] | 296000
TBD | SMIx/2/QCQ/79/40... | image | datasheet | deeplink | TUNGSRAM - SMIx - 10790lm - 79W - 4000K - 70CRI - TBD[SKU] - Universal coupler 30-60mm | 8 | Universal coupler 30-60mm | LED | 1 | 79 | [8 empty] | CE. ENEC | [6 empty] | 66 | 4000 | 567x367x95 |  | 220-240V |  | 5 |  |  |  | 70 |  | 4000 |  | 123000 |  | 299000 |  |  | 136.58 |  |  | 9 | QCQ | 25 | < 10% at 100.000 hours |  | Available | 740/559 | CIE(x= 0.38. y= 0.38) 5SDCM | Class I . Class II | IK08 |  |  | 50 |  | -40 | 1 | 79 | RAL7035 | 50-60Hz | Passive | LED | dimmable | Road&Street | SMIx | Road&Street |  |  | 10790 | No sensor | 125000 | [6 empty] | 296000
TBD | SMIx/2/FQF/79/40... | image | datasheet | deeplink | TUNGSRAM - SMIx - 10890lm - 79W - 4000K - 70CRI - TBD[SKU] - Universal coupler 30-60mm | 8 | Universal coupler 30-60mm | LED | 1 | 79 | [8 empty] | CE. ENEC | [6 empty] | 66 | 4000 | 567x367x95 |  | 220-240V |  | 5 |  |  |  | 70 |  | 4000 |  | 123000 |  | 299000 |  |  | 137.85 |  |  | 9 | FQF | 25 | < 10% at 100.000 hours |  | Available | 740/559 | CIE(x= 0.38. y= 0.38) 5SDCM | Class I . Class II | IK08 |  |  | 50 |  | -40 | 1 | 79 | RAL7035 | 50-60Hz | Passive | LED | dimmable | Road&Street | SMIx | Road&Street |  |  | 10890 | No sensor | 125000 | [6 empty] | 296000
TBD | SMIx/2/QQQ/79/40... | image | datasheet | deeplink | TUNGSRAM - SMIx - 10740lm - 79W - 4000K - 70CRI - TBD[SKU] - Universal coupler 30-60mm | 8 | Universal coupler 30-60mm | LED | 1 | 79 | [8 empty] | CE. ENEC | [6 empty] | 66 | 4000 | 567x367x95 |  | 220-240V |  | 5 |  |  |  | 70 |  | 4000 |  | 123000 |  | 299000 |  |  | 135.95 |  |  | 9 | QQQ | 25 | < 10% at 100.000 hours |  | Available | 740/559 | CIE(x= 0.38. y= 0.38) 5SDCM | Class I . Class II | IK08 |  |  | 50 |  | -40 | 1 | 79 | RAL7035 | 50-60Hz | Passive | LED | dimmable | Road&Street | SMIx | Road&Street |  |  | 10740 | No sensor | 125000 | [6 empty] | 296000
TBD | SMIx/2/ECE/65/50... | image | datasheet | deeplink | TUNGSRAM - SMIx - 9430lm - 65W - 5000K - 70CRI - TBD[SKU] - Universal coupler 30-60mm | 8 | Universal coupler 30-60mm | LED | 1 | 65 | [8 empty] | CE. ENEC | [6 empty] | 66 | 5000 | 567x367x95 |  | 220-240V |  | 5 |  |  |  | 70 |  | 5000 |  | 123000 |  | 299000 |  |  | 145.08 |  |  | 9 | ECE | 25 | < 10% at 100.000 hours |  | Available | 750/559 | CIE(x= 0.34. y= 0.35) 5SDCM | Class I . Class II | IK08 |  |  | 50 |  | -40 | 1 | 65 | RAL7035 | 50-60Hz | Passive | LED | dimmable | Road&Street | SMIx | Road&Street |  |  | 9430 | No sensor | 125000 | [6 empty] | 296000
TBD | SMIx/2/CEC/65/50... | image | datasheet | deeplink | TUNGSRAM - SMIx - 9420lm - 65W - 5000K - 70CRI - TBD[SKU] - Universal coupler 30-60mm | 8 | Universal coupler 30-60mm | LED | 1 | 65 | [8 empty] | CE. ENEC | [6 empty] | 66 | 5000 | 567x367x95 |  | 220-240V |  | 5 |  |  |  | 70 |  | 5000 |  | 123000 |  | 299000 |  |  | 144.92 |  |  | 9 | CEC | 25 | < 10% at 100.000 hours |  | Available | 750/559 | CIE(x= 0.34. y= 0.35) 5SDCM | Class I . Class II | IK08 |  |  | 50 |  | -40 | 1 | 65 | RAL7035 | 50-60Hz | Passive | LED | dimmable | Road&Street | SMIx | Road&Street |  |  | 9420 | No sensor | 125000 | [6 empty] | 296000
TBD | SMIx/2/CCC/65/50... | image | datasheet | deeplink | TUNGSRAM - SMIx - 9410lm - 65W - 5000K - 70CRI - TBD[SKU] - Universal coupler 30-60mm | 8 | Universal coupler 30-60mm | LED | 1 | 65 | [8 empty] | CE. ENEC | [6 empty] | 66 | 5000 | 567x367x95 |  | 220-240V |  | 5 |  |  |  | 70 |  | 5000 |  | 123000 |  | 299000 |  |  | 144.77 |  |  | 9 | CCC | 25 | < 10% at 100.000 hours |  | Available | 750/559 | CIE(x= 0.34. y= 0.35) 5SDCM | Class I . Class II | IK08 |  |  | 50 |  | -40 | 1 | 65 | RAL7035 | 50-60Hz | Passive | LED | dimmable | Road&Street | SMIx | Road&Street |  |  | 9410 | No sensor | 125000 | [6 empty] | 296000
TBD | SMIx/2/CFC/65/50... | image | datasheet | deeplink | TUNGSRAM - SMIx - 9430lm - 65W - 5000K - 70CRI - TBD[SKU] - Universal coupler 30-60mm | 8 | Universal coupler 30-60mm | LED | 1 | 65 | [8 empty] | CE. ENEC | [6 empty] | 66 | 5000 | 567x367x95 |  | 220-240V |  | 5 |  |  |  | 70 |  | 5000 |  | 123000 |  | 299000 |  |  | 145.08 |  |  | 9 | CFC | 25 | < 10% at 100.000 hours |  | Available | 750/559 | CIE(x= 0.34. y= 0.35) 5SDCM | Class I . Class II | IK08 |  |  | 50 |  | -40 | 1 | 65 | RAL7035 | 50-60Hz | Passive | LED | dimmable | Road&Street | SMIx | Road&Street |  |  | 9430 | No sensor | 125000 | [6 empty] | 296000
TBD | SMIx/2/FCF/65/50... | image | datasheet | deeplink | TUNGSRAM - SMIx - 9450lm - 65W - 5000K - 70CRI - TBD[SKU] - Universal coupler 30-60mm | 8 | Universal coupler 30-60mm | LED | 1 | 65 | [8 empty] | CE. ENEC | [6 empty] | 66 | 5000 | 567x367x95 |  | 220-240V |  | 5 |  |  |  | 70 |  | 5000 |  | 123000 |  | 299000 |  |  | 145.38 |  |  | 9 | FCF | 25 | < 10% at 100.000 hours |  | Available | 750/559 | CIE(x= 0.34. y= 0.35) 5SDCM | Class I . Class II | IK08 |  |  | 50 |  | -40 | 1 | 65 | RAL7035 | 50-60Hz | Passive | LED | dimmable | Road&Street | SMIx | Road&Street |  |  | 9450 | No sensor | 125000 | [6 empty] | 296000
TBD | SMIx/2/FFF/65/50... | image | datasheet | deeplink | TUNGSRAM - SMIx - 9470lm - 65W - 5000K - 70CRI - TBD[SKU] - Universal coupler 30-60mm | 8 | Universal coupler 30-60mm | LED | 1 | 65 | [8 empty] | CE. ENEC | [6 empty] | 66 | 5000 | 567x367x95 |  | 220-240V |  | 5 |  |  |  | 70 |  | 5000 |  | 123000 |  | 299000 |  |  | 145.69 |  |  | 9 | FFF | 25 | < 10% at 100.000 hours |  | Available | 750/559 | CIE(x= 0.34. y= 0.35) 5SDCM | Class I . Class II | IK08 |  |  | 50 |  | -40 | 1 | 65 | RAL7035 | 50-60Hz | Passive | LED | dimmable | Road&Street | SMIx | Road&Street |  |  | 9470 | No sensor | 125000 | [6 empty] | 296000
TBD | SMIx/2/FEF/65/50... | image | datasheet | deeplink | TUNGSRAM - SMIx - 9460lm - 65W - 5000K - 70CRI - TBD[SKU] - Universal coupler 30-60mm | 8 | Universal coupler 30-60mm | LED | 1 | 65 | [8 empty] | CE. ENEC | [6 empty] | 66 | 5000 | 567x367x95 |  | 220-240V |  | 5 |  |  |  | 70 |  | 5000 |  | 123000 |  | 299000 |  |  | 145.54 |  |  | 9 | FEF | 25 | < 10% at 100.000 hours |  | Available | 750/559 | CIE(x= 0.34. y= 0.35) 5SDCM | Class I . Class II | IK08 |  |  | 50 |  | -40 | 1 | 65 | RAL7035 | 50-60Hz | Passive | LED | dimmable | Road&Street | SMIx | Road&Street |  |  | 9460 | No sensor | 125000 | [6 empty] | 296000
TBD | SMIx/2/EFE/65/50... | image | datasheet | deeplink | TUNGSRAM - SMIx - 9450lm - 65W - 5000K - 70CRI - TBD[SKU] - Universal coupler 30-60mm | 8 | Universal coupler 30-60mm | LED | 1 | 65 | [8 empty] | CE. ENEC | [6 empty] | 66 | 5000 | 567x367x95 |  | 220-240V |  | 5 |  |  |  | 70 |  | 5000 |  | 123000 |  | 299000 |  |  | 145.38 |  |  | 9 | EFE | 25 | < 10% at 100.000 hours |  | Available | 750/559 | CIE(x= 0.34. y= 0.35) 5SDCM | Class I . Class II | IK08 |  |  | 50 |  | -40 | 1 | 65 | RAL7035 | 50-60Hz | Passive | LED | dimmable | Road&Street | SMIx | Road&Street |  |  | 9450 | No sensor | 125000 | [6 empty] | 296000
TBD | SMIx/2/EEE/65/50... | image | datasheet | deeplink | TUNGSRAM - SMIx - 9440lm - 65W - 5000K - 70CRI - TBD[SKU] - Universal coupler 30-60mm | 8 | Universal coupler 30-60mm | LED | 1 | 65 | [8 empty] | CE. ENEC | [6 empty] | 66 | 5000 | 567x367x95 |  | 220-240V |  | 5 |  |  |  | 70 |  | 5000 |  | 123000 |  | 299000 |  |  | 145.23 |  |  | 9 | EEE | 25 | < 10% at 100.000 hours |  | Available | 750/559 | CIE(x= 0.34. y= 0.35) 5SDCM | Class I . Class II | IK08 |  |  | 50 |  | -40 | 1 | 65 | RAL7035 | 50-60Hz | Passive | LED | dimmable | Road&Street | SMIx | Road&Street |  |  | 9440 | No sensor | 125000 | [6 empty] | 296000
TBD | SMIx/2/ECE/65/30... | image | datasheet | deeplink | TUNGSRAM - SMIx - 8850lm - 65W - 3000K - 70CRI - TBD[SKU] - Universal coupler 30-60mm | 8 | Universal coupler 30-60mm | LED | 1 | 65 | [8 empty] | CE. ENEC | [6 empty] | 66 | 3000 | 567x367x95 |  | 220-240V |  | 5 |  |  |  | 70 |  | 3000 |  | 123000 |  | 299000 |  |  | 136.15 |  |  | 9 | ECE | 25 | < 10% at 100.000 hours |  | Available | 730/559 | CIE(x=0.43. y=0.403) 5SDCM | Class I . Class II | IK08 |  |  | 50 |  | -40 | 1 | 65 | RAL7035 | 50-60Hz | Passive | LED | dimmable | Road&Street | SMIx | Road&Street |  |  | 8850 | No sensor | 125000 | [6 empty] | 296000
TBD | SMIx/2/CEC/65/30... | image | datasheet | deeplink | TUNGSRAM - SMIx - 8840lm - 65W - 3000K - 70CRI - TBD[SKU] - Universal coupler 30-60mm | 8 | Universal coupler 30-60mm | LED | 1 | 65 | [8 empty] | CE. ENEC | [6 empty] | 66 | 3000 | 567x367x95 |  | 220-240V |  | 5 |  |  |  | 70 |  | 3000 |  | 123000 |  | 299000 |  |  | 136 |  |  | 9 | CEC | 25 | < 10% at 100.000 hours |  | Available | 730/559 | CIE(x=0.43. y=0.403) 5SDCM | Class I . Class II | IK08 |  |  | 50 |  | -40 | 1 | 65 | RAL7035 | 50-60Hz | Passive | LED | dimmable | Road&Street | SMIx | Road&Street |  |  | 8840 | No sensor | 125000 | [6 empty] | 296000
TBD | SMIx/2/CCC/65/30... | image | datasheet | deeplink | TUNGSRAM - SMIx - 8830lm - 65W - 3000K - 70CRI - TBD[SKU] - Universal coupler 30-60mm | 8 | Universal coupler 30-60mm | LED | 1 | 65 | [8 empty] | CE. ENEC | [6 empty] | 66 | 3000 | 567x367x95 |  | 220-240V |  | 5 |  |  |  | 70 |  | 3000 |  | 123000 |  | 299000 |  |  | 135.85 |  |  | 9 | CCC | 25 | < 10% at 100.000 hours |  | Available | 730/559 | CIE(x=0.43. y=0.403) 5SDCM | Class I . Class II | IK08 |  |  | 50 |  | -40 | 1 | 65 | RAL7035 | 50-60Hz | Passive | LED | dimmable | Road&Street | SMIx | Road&Street |  |  | 8830 | No sensor | 125000 | [6 empty] | 296000
TBD | SMIx/2/CFC/65/30... | image | datasheet | deeplink | TUNGSRAM - SMIx - 8850lm - 65W - 3000K - 70CRI - TBD[SKU] - Universal coupler 30-60mm | 8 | Universal coupler 30-60mm | LED | 1 | 65 | [8 empty] | CE. ENEC | [6 empty] | 66 | 3000 | 567x367x95 |  | 220-240V |  | 5 |  |  |  | 70 |  | 3000 |  | 123000 |  | 299000 |  |  | 136.15 |  |  | 9 | CFC | 25 | < 10% at 100.000 hours |  | Available | 730/559 | CIE(x=0.43. y=0.403) 5SDCM | Class I . Class II | IK08 |  |  | 50 |  | -40 | 1 | 65 | RAL7035 | 50-60Hz | Passive | LED | dimmable | Road&Street | SMIx | Road&Street |  |  | 8850 | No sensor | 125000 | [6 empty] | 296000
TBD | SMIx/2/FCF/65/30... | image | datasheet | deeplink | TUNGSRAM - SMIx - 8870lm - 65W - 3000K - 70CRI - TBD[SKU] - Universal coupler 30-60mm | 8 | Universal coupler 30-60mm | LED | 1 | 65 | [8 empty] | CE. ENEC | [6 empty] | 66 | 3000 | 567x367x95 |  | 220-240V |  | 5 |  |  |  | 70 |  | 3000 |  | 123000 |  | 299000 |  |  | 136.46 |  |  | 9 | FCF | 25 | < 10% at 100.000 hours |  | Available | 730/559 | CIE(x=0.43. y=0.403) 5SDCM | Class I . Class II | IK08 |  |  | 50 |  | -40 | 1 | 65 | RAL7035 | 50-60Hz | Passive | LED | dimmable | Road&Street | SMIx | Road&Street |  |  | 8870 | No sensor | 125000 | [6 empty] | 296000
TBD | SMIx/2/FFF/65/30... | image | datasheet | deeplink | TUNGSRAM - SMIx - 8890lm - 65W - 3000K - 70CRI - TBD[SKU] - Universal coupler 30-60mm | 8 | Universal coupler 30-60mm | LED | 1 | 65 | [8 empty] | CE. ENEC | [6 empty] | 66 | 3000 | 567x367x95 |  | 220-240V |  | 5 |  |  |  | 70 |  | 3000 |  | 123000 |  | 299000 |  |  | 136.77 |  |  | 9 | FFF | 25 | < 10% at 100.000 hours |  | Available | 730/559 | CIE(x=0.43. y=0.403) 5SDCM | Class I . Class II | IK08 |  |  | 50 |  | -40 | 1 | 65 | RAL7035 | 50-60Hz | Passive | LED | dimmable | Road&Street | SMIx | Road&Street |  |  | 8890 | No sensor | 125000 | [6 empty] | 296000
TBD | SMIx/2/FEF/65/30... | image | datasheet | deeplink | TUNGSRAM - SMIx - 8880lm - 65W - 3000K - 70CRI - TBD[SKU] - Universal coupler 30-60mm | 8 | Universal coupler 30-60mm | LED | 1 | 65 | [8 empty] | CE. ENEC | [6 empty] | 66 | 3000 | 567x367x95 |  | 220-240V |  | 5 |  |  |  | 70 |  | 3000 |  | 123000 |  | 299000 |  |  | 136.62 |  |  | 9 | FEF | 25 | < 10% at 100.000 hours |  | Available | 730/559 | CIE(x=0.43. y=0.403) 5SDCM | Class I . Class II | IK08 |  |  | 50 |  | -40 | 1 | 65 | RAL7035 | 50-60Hz | Passive | LED | dimmable | Road&Street | SMIx | Road&Street |  |  | 8880 | No sensor | 125000 | [6 empty] | 296000
TBD | SMIx/2/EFE/65/30... | image | datasheet | deeplink | TUNGSRAM - SMIx - 8870lm - 65W - 3000K - 70CRI - TBD[SKU] - Universal coupler 30-60mm | 8 | Universal coupler 30-60mm | LED | 1 | 65 | [8 empty] | CE. ENEC | [6 empty] | 66 | 3000 | 567x367x95 |  | 220-240V |  | 5 |  |  |  | 70 |  | 3000 |  | 123000 |  | 299000 |  |  | 136.46 |  |  | 9 | EFE | 25 | < 10% at 100.000 hours |  | Available | 730/559 | CIE(x=0.43. y=0.403) 5SDCM | Class I . Class II | IK08 |  |  | 50 |  | -40 | 1 | 65 | RAL7035 | 50-60Hz | Passive | LED | dimmable | Road&Street | SMIx | Road&Street |  |  | 8870 | No sensor | 125000 | [6 empty] | 296000
TBD | SMIx/2/EEE/65/30... | image | datasheet | deeplink | TUNGSRAM - SMIx - 8860lm - 65W - 3000K - 70CRI - TBD[SKU] - Universal coupler 30-60mm | 8 | Universal coupler 30-60mm | LED | 1 | 65 | [8 empty] | CE. ENEC | [6 empty] | 66 | 3000 | 567x367x95 |  | 220-240V |  | 5 |  |  |  | 70 |  | 3000 |  | 123000 |  | 299000 |  |  | 136.31 |  |  | 9 | EEE | 25 | < 10% at 100.000 hours |  | Available | 730/559 | CIE(x=0.43. y=0.403) 5SDCM | Class I . Class II | IK08 |  |  | 50 |  | -40 | 1 | 65 | RAL7035 | 50-60Hz | Passive | LED | dimmable | Road&Street | SMIx | Road&Street |  |  | 8860 | No sensor | 125000 | [6 empty] | 296000
TBD | SMIx/2/ECE/65/40... | image | datasheet | deeplink | TUNGSRAM - SMIx - 9370lm - 65W - 4000K - 70CRI - TBD[SKU] - Universal coupler 30-60mm | 8 | Universal coupler 30-60mm | LED | 1 | 65 | [8 empty] | CE. ENEC | [6 empty] | 66 | 4000 | 567x367x95 |  | 220-240V |  | 5 |  |  |  | 70 |  | 4000 |  | 123000 |  | 299000 |  |  | 144.15 |  |  | 9 | ECE | 25 | < 10% at 100.000 hours |  | Available | 740/559 | CIE(x= 0.38. y= 0.38) 5SDCM | Class I . Class II | IK08 |  |  | 50 |  | -40 | 1 | 65 | RAL7035 | 50-60Hz | Passive | LED | dimmable | Road&Street | SMIx | Road&Street |  |  | 9370 | No sensor | 125000 | [6 empty] | 296000
TBD | SMIx/2/CEC/65/40... | image | datasheet | deeplink | TUNGSRAM - SMIx - 9360lm - 65W - 4000K - 70CRI - TBD[SKU] - Universal coupler 30-60mm | 8 | Universal coupler 30-60mm | LED | 1 | 65 | [8 empty] | CE. ENEC | [6 empty] | 66 | 4000 | 567x367x95 |  | 220-240V |  | 5 |  |  |  | 70 |  | 4000 |  | 123000 |  | 299000 |  |  | 144 |  |  | 9 | CEC | 25 | < 10% at 100.000 hours |  | Available | 740/559 | CIE(x= 0.38. y= 0.38) 5SDCM | Class I . Class II | IK08 |  |  | 50 |  | -40 | 1 | 65 | RAL7035 | 50-60Hz | Passive | LED | dimmable | Road&Street | SMIx | Road&Street |  |  | 9360 | No sensor | 125000 | [6 empty] | 296000
TBD | SMIx/2/CCC/65/40... | image | datasheet | deeplink | TUNGSRAM - SMIx - 9350lm - 65W - 4000K - 70CRI - TBD[SKU] - Universal coupler 30-60mm | 8 | Universal coupler 30-60mm | LED | 1 | 65 | [8 empty] | CE. ENEC | [6 empty] | 66 | 4000 | 567x367x95 |  | 220-240V |  | 5 |  |  |  | 70 |  | 4000 |  | 123000 |  | 299000 |  |  | 143.85 |  |  | 9 | CCC | 25 | < 10% at 100.000 hours |  | Available | 740/559 | CIE(x= 0.38. y= 0.38) 5SDCM | Class I . Class II | IK08 |  |  | 50 |  | -40 | 1 | 65 | RAL7035 | 50-60Hz | Passive | LED | dimmable | Road&Street | SMIx | Road&Street |  |  | 9350 | No sensor | 125000 | [6 empty] | 296000
TBD | SMIx/2/CFC/65/40... | image | datasheet | deeplink | TUNGSRAM - SMIx - 9370lm - 65W - 4000K - 70CRI - TBD[SKU] - Universal coupler 30-60mm | 8 | Universal coupler 30-60mm | LED | 1 | 65 | [8 empty] | CE. ENEC | [6 empty] | 66 | 4000 | 567x367x95 |  | 220-240V |  | 5 |  |  |  | 70 |  | 4000 |  | 123000 |  | 299000 |  |  | 144.15 |  |  | 9 | CFC | 25 | < 10% at 100.000 hours |  | Available | 740/559 | CIE(x= 0.38. y= 0.38) 5SDCM | Class I . Class II | IK08 |  |  | 50 |  | -40 | 1 | 65 | RAL7035 | 50-60Hz | Passive | LED | dimmable | Road&Street | SMIx | Road&Street |  |  | 9370 | No sensor | 125000 | [6 empty] | 296000
TBD | SMIx/2/FCF/65/40... | image | datasheet | deeplink | TUNGSRAM - SMIx - 9390lm - 65W - 4000K - 70CRI - TBD[SKU] - Universal coupler 30-60mm | 8 | Universal coupler 30-60mm | LED | 1 | 65 | [8 empty] | CE. ENEC | [6 empty] | 66 | 4000 | 567x367x95 |  | 220-240V |  | 5 |  |  |  | 70 |  | 4000 |  | 123000 |  | 299000 |  |  | 144.46 |  |  | 9 | FCF | 25 | < 10% at 100.000 hours |  | Available | 740/559 | CIE(x= 0.38. y= 0.38) 5SDCM | Class I . Class II | IK08 |  |  | 50 |  | -40 | 1 | 65 | RAL7035 | 50-60Hz | Passive | LED | dimmable | Road&Street | SMIx | Road&Street |  |  | 9390 | No sensor | 125000 | [6 empty] | 296000
TBD | SMIx/2/FFF/65/40... | image | datasheet | deeplink | TUNGSRAM - SMIx - 9410lm - 65W - 4000K - 70CRI - TBD[SKU] - Universal coupler 30-60mm | 8 | Universal coupler 30-60mm | LED | 1 | 65 | [8 empty] | CE. ENEC | [6 empty] | 66 | 4000 | 567x367x95 |  | 220-240V |  | 5 |  |  |  | 70 |  | 4000 |  | 123000 |  | 299000 |  |  | 144.77 |  |  | 9 | FFF | 25 | < 10% at 100.000 hours |  | Available | 740/559 | CIE(x= 0.38. y= 0.38) 5SDCM | Class I . Class II | IK08 |  |  | 50 |  | -40 | 1 | 65 | RAL7035 | 50-60Hz | Passive | LED | dimmable | Road&Street | SMIx | Road&Street |  |  | 9410 | No sensor | 125000 | [6 empty] | 296000
TBD | SMIx/2/FEF/65/40... | image | datasheet | deeplink | TUNGSRAM - SMIx - 9400lm - 65W - 4000K - 70CRI - TBD[SKU] - Universal coupler 30-60mm | 8 | Universal coupler 30-60mm | LED | 1 | 65 | [8 empty] | CE. ENEC | [6 empty] | 66 | 4000 | 567x367x95 |  | 220-240V |  | 5 |  |  |  | 70 |  | 4000 |  | 123000 |  | 299000 |  |  | 144.62 |  |  | 9 | FEF | 25 | < 10% at 100.000 hours |  | Available | 740/559 | CIE(x= 0.38. y= 0.38) 5SDCM | Class I . Class II | IK08 |  |  | 50 |  | -40 | 1 | 65 | RAL7035 | 50-60Hz | Passive | LED | dimmable | Road&Street | SMIx | Road&Street |  |  | 9400 | No sensor | 125000 | [6 empty] | 296000
TBD | SMIx/2/EFE/65/40... | image | datasheet | deeplink | TUNGSRAM - SMIx - 9390lm - 65W - 4000K - 70CRI - TBD[SKU] - Universal coupler 30-60mm | 8 | Universal coupler 30-60mm | LED | 1 | 65 | [8 empty] | CE. ENEC | [6 empty] | 66 | 4000 | 567x367x95 |  | 220-240V |  | 5 |  |  |  | 70 |  | 4000 |  | 123000 |  | 299000 |  |  | 144.46 |  |  | 9 | EFE | 25 | < 10% at 100.000 hours |  | Available | 740/559 | CIE(x= 0.38. y= 0.38) 5SDCM | Class I . Class II | IK08 |  |  | 50 |  | -40 | 1 | 65 | RAL7035 | 50-60Hz | Passive | LED | dimmable | Road&Street | SMIx | Road&Street |  |  | 9390 | No sensor | 125000 | [6 empty] | 296000
TBD | SMIx/2/EEE/65/40... | image | datasheet | deeplink | TUNGSRAM - SMIx - 9380lm - 65W - 4000K - 70CRI - TBD[SKU] - Universal coupler 30-60mm | 8 | Universal coupler 30-60mm | LED | 1 | 65 | [8 empty] | CE. ENEC | [6 empty] | 66 | 4000 | 567x367x95 |  | 220-240V |  | 5 |  |  |  | 70 |  | 4000 |  | 123000 |  | 299000 |  |  | 144.31 |  |  | 9 | EEE | 25 | < 10% at 100.000 hours |  | Available | 740/559 | CIE(x= 0.38. y= 0.38) 5SDCM | Class I . Class II | IK08 |  |  | 50 |  | -40 | 1 | 65 | RAL7035 | 50-60Hz | Passive | LED | dimmable | Road&Street | SMIx | Road&Street |  |  | 9380 | No sensor | 125000 | [6 empty] | 296000
TBD | SMIx/2/EQE/65/50... | image | datasheet | deeplink | TUNGSRAM - SMIx - 9390lm - 65W - 5000K - 70CRI - TBD[SKU] - Universal coupler 30-60mm | 8 | Universal coupler 30-60mm | LED | 1 | 65 | [8 empty] | CE. ENEC | [6 empty] | 66 | 5000 | 567x367x95 |  | 220-240V |  | 5 |  |  |  | 70 |  | 5000 |  | 123000 |  | 299000 |  |  | 144.46 |  |  | 9 | EQE | 25 | < 10% at 100.000 hours |  | Available | 750/559 | CIE(x= 0.34. y= 0.35) 5SDCM | Class I . Class II | IK08 |  |  | 50 |  | -40 | 1 | 65 | RAL7035 | 50-60Hz | Passive | LED | dimmable | Road&Street | SMIx | Road&Street |  |  | 9390 | No sensor | 125000 | [6 empty] | 296000
TBD | SMIx/2/CQC/65/50... | image | datasheet | deeplink | TUNGSRAM - SMIx - 9360lm - 65W - 5000K - 70CRI - TBD[SKU] - Universal coupler 30-60mm | 8 | Universal coupler 30-60mm | LED | 1 | 65 | [8 empty] | CE. ENEC | [6 empty] | 66 | 5000 | 567x367x95 |  | 220-240V |  | 5 |  |  |  | 70 |  | 5000 |  | 123000 |  | 299000 |  |  | 144 |  |  | 9 | CQC | 25 | < 10% at 100.000 hours |  | Available | 750/559 | CIE(x= 0.34. y= 0.35) 5SDCM | Class I . Class II | IK08 |  |  | 50 |  | -40 | 1 | 65 | RAL7035 | 50-60Hz | Passive | LED | dimmable | Road&Street | SMIx | Road&Street |  |  | 9360 | No sensor | 125000 | [6 empty] | 296000
TBD | SMIx/2/QFQ/65/50... | image | datasheet | deeplink | TUNGSRAM - SMIx - 9410lm - 65W - 5000K - 70CRI - TBD[SKU] - Universal coupler 30-60mm | 8 | Universal coupler 30-60mm | LED | 1 | 65 | [8 empty] | CE. ENEC | [6 empty] | 66 | 5000 | 567x367x95 |  | 220-240V |  | 5 |  |  |  | 70 |  | 5000 |  | 123000 |  | 299000 |  |  | 144.77 |  |  | 9 | QFQ | 25 | < 10% at 100.000 hours |  | Available | 750/559 | CIE(x= 0.34. y= 0.35) 5SDCM | Class I . Class II | IK08 |  |  | 50 |  | -40 | 1 | 65 | RAL7035 | 50-60Hz | Passive | LED | dimmable | Road&Street | SMIx | Road&Street |  |  | 9410 | No sensor | 125000 | [6 empty] | 296000
TBD | SMIx/2/QEQ/65/50... | image | datasheet | deeplink | TUNGSRAM - SMIx - 9330lm - 65W - 5000K - 70CRI - TBD[SKU] - Universal coupler 30-60mm | 8 | Universal coupler 30-60mm | LED | 1 | 65 | [8 empty] | CE. ENEC | [6 empty] | 66 | 5000 | 567x367x95 |  | 220-240V |  | 5 |  |  |  | 70 |  | 5000 |  | 123000 |  | 299000 |  |  | 143.54 |  |  | 9 | QEQ | 25 | < 10% at 100.000 hours |  | Available | 750/559 | CIE(x= 0.34. y= 0.35) 5SDCM | Class I . Class II | IK08 |  |  | 50 |  | -40 | 1 | 65 | RAL7035 | 50-60Hz | Passive | LED | dimmable | Road&Street | SMIx | Road&Street |  |  | 9330 | No sensor | 125000 | [6 empty] | 296000
TBD | SMIx/2/QCQ/65/50... | image | datasheet | deeplink | TUNGSRAM - SMIx - 9320lm - 65W - 5000K - 70CRI - TBD[SKU] - Universal coupler 30-60mm | 8 | Universal coupler 30-60mm | LED | 1 | 65 | [8 empty] | CE. ENEC | [6 empty] | 66 | 5000 | 567x367x95 |  | 220-240V |  | 5 |  |  |  | 70 |  | 5000 |  | 123000 |  | 299000 |  |  | 143.38 |  |  | 9 | QCQ | 25 | < 10% at 100.000 hours |  | Available | 750/559 | CIE(x= 0.34. y= 0.35) 5SDCM | Class I . Class II | IK08 |  |  | 50 |  | -40 | 1 | 65 | RAL7035 | 50-60Hz | Passive | LED | dimmable | Road&Street | SMIx | Road&Street |  |  | 9320 | No sensor | 125000 | [6 empty] | 296000
TBD | SMIx/2/FQF/65/50... | image | datasheet | deeplink | TUNGSRAM - SMIx - 9410lm - 65W - 5000K - 70CRI - TBD[SKU] - Universal coupler 30-60mm | 8 | Universal coupler 30-60mm | LED | 1 | 65 | [8 empty] | CE. ENEC | [6 empty] | 66 | 5000 | 567x367x95 |  | 220-240V |  | 5 |  |  |  | 70 |  | 5000 |  | 123000 |  | 299000 |  |  | 144.77 |  |  | 9 | FQF | 25 | < 10% at 100.000 hours |  | Available | 750/559 | CIE(x= 0.34. y= 0.35) 5SDCM | Class I . Class II | IK08 |  |  | 50 |  | -40 | 1 | 65 | RAL7035 | 50-60Hz | Passive | LED | dimmable | Road&Street | SMIx | Road&Street |  |  | 9410 | No sensor | 125000 | [6 empty] | 296000
TBD | SMIx/2/QQQ/65/50... | image | datasheet | deeplink | TUNGSRAM - SMIx - 9270lm - 65W - 5000K - 70CRI - TBD[SKU] - Universal coupler 30-60mm | 8 | Universal coupler 30-60mm | LED | 1 | 65 | [8 empty] | CE. ENEC | [6 empty] | 66 | 5000 | 567x367x95 |  | 220-240V |  | 5 |  |  |  | 70 |  | 5000 |  | 123000 |  | 299000 |  |  | 142.62 |  |  | 9 | QQQ | 25 | < 10% at 100.000 hours |  | Available | 750/559 | CIE(x= 0.34. y= 0.35) 5SDCM | Class I . Class II | IK08 |  |  | 50 |  | -40 | 1 | 65 | RAL7035 | 50-60Hz | Passive | LED | dimmable | Road&Street | SMIx | Road&Street |  |  | 9270 | No sensor | 125000 | [6 empty] | 296000
TBD | SMIx/2/EQE/65/30... | image | datasheet | deeplink | TUNGSRAM - SMIx - 8810lm - 65W - 3000K - 70CRI - TBD[SKU] - Universal coupler 30-60mm | 8 | Universal coupler 30-60mm | LED | 1 | 65 | [8 empty] | CE. ENEC | [6 empty] | 66 | 3000 | 567x367x95 |  | 220-240V |  | 5 |  |  |  | 70 |  | 3000 |  | 123000 |  | 299000 |  |  | 135.54 |  |  | 9 | EQE | 25 | < 10% at 100.000 hours |  | Available | 730/559 | CIE(x=0.43. y=0.403) 5SDCM | Class I . Class II | IK08 |  |  | 50 |  | -40 | 1 | 65 | RAL7035 | 50-60Hz | Passive | LED | dimmable | Road&Street | SMIx | Road&Street |  |  | 8810 | No sensor | 125000 | [6 empty] | 296000
TBD | SMIx/2/CQC/65/30... | image | datasheet | deeplink | TUNGSRAM - SMIx - 8790lm - 65W - 3000K - 70CRI - TBD[SKU] - Universal coupler 30-60mm | 8 | Universal coupler 30-60mm | LED | 1 | 65 | [8 empty] | CE. ENEC | [6 empty] | 66 | 3000 | 567x367x95 |  | 220-240V |  | 5 |  |  |  | 70 |  | 3000 |  | 123000 |  | 299000 |  |  | 135.23 |  |  | 9 | CQC | 25 | < 10% at 100.000 hours |  | Available | 730/559 | CIE(x=0.43. y=0.403) 5SDCM | Class I . Class II | IK08 |  |  | 50 |  | -40 | 1 | 65 | RAL7035 | 50-60Hz | Passive | LED | dimmable | Road&Street | SMIx | Road&Street |  |  | 8790 | No sensor | 125000 | [6 empty] | 296000
TBD | SMIx/2/QFQ/65/30... | image | datasheet | deeplink | TUNGSRAM - SMIx - 8830lm - 65W - 3000K - 70CRI - TBD[SKU] - Universal coupler 30-60mm | 8 | Universal coupler 30-60mm | LED | 1 | 65 | [8 empty] | CE. ENEC | [6 empty] | 66 | 3000 | 567x367x95 |  | 220-240V |  | 5 |  |  |  | 70 |  | 3000 |  | 123000 |  | 299000 |  |  | 135.85 |  |  | 9 | QFQ | 25 | < 10% at 100.000 hours |  | Available | 730/559 | CIE(x=0.43. y=0.403) 5SDCM | Class I . Class II | IK08 |  |  | 50 |  | -40 | 1 | 65 | RAL7035 | 50-60Hz | Passive | LED | dimmable | Road&Street | SMIx | Road&Street |  |  | 8830 | No sensor | 125000 | [6 empty] | 296000
TBD | SMIx/2/QEQ/65/30... | image | datasheet | deeplink | TUNGSRAM - SMIx - 8760lm - 65W - 3000K - 70CRI - TBD[SKU] - Universal coupler 30-60mm | 8 | Universal coupler 30-60mm | LED | 1 | 65 | [8 empty] | CE. ENEC | [6 empty] | 66 | 3000 | 567x367x95 |  | 220-240V |  | 5 |  |  |  | 70 |  | 3000 |  | 123000 |  | 299000 |  |  | 134.77 |  |  | 9 | QEQ | 25 | < 10% at 100.000 hours |  | Available | 730/559 | CIE(x=0.43. y=0.403) 5SDCM | Class I . Class II | IK08 |  |  | 50 |  | -40 | 1 | 65 | RAL7035 | 50-60Hz | Passive | LED | dimmable | Road&Street | SMIx | Road&Street |  |  | 8760 | No sensor | 125000 | [6 empty] | 296000
TBD | SMIx/2/QCQ/65/30... | image | datasheet | deeplink | TUNGSRAM - SMIx - 8750lm - 65W - 3000K - 70CRI - TBD[SKU] - Universal coupler 30-60mm | 8 | Universal coupler 30-60mm | LED | 1 | 65 | [8 empty] | CE. ENEC | [6 empty] | 66 | 3000 | 567x367x95 |  | 220-240V |  | 5 |  |  |  | 70 |  | 3000 |  | 123000 |  | 299000 |  |  | 134.62 |  |  | 9 | QCQ | 25 | < 10% at 100.000 hours |  | Available | 730/559 | CIE(x=0.43. y=0.403) 5SDCM | Class I . Class II | IK08 |  |  | 50 |  | -40 | 1 | 65 | RAL7035 | 50-60Hz | Passive | LED | dimmable | Road&Street | SMIx | Road&Street |  |  | 8750 | No sensor | 125000 | [6 empty] | 296000
TBD | SMIx/2/FQF/65/30... | image | datasheet | deeplink | TUNGSRAM - SMIx - 8830lm - 65W - 3000K - 70CRI - TBD[SKU] - Universal coupler 30-60mm | 8 | Universal coupler 30-60mm | LED | 1 | 65 | [8 empty] | CE. ENEC | [6 empty] | 66 | 3000 | 567x367x95 |  | 220-240V |  | 5 |  |  |  | 70 |  | 3000 |  | 123000 |  | 299000 |  |  | 135.85 |  |  | 9 | FQF | 25 | < 10% at 100.000 hours |  | Available | 730/559 | CIE(x=0.43. y=0.403) 5SDCM | Class I . Class II | IK08 |  |  | 50 |  | -40 | 1 | 65 | RAL7035 | 50-60Hz | Passive | LED | dimmable | Road&Street | SMIx | Road&Street |  |  | 8830 | No sensor | 125000 | [6 empty] | 296000
TBD | SMIx/2/QQQ/65/30... | image | datasheet | deeplink | TUNGSRAM - SMIx - 8700lm - 65W - 3000K - 70CRI - TBD[SKU] - Universal coupler 30-60mm | 8 | Universal coupler 30-60mm | LED | 1 | 65 | [8 empty] | CE. ENEC | [6 empty] | 66 | 3000 | 567x367x95 |  | 220-240V |  | 5 |  |  |  | 70 |  | 3000 |  | 123000 |  | 299000 |  |  | 133.85 |  |  | 9 | QQQ | 25 | < 10% at 100.000 hours |  | Available | 730/559 | CIE(x=0.43. y=0.403) 5SDCM | Class I . Class II | IK08 |  |  | 50 |  | -40 | 1 | 65 | RAL7035 | 50-60Hz | Passive | LED | dimmable | Road&Street | SMIx | Road&Street |  |  | 8700 | No sensor | 125000 | [6 empty] | 296000
TBD | SMIx/2/EQE/65/40... | image | datasheet | deeplink | TUNGSRAM - SMIx - 9330lm - 65W - 4000K - 70CRI - TBD[SKU] - Universal coupler 30-60mm | 8 | Universal coupler 30-60mm | LED | 1 | 65 | [8 empty] | CE. ENEC | [6 empty] | 66 | 4000 | 567x367x95 |  | 220-240V |  | 5 |  |  |  | 70 |  | 4000 |  | 123000 |  | 299000 |  |  | 143.54 |  |  | 9 | EQE | 25 | < 10% at 100.000 hours |  | Available | 740/559 | CIE(x= 0.38. y= 0.38) 5SDCM | Class I . Class II | IK08 |  |  | 50 |  | -40 | 1 | 65 | RAL7035 | 50-60Hz | Passive | LED | dimmable | Road&Street | SMIx | Road&Street |  |  | 9330 | No sensor | 125000 | [6 empty] | 296000
TBD | SMIx/2/CQC/65/40... | image | datasheet | deeplink | TUNGSRAM - SMIx - 9300lm - 65W - 4000K - 70CRI - TBD[SKU] - Universal coupler 30-60mm | 8 | Universal coupler 30-60mm | LED | 1 | 65 | [8 empty] | CE. ENEC | [6 empty] | 66 | 4000 | 567x367x95 |  | 220-240V |  | 5 |  |  |  | 70 |  | 4000 |  | 123000 |  | 299000 |  |  | 143.08 |  |  | 9 | CQC | 25 | < 10% at 100.000 hours |  | Available | 740/559 | CIE(x= 0.38. y= 0.38) 5SDCM | Class I . Class II | IK08 |  |  | 50 |  | -40 | 1 | 65 | RAL7035 | 50-60Hz | Passive | LED | dimmable | Road&Street | SMIx | Road&Street |  |  | 9300 | No sensor | 125000 | [6 empty] | 296000
TBD | SMIx/2/QFQ/65/40... | image | datasheet | deeplink | TUNGSRAM - SMIx - 9350lm - 65W - 4000K - 70CRI - TBD[SKU] - Universal coupler 30-60mm | 8 | Universal coupler 30-60mm | LED | 1 | 65 | [8 empty] | CE. ENEC | [6 empty] | 66 | 4000 | 567x367x95 |  | 220-240V |  | 5 |  |  |  | 70 |  | 4000 |  | 123000 |  | 299000 |  |  | 143.85 |  |  | 9 | QFQ | 25 | < 10% at 100.000 hours |  | Available | 740/559 | CIE(x= 0.38. y= 0.38) 5SDCM | Class I . Class II | IK08 |  |  | 50 |  | -40 | 1 | 65 | RAL7035 | 50-60Hz | Passive | LED | dimmable | Road&Street | SMIx | Road&Street |  |  | 9350 | No sensor | 125000 | [6 empty] | 296000
TBD | SMIx/2/QEQ/65/40... | image | datasheet | deeplink | TUNGSRAM - SMIx - 9270lm - 65W - 4000K - 70CRI - TBD[SKU] - Universal coupler 30-60mm | 8 | Universal coupler 30-60mm | LED | 1 | 65 | [8 empty] | CE. ENEC | [6 empty] | 66 | 4000 | 567x367x95 |  | 220-240V |  | 5 |  |  |  | 70 |  | 4000 |  | 123000 |  | 299000 |  |  | 142.62 |  |  | 9 | QEQ | 25 | < 10% at 100.000 hours |  | Available | 740/559 | CIE(x= 0.38. y= 0.38) 5SDCM | Class I . Class II | IK08 |  |  | 50 |  | -40 | 1 | 65 | RAL7035 | 50-60Hz | Passive | LED | dimmable | Road&Street | SMIx | Road&Street |  |  | 9270 | No sensor | 125000 | [6 empty] | 296000
TBD | SMIx/2/QCQ/65/40... | image | datasheet | deeplink | TUNGSRAM - SMIx - 9260lm - 65W - 4000K - 70CRI - TBD[SKU] - Universal coupler 30-60mm | 8 | Universal coupler 30-60mm | LED | 1 | 65 | [8 empty] | CE. ENEC | [6 empty] | 66 | 4000 | 567x367x95 |  | 220-240V |  | 5 |  |  |  | 70 |  | 4000 |  | 123000 |  | 299000 |  |  | 142.46 |  |  | 9 | QCQ | 25 | < 10% at 100.000 hours |  | Available | 740/559 | CIE(x= 0.38. y= 0.38) 5SDCM | Class I . Class II | IK08 |  |  | 50 |  | -40 | 1 | 65 | RAL7035 | 50-60Hz | Passive | LED | dimmable | Road&Street | SMIx | Road&Street |  |  | 9260 | No sensor | 125000 | [6 empty] | 296000
TBD | SMIx/2/FQF/65/40... | image | datasheet | deeplink | TUNGSRAM - SMIx - 9350lm - 65W - 4000K - 70CRI - TBD[SKU] - Universal coupler 30-60mm | 8 | Universal coupler 30-60mm | LED | 1 | 65 | [8 empty] | CE. ENEC | [6 empty] | 66 | 4000 | 567x367x95 |  | 220-240V |  | 5 |  |  |  | 70 |  | 4000 |  | 123000 |  | 299000 |  |  | 143.85 |  |  | 9 | FQF | 25 | < 10% at 100.000 hours |  | Available | 740/559 | CIE(x= 0.38. y= 0.38) 5SDCM | Class I . Class II | IK08 |  |  | 50 |  | -40 | 1 | 65 | RAL7035 | 50-60Hz | Passive | LED | dimmable | Road&Street | SMIx | Road&Street |  |  | 9350 | No sensor | 125000 | [6 empty] | 296000
TBD | SMIx/2/QQQ/65/40... | image | datasheet | deeplink | TUNGSRAM - SMIx - 9210lm - 65W - 4000K - 70CRI - TBD[SKU] - Universal coupler 30-60mm | 8 | Universal coupler 30-60mm | LED | 1 | 65 | [8 empty] | CE. ENEC | [6 empty] | 66 | 4000 | 567x367x95 |  | 220-240V |  | 5 |  |  |  | 70 |  | 4000 |  | 123000 |  | 299000 |  |  | 141.69 |  |  | 9 | QQQ | 25 | < 10% at 100.000 hours |  | Available | 740/559 | CIE(x= 0.38. y= 0.38) 5SDCM | Class I . Class II | IK08 |  |  | 50 |  | -40 | 1 | 65 | RAL7035 | 50-60Hz | Passive | LED | dimmable | Road&Street | SMIx | Road&Street |  |  | 9210 | No sensor | 125000 | [6 empty] | 296000
TBD | SMIx/2/ECE/50/50... | image | datasheet | deeplink | TUNGSRAM - SMIx - 7430lm - 50W - 5000K - 70CRI - TBD[SKU] - Universal coupler 30-60mm | 8 | Universal coupler 30-60mm | LED | 1 | 50 | [8 empty] | CE. ENEC | [6 empty] | 66 | 5000 | 567x367x95 |  | 220-240V |  | 5 |  |  |  | 70 |  | 5000 |  | 123000 |  | 299000 |  |  | 148.6 |  |  | 9 | ECE | 25 | < 10% at 100.000 hours |  | Available | 750/559 | CIE(x= 0.34. y= 0.35) 5SDCM | Class I . Class II | IK08 |  |  | 50 |  | -40 | 1 | 50 | RAL7035 | 50-60Hz | Passive | LED | dimmable | Road&Street | SMIx | Road&Street |  |  | 7430 | No sensor | 125000 | [6 empty] | 296000
TBD | SMIx/2/CEC/50/50... | image | datasheet | deeplink | TUNGSRAM - SMIx - 7420lm - 50W - 5000K - 70CRI - TBD[SKU] - Universal coupler 30-60mm | 8 | Universal coupler 30-60mm | LED | 1 | 50 | [8 empty] | CE. ENEC | [6 empty] | 66 | 5000 | 567x367x95 |  | 220-240V |  | 5 |  |  |  | 70 |  | 5000 |  | 123000 |  | 299000 |  |  | 148.4 |  |  | 9 | CEC | 25 | < 10% at 100.000 hours |  | Available | 750/559 | CIE(x= 0.34. y= 0.35) 5SDCM | Class I . Class II | IK08 |  |  | 50 |  | -40 | 1 | 50 | RAL7035 | 50-60Hz | Passive | LED | dimmable | Road&Street | SMIx | Road&Street |  |  | 7420 | No sensor | 125000 | [6 empty] | 296000
TBD | SMIx/2/CCC/50/50... | image | datasheet | deeplink | TUNGSRAM - SMIx - 7410lm - 50W - 5000K - 70CRI - TBD[SKU] - Universal coupler 30-60mm | 8 | Universal coupler 30-60mm | LED | 1 | 50 | [8 empty] | CE. ENEC | [6 empty] | 66 | 5000 | 567x367x95 |  | 220-240V |  | 5 |  |  |  | 70 |  | 5000 |  | 123000 |  | 299000 |  |  | 148.2 |  |  | 9 | CCC | 25 | < 10% at 100.000 hours |  | Available | 750/559 | CIE(x= 0.34. y= 0.35) 5SDCM | Class I . Class II | IK08 |  |  | 50 |  | -40 | 1 | 50 | RAL7035 | 50-60Hz | Passive | LED | dimmable | Road&Street | SMIx | Road&Street |  |  | 7410 | No sensor | 125000 | [6 empty] | 296000
TBD | SMIx/2/CFC/50/50... | image | datasheet | deeplink | TUNGSRAM - SMIx - 7430lm - 50W - 5000K - 70CRI - TBD[SKU] - Universal coupler 30-60mm | 8 | Universal coupler 30-60mm | LED | 1 | 50 | [8 empty] | CE. ENEC | [6 empty] | 66 | 5000 | 567x367x95 |  | 220-240V |  | 5 |  |  |  | 70 |  | 5000 |  | 123000 |  | 299000 |  |  | 148.6 |  |  | 9 | CFC | 25 | < 10% at 100.000 hours |  | Available | 750/559 | CIE(x= 0.34. y= 0.35) 5SDCM | Class I . Class II | IK08 |  |  | 50 |  | -40 | 1 | 50 | RAL7035 | 50-60Hz | Passive | LED | dimmable | Road&Street | SMIx | Road&Street |  |  | 7430 | No sensor | 125000 | [6 empty] | 296000
TBD | SMIx/2/FCF/50/50... | image | datasheet | deeplink | TUNGSRAM - SMIx - 7450lm - 50W - 5000K - 70CRI - TBD[SKU] - Universal coupler 30-60mm | 8 | Universal coupler 30-60mm | LED | 1 | 50 | [8 empty] | CE. ENEC | [6 empty] | 66 | 5000 | 567x367x95 |  | 220-240V |  | 5 |  |  |  | 70 |  | 5000 |  | 123000 |  | 299000 |  |  | 149 |  |  | 9 | FCF | 25 | < 10% at 100.000 hours |  | Available | 750/559 | CIE(x= 0.34. y= 0.35) 5SDCM | Class I . Class II | IK08 |  |  | 50 |  | -40 | 1 | 50 | RAL7035 | 50-60Hz | Passive | LED | dimmable | Road&Street | SMIx | Road&Street |  |  | 7450 | No sensor | 125000 | [6 empty] | 296000
TBD | SMIx/2/FFF/50/50... | image | datasheet | deeplink | TUNGSRAM - SMIx - 7460lm - 50W - 5000K - 70CRI - TBD[SKU] - Universal coupler 30-60mm | 8 | Universal coupler 30-60mm | LED | 1 | 50 | [8 empty] | CE. ENEC | [6 empty] | 66 | 5000 | 567x367x95 |  | 220-240V |  | 5 |  |  |  | 70 |  | 5000 |  | 123000 |  | 299000 |  |  | 149.2 |  |  | 9 | FFF | 25 | < 10% at 100.000 hours |  | Available | 750/559 | CIE(x= 0.34. y= 0.35) 5SDCM | Class I . Class II | IK08 |  |  | 50 |  | -40 | 1 | 50 | RAL7035 | 50-60Hz | Passive | LED | dimmable | Road&Street | SMIx | Road&Street |  |  | 7460 | No sensor | 125000 | [6 empty] | 296000
TBD | SMIx/2/FEF/50/50... | image | datasheet | deeplink | TUNGSRAM - SMIx - 7450lm - 50W - 5000K - 70CRI - TBD[SKU] - Universal coupler 30-60mm | 8 | Universal coupler 30-60mm | LED | 1 | 50 | [8 empty] | CE. ENEC | [6 empty] | 66 | 5000 | 567x367x95 |  | 220-240V |  | 5 |  |  |  | 70 |  | 5000 |  | 123000 |  | 299000 |  |  | 149 |  |  | 9 | FEF | 25 | < 10% at 100.000 hours |  | Available | 750/559 | CIE(x= 0.34. y= 0.35) 5SDCM | Class I . Class II | IK08 |  |  | 50 |  | -40 | 1 | 50 | RAL7035 | 50-60Hz | Passive | LED | dimmable | Road&Street | SMIx | Road&Street |  |  | 7450 | No sensor | 125000 | [6 empty] | 296000
TBD | SMIx/2/EFE/50/50... | image | datasheet | deeplink | TUNGSRAM - SMIx - 7450lm - 50W - 5000K - 70CRI - TBD[SKU] - Universal coupler 30-60mm | 8 | Universal coupler 30-60mm | LED | 1 | 50 | [8 empty] | CE. ENEC | [6 empty] | 66 | 5000 | 567x367x95 |  | 220-240V |  | 5 |  |  |  | 70 |  | 5000 |  | 123000 |  | 299000 |  |  | 149 |  |  | 9 | EFE | 25 | < 10% at 100.000 hours |  | Available | 750/559 | CIE(x= 0.34. y= 0.35) 5SDCM | Class I . Class II | IK08 |  |  | 50 |  | -40 | 1 | 50 | RAL7035 | 50-60Hz | Passive | LED | dimmable | Road&Street | SMIx | Road&Street |  |  | 7450 | No sensor | 125000 | [6 empty] | 296000
TBD | SMIx/2/EEE/50/50... | image | datasheet | deeplink | TUNGSRAM - SMIx - 7440lm - 50W - 5000K - 70CRI - TBD[SKU] - Universal coupler 30-60mm | 8 | Universal coupler 30-60mm | LED | 1 | 50 | [8 empty] | CE. ENEC | [6 empty] | 66 | 5000 | 567x367x95 |  | 220-240V |  | 5 |  |  |  | 70 |  | 5000 |  | 123000 |  | 299000 |  |  | 148.8 |  |  | 9 | EEE | 25 | < 10% at 100.000 hours |  | Available | 750/559 | CIE(x= 0.34. y= 0.35) 5SDCM | Class I . Class II | IK08 |  |  | 50 |  | -40 | 1 | 50 | RAL7035 | 50-60Hz | Passive | LED | dimmable | Road&Street | SMIx | Road&Street |  |  | 7440 | No sensor | 125000 | [6 empty] | 296000
TBD | SMIx/2/ECE/50/30... | image | datasheet | deeplink | TUNGSRAM - SMIx - 6970lm - 50W - 3000K - 70CRI - TBD[SKU] - Universal coupler 30-60mm | 8 | Universal coupler 30-60mm | LED | 1 | 50 | [8 empty] | CE. ENEC | [6 empty] | 66 | 3000 | 567x367x95 |  | 220-240V |  | 5 |  |  |  | 70 |  | 3000 |  | 123000 |  | 299000 |  |  | 139.4 |  |  | 9 | ECE | 25 | < 10% at 100.000 hours |  | Available | 730/559 | CIE(x=0.43. y=0.403) 5SDCM | Class I . Class II | IK08 |  |  | 50 |  | -40 | 1 | 50 | RAL7035 | 50-60Hz | Passive | LED | dimmable | Road&Street | SMIx | Road&Street |  |  | 6970 | No sensor | 125000 | [6 empty] | 296000
TBD | SMIx/2/CEC/50/30... | image | datasheet | deeplink | TUNGSRAM - SMIx - 6960lm - 50W - 3000K - 70CRI - TBD[SKU] - Universal coupler 30-60mm | 8 | Universal coupler 30-60mm | LED | 1 | 50 | [8 empty] | CE. ENEC | [6 empty] | 66 | 3000 | 567x367x95 |  | 220-240V |  | 5 |  |  |  | 70 |  | 3000 |  | 123000 |  | 299000 |  |  | 139.2 |  |  | 9 | CEC | 25 | < 10% at 100.000 hours |  | Available | 730/559 | CIE(x=0.43. y=0.403) 5SDCM | Class I . Class II | IK08 |  |  | 50 |  | -40 | 1 | 50 | RAL7035 | 50-60Hz | Passive | LED | dimmable | Road&Street | SMIx | Road&Street |  |  | 6960 | No sensor | 125000 | [6 empty] | 296000
TBD | SMIx/2/CCC/50/30... | image | datasheet | deeplink | TUNGSRAM - SMIx - 6950lm - 50W - 3000K - 70CRI - TBD[SKU] - Universal coupler 30-60mm | 8 | Universal coupler 30-60mm | LED | 1 | 50 | [8 empty] | CE. ENEC | [6 empty] | 66 | 3000 | 567x367x95 |  | 220-240V |  | 5 |  |  |  | 70 |  | 3000 |  | 123000 |  | 299000 |  |  | 139 |  |  | 9 | CCC | 25 | < 10% at 100.000 hours |  | Available | 730/559 | CIE(x=0.43. y=0.403) 5SDCM | Class I . Class II | IK08 |  |  | 50 |  | -40 | 1 | 50 | RAL7035 | 50-60Hz | Passive | LED | dimmable | Road&Street | SMIx | Road&Street |  |  | 6950 | No sensor | 125000 | [6 empty] | 296000
TBD | SMIx/2/CFC/50/30... | image | datasheet | deeplink | TUNGSRAM - SMIx - 6970lm - 50W - 3000K - 70CRI - TBD[SKU] - Universal coupler 30-60mm | 8 | Universal coupler 30-60mm | LED | 1 | 50 | [8 empty] | CE. ENEC | [6 empty] | 66 | 3000 | 567x367x95 |  | 220-240V |  | 5 |  |  |  | 70 |  | 3000 |  | 123000 |  | 299000 |  |  | 139.4 |  |  | 9 | CFC | 25 | < 10% at 100.000 hours |  | Available | 730/559 | CIE(x=0.43. y=0.403) 5SDCM | Class I . Class II | IK08 |  |  | 50 |  | -40 | 1 | 50 | RAL7035 | 50-60Hz | Passive | LED | dimmable | Road&Street | SMIx | Road&Street |  |  | 6970 | No sensor | 125000 | [6 empty] | 296000
TBD | SMIx/2/FCF/50/30... | image | datasheet | deeplink | TUNGSRAM - SMIx - 6990lm - 50W - 3000K - 70CRI - TBD[SKU] - Universal coupler 30-60mm | 8 | Universal coupler 30-60mm | LED | 1 | 50 | [8 empty] | CE. ENEC | [6 empty] | 66 | 3000 | 567x367x95 |  | 220-240V |  | 5 |  |  |  | 70 |  | 3000 |  | 123000 |  | 299000 |  |  | 139.8 |  |  | 9 | FCF | 25 | < 10% at 100.000 hours |  | Available | 730/559 | CIE(x=0.43. y=0.403) 5SDCM | Class I . Class II | IK08 |  |  | 50 |  | -40 | 1 | 50 | RAL7035 | 50-60Hz | Passive | LED | dimmable | Road&Street | SMIx | Road&Street |  |  | 6990 | No sensor | 125000 | [6 empty] | 296000
TBD | SMIx/2/FFF/50/30... | image | datasheet | deeplink | TUNGSRAM - SMIx - 7000lm - 50W - 3000K - 70CRI - TBD[SKU] - Universal coupler 30-60mm | 8 | Universal coupler 30-60mm | LED | 1 | 50 | [8 empty] | CE. ENEC | [6 empty] | 66 | 3000 | 567x367x95 |  | 220-240V |  | 5 |  |  |  | 70 |  | 3000 |  | 123000 |  | 299000 |  |  | 140 |  |  | 9 | FFF | 25 | < 10% at 100.000 hours |  | Available | 730/559 | CIE(x=0.43. y=0.403) 5SDCM | Class I . Class II | IK08 |  |  | 50 |  | -40 | 1 | 50 | RAL7035 | 50-60Hz | Passive | LED | dimmable | Road&Street | SMIx | Road&Street |  |  | 7000 | No sensor | 125000 | [6 empty] | 296000
TBD | SMIx/2/FEF/50/30... | image | datasheet | deeplink | TUNGSRAM - SMIx - 6990lm - 50W - 3000K - 70CRI - TBD[SKU] - Universal coupler 30-60mm | 8 | Universal coupler 30-60mm | LED | 1 | 50 | [8 empty] | CE. ENEC | [6 empty] | 66 | 3000 | 567x367x95 |  | 220-240V |  | 5 |  |  |  | 70 |  | 3000 |  | 123000 |  | 299000 |  |  | 139.8 |  |  | 9 | FEF | 25 | < 10% at 100.000 hours |  | Available | 730/559 | CIE(x=0.43. y=0.403) 5SDCM | Class I . Class II | IK08 |  |  | 50 |  | -40 | 1 | 50 | RAL7035 | 50-60Hz | Passive | LED | dimmable | Road&Street | SMIx | Road&Street |  |  | 6990 | No sensor | 125000 | [6 empty] | 296000
TBD | SMIx/2/EFE/50/30... | image | datasheet | deeplink | TUNGSRAM - SMIx - 6990lm - 50W - 3000K - 70CRI - TBD[SKU] - Universal coupler 30-60mm | 8 | Universal coupler 30-60mm | LED | 1 | 50 | [8 empty] | CE. ENEC | [6 empty] | 66 | 3000 | 567x367x95 |  | 220-240V |  | 5 |  |  |  | 70 |  | 3000 |  | 123000 |  | 299000 |  |  | 139.8 |  |  | 9 | EFE | 25 | < 10% at 100.000 hours |  | Available | 730/559 | CIE(x=0.43. y=0.403) 5SDCM | Class I . Class II | IK08 |  |  | 50 |  | -40 | 1 | 50 | RAL7035 | 50-60Hz | Passive | LED | dimmable | Road&Street | SMIx | Road&Street |  |  | 6990 | No sensor | 125000 | [6 empty] | 296000
TBD | SMIx/2/EEE/50/30... | image | datasheet | deeplink | TUNGSRAM - SMIx - 6980lm - 50W - 3000K - 70CRI - TBD[SKU] - Universal coupler 30-60mm | 8 | Universal coupler 30-60mm | LED | 1 | 50 | [8 empty] | CE. ENEC | [6 empty] | 66 | 3000 | 567x367x95 |  | 220-240V |  | 5 |  |  |  | 70 |  | 3000 |  | 123000 |  | 299000 |  |  | 139.6 |  |  | 9 | EEE | 25 | < 10% at 100.000 hours |  | Available | 730/559 | CIE(x=0.43. y=0.403) 5SDCM | Class I . Class II | IK08 |  |  | 50 |  | -40 | 1 | 50 | RAL7035 | 50-60Hz | Passive | LED | dimmable | Road&Street | SMIx | Road&Street |  |  | 6980 | No sensor | 125000 | [6 empty] | 296000
TBD | SMIx/2/ECE/50/40... | image | datasheet | deeplink | TUNGSRAM - SMIx - 7380lm - 50W - 4000K - 70CRI - TBD[SKU] - Universal coupler 30-60mm | 8 | Universal coupler 30-60mm | LED | 1 | 50 | [8 empty] | CE. ENEC | [6 empty] | 66 | 4000 | 567x367x95 |  | 220-240V |  | 5 |  |  |  | 70 |  | 4000 |  | 123000 |  | 299000 |  |  | 147.6 |  |  | 9 | ECE | 25 | < 10% at 100.000 hours |  | Available | 740/559 | CIE(x= 0.38. y= 0.38) 5SDCM | Class I . Class II | IK08 |  |  | 50 |  | -40 | 1 | 50 | RAL7035 | 50-60Hz | Passive | LED | dimmable | Road&Street | SMIx | Road&Street |  |  | 7380 | No sensor | 125000 | [6 empty] | 296000
TBD | SMIx/2/CEC/50/40... | image | datasheet | deeplink | TUNGSRAM - SMIx - 7370lm - 50W - 4000K - 70CRI - TBD[SKU] - Universal coupler 30-60mm | 8 | Universal coupler 30-60mm | LED | 1 | 50 | [8 empty] | CE. ENEC | [6 empty] | 66 | 4000 | 567x367x95 |  | 220-240V |  | 5 |  |  |  | 70 |  | 4000 |  | 123000 |  | 299000 |  |  | 147.4 |  |  | 9 | CEC | 25 | < 10% at 100.000 hours |  | Available | 740/559 | CIE(x= 0.38. y= 0.38) 5SDCM | Class I . Class II | IK08 |  |  | 50 |  | -40 | 1 | 50 | RAL7035 | 50-60Hz | Passive | LED | dimmable | Road&Street | SMIx | Road&Street |  |  | 7370 | No sensor | 125000 | [6 empty] | 296000
TBD | SMIx/2/CCC/50/40... | image | datasheet | deeplink | TUNGSRAM - SMIx - 7360lm - 50W - 4000K - 70CRI - TBD[SKU] - Universal coupler 30-60mm | 8 | Universal coupler 30-60mm | LED | 1 | 50 | [8 empty] | CE. ENEC | [6 empty] | 66 | 4000 | 567x367x95 |  | 220-240V |  | 5 |  |  |  | 70 |  | 4000 |  | 123000 |  | 299000 |  |  | 147.2 |  |  | 9 | CCC | 25 | < 10% at 100.000 hours |  | Available | 740/559 | CIE(x= 0.38. y= 0.38) 5SDCM | Class I . Class II | IK08 |  |  | 50 |  | -40 | 1 | 50 | RAL7035 | 50-60Hz | Passive | LED | dimmable | Road&Street | SMIx | Road&Street |  |  | 7360 | No sensor | 125000 | [6 empty] | 296000
TBD | SMIx/2/CFC/50/40... | image | datasheet | deeplink | TUNGSRAM - SMIx - 7380lm - 50W - 4000K - 70CRI - TBD[SKU] - Universal coupler 30-60mm | 8 | Universal coupler 30-60mm | LED | 1 | 50 | [8 empty] | CE. ENEC | [6 empty] | 66 | 4000 | 567x367x95 |  | 220-240V |  | 5 |  |  |  | 70 |  | 4000 |  | 123000 |  | 299000 |  |  | 147.6 |  |  | 9 | CFC | 25 | < 10% at 100.000 hours |  | Available | 740/559 | CIE(x= 0.38. y= 0.38) 5SDCM | Class I . Class II | IK08 |  |  | 50 |  | -40 | 1 | 50 | RAL7035 | 50-60Hz | Passive | LED | dimmable | Road&Street | SMIx | Road&Street |  |  | 7380 | No sensor | 125000 | [6 empty] | 296000
TBD | SMIx/2/FCF/50/40... | image | datasheet | deeplink | TUNGSRAM - SMIx - 7400lm - 50W - 4000K - 70CRI - TBD[SKU] - Universal coupler 30-60mm | 8 | Universal coupler 30-60mm | LED | 1 | 50 | [8 empty] | CE. ENEC | [6 empty] | 66 | 4000 | 567x367x95 |  | 220-240V |  | 5 |  |  |  | 70 |  | 4000 |  | 123000 |  | 299000 |  |  | 148 |  |  | 9 | FCF | 25 | < 10% at 100.000 hours |  | Available | 740/559 | CIE(x= 0.38. y= 0.38) 5SDCM | Class I . Class II | IK08 |  |  | 50 |  | -40 | 1 | 50 | RAL7035 | 50-60Hz | Passive | LED | dimmable | Road&Street | SMIx | Road&Street |  |  | 7400 | No sensor | 125000 | [6 empty] | 296000
TBD | SMIx/2/FFF/50/40... | image | datasheet | deeplink | TUNGSRAM - SMIx - 7410lm - 50W - 4000K - 70CRI - TBD[SKU] - Universal coupler 30-60mm | 8 | Universal coupler 30-60mm | LED | 1 | 50 | [8 empty] | CE. ENEC | [6 empty] | 66 | 4000 | 567x367x95 |  | 220-240V |  | 5 |  |  |  | 70 |  | 4000 |  | 123000 |  | 299000 |  |  | 148.2 |  |  | 9 | FFF | 25 | < 10% at 100.000 hours |  | Available | 740/559 | CIE(x= 0.38. y= 0.38) 5SDCM | Class I . Class II | IK08 |  |  | 50 |  | -40 | 1 | 50 | RAL7035 | 50-60Hz | Passive | LED | dimmable | Road&Street | SMIx | Road&Street |  |  | 7410 | No sensor | 125000 | [6 empty] | 296000
TBD | SMIx/2/FEF/50/40... | image | datasheet | deeplink | TUNGSRAM - SMIx - 7400lm - 50W - 4000K - 70CRI - TBD[SKU] - Universal coupler 30-60mm | 8 | Universal coupler 30-60mm | LED | 1 | 50 | [8 empty] | CE. ENEC | [6 empty] | 66 | 4000 | 567x367x95 |  | 220-240V |  | 5 |  |  |  | 70 |  | 4000 |  | 123000 |  | 299000 |  |  | 148 |  |  | 9 | FEF | 25 | < 10% at 100.000 hours |  | Available | 740/559 | CIE(x= 0.38. y= 0.38) 5SDCM | Class I . Class II | IK08 |  |  | 50 |  | -40 | 1 | 50 | RAL7035 | 50-60Hz | Passive | LED | dimmable | Road&Street | SMIx | Road&Street |  |  | 7400 | No sensor | 125000 | [6 empty] | 296000
TBD | SMIx/2/EFE/50/40... | image | datasheet | deeplink | TUNGSRAM - SMIx - 7400lm - 50W - 4000K - 70CRI - TBD[SKU] - Universal coupler 30-60mm | 8 | Universal coupler 30-60mm | LED | 1 | 50 | [8 empty] | CE. ENEC | [6 empty] | 66 | 4000 | 567x367x95 |  | 220-240V |  | 5 |  |  |  | 70 |  | 4000 |  | 123000 |  | 299000 |  |  | 148 |  |  | 9 | EFE | 25 | < 10% at 100.000 hours |  | Available | 740/559 | CIE(x= 0.38. y= 0.38) 5SDCM | Class I . Class II | IK08 |  |  | 50 |  | -40 | 1 | 50 | RAL7035 | 50-60Hz | Passive | LED | dimmable | Road&Street | SMIx | Road&Street |  |  | 7400 | No sensor | 125000 | [6 empty] | 296000
TBD | SMIx/2/EEE/50/40... | image | datasheet | deeplink | TUNGSRAM - SMIx - 7390lm - 50W - 4000K - 70CRI - TBD[SKU] - Universal coupler 30-60mm | 8 | Universal coupler 30-60mm | LED | 1 | 50 | [8 empty] | CE. ENEC | [6 empty] | 66 | 4000 | 567x367x95 |  | 220-240V |  | 5 |  |  |  | 70 |  | 4000 |  | 123000 |  | 299000 |  |  | 147.8 |  |  | 9 | EEE | 25 | < 10% at 100.000 hours |  | Available | 740/559 | CIE(x= 0.38. y= 0.38) 5SDCM | Class I . Class II | IK08 |  |  | 50 |  | -40 | 1 | 50 | RAL7035 | 50-60Hz | Passive | LED | dimmable | Road&Street | SMIx | Road&Street |  |  | 7390 | No sensor | 125000 | [6 empty] | 296000
TBD | SMIx/2/EQE/50/50... | image | datasheet | deeplink | TUNGSRAM - SMIx - 7390lm - 50W - 5000K - 70CRI - TBD[SKU] - Universal coupler 30-60mm | 8 | Universal coupler 30-60mm | LED | 1 | 50 | [8 empty] | CE. ENEC | [6 empty] | 66 | 5000 | 567x367x95 |  | 220-240V |  | 5 |  |  |  | 70 |  | 5000 |  | 123000 |  | 299000 |  |  | 147.8 |  |  | 9 | EQE | 25 | < 10% at 100.000 hours |  | Available | 750/559 | CIE(x= 0.34. y= 0.35) 5SDCM | Class I . Class II | IK08 |  |  | 50 |  | -40 | 1 | 50 | RAL7035 | 50-60Hz | Passive | LED | dimmable | Road&Street | SMIx | Road&Street |  |  | 7390 | No sensor | 125000 | [6 empty] | 296000
TBD | SMIx/2/CQC/50/50... | image | datasheet | deeplink | TUNGSRAM - SMIx - 7380lm - 50W - 5000K - 70CRI - TBD[SKU] - Universal coupler 30-60mm | 8 | Universal coupler 30-60mm | LED | 1 | 50 | [8 empty] | CE. ENEC | [6 empty] | 66 | 5000 | 567x367x95 |  | 220-240V |  | 5 |  |  |  | 70 |  | 5000 |  | 123000 |  | 299000 |  |  | 147.6 |  |  | 9 | CQC | 25 | < 10% at 100.000 hours |  | Available | 750/559 | CIE(x= 0.34. y= 0.35) 5SDCM | Class I . Class II | IK08 |  |  | 50 |  | -40 | 1 | 50 | RAL7035 | 50-60Hz | Passive | LED | dimmable | Road&Street | SMIx | Road&Street |  |  | 7380 | No sensor | 125000 | [6 empty] | 296000
TBD | SMIx/2/QFQ/50/50... | image | datasheet | deeplink | TUNGSRAM - SMIx - 7410lm - 50W - 5000K - 70CRI - TBD[SKU] - Universal coupler 30-60mm | 8 | Universal coupler 30-60mm | LED | 1 | 50 | [8 empty] | CE. ENEC | [6 empty] | 66 | 5000 | 567x367x95 |  | 220-240V |  | 5 |  |  |  | 70 |  | 5000 |  | 123000 |  | 299000 |  |  | 148.2 |  |  | 9 | QFQ | 25 | < 10% at 100.000 hours |  | Available | 750/559 | CIE(x= 0.34. y= 0.35) 5SDCM | Class I . Class II | IK08 |  |  | 50 |  | -40 | 1 | 50 | RAL7035 | 50-60Hz | Passive | LED | dimmable | Road&Street | SMIx | Road&Street |  |  | 7410 | No sensor | 125000 | [6 empty] | 296000
TBD | SMIx/2/QEQ/50/50... | image | datasheet | deeplink | TUNGSRAM - SMIx - 7350lm - 50W - 5000K - 70CRI - TBD[SKU] - Universal coupler 30-60mm | 8 | Universal coupler 30-60mm | LED | 1 | 50 | [8 empty] | CE. ENEC | [6 empty] | 66 | 5000 | 567x367x95 |  | 220-240V |  | 5 |  |  |  | 70 |  | 5000 |  | 123000 |  | 299000 |  |  | 147 |  |  | 9 | QEQ | 25 | < 10% at 100.000 hours |  | Available | 750/559 | CIE(x= 0.34. y= 0.35) 5SDCM | Class I . Class II | IK08 |  |  | 50 |  | -40 | 1 | 50 | RAL7035 | 50-60Hz | Passive | LED | dimmable | Road&Street | SMIx | Road&Street |  |  | 7350 | No sensor | 125000 | [6 empty] | 296000
TBD | SMIx/2/QCQ/50/50... | image | datasheet | deeplink | TUNGSRAM - SMIx - 7330lm - 50W - 5000K - 70CRI - TBD[SKU] - Universal coupler 30-60mm | 8 | Universal coupler 30-60mm | LED | 1 | 50 | [8 empty] | CE. ENEC | [6 empty] | 66 | 5000 | 567x367x95 |  | 220-240V |  | 5 |  |  |  | 70 |  | 5000 |  | 123000 |  | 299000 |  |  | 146.6 |  |  | 9 | QCQ | 25 | < 10% at 100.000 hours |  | Available | 750/559 | CIE(x= 0.34. y= 0.35) 5SDCM | Class I . Class II | IK08 |  |  | 50 |  | -40 | 1 | 50 | RAL7035 | 50-60Hz | Passive | LED | dimmable | Road&Street | SMIx | Road&Street |  |  | 7330 | No sensor | 125000 | [6 empty] | 296000
TBD | SMIx/2/FQF/50/50... | image | datasheet | deeplink | TUNGSRAM - SMIx - 7410lm - 50W - 5000K - 70CRI - TBD[SKU] - Universal coupler 30-60mm | 8 | Universal coupler 30-60mm | LED | 1 | 50 | [8 empty] | CE. ENEC | [6 empty] | 66 | 5000 | 567x367x95 |  | 220-240V |  | 5 |  |  |  | 70 |  | 5000 |  | 123000 |  | 299000 |  |  | 148.2 |  |  | 9 | FQF | 25 | < 10% at 100.000 hours |  | Available | 750/559 | CIE(x= 0.34. y= 0.35) 5SDCM | Class I . Class II | IK08 |  |  | 50 |  | -40 | 1 | 50 | RAL7035 | 50-60Hz | Passive | LED | dimmable | Road&Street | SMIx | Road&Street |  |  | 7410 | No sensor | 125000 | [6 empty] | 296000
TBD | SMIx/2/QQQ/50/50... | image | datasheet | deeplink | TUNGSRAM - SMIx - 7300lm - 50W - 5000K - 70CRI - TBD[SKU] - Universal coupler 30-60mm | 8 | Universal coupler 30-60mm | LED | 1 | 50 | [8 empty] | CE. ENEC | [6 empty] | 66 | 5000 | 567x367x95 |  | 220-240V |  | 5 |  |  |  | 70 |  | 5000 |  | 123000 |  | 299000 |  |  | 146 |  |  | 9 | QQQ | 25 | < 10% at 100.000 hours |  | Available | 750/559 | CIE(x= 0.34. y= 0.35) 5SDCM | Class I . Class II | IK08 |  |  | 50 |  | -40 | 1 | 50 | RAL7035 | 50-60Hz | Passive | LED | dimmable | Road&Street | SMIx | Road&Street |  |  | 7300 | No sensor | 125000 | [6 empty] | 296000
TBD | SMIx/2/EQE/50/30... | image | datasheet | deeplink | TUNGSRAM - SMIx - 6930lm - 50W - 3000K - 70CRI - TBD[SKU] - Universal coupler 30-60mm | 8 | Universal coupler 30-60mm | LED | 1 | 50 | [8 empty] | CE. ENEC | [6 empty] | 66 | 3000 | 567x367x95 |  | 220-240V |  | 5 |  |  |  | 70 |  | 3000 |  | 123000 |  | 299000 |  |  | 138.6 |  |  | 9 | EQE | 25 | < 10% at 100.000 hours |  | Available | 730/559 | CIE(x=0.43. y=0.403) 5SDCM | Class I . Class II | IK08 |  |  | 50 |  | -40 | 1 | 50 | RAL7035 | 50-60Hz | Passive | LED | dimmable | Road&Street | SMIx | Road&Street |  |  | 6930 | No sensor | 125000 | [6 empty] | 296000
TBD | SMIx/2/CQC/50/30... | image | datasheet | deeplink | TUNGSRAM - SMIx - 6920lm - 50W - 3000K - 70CRI - TBD[SKU] - Universal coupler 30-60mm | 8 | Universal coupler 30-60mm | LED | 1 | 50 | [8 empty] | CE. ENEC | [6 empty] | 66 | 3000 | 567x367x95 |  | 220-240V |  | 5 |  |  |  | 70 |  | 3000 |  | 123000 |  | 299000 |  |  | 138.4 |  |  | 9 | CQC | 25 | < 10% at 100.000 hours |  | Available | 730/559 | CIE(x=0.43. y=0.403) 5SDCM | Class I . Class II | IK08 |  |  | 50 |  | -40 | 1 | 50 | RAL7035 | 50-60Hz | Passive | LED | dimmable | Road&Street | SMIx | Road&Street |  |  | 6920 | No sensor | 125000 | [6 empty] | 296000
TBD | SMIx/2/QFQ/50/30... | image | datasheet | deeplink | TUNGSRAM - SMIx - 6950lm - 50W - 3000K - 70CRI - TBD[SKU] - Universal coupler 30-60mm | 8 | Universal coupler 30-60mm | LED | 1 | 50 | [8 empty] | CE. ENEC | [6 empty] | 66 | 3000 | 567x367x95 |  | 220-240V |  | 5 |  |  |  | 70 |  | 3000 |  | 123000 |  | 299000 |  |  | 139 |  |  | 9 | QFQ | 25 | < 10% at 100.000 hours |  | Available | 730/559 | CIE(x=0.43. y=0.403) 5SDCM | Class I . Class II | IK08 |  |  | 50 |  | -40 | 1 | 50 | RAL7035 | 50-60Hz | Passive | LED | dimmable | Road&Street | SMIx | Road&Street |  |  | 6950 | No sensor | 125000 | [6 empty] | 296000
TBD | SMIx/2/QEQ/50/30... | image | datasheet | deeplink | TUNGSRAM - SMIx - 6900lm - 50W - 3000K - 70CRI - TBD[SKU] - Universal coupler 30-60mm | 8 | Universal coupler 30-60mm | LED | 1 | 50 | [8 empty] | CE. ENEC | [6 empty] | 66 | 3000 | 567x367x95 |  | 220-240V |  | 5 |  |  |  | 70 |  | 3000 |  | 123000 |  | 299000 |  |  | 138 |  |  | 9 | QEQ | 25 | < 10% at 100.000 hours |  | Available | 730/559 | CIE(x=0.43. y=0.403) 5SDCM | Class I . Class II | IK08 |  |  | 50 |  | -40 | 1 | 50 | RAL7035 | 50-60Hz | Passive | LED | dimmable | Road&Street | SMIx | Road&Street |  |  | 6900 | No sensor | 125000 | [6 empty] | 296000
TBD | SMIx/2/QCQ/50/30... | image | datasheet | deeplink | TUNGSRAM - SMIx - 6890lm - 50W - 3000K - 70CRI - TBD[SKU] - Universal coupler 30-60mm | 8 | Universal coupler 30-60mm | LED | 1 | 50 | [8 empty] | CE. ENEC | [6 empty] | 66 | 3000 | 567x367x95 |  | 220-240V |  | 5 |  |  |  | 70 |  | 3000 |  | 123000 |  | 299000 |  |  | 137.8 |  |  | 9 | QCQ | 25 | < 10% at 100.000 hours |  | Available | 730/559 | CIE(x=0.43. y=0.403) 5SDCM | Class I . Class II | IK08 |  |  | 50 |  | -40 | 1 | 50 | RAL7035 | 50-60Hz | Passive | LED | dimmable | Road&Street | SMIx | Road&Street |  |  | 6890 | No sensor | 125000 | [6 empty] | 296000
TBD | SMIx/2/FQF/50/30... | image | datasheet | deeplink | TUNGSRAM - SMIx - 6950lm - 50W - 3000K - 70CRI - TBD[SKU] - Universal coupler 30-60mm | 8 | Universal coupler 30-60mm | LED | 1 | 50 | [8 empty] | CE. ENEC | [6 empty] | 66 | 3000 | 567x367x95 |  | 220-240V |  | 5 |  |  |  | 70 |  | 3000 |  | 123000 |  | 299000 |  |  | 139 |  |  | 9 | FQF | 25 | < 10% at 100.000 hours |  | Available | 730/559 | CIE(x=0.43. y=0.403) 5SDCM | Class I . Class II | IK08 |  |  | 50 |  | -40 | 1 | 50 | RAL7035 | 50-60Hz | Passive | LED | dimmable | Road&Street | SMIx | Road&Street |  |  | 6950 | No sensor | 125000 | [6 empty] | 296000
TBD | SMIx/2/QQQ/50/30... | image | datasheet | deeplink | TUNGSRAM - SMIx - 6860lm - 50W - 3000K - 70CRI - TBD[SKU] - Universal coupler 30-60mm | 8 | Universal coupler 30-60mm | LED | 1 | 50 | [8 empty] | CE. ENEC | [6 empty] | 66 | 3000 | 567x367x95 |  | 220-240V |  | 5 |  |  |  | 70 |  | 3000 |  | 123000 |  | 299000 |  |  | 137.2 |  |  | 9 | QQQ | 25 | < 10% at 100.000 hours |  | Available | 730/559 | CIE(x=0.43. y=0.403) 5SDCM | Class I . Class II | IK08 |  |  | 50 |  | -40 | 1 | 50 | RAL7035 | 50-60Hz | Passive | LED | dimmable | Road&Street | SMIx | Road&Street |  |  | 6860 | No sensor | 125000 | [6 empty] | 296000
TBD | SMIx/2/EQE/50/40... | image | datasheet | deeplink | TUNGSRAM - SMIx - 7340lm - 50W - 4000K - 70CRI - TBD[SKU] - Universal coupler 30-60mm | 8 | Universal coupler 30-60mm | LED | 1 | 50 | [8 empty] | CE. ENEC | [6 empty] | 66 | 4000 | 567x367x95 |  | 220-240V |  | 5 |  |  |  | 70 |  | 4000 |  | 123000 |  | 299000 |  |  | 146.8 |  |  | 9 | EQE | 25 | < 10% at 100.000 hours |  | Available | 740/559 | CIE(x= 0.38. y= 0.38) 5SDCM | Class I . Class II | IK08 |  |  | 50 |  | -40 | 1 | 50 | RAL7035 | 50-60Hz | Passive | LED | dimmable | Road&Street | SMIx | Road&Street |  |  | 7340 | No sensor | 125000 | [6 empty] | 296000
TBD | SMIx/2/CQC/50/40... | image | datasheet | deeplink | TUNGSRAM - SMIx - 7330lm - 50W - 4000K - 70CRI - TBD[SKU] - Universal coupler 30-60mm | 8 | Universal coupler 30-60mm | LED | 1 | 50 | [8 empty] | CE. ENEC | [6 empty] | 66 | 4000 | 567x367x95 |  | 220-240V |  | 5 |  |  |  | 70 |  | 4000 |  | 123000 |  | 299000 |  |  | 146.6 |  |  | 9 | CQC | 25 | < 10% at 100.000 hours |  | Available | 740/559 | CIE(x= 0.38. y= 0.38) 5SDCM | Class I . Class II | IK08 |  |  | 50 |  | -40 | 1 | 50 | RAL7035 | 50-60Hz | Passive | LED | dimmable | Road&Street | SMIx | Road&Street |  |  | 7330 | No sensor | 125000 | [6 empty] | 296000
TBD | SMIx/2/QFQ/50/40... | image | datasheet | deeplink | TUNGSRAM - SMIx - 7360lm - 50W - 4000K - 70CRI - TBD[SKU] - Universal coupler 30-60mm | 8 | Universal coupler 30-60mm | LED | 1 | 50 | [8 empty] | CE. ENEC | [6 empty] | 66 | 4000 | 567x367x95 |  | 220-240V |  | 5 |  |  |  | 70 |  | 4000 |  | 123000 |  | 299000 |  |  | 147.2 |  |  | 9 | QFQ | 25 | < 10% at 100.000 hours |  | Available | 740/559 | CIE(x= 0.38. y= 0.38) 5SDCM | Class I . Class II | IK08 |  |  | 50 |  | -40 | 1 | 50 | RAL7035 | 50-60Hz | Passive | LED | dimmable | Road&Street | SMIx | Road&Street |  |  | 7360 | No sensor | 125000 | [6 empty] | 296000
TBD | SMIx/2/QEQ/50/40... | image | datasheet | deeplink | TUNGSRAM - SMIx - 7300lm - 50W - 4000K - 70CRI - TBD[SKU] - Universal coupler 30-60mm | 8 | Universal coupler 30-60mm | LED | 1 | 50 | [8 empty] | CE. ENEC | [6 empty] | 66 | 4000 | 567x367x95 |  | 220-240V |  | 5 |  |  |  | 70 |  | 4000 |  | 123000 |  | 299000 |  |  | 146 |  |  | 9 | QEQ | 25 | < 10% at 100.000 hours |  | Available | 740/559 | CIE(x= 0.38. y= 0.38) 5SDCM | Class I . Class II | IK08 |  |  | 50 |  | -40 | 1 | 50 | RAL7035 | 50-60Hz | Passive | LED | dimmable | Road&Street | SMIx | Road&Street |  |  | 7300 | No sensor | 125000 | [6 empty] | 296000
TBD | SMIx/2/QCQ/50/40... | image | datasheet | deeplink | TUNGSRAM - SMIx - 7290lm - 50W - 4000K - 70CRI - TBD[SKU] - Universal coupler 30-60mm | 8 | Universal coupler 30-60mm | LED | 1 | 50 | [8 empty] | CE. ENEC | [6 empty] | 66 | 4000 | 567x367x95 |  | 220-240V |  | 5 |  |  |  | 70 |  | 4000 |  | 123000 |  | 299000 |  |  | 145.8 |  |  | 9 | QCQ | 25 | < 10% at 100.000 hours |  | Available | 740/559 | CIE(x= 0.38. y= 0.38) 5SDCM | Class I . Class II | IK08 |  |  | 50 |  | -40 | 1 | 50 | RAL7035 | 50-60Hz | Passive | LED | dimmable | Road&Street | SMIx | Road&Street |  |  | 7290 | No sensor | 125000 | [6 empty] | 296000
TBD | SMIx/2/FQF/50/40... | image | datasheet | deeplink | TUNGSRAM - SMIx - 7360lm - 50W - 4000K - 70CRI - TBD[SKU] - Universal coupler 30-60mm | 8 | Universal coupler 30-60mm | LED | 1 | 50 | [8 empty] | CE. ENEC | [6 empty] | 66 | 4000 | 567x367x95 |  | 220-240V |  | 5 |  |  |  | 70 |  | 4000 |  | 123000 |  | 299000 |  |  | 147.2 |  |  | 9 | FQF | 25 | < 10% at 100.000 hours |  | Available | 740/559 | CIE(x= 0.38. y= 0.38) 5SDCM | Class I . Class II | IK08 |  |  | 50 |  | -40 | 1 | 50 | RAL7035 | 50-60Hz | Passive | LED | dimmable | Road&Street | SMIx | Road&Street |  |  | 7360 | No sensor | 125000 | [6 empty] | 296000
TBD | SMIx/2/QQQ/50/40... | image | datasheet | deeplink | TUNGSRAM - SMIx - 7260lm - 50W - 4000K - 70CRI - TBD[SKU] - Universal coupler 30-60mm | 8 | Universal coupler 30-60mm | LED | 1 | 50 | [8 empty] | CE. ENEC | [6 empty] | 66 | 4000 | 567x367x95 |  | 220-240V |  | 5 |  |  |  | 70 |  | 4000 |  | 123000 |  | 299000 |  |  | 145.2 |  |  | 9 | QQQ | 25 | < 10% at 100.000 hours |  | Available | 740/559 | CIE(x= 0.38. y= 0.38) 5SDCM | Class I . Class II | IK08 |  |  | 50 |  | -40 | 1 | 50 | RAL7035 | 50-60Hz | Passive | LED | dimmable | Road&Street | SMIx | Road&Street |  |  | 7260 | No sensor | 125000 | [6 empty] | 296000
TBD | SMIx/2/ECE/35/50... | image | datasheet | deeplink | TUNGSRAM - SMIx - 5350lm - 35W - 5000K - 70CRI - TBD[SKU] - Universal coupler 30-60mm | 8 | Universal coupler 30-60mm | LED | 1 | 35 | [8 empty] | CE. ENEC | [6 empty] | 66 | 5000 | 567x367x95 |  | 220-240V |  | 5 |  |  |  | 70 |  | 5000 |  | 123000 |  | 299000 |  |  | 152.86 |  |  | 9 | ECE | 25 | < 10% at 100.000 hours |  | Available | 750/559 | CIE(x= 0.34. y= 0.35) 5SDCM | Class I . Class II | IK08 |  |  | 50 |  | -40 | 1 | 35 | RAL7035 | 50-60Hz | Passive | LED | dimmable | Road&Street | SMIx | Road&Street |  |  | 5350 | No sensor | 125000 | [6 empty] | 296000
TBD | SMIx/2/CEC/35/50... | image | datasheet | deeplink | TUNGSRAM - SMIx - 5340lm - 35W - 5000K - 70CRI - TBD[SKU] - Universal coupler 30-60mm | 8 | Universal coupler 30-60mm | LED | 1 | 35 | [8 empty] | CE. ENEC | [6 empty] | 66 | 5000 | 567x367x95 |  | 220-240V |  | 5 |  |  |  | 70 |  | 5000 |  | 123000 |  | 299000 |  |  | 152.57 |  |  | 9 | CEC | 25 | < 10% at 100.000 hours |  | Available | 750/559 | CIE(x= 0.34. y= 0.35) 5SDCM | Class I . Class II | IK08 |  |  | 50 |  | -40 | 1 | 35 | RAL7035 | 50-60Hz | Passive | LED | dimmable | Road&Street | SMIx | Road&Street |  |  | 5340 | No sensor | 125000 | [6 empty] | 296000
TBD | SMIx/2/CCC/35/50... | image | datasheet | deeplink | TUNGSRAM - SMIx - 5340lm - 35W - 5000K - 70CRI - TBD[SKU] - Universal coupler 30-60mm | 8 | Universal coupler 30-60mm | LED | 1 | 35 | [8 empty] | CE. ENEC | [6 empty] | 66 | 5000 | 567x367x95 |  | 220-240V |  | 5 |  |  |  | 70 |  | 5000 |  | 123000 |  | 299000 |  |  | 152.57 |  |  | 9 | CCC | 25 | < 10% at 100.000 hours |  | Available | 750/559 | CIE(x= 0.34. y= 0.35) 5SDCM | Class I . Class II | IK08 |  |  | 50 |  | -40 | 1 | 35 | RAL7035 | 50-60Hz | Passive | LED | dimmable | Road&Street | SMIx | Road&Street |  |  | 5340 | No sensor | 125000 | [6 empty] | 296000
TBD | SMIx/2/CFC/35/50... | image | datasheet | deeplink | TUNGSRAM - SMIx - 5350lm - 35W - 5000K - 70CRI - TBD[SKU] - Universal coupler 30-60mm | 8 | Universal coupler 30-60mm | LED | 1 | 35 | [8 empty] | CE. ENEC | [6 empty] | 66 | 5000 | 567x367x95 |  | 220-240V |  | 5 |  |  |  | 70 |  | 5000 |  | 123000 |  | 299000 |  |  | 152.86 |  |  | 9 | CFC | 25 | < 10% at 100.000 hours |  | Available | 750/559 | CIE(x= 0.34. y= 0.35) 5SDCM | Class I . Class II | IK08 |  |  | 50 |  | -40 | 1 | 35 | RAL7035 | 50-60Hz | Passive | LED | dimmable | Road&Street | SMIx | Road&Street |  |  | 5350 | No sensor | 125000 | [6 empty] | 296000
TBD | SMIx/2/FCF/35/50... | image | datasheet | deeplink | TUNGSRAM - SMIx - 5360lm - 35W - 5000K - 70CRI - TBD[SKU] - Universal coupler 30-60mm | 8 | Universal coupler 30-60mm | LED | 1 | 35 | [8 empty] | CE. ENEC | [6 empty] | 66 | 5000 | 567x367x95 |  | 220-240V |  | 5 |  |  |  | 70 |  | 5000 |  | 123000 |  | 299000 |  |  | 153.14 |  |  | 9 | FCF | 25 | < 10% at 100.000 hours |  | Available | 750/559 | CIE(x= 0.34. y= 0.35) 5SDCM | Class I . Class II | IK08 |  |  | 50 |  | -40 | 1 | 35 | RAL7035 | 50-60Hz | Passive | LED | dimmable | Road&Street | SMIx | Road&Street |  |  | 5360 | No sensor | 125000 | [6 empty] | 296000
TBD | SMIx/2/FFF/35/50... | image | datasheet | deeplink | TUNGSRAM - SMIx - 5370lm - 35W - 5000K - 70CRI - TBD[SKU] - Universal coupler 30-60mm | 8 | Universal coupler 30-60mm | LED | 1 | 35 | [8 empty] | CE. ENEC | [6 empty] | 66 | 5000 | 567x367x95 |  | 220-240V |  | 5 |  |  |  | 70 |  | 5000 |  | 123000 |  | 299000 |  |  | 153.43 |  |  | 9 | FFF | 25 | < 10% at 100.000 hours |  | Available | 750/559 | CIE(x= 0.34. y= 0.35) 5SDCM | Class I . Class II | IK08 |  |  | 50 |  | -40 | 1 | 35 | RAL7035 | 50-60Hz | Passive | LED | dimmable | Road&Street | SMIx | Road&Street |  |  | 5370 | No sensor | 125000 | [6 empty] | 296000
TBD | SMIx/2/FEF/35/50... | image | datasheet | deeplink | TUNGSRAM - SMIx - 5370lm - 35W - 5000K - 70CRI - TBD[SKU] - Universal coupler 30-60mm | 8 | Universal coupler 30-60mm | LED | 1 | 35 | [8 empty] | CE. ENEC | [6 empty] | 66 | 5000 | 567x367x95 |  | 220-240V |  | 5 |  |  |  | 70 |  | 5000 |  | 123000 |  | 299000 |  |  | 153.43 |  |  | 9 | FEF | 25 | < 10% at 100.000 hours |  | Available | 750/559 | CIE(x= 0.34. y= 0.35) 5SDCM | Class I . Class II | IK08 |  |  | 50 |  | -40 | 1 | 35 | RAL7035 | 50-60Hz | Passive | LED | dimmable | Road&Street | SMIx | Road&Street |  |  | 5370 | No sensor | 125000 | [6 empty] | 296000
TBD | SMIx/2/EFE/35/50... | image | datasheet | deeplink | TUNGSRAM - SMIx - 5360lm - 35W - 5000K - 70CRI - TBD[SKU] - Universal coupler 30-60mm | 8 | Universal coupler 30-60mm | LED | 1 | 35 | [8 empty] | CE. ENEC | [6 empty] | 66 | 5000 | 567x367x95 |  | 220-240V |  | 5 |  |  |  | 70 |  | 5000 |  | 123000 |  | 299000 |  |  | 153.14 |  |  | 9 | EFE | 25 | < 10% at 100.000 hours |  | Available | 750/559 | CIE(x= 0.34. y= 0.35) 5SDCM | Class I . Class II | IK08 |  |  | 50 |  | -40 | 1 | 35 | RAL7035 | 50-60Hz | Passive | LED | dimmable | Road&Street | SMIx | Road&Street |  |  | 5360 | No sensor | 125000 | [6 empty] | 296000
TBD | SMIx/2/EEE/35/50... | image | datasheet | deeplink | TUNGSRAM - SMIx - 5360lm - 35W - 5000K - 70CRI - TBD[SKU] - Universal coupler 30-60mm | 8 | Universal coupler 30-60mm | LED | 1 | 35 | [8 empty] | CE. ENEC | [6 empty] | 66 | 5000 | 567x367x95 |  | 220-240V |  | 5 |  |  |  | 70 |  | 5000 |  | 123000 |  | 299000 |  |  | 153.14 |  |  | 9 | EEE | 25 | < 10% at 100.000 hours |  | Available | 750/559 | CIE(x= 0.34. y= 0.35) 5SDCM | Class I . Class II | IK08 |  |  | 50 |  | -40 | 1 | 35 | RAL7035 | 50-60Hz | Passive | LED | dimmable | Road&Street | SMIx | Road&Street |  |  | 5360 | No sensor | 125000 | [6 empty] | 296000
TBD | SMIx/2/ECE/35/30... | image | datasheet | deeplink | TUNGSRAM - SMIx - 5020lm - 35W - 3000K - 70CRI - TBD[SKU] - Universal coupler 30-60mm | 8 | Universal coupler 30-60mm | LED | 1 | 35 | [8 empty] | CE. ENEC | [6 empty] | 66 | 3000 | 567x367x95 |  | 220-240V |  | 5 |  |  |  | 70 |  | 3000 |  | 123000 |  | 299000 |  |  | 143.43 |  |  | 9 | ECE | 25 | < 10% at 100.000 hours |  | Available | 730/559 | CIE(x=0.43. y=0.403) 5SDCM | Class I . Class II | IK08 |  |  | 50 |  | -40 | 1 | 35 | RAL7035 | 50-60Hz | Passive | LED | dimmable | Road&Street | SMIx | Road&Street |  |  | 5020 | No sensor | 125000 | [6 empty] | 296000
TBD | SMIx/2/CEC/35/30... | image | datasheet | deeplink | TUNGSRAM - SMIx - 5010lm - 35W - 3000K - 70CRI - TBD[SKU] - Universal coupler 30-60mm | 8 | Universal coupler 30-60mm | LED | 1 | 35 | [8 empty] | CE. ENEC | [6 empty] | 66 | 3000 | 567x367x95 |  | 220-240V |  | 5 |  |  |  | 70 |  | 3000 |  | 123000 |  | 299000 |  |  | 143.14 |  |  | 9 | CEC | 25 | < 10% at 100.000 hours |  | Available | 730/559 | CIE(x=0.43. y=0.403) 5SDCM | Class I . Class II | IK08 |  |  | 50 |  | -40 | 1 | 35 | RAL7035 | 50-60Hz | Passive | LED | dimmable | Road&Street | SMIx | Road&Street |  |  | 5010 | No sensor | 125000 | [6 empty] | 296000
TBD | SMIx/2/CCC/35/30... | image | datasheet | deeplink | TUNGSRAM - SMIx - 5010lm - 35W - 3000K - 70CRI - TBD[SKU] - Universal coupler 30-60mm | 8 | Universal coupler 30-60mm | LED | 1 | 35 | [8 empty] | CE. ENEC | [6 empty] | 66 | 3000 | 567x367x95 |  | 220-240V |  | 5 |  |  |  | 70 |  | 3000 |  | 123000 |  | 299000 |  |  | 143.14 |  |  | 9 | CCC | 25 | < 10% at 100.000 hours |  | Available | 730/559 | CIE(x=0.43. y=0.403) 5SDCM | Class I . Class II | IK08 |  |  | 50 |  | -40 | 1 | 35 | RAL7035 | 50-60Hz | Passive | LED | dimmable | Road&Street | SMIx | Road&Street |  |  | 5010 | No sensor | 125000 | [6 empty] | 296000
TBD | SMIx/2/CFC/35/30... | image | datasheet | deeplink | TUNGSRAM - SMIx - 5020lm - 35W - 3000K - 70CRI - TBD[SKU] - Universal coupler 30-60mm | 8 | Universal coupler 30-60mm | LED | 1 | 35 | [8 empty] | CE. ENEC | [6 empty] | 66 | 3000 | 567x367x95 |  | 220-240V |  | 5 |  |  |  | 70 |  | 3000 |  | 123000 |  | 299000 |  |  | 143.43 |  |  | 9 | CFC | 25 | < 10% at 100.000 hours |  | Available | 730/559 | CIE(x=0.43. y=0.403) 5SDCM | Class I . Class II | IK08 |  |  | 50 |  | -40 | 1 | 35 | RAL7035 | 50-60Hz | Passive | LED | dimmable | Road&Street | SMIx | Road&Street |  |  | 5020 | No sensor | 125000 | [6 empty] | 296000
TBD | SMIx/2/FCF/35/30... | image | datasheet | deeplink | TUNGSRAM - SMIx - 5030lm - 35W - 3000K - 70CRI - TBD[SKU] - Universal coupler 30-60mm | 8 | Universal coupler 30-60mm | LED | 1 | 35 | [8 empty] | CE. ENEC | [6 empty] | 66 | 3000 | 567x367x95 |  | 220-240V |  | 5 |  |  |  | 70 |  | 3000 |  | 123000 |  | 299000 |  |  | 143.71 |  |  | 9 | FCF | 25 | < 10% at 100.000 hours |  | Available | 730/559 | CIE(x=0.43. y=0.403) 5SDCM | Class I . Class II | IK08 |  |  | 50 |  | -40 | 1 | 35 | RAL7035 | 50-60Hz | Passive | LED | dimmable | Road&Street | SMIx | Road&Street |  |  | 5030 | No sensor | 125000 | [6 empty] | 296000
TBD | SMIx/2/FFF/35/30... | image | datasheet | deeplink | TUNGSRAM - SMIx - 5040lm - 35W - 3000K - 70CRI - TBD[SKU] - Universal coupler 30-60mm | 8 | Universal coupler 30-60mm | LED | 1 | 35 | [8 empty] | CE. ENEC | [6 empty] | 66 | 3000 | 567x367x95 |  | 220-240V |  | 5 |  |  |  | 70 |  | 3000 |  | 123000 |  | 299000 |  |  | 144 |  |  | 9 | FFF | 25 | < 10% at 100.000 hours |  | Available | 730/559 | CIE(x=0.43. y=0.403) 5SDCM | Class I . Class II | IK08 |  |  | 50 |  | -40 | 1 | 35 | RAL7035 | 50-60Hz | Passive | LED | dimmable | Road&Street | SMIx | Road&Street |  |  | 5040 | No sensor | 125000 | [6 empty] | 296000
TBD | SMIx/2/FEF/35/30... | image | datasheet | deeplink | TUNGSRAM - SMIx - 5040lm - 35W - 3000K - 70CRI - TBD[SKU] - Universal coupler 30-60mm | 8 | Universal coupler 30-60mm | LED | 1 | 35 | [8 empty] | CE. ENEC | [6 empty] | 66 | 3000 | 567x367x95 |  | 220-240V |  | 5 |  |  |  | 70 |  | 3000 |  | 123000 |  | 299000 |  |  | 144 |  |  | 9 | FEF | 25 | < 10% at 100.000 hours |  | Available | 730/559 | CIE(x=0.43. y=0.403) 5SDCM | Class I . Class II | IK08 |  |  | 50 |  | -40 | 1 | 35 | RAL7035 | 50-60Hz | Passive | LED | dimmable | Road&Street | SMIx | Road&Street |  |  | 5040 | No sensor | 125000 | [6 empty] | 296000
TBD | SMIx/2/EFE/35/30... | image | datasheet | deeplink | TUNGSRAM - SMIx - 5030lm - 35W - 3000K - 70CRI - TBD[SKU] - Universal coupler 30-60mm | 8 | Universal coupler 30-60mm | LED | 1 | 35 | [8 empty] | CE. ENEC | [6 empty] | 66 | 3000 | 567x367x95 |  | 220-240V |  | 5 |  |  |  | 70 |  | 3000 |  | 123000 |  | 299000 |  |  | 143.71 |  |  | 9 | EFE | 25 | < 10% at 100.000 hours |  | Available | 730/559 | CIE(x=0.43. y=0.403) 5SDCM | Class I . Class II | IK08 |  |  | 50 |  | -40 | 1 | 35 | RAL7035 | 50-60Hz | Passive | LED | dimmable | Road&Street | SMIx | Road&Street |  |  | 5030 | No sensor | 125000 | [6 empty] | 296000
TBD | SMIx/2/EEE/35/30... | image | datasheet | deeplink | TUNGSRAM - SMIx - 5030lm - 35W - 3000K - 70CRI - TBD[SKU] - Universal coupler 30-60mm | 8 | Universal coupler 30-60mm | LED | 1 | 35 | [8 empty] | CE. ENEC | [6 empty] | 66 | 3000 | 567x367x95 |  | 220-240V |  | 5 |  |  |  | 70 |  | 3000 |  | 123000 |  | 299000 |  |  | 143.71 |  |  | 9 | EEE | 25 | < 10% at 100.000 hours |  | Available | 730/559 | CIE(x=0.43. y=0.403) 5SDCM | Class I . Class II | IK08 |  |  | 50 |  | -40 | 1 | 35 | RAL7035 | 50-60Hz | Passive | LED | dimmable | Road&Street | SMIx | Road&Street |  |  | 5030 | No sensor | 125000 | [6 empty] | 296000
TBD | SMIx/2/ECE/35/40... | image | datasheet | deeplink | TUNGSRAM - SMIx - 5320lm - 35W - 4000K - 70CRI - TBD[SKU] - Universal coupler 30-60mm | 8 | Universal coupler 30-60mm | LED | 1 | 35 | [8 empty] | CE. ENEC | [6 empty] | 66 | 4000 | 567x367x95 |  | 220-240V |  | 5 |  |  |  | 70 |  | 4000 |  | 123000 |  | 299000 |  |  | 152 |  |  | 9 | ECE | 25 | < 10% at 100.000 hours |  | Available | 740/559 | CIE(x= 0.38. y= 0.38) 5SDCM | Class I . Class II | IK08 |  |  | 50 |  | -40 | 1 | 35 | RAL7035 | 50-60Hz | Passive | LED | dimmable | Road&Street | SMIx | Road&Street |  |  | 5320 | No sensor | 125000 | [6 empty] | 296000
TBD | SMIx/2/CEC/35/40... | image | datasheet | deeplink | TUNGSRAM - SMIx - 5310lm - 35W - 4000K - 70CRI - TBD[SKU] - Universal coupler 30-60mm | 8 | Universal coupler 30-60mm | LED | 1 | 35 | [8 empty] | CE. ENEC | [6 empty] | 66 | 4000 | 567x367x95 |  | 220-240V |  | 5 |  |  |  | 70 |  | 4000 |  | 123000 |  | 299000 |  |  | 151.71 |  |  | 9 | CEC | 25 | < 10% at 100.000 hours |  | Available | 740/559 | CIE(x= 0.38. y= 0.38) 5SDCM | Class I . Class II | IK08 |  |  | 50 |  | -40 | 1 | 35 | RAL7035 | 50-60Hz | Passive | LED | dimmable | Road&Street | SMIx | Road&Street |  |  | 5310 | No sensor | 125000 | [6 empty] | 296000
TBD | SMIx/2/CCC/35/40... | image | datasheet | deeplink | TUNGSRAM - SMIx - 5310lm - 35W - 4000K - 70CRI - TBD[SKU] - Universal coupler 30-60mm | 8 | Universal coupler 30-60mm | LED | 1 | 35 | [8 empty] | CE. ENEC | [6 empty] | 66 | 4000 | 567x367x95 |  | 220-240V |  | 5 |  |  |  | 70 |  | 4000 |  | 123000 |  | 299000 |  |  | 151.71 |  |  | 9 | CCC | 25 | < 10% at 100.000 hours |  | Available | 740/559 | CIE(x= 0.38. y= 0.38) 5SDCM | Class I . Class II | IK08 |  |  | 50 |  | -40 | 1 | 35 | RAL7035 | 50-60Hz | Passive | LED | dimmable | Road&Street | SMIx | Road&Street |  |  | 5310 | No sensor | 125000 | [6 empty] | 296000
TBD | SMIx/2/CFC/35/40... | image | datasheet | deeplink | TUNGSRAM - SMIx - 5320lm - 35W - 4000K - 70CRI - TBD[SKU] - Universal coupler 30-60mm | 8 | Universal coupler 30-60mm | LED | 1 | 35 | [8 empty] | CE. ENEC | [6 empty] | 66 | 4000 | 567x367x95 |  | 220-240V |  | 5 |  |  |  | 70 |  | 4000 |  | 123000 |  | 299000 |  |  | 152 |  |  | 9 | CFC | 25 | < 10% at 100.000 hours |  | Available | 740/559 | CIE(x= 0.38. y= 0.38) 5SDCM | Class I . Class II | IK08 |  |  | 50 |  | -40 | 1 | 35 | RAL7035 | 50-60Hz | Passive | LED | dimmable | Road&Street | SMIx | Road&Street |  |  | 5320 | No sensor | 125000 | [6 empty] | 296000
TBD | SMIx/2/FCF/35/40... | image | datasheet | deeplink | TUNGSRAM - SMIx - 5330lm - 35W - 4000K - 70CRI - TBD[SKU] - Universal coupler 30-60mm | 8 | Universal coupler 30-60mm | LED | 1 | 35 | [8 empty] | CE. ENEC | [6 empty] | 66 | 4000 | 567x367x95 |  | 220-240V |  | 5 |  |  |  | 70 |  | 4000 |  | 123000 |  | 299000 |  |  | 152.29 |  |  | 9 | FCF | 25 | < 10% at 100.000 hours |  | Available | 740/559 | CIE(x= 0.38. y= 0.38) 5SDCM | Class I . Class II | IK08 |  |  | 50 |  | -40 | 1 | 35 | RAL7035 | 50-60Hz | Passive | LED | dimmable | Road&Street | SMIx | Road&Street |  |  | 5330 | No sensor | 125000 | [6 empty] | 296000
TBD | SMIx/2/FFF/35/40... | image | datasheet | deeplink | TUNGSRAM - SMIx - 5340lm - 35W - 4000K - 70CRI - TBD[SKU] - Universal coupler 30-60mm | 8 | Universal coupler 30-60mm | LED | 1 | 35 | [8 empty] | CE. ENEC | [6 empty] | 66 | 4000 | 567x367x95 |  | 220-240V |  | 5 |  |  |  | 70 |  | 4000 |  | 123000 |  | 299000 |  |  | 152.57 |  |  | 9 | FFF | 25 | < 10% at 100.000 hours |  | Available | 740/559 | CIE(x= 0.38. y= 0.38) 5SDCM | Class I . Class II | IK08 |  |  | 50 |  | -40 | 1 | 35 | RAL7035 | 50-60Hz | Passive | LED | dimmable | Road&Street | SMIx | Road&Street |  |  | 5340 | No sensor | 125000 | [6 empty] | 296000
TBD | SMIx/2/FEF/35/40... | image | datasheet | deeplink | TUNGSRAM - SMIx - 5340lm - 35W - 4000K - 70CRI - TBD[SKU] - Universal coupler 30-60mm | 8 | Universal coupler 30-60mm | LED | 1 | 35 | [8 empty] | CE. ENEC | [6 empty] | 66 | 4000 | 567x367x95 |  | 220-240V |  | 5 |  |  |  | 70 |  | 4000 |  | 123000 |  | 299000 |  |  | 152.57 |  |  | 9 | FEF | 25 | < 10% at 100.000 hours |  | Available | 740/559 | CIE(x= 0.38. y= 0.38) 5SDCM | Class I . Class II | IK08 |  |  | 50 |  | -40 | 1 | 35 | RAL7035 | 50-60Hz | Passive | LED | dimmable | Road&Street | SMIx | Road&Street |  |  | 5340 | No sensor | 125000 | [6 empty] | 296000
TBD | SMIx/2/EFE/35/40... | image | datasheet | deeplink | TUNGSRAM - SMIx - 5330lm - 35W - 4000K - 70CRI - TBD[SKU] - Universal coupler 30-60mm | 8 | Universal coupler 30-60mm | LED | 1 | 35 | [8 empty] | CE. ENEC | [6 empty] | 66 | 4000 | 567x367x95 |  | 220-240V |  | 5 |  |  |  | 70 |  | 4000 |  | 123000 |  | 299000 |  |  | 152.29 |  |  | 9 | EFE | 25 | < 10% at 100.000 hours |  | Available | 740/559 | CIE(x= 0.38. y= 0.38) 5SDCM | Class I . Class II | IK08 |  |  | 50 |  | -40 | 1 | 35 | RAL7035 | 50-60Hz | Passive | LED | dimmable | Road&Street | SMIx | Road&Street |  |  | 5330 | No sensor | 125000 | [6 empty] | 296000
TBD | SMIx/2/EEE/35/40... | image | datasheet | deeplink | TUNGSRAM - SMIx - 5330lm - 35W - 4000K - 70CRI - TBD[SKU] - Universal coupler 30-60mm | 8 | Universal coupler 30-60mm | LED | 1 | 35 | [8 empty] | CE. ENEC | [6 empty] | 66 | 4000 | 567x367x95 |  | 220-240V |  | 5 |  |  |  | 70 |  | 4000 |  | 123000 |  | 299000 |  |  | 152.29 |  |  | 9 | EEE | 25 | < 10% at 100.000 hours |  | Available | 740/559 | CIE(x= 0.38. y= 0.38) 5SDCM | Class I . Class II | IK08 |  |  | 50 |  | -40 | 1 | 35 | RAL7035 | 50-60Hz | Passive | LED | dimmable | Road&Street | SMIx | Road&Street |  |  | 5330 | No sensor | 125000 | [6 empty] | 296000
TBD | SMIx/2/EQE/35/50... | image | datasheet | deeplink | TUNGSRAM - SMIx - 5320lm - 35W - 5000K - 70CRI - TBD[SKU] - Universal coupler 30-60mm | 8 | Universal coupler 30-60mm | LED | 1 | 35 | [8 empty] | CE. ENEC | [6 empty] | 66 | 5000 | 567x367x95 |  | 220-240V |  | 5 |  |  |  | 70 |  | 5000 |  | 123000 |  | 299000 |  |  | 152 |  |  | 9 | EQE | 25 | < 10% at 100.000 hours |  | Available | 750/559 | CIE(x= 0.34. y= 0.35) 5SDCM | Class I . Class II | IK08 |  |  | 50 |  | -40 | 1 | 35 | RAL7035 | 50-60Hz | Passive | LED | dimmable | Road&Street | SMIx | Road&Street |  |  | 5320 | No sensor | 125000 | [6 empty] | 296000
TBD | SMIx/2/CQC/35/50... | image | datasheet | deeplink | TUNGSRAM - SMIx - 5310lm - 35W - 5000K - 70CRI - TBD[SKU] - Universal coupler 30-60mm | 8 | Universal coupler 30-60mm | LED | 1 | 35 | [8 empty] | CE. ENEC | [6 empty] | 66 | 5000 | 567x367x95 |  | 220-240V |  | 5 |  |  |  | 70 |  | 5000 |  | 123000 |  | 299000 |  |  | 151.71 |  |  | 9 | CQC | 25 | < 10% at 100.000 hours |  | Available | 750/559 | CIE(x= 0.34. y= 0.35) 5SDCM | Class I . Class II | IK08 |  |  | 50 |  | -40 | 1 | 35 | RAL7035 | 50-60Hz | Passive | LED | dimmable | Road&Street | SMIx | Road&Street |  |  | 5310 | No sensor | 125000 | [6 empty] | 296000
TBD | SMIx/2/QFQ/35/50... | image | datasheet | deeplink | TUNGSRAM - SMIx - 5330lm - 35W - 5000K - 70CRI - TBD[SKU] - Universal coupler 30-60mm | 8 | Universal coupler 30-60mm | LED | 1 | 35 | [8 empty] | CE. ENEC | [6 empty] | 66 | 5000 | 567x367x95 |  | 220-240V |  | 5 |  |  |  | 70 |  | 5000 |  | 123000 |  | 299000 |  |  | 152.29 |  |  | 9 | QFQ | 25 | < 10% at 100.000 hours |  | Available | 750/559 | CIE(x= 0.34. y= 0.35) 5SDCM | Class I . Class II | IK08 |  |  | 50 |  | -40 | 1 | 35 | RAL7035 | 50-60Hz | Passive | LED | dimmable | Road&Street | SMIx | Road&Street |  |  | 5330 | No sensor | 125000 | [6 empty] | 296000
TBD | SMIx/2/QEQ/35/50... | image | datasheet | deeplink | TUNGSRAM - SMIx - 5290lm - 35W - 5000K - 70CRI - TBD[SKU] - Universal coupler 30-60mm | 8 | Universal coupler 30-60mm | LED | 1 | 35 | [8 empty] | CE. ENEC | [6 empty] | 66 | 5000 | 567x367x95 |  | 220-240V |  | 5 |  |  |  | 70 |  | 5000 |  | 123000 |  | 299000 |  |  | 151.14 |  |  | 9 | QEQ | 25 | < 10% at 100.000 hours |  | Available | 750/559 | CIE(x= 0.34. y= 0.35) 5SDCM | Class I . Class II | IK08 |  |  | 50 |  | -40 | 1 | 35 | RAL7035 | 50-60Hz | Passive | LED | dimmable | Road&Street | SMIx | Road&Street |  |  | 5290 | No sensor | 125000 | [6 empty] | 296000
TBD | SMIx/2/QCQ/35/50... | image | datasheet | deeplink | TUNGSRAM - SMIx - 5290lm - 35W - 5000K - 70CRI - TBD[SKU] - Universal coupler 30-60mm | 8 | Universal coupler 30-60mm | LED | 1 | 35 | [8 empty] | CE. ENEC | [6 empty] | 66 | 5000 | 567x367x95 |  | 220-240V |  | 5 |  |  |  | 70 |  | 5000 |  | 123000 |  | 299000 |  |  | 151.14 |  |  | 9 | QCQ | 25 | < 10% at 100.000 hours |  | Available | 750/559 | CIE(x= 0.34. y= 0.35) 5SDCM | Class I . Class II | IK08 |  |  | 50 |  | -40 | 1 | 35 | RAL7035 | 50-60Hz | Passive | LED | dimmable | Road&Street | SMIx | Road&Street |  |  | 5290 | No sensor | 125000 | [6 empty] | 296000
TBD | SMIx/2/FQF/35/50... | image | datasheet | deeplink | TUNGSRAM - SMIx - 5330lm - 35W - 5000K - 70CRI - TBD[SKU] - Universal coupler 30-60mm | 8 | Universal coupler 30-60mm | LED | 1 | 35 | [8 empty] | CE. ENEC | [6 empty] | 66 | 5000 | 567x367x95 |  | 220-240V |  | 5 |  |  |  | 70 |  | 5000 |  | 123000 |  | 299000 |  |  | 152.29 |  |  | 9 | FQF | 25 | < 10% at 100.000 hours |  | Available | 750/559 | CIE(x= 0.34. y= 0.35) 5SDCM | Class I . Class II | IK08 |  |  | 50 |  | -40 | 1 | 35 | RAL7035 | 50-60Hz | Passive | LED | dimmable | Road&Street | SMIx | Road&Street |  |  | 5330 | No sensor | 125000 | [6 empty] | 296000
TBD | SMIx/2/QQQ/35/50... | image | datasheet | deeplink | TUNGSRAM - SMIx - 5260lm - 35W - 5000K - 70CRI - TBD[SKU] - Universal coupler 30-60mm | 8 | Universal coupler 30-60mm | LED | 1 | 35 | [8 empty] | CE. ENEC | [6 empty] | 66 | 5000 | 567x367x95 |  | 220-240V |  | 5 |  |  |  | 70 |  | 5000 |  | 123000 |  | 299000 |  |  | 150.29 |  |  | 9 | QQQ | 25 | < 10% at 100.000 hours |  | Available | 750/559 | CIE(x= 0.34. y= 0.35) 5SDCM | Class I . Class II | IK08 |  |  | 50 |  | -40 | 1 | 35 | RAL7035 | 50-60Hz | Passive | LED | dimmable | Road&Street | SMIx | Road&Street |  |  | 5260 | No sensor | 125000 | [6 empty] | 296000
TBD | SMIx/2/EQE/35/30... | image | datasheet | deeplink | TUNGSRAM - SMIx - 5000lm - 35W - 3000K - 70CRI - TBD[SKU] - Universal coupler 30-60mm | 8 | Universal coupler 30-60mm | LED | 1 | 35 | [8 empty] | CE. ENEC | [6 empty] | 66 | 3000 | 567x367x95 |  | 220-240V |  | 5 |  |  |  | 70 |  | 3000 |  | 123000 |  | 299000 |  |  | 142.86 |  |  | 9 | EQE | 25 | < 10% at 100.000 hours |  | Available | 730/559 | CIE(x=0.43. y=0.403) 5SDCM | Class I . Class II | IK08 |  |  | 50 |  | -40 | 1 | 35 | RAL7035 | 50-60Hz | Passive | LED | dimmable | Road&Street | SMIx | Road&Street |  |  | 5000 | No sensor | 125000 | [6 empty] | 296000
TBD | SMIx/2/CQC/35/30... | image | datasheet | deeplink | TUNGSRAM - SMIx - 4990lm - 35W - 3000K - 70CRI - TBD[SKU] - Universal coupler 30-60mm | 8 | Universal coupler 30-60mm | LED | 1 | 35 | [8 empty] | CE. ENEC | [6 empty] | 66 | 3000 | 567x367x95 |  | 220-240V |  | 5 |  |  |  | 70 |  | 3000 |  | 123000 |  | 299000 |  |  | 142.57 |  |  | 9 | CQC | 25 | < 10% at 100.000 hours |  | Available | 730/559 | CIE(x=0.43. y=0.403) 5SDCM | Class I . Class II | IK08 |  |  | 50 |  | -40 | 1 | 35 | RAL7035 | 50-60Hz | Passive | LED | dimmable | Road&Street | SMIx | Road&Street |  |  | 4990 | No sensor | 125000 | [6 empty] | 296000
TBD | SMIx/2/QFQ/35/30... | image | datasheet | deeplink | TUNGSRAM - SMIx - 5000lm - 35W - 3000K - 70CRI - TBD[SKU] - Universal coupler 30-60mm | 8 | Universal coupler 30-60mm | LED | 1 | 35 | [8 empty] | CE. ENEC | [6 empty] | 66 | 3000 | 567x367x95 |  | 220-240V |  | 5 |  |  |  | 70 |  | 3000 |  | 123000 |  | 299000 |  |  | 142.86 |  |  | 9 | QFQ | 25 | < 10% at 100.000 hours |  | Available | 730/559 | CIE(x=0.43. y=0.403) 5SDCM | Class I . Class II | IK08 |  |  | 50 |  | -40 | 1 | 35 | RAL7035 | 50-60Hz | Passive | LED | dimmable | Road&Street | SMIx | Road&Street |  |  | 5000 | No sensor | 125000 | [6 empty] | 296000
TBD | SMIx/2/QEQ/35/30... | image | datasheet | deeplink | TUNGSRAM - SMIx - 4970lm - 35W - 3000K - 70CRI - TBD[SKU] - Universal coupler 30-60mm | 8 | Universal coupler 30-60mm | LED | 1 | 35 | [8 empty] | CE. ENEC | [6 empty] | 66 | 3000 | 567x367x95 |  | 220-240V |  | 5 |  |  |  | 70 |  | 3000 |  | 123000 |  | 299000 |  |  | 142 |  |  | 9 | QEQ | 25 | < 10% at 100.000 hours |  | Available | 730/559 | CIE(x=0.43. y=0.403) 5SDCM | Class I . Class II | IK08 |  |  | 50 |  | -40 | 1 | 35 | RAL7035 | 50-60Hz | Passive | LED | dimmable | Road&Street | SMIx | Road&Street |  |  | 4970 | No sensor | 125000 | [6 empty] | 296000
TBD | SMIx/2/QCQ/35/30... | image | datasheet | deeplink | TUNGSRAM - SMIx - 4970lm - 35W - 3000K - 70CRI - TBD[SKU] - Universal coupler 30-60mm | 8 | Universal coupler 30-60mm | LED | 1 | 35 | [8 empty] | CE. ENEC | [6 empty] | 66 | 3000 | 567x367x95 |  | 220-240V |  | 5 |  |  |  | 70 |  | 3000 |  | 123000 |  | 299000 |  |  | 142 |  |  | 9 | QCQ | 25 | < 10% at 100.000 hours |  | Available | 730/559 | CIE(x=0.43. y=0.403) 5SDCM | Class I . Class II | IK08 |  |  | 50 |  | -40 | 1 | 35 | RAL7035 | 50-60Hz | Passive | LED | dimmable | Road&Street | SMIx | Road&Street |  |  | 4970 | No sensor | 125000 | [6 empty] | 296000
TBD | SMIx/2/FQF/35/30... | image | datasheet | deeplink | TUNGSRAM - SMIx - 5000lm - 35W - 3000K - 70CRI - TBD[SKU] - Universal coupler 30-60mm | 8 | Universal coupler 30-60mm | LED | 1 | 35 | [8 empty] | CE. ENEC | [6 empty] | 66 | 3000 | 567x367x95 |  | 220-240V |  | 5 |  |  |  | 70 |  | 3000 |  | 123000 |  | 299000 |  |  | 142.86 |  |  | 9 | FQF | 25 | < 10% at 100.000 hours |  | Available | 730/559 | CIE(x=0.43. y=0.403) 5SDCM | Class I . Class II | IK08 |  |  | 50 |  | -40 | 1 | 35 | RAL7035 | 50-60Hz | Passive | LED | dimmable | Road&Street | SMIx | Road&Street |  |  | 5000 | No sensor | 125000 | [6 empty] | 296000
TBD | SMIx/2/QQQ/35/30... | image | datasheet | deeplink | TUNGSRAM - SMIx - 4940lm - 35W - 3000K - 70CRI - TBD[SKU] - Universal coupler 30-60mm | 8 | Universal coupler 30-60mm | LED | 1 | 35 | [8 empty] | CE. ENEC | [6 empty] | 66 | 3000 | 567x367x95 |  | 220-240V |  | 5 |  |  |  | 70 |  | 3000 |  | 123000 |  | 299000 |  |  | 141.14 |  |  | 9 | QQQ | 25 | < 10% at 100.000 hours |  | Available | 730/559 | CIE(x=0.43. y=0.403) 5SDCM | Class I . Class II | IK08 |  |  | 50 |  | -40 | 1 | 35 | RAL7035 | 50-60Hz | Passive | LED | dimmable | Road&Street | SMIx | Road&Street |  |  | 4940 | No sensor | 125000 | [6 empty] | 296000
TBD | SMIx/2/EQE/35/40... | image | datasheet | deeplink | TUNGSRAM - SMIx - 5290lm - 35W - 4000K - 70CRI - TBD[SKU] - Universal coupler 30-60mm | 8 | Universal coupler 30-60mm | LED | 1 | 35 | [8 empty] | CE. ENEC | [6 empty] | 66 | 4000 | 567x367x95 |  | 220-240V |  | 5 |  |  |  | 70 |  | 4000 |  | 123000 |  | 299000 |  |  | 151.14 |  |  | 9 | EQE | 25 | < 10% at 100.000 hours |  | Available | 740/559 | CIE(x= 0.38. y= 0.38) 5SDCM | Class I . Class II | IK08 |  |  | 50 |  | -40 | 1 | 35 | RAL7035 | 50-60Hz | Passive | LED | dimmable | Road&Street | SMIx | Road&Street |  |  | 5290 | No sensor | 125000 | [6 empty] | 296000
TBD | SMIx/2/CQC/35/40... | image | datasheet | deeplink | TUNGSRAM - SMIx - 5280lm - 35W - 4000K - 70CRI - TBD[SKU] - Universal coupler 30-60mm | 8 | Universal coupler 30-60mm | LED | 1 | 35 | [8 empty] | CE. ENEC | [6 empty] | 66 | 4000 | 567x367x95 |  | 220-240V |  | 5 |  |  |  | 70 |  | 4000 |  | 123000 |  | 299000 |  |  | 150.86 |  |  | 9 | CQC | 25 | < 10% at 100.000 hours |  | Available | 740/559 | CIE(x= 0.38. y= 0.38) 5SDCM | Class I . Class II | IK08 |  |  | 50 |  | -40 | 1 | 35 | RAL7035 | 50-60Hz | Passive | LED | dimmable | Road&Street | SMIx | Road&Street |  |  | 5280 | No sensor | 125000 | [6 empty] | 296000
TBD | SMIx/2/QFQ/35/40... | image | datasheet | deeplink | TUNGSRAM - SMIx - 5300lm - 35W - 4000K - 70CRI - TBD[SKU] - Universal coupler 30-60mm | 8 | Universal coupler 30-60mm | LED | 1 | 35 | [8 empty] | CE. ENEC | [6 empty] | 66 | 4000 | 567x367x95 |  | 220-240V |  | 5 |  |  |  | 70 |  | 4000 |  | 123000 |  | 299000 |  |  | 151.43 |  |  | 9 | QFQ | 25 | < 10% at 100.000 hours |  | Available | 740/559 | CIE(x= 0.38. y= 0.38) 5SDCM | Class I . Class II | IK08 |  |  | 50 |  | -40 | 1 | 35 | RAL7035 | 50-60Hz | Passive | LED | dimmable | Road&Street | SMIx | Road&Street |  |  | 5300 | No sensor | 125000 | [6 empty] | 296000
TBD | SMIx/2/QEQ/35/40... | image | datasheet | deeplink | TUNGSRAM - SMIx - 5260lm - 35W - 4000K - 70CRI - TBD[SKU] - Universal coupler 30-60mm | 8 | Universal coupler 30-60mm | LED | 1 | 35 | [8 empty] | CE. ENEC | [6 empty] | 66 | 4000 | 567x367x95 |  | 220-240V |  | 5 |  |  |  | 70 |  | 4000 |  | 123000 |  | 299000 |  |  | 150.29 |  |  | 9 | QEQ | 25 | < 10% at 100.000 hours |  | Available | 740/559 | CIE(x= 0.38. y= 0.38) 5SDCM | Class I . Class II | IK08 |  |  | 50 |  | -40 | 1 | 35 | RAL7035 | 50-60Hz | Passive | LED | dimmable | Road&Street | SMIx | Road&Street |  |  | 5260 | No sensor | 125000 | [6 empty] | 296000
TBD | SMIx/2/QCQ/35/40... | image | datasheet | deeplink | TUNGSRAM - SMIx - 5260lm - 35W - 4000K - 70CRI - TBD[SKU] - Universal coupler 30-60mm | 8 | Universal coupler 30-60mm | LED | 1 | 35 | [8 empty] | CE. ENEC | [6 empty] | 66 | 4000 | 567x367x95 |  | 220-240V |  | 5 |  |  |  | 70 |  | 4000 |  | 123000 |  | 299000 |  |  | 150.29 |  |  | 9 | QCQ | 25 | < 10% at 100.000 hours |  | Available | 740/559 | CIE(x= 0.38. y= 0.38) 5SDCM | Class I . Class II | IK08 |  |  | 50 |  | -40 | 1 | 35 | RAL7035 | 50-60Hz | Passive | LED | dimmable | Road&Street | SMIx | Road&Street |  |  | 5260 | No sensor | 125000 | [6 empty] | 296000
TBD | SMIx/2/FQF/35/40... | image | datasheet | deeplink | TUNGSRAM - SMIx - 5300lm - 35W - 4000K - 70CRI - TBD[SKU] - Universal coupler 30-60mm | 8 | Universal coupler 30-60mm | LED | 1 | 35 | [8 empty] | CE. ENEC | [6 empty] | 66 | 4000 | 567x367x95 |  | 220-240V |  | 5 |  |  |  | 70 |  | 4000 |  | 123000 |  | 299000 |  |  | 151.43 |  |  | 9 | FQF | 25 | < 10% at 100.000 hours |  | Available | 740/559 | CIE(x= 0.38. y= 0.38) 5SDCM | Class I . Class II | IK08 |  |  | 50 |  | -40 | 1 | 35 | RAL7035 | 50-60Hz | Passive | LED | dimmable | Road&Street | SMIx | Road&Street |  |  | 5300 | No sensor | 125000 | [6 empty] | 296000
TBD | SMIx/2/QQQ/35/40... | image | datasheet | deeplink | TUNGSRAM - SMIx - 5230lm - 35W - 4000K - 70CRI - TBD[SKU] - Universal coupler 30-60mm | 8 | Universal coupler 30-60mm | LED | 1 | 35 | [8 empty] | CE. ENEC | [6 empty] | 66 | 4000 | 567x367x95 |  | 220-240V |  | 5 |  |  |  | 70 |  | 4000 |  | 123000 |  | 299000 |  |  | 149.43 |  |  | 9 | QQQ | 25 | < 10% at 100.000 hours |  | Available | 740/559 | CIE(x= 0.38. y= 0.38) 5SDCM | Class I . Class II | IK08 |  |  | 50 |  | -40 | 1 | 35 | RAL7035 | 50-60Hz | Passive | LED | dimmable | Road&Street | SMIx | Road&Street |  |  | 5230 | No sensor | 125000 | [6 empty] | 296000
93121340 | FiaLUX 1X4 ND 840 | image | datasheet | deeplink | TUNGSRAM - FiaLUX No Driver - 6150lm - 52W - 4000K - 80CRI - 93121340[SKU] - Surface / Suspended | 2.08 | Surface / Suspended | LED | 1 | 52 | [8 empty] | CE. Morocco. UKCA | [6 empty] | 40 | 4000 | 1195 x 295 x 26 |  | SELV Max 60V DC |  | 10 | F | 80° | max 4 | 80 |  | 4000 |  |  |  | 54000 |  | 54000 | 141 |  |  |  | Medium | 40 |  |  | Available |  |  | Class III | IK03 | 40 | 40 | 40 |  | -20 | 1 | Max 52W | White |  | Passive | LED | none | Backlit Panel | FiaLUX No Driver | Office; Public buildings; Schools |  |  | 6150 | No sensor |  | RG0 | 15994100097399
93121341 | FiaLUX 1X4 ND 830 | image | datasheet | deeplink | TUNGSRAM - FiaLUX No Driver - 5650lm - 52W - 3000K - 80CRI - 93121341[SKU] - Surface / Suspended | 2.08 | Surface / Suspended | LED | 1 | 52 | [8 empty] | CE. Morocco. UKCA | [6 empty] | 40 | 3000 | 1195 x 295 x 26 |  | SELV Max 60V DC |  | 10 | F | 80° | max 4 | 80 |  | 3000 |  |  |  | 54000 |  | 54000 | 129 |  |  |  | Medium | 40 |  |  | Available |  |  | Class III | IK03 | 40 | 40 | 40 |  | -20 | 1 | Max 52W | White |  | Passive | LED | none | Backlit Panel | FiaLUX No Driver | Office; Public buildings; Schools |  |  | 5650 | No sensor |  | RG0 | 15994100097393
93121338 | FiaLUX 2X2 ND 840 | image | datasheet | deeplink | TUNGSRAM - FiaLUX No Driver - 6450lm - 52W - 4000K - 80CRI - 93121338[SKU] - Surface / Suspended | 2.08 | Surface / Suspended | LED | 1 | 52 | [8 empty] | CE. Morocco. UKCA | [6 empty] | 40 | 4000 | 595 x 595 x 26 |  | SELV Max 60V DC |  | 10 | E | 80° | max 4 | 80 |  | 4000 |  |  |  | 54000 |  | 54000 | 148 |  |  |  | Medium | 40 |  |  | Available |  |  | Class III | IK03 | 40 | 40 | 40 |  | -20 | 1 | Max 52W | White |  | Passive | LED | none | Backlit Panel | FiaLUX No Driver | Office; Public buildings; Schools |  |  | 6450 | No sensor |  | RG0 | 15994100098222
93121339 | FiaLUX 2X2 ND 830 | image | datasheet | deeplink | TUNGSRAM - FiaLUX No Driver - 5950lm - 52W - 3000K - 80CRI - 93121339[SKU] - Surface / Suspended | 2.08 | Surface / Suspended | LED | 1 | 52 | [8 empty] | CE. Morocco. UKCA | [6 empty] | 40 | 3000 | 595 x 595 x 26 |  | SELV Max 60V DC |  | 10 | F | 80° | max 4 | 80 |  | 3000 |  |  |  | 54000 |  | 54000 | 136 |  |  |  | Medium | 40 |  |  | Available |  |  | Class III | IK03 | 40 | 40 | 40 |  | -20 | 1 | Max 52W | White |  | Passive | LED | none | Backlit Panel | FiaLUX No Driver | Office; Public buildings; Schools |  |  | 5950 | No sensor |  | RG0 | 15994100098215
93121345 | LED Batten TU G2 28W 4’ 840 IP65 | image | datasheet | deeplink | TUNGSRAM - LED IP65 Batten G2 - 3360lm - 28W - 4000K - 80CRI - 93121345[SKU] - Surface | 0.75 | Surface | LED | 1 | 28 | [8 empty] | CE | [5 empty] | 50000 | 65 | 4000 | 75 x 1210 x 24 |  | 100-277V |  | 5 | E | 110° | max 6 | 80 |  | 4000 |  | 40000 | >0.9 | 50000 |  | 50000 | 120 |  |  |  | Wide | 45 |  |  | Available |  |  | Class II | IK08 | 65 | 65 | 45 | 132 | -20 | 25 | 28 | White | 50/60 | Passive | LED | none | Battens | Batten IP65 G2 | Office; Retail; Hospitality; Indoor and cove |  |  | 3360 | No sensor |  | RG0 | 15994100098246 |  |  |  |  | 50000
93121344 | LED Batten TU G2 28W 4’ 830 IP65 | image | datasheet | deeplink | TUNGSRAM - LED IP65 Batten G2 - 3220lm - 28W - 3000K - 80CRI - 93121344[SKU] - Surface | 0.75 | Surface | LED | 1 | 28 | [8 empty] | CE | [5 empty] | 50000 | 65 | 3000 | 75 x 1210 x 24 |  | 100-277V |  | 5 | E | 110° | max 6 | 80 |  | 3000 |  | 40000 | >0.9 | 50000 |  | 50000 | 115 |  |  |  | Wide | 45 |  |  | Available |  |  | Class II | IK08 | 65 | 65 | 45 | 132 | -20 | 25 | 28 | White | 50/60 | Passive | LED | none | Battens | Batten IP65 G2 | Office; Retail; Hospitality; Indoor and cove |  |  | 3220 | No sensor |  | RG0 | 15994100098239 |  |  |  |  | 50000
93121343 | LED Batten TU G2 14W 2’ 840 IP65 | image | datasheet | deeplink | TUNGSRAM - LED IP65 Batten G2 - 1680lm - 14W - 4000K - 80CRI - 93121343[SKU] - Surface | 0.45 | Surface | LED | 1 | 14 | [8 empty] | CE | [5 empty] | 50000 | 65 | 4000 | 75 x 600 x 24 |  | 100-277V |  | 5 | E | 110° | max 6 | 80 |  | 4000 |  | 40000 | >0.9 | 50000 |  | 50000 | 120 |  |  |  | Wide | 45 |  |  | Available |  |  | Class II | IK08 | 65 | 65 | 45 | 65 | -20 | 25 | 14 | White | 50/60 | Passive | LED | none | Battens | Batten IP65 G2 | Office; Retail; Hospitality; Indoor and cove |  |  | 1680 | No sensor |  | RG0 | 15994100098260 |  |  |  |  | 50000
93121342 | LED Batten TU G2 14W 2’ 830 IP65 | image | datasheet | deeplink | TUNGSRAM - LED IP65 Batten G2 - 1610lm - 14W - 3000K - 80CRI - 93121342[SKU] - Surface | 0.45 | Surface | LED | 1 | 14 | [8 empty] | CE | [5 empty] | 50000 | 65 | 3000 | 75 x 600 x 24 |  | 100-277V |  | 5 | E | 110° | max 6 | 80 |  | 3000 |  | 40000 | >0.9 | 50000 |  | 50000 | 115 |  |  |  | Wide | 45 |  |  | Available |  |  | Class II | IK08 | 65 | 65 | 45 | 65 | -20 | 25 | 14 | White | 50/60 | Passive | LED | none | Battens | Batten IP65 G2 | Office; Retail; Hospitality; Indoor and cove |  |  | 1610 | No sensor |  | RG0 | 15994100098253 |  |  |  |  | 50000
93119889 | LED Bulkhead G2 TU D30 28W 865 S EMN DSS | image | datasheet | deeplink | TUNGSRAM - LED Bulkhead G2 - 2940lm - 28W - 6500K - 80CRI - 93119889[SKU] - Surface | 0.9 | Surface | LED | 1 | 28 | [8 empty] | CE. UKCA | [6 empty] | 65 | 6500 | 300 x 300 x 106 |  | 220-240V |  | 5 |  | 120 | max 6 | >80 |  | 6500 |  |  | >=0.9 |  |  | 60000 | 105 |  |  |  | Wide | 25 |  |  | Available |  |  | Class II | IK10 | 65 | 65 | 25 | 135 |  | 1 | 28 | White | 50/60Hz | Passive | LED | none | Bulkheads | Integrated Bulkhead G2 | Office; Public buildings; Corridors and staircases |  |  | 2940 | No sensor |  | RG0 | 15994100083853 |  |  |  |  | 60000
93119888 | LED Bulkhead G2 TU D30 28W 840 S EMN DSS | image | datasheet | deeplink | TUNGSRAM - LED Bulkhead G2 - 2940lm - 28W - 4000K - 80CRI - 93119888[SKU] - Surface | 0.9 | Surface | LED | 1 | 28 | [8 empty] | CE. UKCA | [6 empty] | 65 | 4000 | 300 x 300 x 106 |  | 220-240V |  | 5 |  | 120 | max 6 | >80 |  | 4000 |  |  | >=0.9 |  |  | 60000 | 105 |  |  |  | Wide | 25 |  |  | Available |  |  | Class II | IK10 | 65 | 65 | 25 | 135 |  | 1 | 28 | White | 50/60Hz | Passive | LED | none | Bulkheads | Integrated Bulkhead G2 | Office; Public buildings; Corridors and staircases |  |  | 2940 | No sensor |  | RG0 | 15994100083846 |  |  |  |  | 60000
93119887 | LED Bulkhead G2 TU D30 28W 830 S EMN DSS | image | datasheet | deeplink | TUNGSRAM - LED Bulkhead G2 - 2750lm - 28W - 3000K - 80CRI - 93119887[SKU] - Surface | 0.9 | Surface | LED | 1 | 28 | [8 empty] | CE. UKCA | [6 empty] | 65 | 3000 | 300 x 300 x 106 |  | 220-240V |  | 5 |  | 120 | max 6 | >80 |  | 3000 |  |  | >=0.9 |  |  | 60000 | 98 |  |  |  | Wide | 25 |  |  | Available |  |  | Class II | IK10 | 65 | 65 | 25 | 135 |  | 1 | 28 | White | 50/60Hz | Passive | LED | none | Bulkheads | Integrated Bulkhead G2 | Office; Public buildings; Corridors and staircases |  |  | 2750 | No sensor |  | RG0 | 15994100083839 |  |  |  |  | 60000
93119886 | LED Bulkhead G2 TU D30 20W 865 S EMN DSS | image | datasheet | deeplink | TUNGSRAM - LED Bulkhead G2 - 2040lm - 20W - 6500K - 80CRI - 93119886[SKU] - Surface | 0.9 | Surface | LED | 1 | 20 | [8 empty] | CE. UKCA | [6 empty] | 65 | 6500 | 300 x 300 x 106 |  | 220-240V |  | 5 |  | 120 | max 6 | >80 |  | 6500 |  |  | >=0.8 |  |  | 60000 | 102 |  |  |  | Wide | 25 |  |  | Available |  |  | Class II | IK10 | 65 | 65 | 25 | 102 |  | 1 | 20 | White | 50/60Hz | Passive | LED | none | Bulkheads | Integrated Bulkhead G2 | Office; Public buildings; Corridors and staircases |  |  | 2040 | No sensor |  | RG0 | 15994100083822 |  |  |  |  | 60000
93119885 | LED Bulkhead G2 TU D30 20W 840 S EMN DSS | image | datasheet | deeplink | TUNGSRAM - LED Bulkhead G2 - 2040lm - 20W - 4000K - 80CRI - 93119885[SKU] - Surface | 0.9 | Surface | LED | 1 | 20 | [8 empty] | CE. UKCA | [6 empty] | 65 | 4000 | 300 x 300 x 106 |  | 220-240V |  | 5 |  | 120 | max 6 | >80 |  | 4000 |  |  | >=0.8 |  |  | 60000 | 102 |  |  |  | Wide | 25 |  |  | Available |  |  | Class II | IK10 | 65 | 65 | 25 | 102 |  | 1 | 20 | White | 50/60Hz | Passive | LED | none | Bulkheads | Integrated Bulkhead G2 | Office; Public buildings; Corridors and staircases |  |  | 2040 | No sensor |  | RG0 | 15994100083815 |  |  |  |  | 60000
93119884 | LED Bulkhead G2 TU D30 20W 830 S EMN DSS | image | datasheet | deeplink | TUNGSRAM - LED Bulkhead G2 - 2040lm - 20W - 3000K - 80CRI - 93119884[SKU] - Surface | 0.9 | Surface | LED | 1 | 20 | [8 empty] | CE. UKCA | [6 empty] | 65 | 3000 | 300 x 300 x 106 |  | 220-240V |  | 5 |  | 120 | max 6 | >80 |  | 3000 |  |  | >=0.8 |  |  | 60000 | 102 |  |  |  | Wide | 25 |  |  | Available |  |  | Class II | IK10 | 65 | 65 | 25 | 102 |  | 1 | 20 | White | 50/60Hz | Passive | LED | none | Bulkheads | Integrated Bulkhead G2 | Office; Public buildings; Corridors and staircases |  |  | 2040 | No sensor |  | RG0 | 15994100083808 |  |  |  |  | 60000
93120994 | Tung Mirror Light 600 10W 80 S MS W | image | datasheet | deeplink | TUNGSRAM - Mirror Light - 1100lm - 10W - 4000K - 80CRI - 93120994[SKU] - Wall mounted | 0.7 | Wall mounted | LED | 1 | 10 | [8 empty] | CE. Morocco. UKCA | [5 empty] | 50000 | 44 | 4000 | 600 x 85 x 58 |  | 200-240V |  | 3 | E | 140 | max 6 | 80 |  | 3000K-4000K-5700K |  |  | >=0.9 |  |  | 50000 | 110 |  |  |  |  | 45 |  |  | Available |  |  | Class I | IK06 | IP44 | IP44 | 45 | 60 | -20 | 1 | 10 | White (RAL9016) | 50/60Hz | Passive | LED | none | Linear Lights | Mirror Light | Office; Public buildings; Hospitality |  |  | 1100 | YES |  |  | 15994100098093 | Endcaps |  |  |  | 50000
93120991 | Tung Mirror Light 450 8W 80 S MS W | image | datasheet | deeplink | TUNGSRAM - Mirror Light - 800lm - 8W - 4000K - 80CRI - 93120991[SKU] - Wall mounted | 0.6 | Wall mounted | LED | 1 | 8 | [8 empty] | CE. Morocco. UKCA | [5 empty] | 50000 | 44 | 4000 | 450 x 85 x 58 |  | 200-240V |  | 3 | F | 140 | max 6 | 80 |  | 3000K-4000K-5700K |  |  | >=0.9 |  |  | 50000 | 100 |  |  |  |  | 45 |  |  | Available |  |  | Class I | IK06 | IP44 | IP44 | 45 | 50 | -20 | 1 | 8 | White (RAL9016) | 50/60Hz | Passive | LED | none | Linear Lights | Mirror Light | Office; Public buildings; Hospitality |  |  | 800 | YES |  |  | 15994100098031 | Endcaps |  |  |  | 50000
93120988 | Tung Mirror Light 600 10W 80 S W | image | datasheet | deeplink | TUNGSRAM - Mirror Light - 1100lm - 10W - 4000K - 80CRI - 93120988[SKU] - Wall mounted | 0.7 | Wall mounted | LED | 1 | 10 | [8 empty] | CE. Morocco. UKCA | [5 empty] | 50000 | 44 | 4000 | 600 x 85 x 68 |  | 200-240V |  | 5 | E | 140 | max 6 | 80 |  | 3000K-4000K-5700K |  |  | >=0.9 |  |  | 50000 | 110 |  |  |  |  | 45 |  |  | Available |  |  | Class I | IK06 | IP44 | IP44 | 45 | 60 | -20 | 1 | 10 | White (RAL9016) | 50/60Hz | Passive | LED | none | Linear Lights | Mirror Light | Office; Public buildings; Hospitality |  |  | 1100 | No sensor |  |  | 15994100098062 | Endcaps |  |  |  | 50000
93120945 | Tung Mirror Light 450 8W 80 S W | image | datasheet | deeplink | TUNGSRAM - Mirror Light - 800lm - 8W - 4000K - 80CRI - 93120945[SKU] - Wall mounted | 0.6 | Wall mounted | LED | 1 | 8 | [8 empty] | CE. Morocco. UKCA | [5 empty] | 50000 | 44 | 4000 | 450 x 85 x 58 |  | 200-240V |  | 5 | F | 140 | max 6 | 80 |  | 3000K-4000K-5700K |  |  | >=0.9 |  |  | 50000 | 100 |  |  |  |  | 45 |  |  | Available |  |  | Class I | IK06 | IP44 | IP44 | 45 | 50 | -20 | 1 | 8 | White (RAL9016) | 50/60Hz | Passive | LED | none | Linear Lights | Mirror Light | Office; Public buildings; Hospitality |  |  | 800 | No sensor |  |  | 15994100097904 | Endcaps |  |  |  | 50000
93120904 | Emergency DL G1 TU 3W 3 Li SST O S SM | image | datasheet | deeplink | TUNGSRAM - Emergency SM Downlight - 200lm - 3W - 5000K - 70CRI - 93120904[SKU] - Surface Mount | 0.3 | Surface Mount | LED | 1 | 3 | [8 empty] | CE. Morocco. UKCA | [5 empty] | >78000 | 20 | 5000 | 148 x 148 x 33 |  | 220-240V |  | 5 |  | C0/180: 65°. C90/270: 163° |  | 70 |  | 5000K |  | 62000 | >=0.3 | >78000 |  | >78000 | 67 |  |  |  |  | 45 |  |  | Available |  |  | Class II | IK06 | 20 | 20 | 45 | 30 |  | 1 | 3 | White Housing (RAL9016) | 50/60Hz | Passive | LED | none | Emergency SM Downlight | Emergency | Public buildings; Factories; Retail; Hotel/Restaurant; Office |  |  | 200 | No sensor |  | RG0 | 15994100093791 |  |  |  |  | >78000
93120903 | Emergency DL G1 TU 3W 3 Li SST R S SM | image | datasheet | deeplink | TUNGSRAM - Emergency SM Downlight - 200lm - 3W - 5000K - 70CRI - 93120903[SKU] - Surface Mount | 0.3 | Surface Mount | LED | 1 | 3 | [8 empty] | CE. Morocco. UKCA | [5 empty] | >78000 | 20 | 5000 | 148 x 148 x 33 |  | 220-240V |  | 5 |  | 148 |  | 70 |  | 5000K |  | 62000 | >=0.3 | >78000 |  | >78000 | 67 |  |  |  |  | 45 |  |  | Available |  |  | Class II | IK06 | 20 | 20 | 45 | 30 |  | 1 | 3 | White Housing (RAL9016) | 50/60Hz | Passive | LED | none | Emergency SM Downlight | Emergency | Public buildings; Factories; Retail; Hotel/Restaurant; Office |  |  | 200 | No sensor |  | RG0 | 15994100093807 |  |  |  |  | >78000
93120898 | Emergency DL G1 TU 3W 3 Li DDT O R SM | image | datasheet | deeplink | TUNGSRAM - Emergency SM Downlight - 220lm - 3W - 5000K - 70CRI - 93120898[SKU] - Surface Mount | 0.3 | Surface Mount | LED | 1 | 3 | [8 empty] | CE. Morocco. UKCA | [5 empty] | >78000 | 20 | 5000 | 140 x 140 x 48 |  | 220-240V |  | 5 |  | C0/180: 65°. C90/270: 163° |  | 70 |  | 5000K |  | 62000 | >=0.3 | >78000 |  | >78000 | 73 |  |  |  |  | 45 |  |  | Available |  |  | Class II | IK06 | 20 | 20 | 45 | 30 |  | 1 | 3 | White Housing (RAL9016) | 50/60Hz | Passive | LED | dimmable | Emergency SM Downlight | Emergency | Public buildings; Factories; Retail; Hotel/Restaurant; Office |  |  | 220 | No sensor |  | RG0 | 15994100093777 |  |  |  |  | >78000
93120897 | Emergency DL G1 TU 3W 3 Li DDT R R SM | image | datasheet | deeplink | TUNGSRAM - Emergency SM Downlight - 220lm - 3W - 5000K - 70CRI - 93120897[SKU] - Surface Mount | 0.3 | Surface Mount | LED | 1 | 3 | [8 empty] | CE. Morocco. UKCA | [5 empty] | >78000 | 20 | 5000 | 140 x 140 x 48 |  | 220-240V |  | 5 |  | 148 |  | 70 |  | 5000K |  | 62000 | >=0.3 | >78000 |  | >78000 | 73 |  |  |  |  | 45 |  |  | Available |  |  | Class II | IK06 | 20 | 20 | 45 | 30 |  | 1 | 3 | White Housing (RAL9016) | 50/60Hz | Passive | LED | dimmable | Emergency SM Downlight | Emergency | Public buildings; Factories; Retail; Hotel/Restaurant; Office |  |  | 220 | No sensor |  | RG0 | 15994100093784 |  |  |  |  | >78000
93120902 | Emergency DL G1 TU 6W 3 Li SST O R SM | image | datasheet | deeplink | TUNGSRAM - Emergency SM Downlight - 400lm - 6W - 5000K - 70CRI - 93120902[SKU] - Surface Mount | 0.4 | Surface Mount | LED | 1 | 6 | [8 empty] | CE. Morocco. UKCA | [5 empty] | >78000 | 20 | 5000 | 140 x 140 x 48 |  | 220-240V |  | 5 |  | C0/180: 65°. C90/270: 163° |  | 70 |  | 5000K |  | 62000 | >=0.3 | >78000 |  | >78000 | 73 |  |  |  |  | 45 |  |  | Available |  |  | Class II | IK06 | 20 | 20 | 45 | 60 |  | 1 | 6 | White Housing (RAL9016) | 50/60Hz | Passive | LED | none | Emergency SM Downlight | Emergency | Public buildings; Factories; Retail; Hotel/Restaurant; Office |  |  | 400 | No sensor |  | RG0 | 15994100093739 |  |  |  |  | >78000
93120901 | Emergency DL G1 TU 6W 3 Li SST R R SM | image | datasheet | deeplink | TUNGSRAM - Emergency SM Downlight - 400lm - 6W - 5000K - 70CRI - 93120901[SKU] - Surface Mount | 0.4 | Surface Mount | LED | 1 | 6 | [8 empty] | CE. Morocco. UKCA | [5 empty] | >78000 | 20 | 5000 | 140 x 140 x 48 |  | 220-240V |  | 5 |  | 148 |  | 70 |  | 5000K |  | 62000 | >=0.3 | >78000 |  | >78000 | 73 |  |  |  |  | 45 |  |  | Available |  |  | Class II | IK06 | 20 | 20 | 45 | 60 |  | 1 | 6 | White Housing (RAL9016) | 50/60Hz | Passive | LED | none | Emergency SM Downlight | Emergency | Public buildings; Factories; Retail; Hotel/Restaurant; Office |  |  | 400 | No sensor |  | RG0 | 15994100093746 |  |  |  |  | >78000
93120900 | Emergency DL G1 TU 3W 3 Li SST O R SM | image | datasheet | deeplink | TUNGSRAM - Emergency SM Downlight - 220lm - 3W - 5000K - 70CRI - 93120900[SKU] - Surface Mount | 0.3 | Surface Mount | LED | 1 | 3 | [8 empty] | CE. Morocco. UKCA | [5 empty] | >78000 | 20 | 5000 | 140 x 140 x 48 |  | 220-240V |  | 5 |  | C0/180: 65°. C90/270: 163° |  | 70 |  | 5000K |  | 62000 | >=0.3 | >78000 |  | >78000 | 73 |  |  |  |  | 45 |  |  | Available |  |  | Class II | IK06 | 20 | 20 | 45 | 30 |  | 1 | 3 | White Housing (RAL9016) | 50/60Hz | Passive | LED | none | Emergency SM Downlight | Emergency | Public buildings; Factories; Retail; Hotel/Restaurant; Office |  |  | 220 | No sensor |  | RG0 | 15994100093753 |  |  |  |  | >78000
93120899 | Emergency DL G1 TU 3W 3 Li SST R R SM | image | datasheet | deeplink | TUNGSRAM - Emergency SM Downlight - 220lm - 3W - 5000K - 70CRI - 93120899[SKU] - Surface Mount | 0.3 | Surface Mount | LED | 1 | 3 | [8 empty] | CE. Morocco. UKCA | [5 empty] | >78000 | 20 | 5000 | 140 x 140 x 48 |  | 220-240V |  | 5 |  | 148 |  | 70 |  | 5000K |  | 62000 | >=0.3 | >78000 |  | >78000 | 73 |  |  |  |  | 45 |  |  | Available |  |  | Class II | IK06 | 20 | 20 | 45 | 30 |  | 1 | 3 | White Housing (RAL9016) | 50/60Hz | Passive | LED | none | Emergency SM Downlight | Emergency | Public buildings; Factories; Retail; Hotel/Restaurant; Office |  |  | 220 | No sensor |  | RG0 | 15994100093760 |  |  |  |  | >78000
93119453 | LED Flood G3 TU S 50W 840 SY ST BDD | image | datasheet | deeplink | TUNGSRAM - Floodlight G3 - 6500lm - 50W - 4000K - 80CRI - 93119453[SKU] - Surface | 1.8 | Surface | LED | 1 | 50 | [8 empty] | CE. Morocco. UKCA | [5 empty] | 50000 | 65 | 4000 | 229 x 297 x 76 |  | 220-240V |  | 5 | E | 110 | max 5 | >80 |  | 4000 |  |  | >=0.9 |  |  | 72000 | 130 |  |  |  | Wide | 50 |  |  | Available |  |  | Class I | IK08 | 65 | 65 | 40 | 252 | -20 | 1 | 50 | Black | 50/60Hz | Passive | LED | none | Floodlights | Floodlight G3 | Industrial. Warehouses; Car park. Garages; Public areas; Building facades; Construction areas |  |  | 6500 | No sensor |  | RG1 | 15994100079894 |  |  |  |  | 50000
93119452 | LED Flood G3 TU S 30W 840 SY ST BDD | image | datasheet | deeplink | TUNGSRAM - Floodlight G3 - 3600lm - 30W - 4000K - 80CRI - 93119452[SKU] - Surface | 1 | Surface | LED | 1 | 30 | [8 empty] | CE. Morocco. UKCA | [5 empty] | 50000 | 65 | 4000 | 174 x 234 x 70 |  | 220-240V |  | 5 | E | 110 | max 6 | >80 |  | 4000 |  |  | >=0.8 |  |  | 72000 | 120 |  |  |  | Wide | 50 |  |  | Available |  |  | Class I | IK07 | 65 | 65 | 40 | 151 | -20 | 1 | 30 | Black | 50/60Hz | Passive | LED | none | Floodlights | Floodlight G3 | Industrial. Warehouses; Car park. Garages; Public areas; Building facades; Construction areas |  |  | 3600 | No sensor |  | RG1 | 15994100079887 |  |  |  |  | 50000
93119451 | LED Flood G3 TU S 20W 840 SY ST BDD | image | datasheet | deeplink | TUNGSRAM - Floodlight G3 - 2400lm - 20W - 4000K - 80CRI - 93119451[SKU] - Surface | 0.6 | Surface | LED | 1 | 20 | [8 empty] | CE. Morocco. UKCA | [5 empty] | 50000 | 65 | 4000 | 134 x 196 x 65 |  | 220-240V |  | 5 | E | 110 | max 6 | >80 |  | 4000 |  |  | >=0.7 |  |  | 72000 | 120 |  |  |  | Wide | 50 |  |  | Available |  |  | Class I | IK07 | 65 | 65 | 40 | 120 | -20 | 1 | 20 | Black | 50/60Hz | Passive | LED | none | Floodlights | Floodlight G3 | Industrial. Warehouses; Car park. Garages; Public areas; Building facades; Construction areas |  |  | 2400 | No sensor |  | RG1 | 15994100079870 |  |  |  |  | 50000
93119450 | LED Flood G3 TU S 50W 865 SY ST BM | image | datasheet | deeplink | TUNGSRAM - Floodlight G3 - 6500lm - 50W - 6500K - 80CRI - 93119450[SKU] - Surface | 1.8 | Surface | LED | 1 | 50 | [8 empty] | CE. Morocco. UKCA | [5 empty] | 50000 | 65 | 6500 | 229 x 297 x 76 |  | 220-240V |  | 5 | E | 110 | max 5 | >80 |  | 6500 |  |  | >=0.9 |  |  | 72000 | 130 |  |  |  | Wide | 50 |  |  | Available |  |  | Class I | IK08 | 65 | 65 | 40 | 252 | -20 | 1 | 50 | Black | 50/60Hz | Passive | LED | none | Floodlights | Floodlight G3 | Industrial. Warehouses; Car park. Garages; Public areas; Building facades; Construction areas |  |  | 6500 | No sensor |  | RG1 | 15994100079863 |  |  |  |  | 50000
93119449 | LED Flood G3 TU S 50W 840 SY ST BM | image | datasheet | deeplink | TUNGSRAM - Floodlight G3 - 6500lm - 50W - 4000K - 80CRI - 93119449[SKU] - Surface | 1.8 | Surface | LED | 1 | 50 | [8 empty] | CE. Morocco. UKCA | [5 empty] | 50000 | 65 | 4000 | 229 x 297 x 76 |  | 220-240V |  | 5 | E | 110 | max 6 | >80 |  | 4000 |  |  | >=0.9 |  |  | 72000 | 130 |  |  |  | Wide | 50 |  |  | Available |  |  | Class I | IK08 | 65 | 65 | 40 | 252 | -20 | 1 | 50 | Black | 50/60Hz | Passive | LED | none | Floodlights | Floodlight G3 | Industrial. Warehouses; Car park. Garages; Public areas; Building facades; Construction areas |  |  | 6500 | No sensor |  | RG1 | 15994100079856 |  |  |  |  | 50000
93119448 | LED Flood G3 TU S 30W 865 SY ST BM | image | datasheet | deeplink | TUNGSRAM - Floodlight G3 - 3600lm - 30W - 6500K - 80CRI - 93119448[SKU] - Surface | 1 | Surface | LED | 1 | 30 | [8 empty] | CE. Morocco. UKCA | [5 empty] | 50000 | 65 | 6500 | 174 x 234 x 70 |  | 220-240V |  | 5 | E | 110 | max 6 | >80 |  | 6500 |  |  | >=0.9 |  |  | 72000 | 120 |  |  |  | Wide | 50 |  |  | Available |  |  | Class I | IK07 | 65 | 65 | 40 | 151 | -20 | 1 | 30 | Black | 50/60Hz | Passive | LED | none | Floodlights | Floodlight G3 | Industrial. Warehouses; Car park. Garages; Public areas; Building facades; Construction areas |  |  | 3600 | No sensor |  | RG1 | 15994100079849 |  |  |  |  | 50000
93119447 | LED Flood G3 TU S 30W 840 SY ST BM | image | datasheet | deeplink | TUNGSRAM - Floodlight G3 - 3600lm - 30W - 4000K - 80CRI - 93119447[SKU] - Surface | 1 | Surface | LED | 1 | 30 | [8 empty] | CE. Morocco. UKCA | [5 empty] | 50000 | 65 | 4000 | 174 x 234 x 70 |  | 220-240V |  | 5 | E | 110 | max 6 | >80 |  | 4000 |  |  | >=0.9 |  |  | 72000 | 120 |  |  |  | Wide | 50 |  |  | Available |  |  | Class I | IK07 | 65 | 65 | 40 | 151 | -20 | 1 | 30 | Black | 50/60Hz | Passive | LED | none | Floodlights | Floodlight G3 | Industrial. Warehouses; Car park. Garages; Public areas; Building facades; Construction areas |  |  | 3600 | No sensor |  | RG1 | 15994100079832 |  |  |  |  | 50000
93119446 | LED Flood G3 TU S 20W 865 SY ST BM | image | datasheet | deeplink | TUNGSRAM - Floodlight G3 - 2400lm - 20W - 6500K - 80CRI - 93119446[SKU] - Surface | 0.6 | Surface | LED | 1 | 20 | [8 empty] | CE. Morocco. UKCA | [5 empty] | 50000 | 65 | 6500 | 134 x 196 x 65 |  | 220-240V |  | 5 | E | 110 | max 6 | >80 |  | 6500 |  |  | >=0.8 |  |  | 72000 | 120 |  |  |  | Wide | 50 |  |  | Available |  |  | Class I | IK07 | 65 | 65 | 40 | 120 | -20 | 1 | 20 | Black | 50/60Hz | Passive | LED | none | Floodlights | Floodlight G3 | Industrial. Warehouses; Car park. Garages; Public areas; Building facades; Construction areas |  |  | 2400 | No sensor |  | RG1 | 15994100079825 |  |  |  |  | 50000
93119445 | LED Flood G3 TU S 20W 840 SY ST BM | image | datasheet | deeplink | TUNGSRAM - Floodlight G3 - 2400lm - 20W - 4000K - 80CRI - 93119445[SKU] - Surface | 0.6 | Surface | LED | 1 | 20 | [8 empty] | CE. Morocco. UKCA | [5 empty] | 50000 | 65 | 4000 | 134 x 196 x 65 |  | 220-240V |  | 5 | E | 110 | max 6 | >80 |  | 4000 |  |  | >=0.8 |  |  | 72000 | 120 |  |  |  | Wide | 50 |  |  | Available |  |  | Class I | IK07 | 65 | 65 | 40 | 120 | -20 | 1 | 20 | Black | 50/60Hz | Passive | LED | none | Floodlights | Floodlight G3 | Industrial. Warehouses; Car park. Garages; Public areas; Building facades; Construction areas |  |  | 2400 | No sensor |  | RG1 | 15994100079818 |  |  |  |  | 50000
93119444 | LED Flood G3 TU S 10W 840 SY ST BM | image | datasheet | deeplink | TUNGSRAM - Floodlight G3 - 1200lm - 10W - 4000K - 80CRI - 93119444[SKU] - Surface | 0.5 | Surface | LED | 1 | 10 | [8 empty] | CE. Morocco. UKCA | [5 empty] | 50000 | 65 | 4000 | 117 x 182 x 64 |  | 220-240V |  | 5 | E | 110 | max 6 | >80 |  | 4000 |  |  | >=0.7 |  |  | 72000 | 120 |  |  |  | Wide | 50 |  |  | Available |  |  | Class I | IK07 | 65 | 65 | 40 | 68 | -20 | 1 | 10 | Black | 50/60Hz | Passive | LED | none | Floodlights | Floodlight G3 | Industrial. Warehouses; Car park. Garages; Public areas; Building facades; Construction areas |  |  | 1200 | No sensor |  | RG1 | 15994100079801 |  |  |  |  | 50000
93119457 | LED Flood G3 TU S 150W 840 AS MV BN | image | datasheet | deeplink | TUNGSRAM - Floodlight G3 - 18000lm - 150W - 4000K - 80CRI - 93119457[SKU] - Surface | 4.2 | Surface | LED | 1 | 150 | [8 empty] | CE. Morocco. UKCA | [5 empty] | 50000 | 65 | 4000 | 351 x 297 x 60 |  | 110-240V |  | 5 | F | 80x45 | max 5 | >80 |  | 4000 |  |  | >=0.9 |  |  | 72000 | 120 |  |  |  | Wide | 50 |  |  | Available |  |  | Class I | IK08 | 65 | 65 | 50 | 755 | -30 | 1 | 150 | Black | 50/60Hz | Passive | LED | none | Floodlights | Floodlight G3 | Industrial. Warehouses; Car park. Garages; Public areas; Building facades; Construction areas |  |  | 18000 | No sensor |  | RG1 | 15994100079931 |  |  |  |  | 50000
93119455 | LED Flood G3 TU S 150W 830 AS MV BN | image | datasheet | deeplink | TUNGSRAM - Floodlight G3 - 17400lm - 150W - 3000K - 80CRI - 93119455[SKU] - Surface | 4.2 | Surface | LED | 1 | 150 | [8 empty] | CE. Morocco. UKCA | [5 empty] | 50000 | 65 | 3000 | 351 x 297 x 60 |  | 110-240V |  | 5 | F | 80x45 | max 5 | >80 |  | 3000 |  |  | >=0.9 |  |  | 72000 | 115 |  |  |  | Wide | 50 |  |  | Available |  |  | Class I | IK08 | 65 | 65 | 50 | 755 | -30 | 1 | 150 | Black | 50/60Hz | Passive | LED | none | Floodlights | Floodlight G3 | Industrial. Warehouses; Car park. Garages; Public areas; Building facades; Construction areas |  |  | 17400 | No sensor |  | RG1 | 15994100079917 |  |  |  |  | 50000
93119456 | LED Flood G3 TU S 100W 840 AS MV BN | image | datasheet | deeplink | TUNGSRAM - Floodlight G3 - 12000lm - 100W - 4000K - 80CRI - 93119456[SKU] - Surface | 3.5 | Surface | LED | 1 | 100 | [8 empty] | CE. Morocco. UKCA | [5 empty] | 50000 | 65 | 4000 | 315 x 272 x 60 |  | 110-240V |  | 5 | F | 80x45 | max 5 | >80 |  | 4000 |  |  | >=0.9 |  |  | 72000 | 120 |  |  |  | Wide | 50 |  |  | Available |  |  | Class I | IK08 | 65 | 65 | 50 | 503 | -30 | 1 | 100 | Black | 50/60Hz | Passive | LED | none | Floodlights | Floodlight G3 | Industrial. Warehouses; Car park. Garages; Public areas; Building facades; Construction areas |  |  | 12000 | No sensor |  | RG1 | 15994100079924 |  |  |  |  | 50000
93119454 | LED Flood G3 TU S 100W 830 AS MV BN | image | datasheet | deeplink | TUNGSRAM - Floodlight G3 - 11500lm - 100W - 3000K - 80CRI - 93119454[SKU] - Surface | 3.5 | Surface | LED | 1 | 100 | [8 empty] | CE. Morocco. UKCA | [5 empty] | 50000 | 65 | 3000 | 315 x 272 x 60 |  | 110-240V |  | 5 | F | 80x45 | max 5 | >80 |  | 3000 |  |  | >=0.9 |  |  | 72000 | 115 |  |  |  | Wide | 50 |  |  | Available |  |  | Class I | IK08 | 65 | 65 | 50 | 503 | -30 | 1 | 100 | Black | 50/60Hz | Passive | LED | none | Floodlights | Floodlight G3 | Industrial. Warehouses; Car park. Garages; Public areas; Building facades; Construction areas |  |  | 11500 | No sensor |  | RG1 | 15994100079900 |  |  |  |  | 50000
93119443 | LED Flood G3 TU S 200W 865 SY MV BN | image | datasheet | deeplink | TUNGSRAM - Floodlight G3 - 26000lm - 200W - 6500K - 80CRI - 93119443[SKU] - Surface | 5.5 | Surface | LED | 1 | 200 | [8 empty] | CE. Morocco. UKCA | [5 empty] | 50000 | 65 | 6500 | 408 x 347 x 60 |  | 110-240V |  | 5 | E | 110 | max 6 | >80 |  | 6500 |  |  | >=0.9 |  |  | 72000 | 130 |  |  |  | Wide | 50 |  |  | Available |  |  | Class I | IK08 | 65 | 65 | 50 | 1007 | -30 | 1 | 200 | Black | 50/60Hz | Passive | LED | none | Floodlights | Floodlight G3 | Industrial. Warehouses; Car park. Garages; Public areas; Building facades; Construction areas |  |  | 26000 | No sensor |  | RG1 | 15994100079795 |  |  |  |  | 50000
93119442 | LED Flood G3 TU S 200W 840 SY MV BN | image | datasheet | deeplink | TUNGSRAM - Floodlight G3 - 26000lm - 200W - 4000K - 80CRI - 93119442[SKU] - Surface | 5.5 | Surface | LED | 1 | 200 | [8 empty] | CE. Morocco. UKCA | [5 empty] | 50000 | 65 | 4000 | 408 x 347 x 60 |  | 110-240V |  | 5 | E | 110 | max 6 | >80 |  | 4000 |  |  | >=0.9 |  |  | 72000 | 130 |  |  |  | Wide | 50 |  |  | Available |  |  | Class I | IK08 | 65 | 65 | 50 | 1007 | -30 | 1 | 200 | Black | 50/60Hz | Passive | LED | none | Floodlights | Floodlight G3 | Industrial. Warehouses; Car park. Garages; Public areas; Building facades; Construction areas |  |  | 26000 | No sensor |  | RG1 | 15994100079788 |  |  |  |  | 50000
93119441 | LED Flood G3 TU S 200W 830 SY MV BN | image | datasheet | deeplink | TUNGSRAM - Floodlight G3 - 25000lm - 200W - 3000K - 80CRI - 93119441[SKU] - Surface | 5.5 | Surface | LED | 1 | 200 | [8 empty] | CE. Morocco. UKCA | [5 empty] | 50000 | 65 | 3000 | 408 x 347 x 60 |  | 110-240V |  | 5 | E | 110 | max 6 | >80 |  | 3000 |  |  | >=0.9 |  |  | 72000 | 125 |  |  |  | Wide | 50 |  |  | Available |  |  | Class I | IK08 | 65 | 65 | 50 | 1007 | -30 | 1 | 200 | Black | 50/60Hz | Passive | LED | none | Floodlights | Floodlight G3 | Industrial. Warehouses; Car park. Garages; Public areas; Building facades; Construction areas |  |  | 25000 | No sensor |  | RG1 | 15994100079771 |  |  |  |  | 50000
93119527 | Tung Mariner CL G1 5' 54W 840 DEM | image | datasheet | deeplink | TUNGSRAM - Mariner Clip - 6500lm - 54W - 4000K - 80CRI - 93119527[SKU] - Surface | 2.3 | Surface | LED | 1 | 54 | [8 empty] | CE. Morocco. UKCA | [6 empty] | 65 | 4000 | 1530 x 78 x 75 |  | 220-240V |  | 5 | E | 115 | max 6 | >80 |  | 4000 |  |  | >=0.9 |  |  | 60000 | 120 |  |  |  | Medium | 40 |  |  | Available |  |  | Class I | IK08 | 65 | 65 | 40 | 250 | -20 | 1 | 54 | Gray RAL7035 Housing | 50/60Hz | Passive | LED | none | Waterproof Mariners | Waterproof Clip Mariner | Warehouses / factories; Garage |  |  | 6500 | No sensor |  | RG0 | 15994100080937 |  |  |  |  | >50000
93119526 | Tung Mariner CL G1 5' 33W 840 DEM | image | datasheet | deeplink | TUNGSRAM - Mariner Clip - 3900lm - 33W - 4000K - 80CRI - 93119526[SKU] - Surface | 2.3 | Surface | LED | 1 | 33 | [8 empty] | CE. Morocco. UKCA | [6 empty] | 65 | 4000 | 1530 x 78 x 75 |  | 220-240V |  | 5 | E | 115 | max 6 | >80 |  | 4000 |  |  | >=0.9 |  |  | 60000 | 118 |  |  |  | Medium | 50 |  |  | Available |  |  | Class I | IK08 | 65 | 65 | 50 | 160 | -20 | 1 | 33 | Gray RAL7035 Housing | 50/60Hz | Passive | LED | none | Waterproof Mariners | Waterproof Clip Mariner | Warehouses / factories; Garage |  |  | 3900 | No sensor |  | RG0 | 15994100080944 |  |  |  |  | >50000
93119525 | Tung Mariner CL G1 4' 35W 840 DEM | image | datasheet | deeplink | TUNGSRAM - Mariner Clip - 4350lm - 35W - 4000K - 80CRI - 93119525[SKU] - Surface | 1.9 | Surface | LED | 1 | 35 | [8 empty] | CE. Morocco. UKCA | [6 empty] | 65 | 4000 | 1230 x 78 x 75 |  | 220-240V |  | 5 | D | 115 | max 6 | >80 |  | 4000 |  |  | >=0.9 |  |  | 60000 | 124 |  |  |  | Medium | 50 |  |  | Available |  |  | Class I | IK08 | 65 | 65 | 50 | 165 | -20 | 1 | 35 | Gray RAL7035 Housing | 50/60Hz | Passive | LED | none | Waterproof Mariners | Waterproof Clip Mariner | Warehouses / factories; Garage |  |  | 4350 | No sensor |  | RG0 | 15994100080890 |  |  |  |  | >50000
93119524 | Tung Mariner CL G1 4' 24W 840 DEM | image | datasheet | deeplink | TUNGSRAM - Mariner Clip - 2750lm - 24W - 4000K - 80CRI - 93119524[SKU] - Surface | 1.9 | Surface | LED | 1 | 24 | [8 empty] | CE. Morocco. UKCA | [6 empty] | 65 | 4000 | 1230 x 78 x 75 |  | 220-240V |  | 5 | E | 115 | max 6 | >80 |  | 4000 |  |  | >=0.9 |  |  | 60000 | 114 |  |  |  | Medium | 50 |  |  | Available |  |  | Class I | IK08 | 65 | 65 | 50 | 120 | -20 | 1 | 24 | Gray RAL7035 Housing | 50/60Hz | Passive | LED | none | Waterproof Mariners | Waterproof Clip Mariner | Warehouses / factories; Garage |  |  | 2750 | No sensor |  | RG0 | 15994100080906 |  |  |  |  | >50000
93119523 | Tung Mariner CL G1 5' 53W 840 SEM | image | datasheet | deeplink | TUNGSRAM - Mariner Clip - 6650lm - 53W - 4000K - 80CRI - 93119523[SKU] - Surface | 2 | Surface | LED | 1 | 53 | [8 empty] | CE. Morocco. UKCA | [6 empty] | 65 | 4000 | 1530 x 78 x 75 |  | 220-240V |  | 5 | E | 115 | max 6 | >80 |  | 4000 |  |  | >=0.9 |  |  | 60000 | 125 |  |  |  | Medium | 50 |  |  | Available |  |  | Class I | IK08 | 65 | 65 | 50 | 250 | -20 | 1 | 53 | Gray RAL7035 Housing | 50/60Hz | Passive | LED | none | Waterproof Mariners | Waterproof Clip Mariner | Warehouses / factories; Garage |  |  | 6650 | No sensor |  | RG0 | 15994100080951 |  |  |  |  | >50000
93119522 | Tung Mariner CL G1 5' 34W 840 SEM | image | datasheet | deeplink | TUNGSRAM - Mariner Clip - 4150lm - 34W - 4000K - 80CRI - 93119522[SKU] - Surface | 2 | Surface | LED | 1 | 34 | [8 empty] | CE. Morocco. UKCA | [6 empty] | 65 | 4000 | 1530 x 78 x 75 |  | 220-240V |  | 5 | E | 115 | max 6 | >80 |  | 4000 |  |  | >=0.9 |  |  | 60000 | 122 |  |  |  | Medium | 50 |  |  | Available |  |  | Class I | IK08 | 65 | 65 | 50 | 160 | -20 | 1 | 34 | Gray RAL7035 Housing | 50/60Hz | Passive | LED | none | Waterproof Mariners | Waterproof Clip Mariner | Warehouses / factories; Garage |  |  | 4150 | No sensor |  | RG0 | 15994100080968 |  |  |  |  | >50000
93119521 | Tung Mariner CL G1 4' 36W 840 SEM | image | datasheet | deeplink | TUNGSRAM - Mariner Clip - 4350lm - 36W - 4000K - 80CRI - 93119521[SKU] - Surface | 1.8 | Surface | LED | 1 | 36 | [8 empty] | CE. Morocco. UKCA | [6 empty] | 65 | 4000 | 1230 x 78 x 75 |  | 220-240V |  | 5 | E | 115 | max 6 | >80 |  | 4000 |  |  | >=0.9 |  |  | 60000 | 120 |  |  |  | Medium | 50 |  |  | Available |  |  | Class I | IK08 | 65 | 65 | 50 | 165 | -20 | 1 | 36 | Gray RAL7035 Housing | 50/60Hz | Passive | LED | none | Waterproof Mariners | Waterproof Clip Mariner | Warehouses / factories; Garage |  |  | 4350 | No sensor |  | RG0 | 15994100080913 |  |  |  |  | >50000
93119520 | Tung Mariner CL G1 4' 25W 840 SEM | image | datasheet | deeplink | TUNGSRAM - Mariner Clip - 2880lm - 25W - 4000K - 80CRI - 93119520[SKU] - Surface | 1.8 | Surface | LED | 1 | 25 | [8 empty] | CE. Morocco. UKCA | [6 empty] | 65 | 4000 | 1230 x 78 x 75 |  | 220-240V |  | 5 | E | 115 | max 6 | >80 |  | 4000 |  |  | >=0.9 |  |  | 60000 | 115 |  |  |  | Medium | 50 |  |  | Available |  |  | Class I | IK08 | 65 | 65 | 50 | 120 | -20 | 1 | 25 | Gray RAL7035 Housing | 50/60Hz | Passive | LED | none | Waterproof Mariners | Waterproof Clip Mariner | Warehouses / factories; Garage |  |  | 2880 | No sensor |  | RG0 | 15994100080920 |  |  |  |  | >50000
93119861 | Tung Mariner CL G1 5' 51 W 840 MS | image | datasheet | deeplink | TUNGSRAM - Mariner Clip - 6800lm - 51W - 4000K - 80CRI - 93119861[SKU] - Surface | 1.7 | Surface | LED | 1 | 51 | [8 empty] | CE. Morocco. UKCA | [6 empty] | 65 | 4000 | 1530 x 78 x 75 |  | 220-240V |  | 5 | E | 115 | max 6 | >80 |  | 4000 |  |  | >=0.9 |  |  | 60000 | 133 |  |  |  | Medium | 50 |  |  | Available |  |  | Class I | IK08 | 65 | 65 | 50 | 240 | -20 | 1 | 51 | Gray RAL7035 Housing | 50/60Hz | Passive | LED | none | Waterproof Mariners | Waterproof Clip Mariner | Warehouses / factories; Garage |  |  | 6800 | Yes |  | RG0 | 15994100083716 |  |  |  |  | >50000
93119860 | Tung Mariner CL G1 5' 32 W 840 MS | image | datasheet | deeplink | TUNGSRAM - Mariner Clip - 4150lm - 32W - 4000K - 80CRI - 93119860[SKU] - Surface | 1.7 | Surface | LED | 1 | 32 | [8 empty] | CE. Morocco. UKCA | [6 empty] | 65 | 4000 | 1530 x 78 x 75 |  | 220-240V |  | 5 | E | 115 | max 6 | >80 |  | 4000 |  |  | >=0.9 |  |  | 60000 | 129 |  |  |  | Medium | 50 |  |  | Available |  |  | Class I | IK08 | 65 | 65 | 50 | 155 | -20 | 1 | 32 | Gray RAL7035 Housing | 50/60Hz | Passive | LED | none | Waterproof Mariners | Waterproof Clip Mariner | Warehouses / factories; Garage |  |  | 4150 | Yes |  | RG0 | 15994100083709 |  |  |  |  | >50000
93119859 | Tung Mariner CL G1 4' 34 W 840 MS | image | datasheet | deeplink | TUNGSRAM - Mariner Clip - 4400lm - 34W - 4000K - 80CRI - 93119859[SKU] - Surface | 1.5 | Surface | LED | 1 | 34 | [8 empty] | CE. Morocco. UKCA | [6 empty] | 65 | 4000 | 1230 x 78 x 75 |  | 220-240V |  | 5 | D | 115 | max 6 | >80 |  | 4000 |  |  | >=0.9 |  |  | 60000 | 129 |  |  |  | Medium | 50 |  |  | Available |  |  | Class I | IK08 | 65 | 65 | 50 | 160 | -20 | 1 | 34 | Gray RAL7035 Housing | 50/60Hz | Passive | LED | none | Waterproof Mariners | Waterproof Clip Mariner | Warehouses / factories; Garage |  |  | 4400 | Yes |  | RG0 | 15994100083693 |  |  |  |  | >50000
93119858 | Tung Mariner CL G1 4' 23 W 840 MS | image | datasheet | deeplink | TUNGSRAM - Mariner Clip - 2900lm - 23W - 4000K - 80CRI - 93119858[SKU] - Surface | 1.5 | Surface | LED | 1 | 23 | [8 empty] | CE. Morocco. UKCA | [6 empty] | 65 | 4000 | 1230 x 78 x 75 |  | 220-240V |  | 5 | E | 115 | max 6 | >80 |  | 4000 |  |  | >=0.85 |  |  | 60000 | 126 |  |  |  | Medium | 50 |  |  | Available |  |  | Class I | IK08 | 65 | 65 | 50 | 115 | -20 | 1 | 23 | Gray RAL7035 Housing | 50/60Hz | Passive | LED | none | Waterproof Mariners | Waterproof Clip Mariner | Warehouses / factories; Garage |  |  | 2900 | Yes |  | RG0 | 15994100083686 |  |  |  |  | >50000
93120907 | Emergency TW Spot G1 TU 6W 3 Li SST O WM | image | datasheet | deeplink | TUNGSRAM - Emergency Twin Spot - 400lm - 6W - 5000K - 80CRI - 93120907[SKU] - Wall Mount | 0.4 | Wall Mount | LED | 1 | 6 | [8 empty] | CE. Morocco. UKCA | [5 empty] | >78000 | 20 | 5000 | 186 x 51 x 164 |  | 220-240V |  | 5 |  | 95 |  | 80 |  | 5000K |  | 62000 | >=0.3 | >78000 |  | >78000 | 58 |  |  |  |  | 45 |  |  | Available |  |  | Class II | IK06 | 20 | 20 | 45 | 30 |  | 1 | 6 | White Housing (RAL9016) | 50/60Hz | Passive | LED | none | Emergency Twin Spot | Emergency | Public buildings; Factories; Retail; Hotel/Restaurant; Office |  |  | 400 | No sensor |  | RG0 | 15994100093708 |  |  |  |  | >78000
93120906 | Emergency TW Spot G1 TU 6W 3 Li SST R WM | image | datasheet | deeplink | TUNGSRAM - Emergency Twin Spot - 400lm - 6W - 5000K - 80CRI - 93120906[SKU] - Wall Mount | 0.4 | Wall Mount | LED | 1 | 6 | [8 empty] | CE. Morocco. UKCA | [5 empty] | >78000 | 20 | 5000 | 186 x 51 x 164 |  | 220-240V |  | 5 |  | 30 |  | 80 |  | 5000K |  | 62000 | >=0.3 | >78000 |  | >78000 | 58 |  |  |  |  | 45 |  |  | Available |  |  | Class II | IK06 | 20 | 20 | 45 | 30 |  | 1 | 6 | White Housing (RAL9016) | 50/60Hz | Passive | LED | none | Emergency Twin Spot | Emergency | Public buildings; Factories; Retail; Hotel/Restaurant; Office |  |  | 400 | No sensor |  | RG0 | 15994100093715 |  |  |  |  | >78000
TBD | INL1-40000JJJ740-... | image | datasheet | deeplink | TUNGSRAM - Inlumino L - 39300lm - 292W - 4000K - 70CRI - TBD[SKU] - Universal coupler 30-76mm | 12.5 kg | Universal coupler 30-76mm | LED | 1 | 292 | [8 empty] | CE. ENEC | [6 empty] | 66 | 4000 | 755x407x127 |  | 220-240V |  | 5 |  |  |  | 70 |  | 4000 |  | > 123000 |  | > 290000 |  |  | 134.59 |  |  | 9 | JJJ | 25 | < 10% at 100.000 hours |  | Available | 740/559 | CIE(x= 0.3818. y= 0.3797) 5SDCM | Class I. Class II | IK09 |  |  | 50 |  | -40 | 1 | 292 | RAL7021 | 50-60Hz | Passive | LED | dimmable | Road & Street | Inlumino L | Road & Street |  |  | 39300 | No sensor | > 125000 | [6 empty] | > 287000
TBD | INL1-37500JJJ740-... | image | datasheet | deeplink | TUNGSRAM - Inlumino L - 36900lm - 270W - 4000K - 70CRI - TBD[SKU] - Universal coupler 30-76mm | 12.5 kg | Universal coupler 30-76mm | LED | 1 | 270 | [8 empty] | CE. ENEC | [6 empty] | 66 | 4000 | 755x407x127 |  | 220-240V |  | 5 |  |  |  | 70 |  | 4000 |  | > 123000 |  | > 290000 |  |  | 136.67 |  |  | 9 | JJJ | 25 | < 10% at 100.000 hours |  | Available | 740/559 | CIE(x= 0.3818. y= 0.3797) 5SDCM | Class I. Class II | IK09 |  |  | 50 |  | -40 | 1 | 270 | RAL7021 | 50-60Hz | Passive | LED | dimmable | Road & Street | Inlumino L | Road & Street |  |  | 36900 | No sensor | > 125000 | [6 empty] | > 287000
TBD | INL1-35000JJJ740-... | image | datasheet | deeplink | TUNGSRAM - Inlumino L - 34600lm - 259W - 4000K - 70CRI - TBD[SKU] - Universal coupler 30-76mm | 12.5 kg | Universal coupler 30-76mm | LED | 1 | 259 | [8 empty] | CE. ENEC | [6 empty] | 66 | 4000 | 755x407x127 |  | 220-240V |  | 5 |  |  |  | 70 |  | 4000 |  | > 123000 |  | > 290000 |  |  | 133.59 |  |  | 9 | JJJ | 25 | < 10% at 100.000 hours |  | Available | 740/559 | CIE(x= 0.3818. y= 0.3797) 5SDCM | Class I. Class II | IK09 |  |  | 50 |  | -40 | 1 | 259 | RAL7021 | 50-60Hz | Passive | LED | dimmable | Road & Street | Inlumino L | Road & Street |  |  | 34600 | No sensor | > 125000 | [6 empty] | > 287000
TBD | INL1-32500JJJ740-... | image | datasheet | deeplink | TUNGSRAM - Inlumino L - 32100lm - 236W - 4000K - 70CRI - TBD[SKU] - Universal coupler 30-76mm | 12.5 kg | Universal coupler 30-76mm | LED | 1 | 236 | [8 empty] | CE. ENEC | [6 empty] | 66 | 4000 | 755x407x127 |  | 220-240V |  | 5 |  |  |  | 70 |  | 4000 |  | > 123000 |  | > 290000 |  |  | 136.02 |  |  | 9 | JJJ | 25 | < 10% at 100.000 hours |  | Available | 740/559 | CIE(x= 0.3818. y= 0.3797) 5SDCM | Class I. Class II | IK09 |  |  | 50 |  | -40 | 1 | 236 | RAL7021 | 50-60Hz | Passive | LED | dimmable | Road & Street | Inlumino L | Road & Street |  |  | 32100 | No sensor | > 125000 | [6 empty] | > 287000
TBD | INL1-30000JJJ740-... | image | datasheet | deeplink | TUNGSRAM - Inlumino L - 29600lm - 214W - 4000K - 70CRI - TBD[SKU] - Universal coupler 30-76mm | 12.5 kg | Universal coupler 30-76mm | LED | 1 | 214 | [8 empty] | CE. ENEC | [6 empty] | 66 | 4000 | 755x407x127 |  | 220-240V |  | 5 |  |  |  | 70 |  | 4000 |  | > 123000 |  | > 290000 |  |  | 138.32 |  |  | 9 | JJJ | 25 | < 10% at 100.000 hours |  | Available | 740/559 | CIE(x= 0.3818. y= 0.3797) 5SDCM | Class I. Class II | IK09 |  |  | 50 |  | -40 | 1 | 214 | RAL7021 | 50-60Hz | Passive | LED | dimmable | Road & Street | Inlumino L | Road & Street |  |  | 29600 | No sensor | > 125000 | [6 empty] | > 287000
TBD | INL1-27500JJJ740-... | image | datasheet | deeplink | TUNGSRAM - Inlumino L - 27100lm - 192W - 4000K - 70CRI - TBD[SKU] - Universal coupler 30-76mm | 12.5 kg | Universal coupler 30-76mm | LED | 1 | 192 | [8 empty] | CE. ENEC | [6 empty] | 66 | 4000 | 755x407x127 |  | 220-240V |  | 5 |  |  |  | 70 |  | 4000 |  | > 123000 |  | > 290000 |  |  | 141.15 |  |  | 9 | JJJ | 25 | < 10% at 100.000 hours |  | Available | 740/559 | CIE(x= 0.3818. y= 0.3797) 5SDCM | Class I. Class II | IK09 |  |  | 50 |  | -40 | 1 | 192 | RAL7021 | 50-60Hz | Passive | LED | dimmable | Road & Street | Inlumino L | Road & Street |  |  | 27100 | No sensor | > 125000 | [6 empty] | > 287000
TBD | INL1-25000JJJ740-... | image | datasheet | deeplink | TUNGSRAM - Inlumino L - 24700lm - 170W - 4000K - 70CRI - TBD[SKU] - Universal coupler 30-76mm | 12.5 kg | Universal coupler 30-76mm | LED | 1 | 170 | [8 empty] | CE. ENEC | [6 empty] | 66 | 4000 | 755x407x127 |  | 220-240V |  | 5 |  |  |  | 70 |  | 4000 |  | > 123000 |  | > 290000 |  |  | 145.29 |  |  | 9 | JJJ | 25 | < 10% at 100.000 hours |  | Available | 740/559 | CIE(x= 0.3818. y= 0.3797) 5SDCM | Class I. Class II | IK09 |  |  | 50 |  | -40 | 1 | 170 | RAL7021 | 50-60Hz | Passive | LED | dimmable | Road & Street | Inlumino L | Road & Street |  |  | 24700 | No sensor | > 125000 | [6 empty] | > 287000
TBD | INM1-26000JJJ740-... | image | datasheet | deeplink | TUNGSRAM - Inlumino M - 24600lm - 185W - 4000K - 70CRI - TBD[SKU] - Universal coupler 30-76mm | 9 kg | Universal coupler 30-76mm | LED | 1 | 185 | [8 empty] | CE. ENEC | [6 empty] | 66 | 4000 | 656x397x118 |  | 220-240V |  | 5 |  |  |  | 70 |  | 4000 |  | > 128000 |  | > 305000 |  |  | 132.97 |  |  | 9 | JJJ | 25 | < 10% at 100.000 hours |  | Available | 740/559 | CIE(x= 0.3818. y= 0.3797) 5SDCM | Class I. Class II | IK09 |  |  | 50 |  | -40 | 1 | 185 | RAL7021 | 50-60Hz | Passive | LED | dimmable | Road & Street | Inlumino M | Road & Street |  |  | 24600 | No sensor | > 130000 | [6 empty] | > 300000
TBD | INM1-24000JJJ740-... | image | datasheet | deeplink | TUNGSRAM - Inlumino M - 23700lm - 175W - 4000K - 70CRI - TBD[SKU] - Universal coupler 30-76mm | 9 kg | Universal coupler 30-76mm | LED | 1 | 175 | [8 empty] | CE. ENEC | [6 empty] | 66 | 4000 | 656x397x118 |  | 220-240V |  | 5 |  |  |  | 70 |  | 4000 |  | > 128000 |  | > 305000 |  |  | 135.43 |  |  | 9 | JJJ | 25 | < 10% at 100.000 hours |  | Available | 740/559 | CIE(x= 0.3818. y= 0.3797) 5SDCM | Class I. Class II | IK09 |  |  | 50 |  | -40 | 1 | 175 | RAL7021 | 50-60Hz | Passive | LED | dimmable | Road & Street | Inlumino M | Road & Street |  |  | 23700 | No sensor | > 130000 | [6 empty] | > 300000
TBD | INM1-22000JJJ740-... | image | datasheet | deeplink | TUNGSRAM - Inlumino M - 21800lm - 159W - 4000K - 70CRI - TBD[SKU] - Universal coupler 30-76mm | 9 kg | Universal coupler 30-76mm | LED | 1 | 159 | [8 empty] | CE. ENEC | [6 empty] | 66 | 4000 | 656x397x118 |  | 220-240V |  | 5 |  |  |  | 70 |  | 4000 |  | > 128000 |  | > 305000 |  |  | 137.11 |  |  | 9 | JJJ | 25 | < 10% at 100.000 hours |  | Available | 740/559 | CIE(x= 0.3818. y= 0.3797) 5SDCM | Class I. Class II | IK09 |  |  | 50 |  | -40 | 1 | 159 | RAL7021 | 50-60Hz | Passive | LED | dimmable | Road & Street | Inlumino M | Road & Street |  |  | 21800 | No sensor | > 130000 | [6 empty] | > 300000
TBD | INM1-20000JJJ740-... | image | datasheet | deeplink | TUNGSRAM - Inlumino M - 19700lm - 139W - 4000K - 70CRI - TBD[SKU] - Universal coupler 30-76mm | 9 kg | Universal coupler 30-76mm | LED | 1 | 139 | [8 empty] | CE. ENEC | [6 empty] | 66 | 4000 | 656x397x118 |  | 220-240V |  | 5 |  |  |  | 70 |  | 4000 |  | > 128000 |  | > 305000 |  |  | 141.73 |  |  | 9 | JJJ | 25 | < 10% at 100.000 hours |  | Available | 740/559 | CIE(x= 0.3818. y= 0.3797) 5SDCM | Class I. Class II | IK09 |  |  | 50 |  | -40 | 1 | 139 | RAL7021 | 50-60Hz | Passive | LED | dimmable | Road & Street | Inlumino M | Road & Street |  |  | 19700 | No sensor | > 130000 | [6 empty] | > 300000
TBD | INM1-18000JJJ740-... | image | datasheet | deeplink | TUNGSRAM - Inlumino M - 17800lm - 122W - 4000K - 70CRI - TBD[SKU] - Universal coupler 30-76mm | 9 kg | Universal coupler 30-76mm | LED | 1 | 122 | [8 empty] | CE. ENEC | [6 empty] | 66 | 4000 | 656x397x118 |  | 220-240V |  | 5 |  |  |  | 70 |  | 4000 |  | > 128000 |  | > 305000 |  |  | 145.9 |  |  | 9 | JJJ | 25 | < 10% at 100.000 hours |  | Available | 740/559 | CIE(x= 0.3818. y= 0.3797) 5SDCM | Class I. Class II | IK09 |  |  | 50 |  | -40 | 1 | 122 | RAL7021 | 50-60Hz | Passive | LED | dimmable | Road & Street | Inlumino M | Road & Street |  |  | 17800 | No sensor | > 130000 | [6 empty] | > 300000
TBD | INM1-16000JJJ740-... | image | datasheet | deeplink | TUNGSRAM - Inlumino M - 15900lm - 105W - 4000K - 70CRI - TBD[SKU] - Universal coupler 30-76mm | 9 kg | Universal coupler 30-76mm | LED | 1 | 105 | [8 empty] | CE. ENEC | [6 empty] | 66 | 4000 | 656x397x118 |  | 220-240V |  | 5 |  |  |  | 70 |  | 4000 |  | > 128000 |  | > 305000 |  |  | 151.43 |  |  | 9 | JJJ | 25 | < 10% at 100.000 hours |  | Available | 740/559 | CIE(x= 0.3818. y= 0.3797) 5SDCM | Class I. Class II | IK09 |  |  | 50 |  | -40 | 1 | 105 | RAL7021 | 50-60Hz | Passive | LED | dimmable | Road & Street | Inlumino M | Road & Street |  |  | 15900 | No sensor | > 130000 | [6 empty] | > 300000
TBD | INM1-14000JJJ740-... | image | datasheet | deeplink | TUNGSRAM - Inlumino M - 13900lm - 90W - 4000K - 70CRI - TBD[SKU] - Universal coupler 30-76mm | 9 kg | Universal coupler 30-76mm | LED | 1 | 90 | [8 empty] | CE. ENEC | [6 empty] | 66 | 4000 | 656x397x118 |  | 220-240V |  | 5 |  |  |  | 70 |  | 4000 |  | > 128000 |  | > 305000 |  |  | 154.44 |  |  | 9 | JJJ | 25 | < 10% at 100.000 hours |  | Available | 740/559 | CIE(x= 0.3818. y= 0.3797) 5SDCM | Class I. Class II | IK09 |  |  | 50 |  | -40 | 1 | 90 | RAL7021 | 50-60Hz | Passive | LED | dimmable | Road & Street | Inlumino M | Road & Street |  |  | 13900 | No sensor | > 130000 | [6 empty] | > 300000
TBD | INS1-16000JJJ740-... | image | datasheet | deeplink | TUNGSRAM - Inlumino S - 15200lm - 119W - 4000K - 70CRI - TBD[SKU] - Universal coupler 30-76mm | 7.5 kg | Universal coupler 30-76mm | LED | 1 | 119 | [8 empty] | CE. ENEC | [6 empty] | 66 | 4000 | 509x397x118 |  | 220-240V |  | 5 |  |  |  | 70 |  | 4000 |  | > 128000 |  | > 305000 |  |  | 127.73 |  |  | 9 | JJJ | 25 | < 10% at 100.000 hours |  | Available | 740/559 | CIE(x= 0.3818. y= 0.3797) 5SDCM | Class I. Class II | IK09 |  |  | 50 |  | -40 | 1 | 119 | RAL7021 | 50-60Hz | Passive | LED | dimmable | Road & Street | Inlumino S | Road & Street |  |  | 15200 | No sensor | > 130000 | [6 empty] | > 300000
TBD | INS1-14000JJJ740-... | image | datasheet | deeplink | TUNGSRAM - Inlumino S - 13900lm - 107W - 4000K - 70CRI - TBD[SKU] - Universal coupler 30-76mm | 7.5 kg | Universal coupler 30-76mm | LED | 1 | 107 | [8 empty] | CE. ENEC | [6 empty] | 66 | 4000 | 509x397x118 |  | 220-240V |  | 5 |  |  |  | 70 |  | 4000 |  | > 128000 |  | > 305000 |  |  | 129.91 |  |  | 9 | JJJ | 25 | < 10% at 100.000 hours |  | Available | 740/559 | CIE(x= 0.3818. y= 0.3797) 5SDCM | Class I. Class II | IK09 |  |  | 50 |  | -40 | 1 | 107 | RAL7021 | 50-60Hz | Passive | LED | dimmable | Road & Street | Inlumino S | Road & Street |  |  | 13900 | No sensor | > 130000 | [6 empty] | > 300000
TBD | INS1-12000JJJ740-... | image | datasheet | deeplink | TUNGSRAM - Inlumino S - 11900lm - 90W - 4000K - 70CRI - TBD[SKU] - Universal coupler 30-76mm | 7.5 kg | Universal coupler 30-76mm | LED | 1 | 90 | [8 empty] | CE. ENEC | [6 empty] | 66 | 4000 | 509x397x118 |  | 220-240V |  | 5 |  |  |  | 70 |  | 4000 |  | > 128000 |  | > 305000 |  |  | 132.22 |  |  | 9 | JJJ | 25 | < 10% at 100.000 hours |  | Available | 740/559 | CIE(x= 0.3818. y= 0.3797) 5SDCM | Class I. Class II | IK09 |  |  | 50 |  | -40 | 1 | 90 | RAL7021 | 50-60Hz | Passive | LED | dimmable | Road & Street | Inlumino S | Road & Street |  |  | 11900 | No sensor | > 130000 | [6 empty] | > 300000
TBD | INS1-10000JJJ740-... | image | datasheet | deeplink | TUNGSRAM - Inlumino S - 9900lm - 73W - 4000K - 70CRI - TBD[SKU] - Universal coupler 30-76mm | 7.5 kg | Universal coupler 30-76mm | LED | 1 | 73 | [8 empty] | CE. ENEC | [6 empty] | 66 | 4000 | 509x397x118 |  | 220-240V |  | 5 |  |  |  | 70 |  | 4000 |  | > 128000 |  | > 305000 |  |  | 135.62 |  |  | 9 | JJJ | 25 | < 10% at 100.000 hours |  | Available | 740/559 | CIE(x= 0.3818. y= 0.3797) 5SDCM | Class I. Class II | IK09 |  |  | 50 |  | -40 | 1 | 73 | RAL7021 | 50-60Hz | Passive | LED | dimmable | Road & Street | Inlumino S | Road & Street |  |  | 9900 | No sensor | > 130000 | [6 empty] | > 300000
TBD | INS1-8000JJJ740-... | image | datasheet | deeplink | TUNGSRAM - Inlumino S - 7900lm - 56W - 4000K - 70CRI - TBD[SKU] - Universal coupler 30-76mm | 7.5 kg | Universal coupler 30-76mm | LED | 1 | 56 | [8 empty] | CE. ENEC | [6 empty] | 66 | 4000 | 509x397x118 |  | 220-240V |  | 5 |  |  |  | 70 |  | 4000 |  | > 128000 |  | > 305000 |  |  | 141.07 |  |  | 9 | JJJ | 25 | < 10% at 100.000 hours |  | Available | 740/559 | CIE(x= 0.3818. y= 0.3797) 5SDCM | Class I. Class II | IK09 |  |  | 50 |  | -40 | 1 | 56 | RAL7021 | 50-60Hz | Passive | LED | dimmable | Road & Street | Inlumino S | Road & Street |  |  | 7900 | No sensor | > 130000 | [6 empty] | > 300000
TBD | INS1-6000JJJ740-... | image | datasheet | deeplink | TUNGSRAM - Inlumino S - 5900lm - 44W - 4000K - 70CRI - TBD[SKU] - Universal coupler 30-76mm | 7.5 kg | Universal coupler 30-76mm | LED | 1 | 44 | [8 empty] | CE. ENEC | [6 empty] | 66 | 4000 | 509x397x118 |  | 220-240V |  | 5 |  |  |  | 70 |  | 4000 |  | > 128000 |  | > 305000 |  |  | 134.09 |  |  | 9 | JJJ | 25 | < 10% at 100.000 hours |  | Available | 740/559 | CIE(x= 0.3818. y= 0.3797) 5SDCM | Class I. Class II | IK09 |  |  | 50 |  | -40 | 1 | 44 | RAL7021 | 50-60Hz | Passive | LED | dimmable | Road & Street | Inlumino S | Road & Street |  |  | 5900 | No sensor | > 130000 | [6 empty] | > 300000
TBD | INS1-4000JJJ740-... | image | datasheet | deeplink | TUNGSRAM - Inlumino S - 4000lm - 28W - 4000K - 70CRI - TBD[SKU] - Universal coupler 30-76mm | 7.5 kg | Universal coupler 30-76mm | LED | 1 | 28 | [8 empty] | CE. ENEC | [6 empty] | 66 | 4000 | 509x397x118 |  | 220-240V |  | 5 |  |  |  | 70 |  | 4000 |  | > 128000 |  | > 305000 |  |  | 142.86 |  |  | 9 | JJJ | 25 | < 10% at 100.000 hours |  | Available | 740/559 | CIE(x= 0.3818. y= 0.3797) 5SDCM | Class I. Class II | IK09 |  |  | 50 |  | -40 | 1 | 28 | RAL7021 | 50-60Hz | Passive | LED | dimmable | Road & Street | Inlumino S | Road & Street |  |  | 4000 | No sensor | > 130000 | [6 empty] | > 300000
93120957 | LED Downlight D2 TU6 IP44 18W 860 S DS | image | datasheet | deeplink | TUNGSRAM - IP44 Diffuser Downlight G2 - 2100lm - 18W - 6000K - 80CRI - 93120957[SKU] - Recessed | 0.3 | Recessed | LED | 1 | 18 | [8 empty] | CE. Morocco. UKCA | [6 empty] | 44 | 6000 | 185 x 185 x 63 |  | 220-240V |  | 5 | E | 100 | max 6 | 80 |  | 6000 |  |  | >=0.9 |  |  | 50000 | 117 |  |  |  | Very Wide Flood | 40 |  |  | Available |  |  | Class II | IK02 | 44 | 20 | 40 | 80 | -20 | 1 | 18 | White RAL9003 | 50/60Hz | Passive | LED | none | Downlighters | Diffuser Downlight IP44 G2 | Retail; Hospitality; Office; General illumination; Stairways & Corridors |  |  | 2100 | No sensor |  | RG0 | 15994100093982
93120915 | LED Downlight D2 TU4 IP44 10W 840 S | image | datasheet | deeplink | TUNGSRAM - IP44 Diffuser Downlight G2 - 1150lm - 10W - 4000K - 80CRI - 93120915[SKU] - Recessed | 0.2 | Recessed | LED | 1 | 10 | [8 empty] | CE. Morocco. UKCA | [6 empty] | 44 | 4000 | 132 x 132 x 63 |  | 220-240V |  | 5 | F | 90 | max 6 | 80 |  | 4000 |  |  | >=0.9 |  |  | 50000 | 115 |  |  |  | Very Wide Flood | 40 |  |  | Available |  |  | Class II | IK02 | 44 | 20 | 40 | 48 | -20 | 1 | 10 | White RAL9003 | 50/60Hz | Passive | LED | none | Downlighters | Diffuser Downlight IP44 G2 | Retail; Hospitality; Office; General illumination; Stairways & Corridors |  |  | 1150 | No sensor |  | RG0 | 15994100093951
93120914 | LED Downlight D2 TU4 IP44 10W 830 S | image | datasheet | deeplink | TUNGSRAM - IP44 Diffuser Downlight G2 - 1100lm - 10W - 3000K - 80CRI - 93120914[SKU] - Recessed | 0.2 | Recessed | LED | 1 | 10 | [8 empty] | CE. Morocco. UKCA | [6 empty] | 44 | 3000 | 132 x 132 x 63 |  | 220-240V |  | 5 | F | 90 | max 6 | 80 |  | 3000 |  |  | >=0.9 |  |  | 50000 | 110 |  |  |  | Very Wide Flood | 40 |  |  | Available |  |  | Class II | IK02 | 44 | 20 | 40 | 48 | -20 | 1 | 10 | White RAL9003 | 50/60Hz | Passive | LED | none | Downlighters | Diffuser Downlight IP44 G2 | Retail; Hospitality; Office; General illumination; Stairways & Corridors |  |  | 1100 | No sensor |  | RG0 | 15994100093968
93120958 | LED Downlight D2 TU8 IP44 22W 860 S DS | image | datasheet | deeplink | TUNGSRAM - IP44 Diffuser Downlight G2 - 2800lm - 22W - 6000K - 80CRI - 93120958[SKU] - Recessed | 0.4 | Recessed | LED | 1 | 22 | [8 empty] | CE. Morocco. UKCA | [6 empty] | 44 | 6000 | 230 x 230 x 63 |  | 220-240V |  | 5 | E | 100 | max 6 | 80 |  | 6000 |  |  | >=0.9 |  |  | 50000 | 127 |  |  |  | Very Wide Flood | 40 |  |  | Available |  |  | Class II | IK02 | 44 | 20 | 40 | 103 | -20 | 1 | 22 | White RAL9003 | 50/60Hz | Passive | LED | none | Downlighters | Diffuser Downlight IP44 G2 | Retail; Hospitality; Office; General illumination; Stairways & Corridors |  |  | 2800 | No sensor |  | RG0 | 15994100094101
93120960 | LED Downlight D2 TU8 IP44 22W 840 S DS | image | datasheet | deeplink | TUNGSRAM - IP44 Diffuser Downlight G2 - 2800lm - 22W - 4000K - 80CRI - 93120960[SKU] - Recessed | 0.4 | Recessed | LED | 1 | 22 | [8 empty] | CE. Morocco. UKCA | [6 empty] | 44 | 4000 | 230 x 230 x 63 |  | 220-240V |  | 5 | E | 100 | max 6 | 80 |  | 4000 |  |  | >=0.9 |  |  | 50000 | 127 |  |  |  | Very Wide Flood | 40 |  |  | Available |  |  | Class II | IK02 | 44 | 20 | 40 | 103 | -20 | 1 | 22 | White RAL9003 | 50/60Hz | Passive | LED | none | Downlighters | Diffuser Downlight IP44 G2 | Retail; Hospitality; Office; General illumination; Stairways & Corridors |  |  | 2800 | No sensor |  | RG0 | 15994100094118
93120967 | LED Downlight D2 TU8 IP44 22W 830 S DS | image | datasheet | deeplink | TUNGSRAM - IP44 Diffuser Downlight G2 - 2700lm - 22W - 3000K - 80CRI - 93120967[SKU] - Recessed | 0.4 | Recessed | LED | 1 | 22 | [8 empty] | CE. Morocco. UKCA | [6 empty] | 44 | 3000 | 230 x 230 x 63 |  | 220-240V |  | 5 | E | 100 | max 6 | 80 |  | 3000 |  |  | >=0.9 |  |  | 50000 | 123 |  |  |  | Very Wide Flood | 40 |  |  | Available |  |  | Class II | IK02 | 44 | 20 | 40 | 103 | -20 | 1 | 22 | White RAL9003 | 50/60Hz | Passive | LED | none | Downlighters | Diffuser Downlight IP44 G2 | Retail; Hospitality; Office; General illumination; Stairways & Corridors |  |  | 2700 | No sensor |  | RG0 | 15994100094125
93120959 | LED Downlight D2 TU6 IP44 18W 840 S DS | image | datasheet | deeplink | TUNGSRAM - IP44 Diffuser Downlight G2 - 2100lm - 18W - 4000K - 80CRI - 93120959[SKU] - Recessed | 0.3 | Recessed | LED | 1 | 18 | [8 empty] | CE. Morocco. UKCA | [6 empty] | 44 | 4000 | 185 x 185 x 63 |  | 220-240V |  | 5 | E | 100 | max 6 | 80 |  | 4000 |  |  | >=0.9 |  |  | 50000 | 117 |  |  |  | Very Wide Flood | 40 |  |  | Available |  |  | Class II | IK02 | 44 | 20 | 40 | 80 | -20 | 1 | 18 | White RAL9003 | 50/60Hz | Passive | LED | none | Downlighters | Diffuser Downlight IP44 G2 | Retail; Hospitality; Office; General illumination; Stairways & Corridors |  |  | 2100 | No sensor |  | RG0 | 15994100093999
93120966 | LED Downlight D2 TU6 IP44 18W 830 S DS | image | datasheet | deeplink | TUNGSRAM - IP44 Diffuser Downlight G2 - 2000lm - 18W - 3000K - 80CRI - 93120966[SKU] - Recessed | 0.3 | Recessed | LED | 1 | 18 | [8 empty] | CE. Morocco. UKCA | [6 empty] | 44 | 3000 | 185 x 185 x 63 |  | 220-240V |  | 5 | E | 100 | max 6 | 80 |  | 3000 |  |  | >=0.9 |  |  | 50000 | 111 |  |  |  | Very Wide Flood | 40 |  |  | Available |  |  | Class II | IK02 | 44 | 20 | 40 | 80 | -20 | 1 | 18 | White RAL9003 | 50/60Hz | Passive | LED | none | Downlighters | Diffuser Downlight IP44 G2 | Retail; Hospitality; Office; General illumination; Stairways & Corridors |  |  | 2000 | No sensor |  | RG0 | 15994100094002
93120965 | LED Downlight D2 TU6 IP44 12W 860 S DS | image | datasheet | deeplink | TUNGSRAM - IP44 Diffuser Downlight G2 - 1400lm - 12W - 6000K - 80CRI - 93120965[SKU] - Recessed | 0.3 | Recessed | LED | 1 | 12 | [8 empty] | CE. Morocco. UKCA | [6 empty] | 44 | 6000 | 185 x 185 x 63 |  | 220-240V |  | 5 | E | 100 | max 6 | 80 |  | 6000 |  |  | >=0.9 |  |  | 50000 | 117 |  |  |  | Very Wide Flood | 40 |  |  | Available |  |  | Class II | IK02 | 44 | 20 | 40 | 52 | -20 | 1 | 12 | White RAL9003 | 50/60Hz | Passive | LED | none | Downlighters | Diffuser Downlight IP44 G2 | Retail; Hospitality; Office; General illumination; Stairways & Corridors |  |  | 1400 | No sensor |  | RG0 | 15994100094019
93120964 | LED Downlight D2 TU6 IP44 12W 840 S DS | image | datasheet | deeplink | TUNGSRAM - IP44 Diffuser Downlight G2 - 1400lm - 12W - 4000K - 80CRI - 93120964[SKU] - Recessed | 0.3 | Recessed | LED | 1 | 12 | [8 empty] | CE. Morocco. UKCA | [6 empty] | 44 | 4000 | 185 x 185 x 63 |  | 220-240V |  | 5 | E | 100 | max 6 | 80 |  | 4000 |  |  | >=0.9 |  |  | 50000 | 117 |  |  |  | Very Wide Flood | 40 |  |  | Available |  |  | Class II | IK02 | 44 | 20 | 40 | 52 | -20 | 1 | 12 | White RAL9003 | 50/60Hz | Passive | LED | none | Downlighters | Diffuser Downlight IP44 G2 | Retail; Hospitality; Office; General illumination; Stairways & Corridors |  |  | 1400 | No sensor |  | RG0 | 15994100094026
93120963 | LED Downlight D2 TU6 IP44 12W 830 S DS | image | datasheet | deeplink | TUNGSRAM - IP44 Diffuser Downlight G2 - 1300lm - 12W - 3000K - 80CRI - 93120963[SKU] - Recessed | 0.3 | Recessed | LED | 1 | 12 | [8 empty] | CE. Morocco. UKCA | [6 empty] | 44 | 3000 | 185 x 185 x 63 |  | 220-240V |  | 5 | E | 100 | max 6 | 80 |  | 3000 |  |  | >=0.9 |  |  | 50000 | 108 |  |  |  | Very Wide Flood | 40 |  |  | Available |  |  | Class II | IK02 | 44 | 20 | 40 | 52 | -20 | 1 | 12 | White RAL9003 | 50/60Hz | Passive | LED | none | Downlighters | Diffuser Downlight IP44 G2 | Retail; Hospitality; Office; General illumination; Stairways & Corridors |  |  | 1300 | No sensor |  | RG0 | 15994100094033
93120962 | LED Downlight D2 TU4 IP44 10W 860 S DS | image | datasheet | deeplink | TUNGSRAM - IP44 Diffuser Downlight G2 - 1150lm - 10W - 6000K - 80CRI - 93120962[SKU] - Recessed | 0.2 | Recessed | LED | 1 | 10 | [8 empty] | CE. Morocco. UKCA | [6 empty] | 44 | 6000 | 132 x 132 x 63 |  | 220-240V |  | 5 | F | 90 | max 6 | 80 |  | 6000 |  |  | >=0.9 |  |  | 50000 | 115 |  |  |  | Very Wide Flood | 40 |  |  | Available |  |  | Class II | IK02 | 44 | 20 | 40 | 48 | -20 | 1 | 10 | White RAL9003 | 50/60Hz | Passive | LED | none | Downlighters | Diffuser Downlight IP44 G2 | Retail; Hospitality; Office; General illumination; Stairways & Corridors |  |  | 1150 | No sensor |  | RG0 | 15994100094040
93120961 | LED Downlight D2 TU4 IP44 10W 840 S DS | image | datasheet | deeplink | TUNGSRAM - IP44 Diffuser Downlight G2 - 1150lm - 10W - 4000K - 80CRI - 93120961[SKU] - Recessed | 0.2 | Recessed | LED | 1 | 10 | [8 empty] | CE. Morocco. UKCA | [6 empty] | 44 | 4000 | 132 x 132 x 63 |  | 220-240V |  | 5 | F | 90 | max 6 | 80 |  | 4000 |  |  | >=0.9 |  |  | 50000 | 115 |  |  |  | Very Wide Flood | 40 |  |  | Available |  |  | Class II | IK02 | 44 | 20 | 40 | 48 | -20 | 1 | 10 | White RAL9003 | 50/60Hz | Passive | LED | none | Downlighters | Diffuser Downlight IP44 G2 | Retail; Hospitality; Office; General illumination; Stairways & Corridors |  |  | 1150 | No sensor |  | RG0 | 15994100094057
93120956 | LED Downlight D2 TU4 IP44 10W 830 S DS | image | datasheet | deeplink | TUNGSRAM - IP44 Diffuser Downlight G2 - 1100lm - 10W - 3000K - 80CRI - 93120956[SKU] - Recessed | 0.2 | Recessed | LED | 1 | 10 | [8 empty] | CE. Morocco. UKCA | [6 empty] | 44 | 3000 | 132 x 132 x 63 |  | 220-240V |  | 5 | F | 90 | max 6 | 80 |  | 3000 |  |  | >=0.9 |  |  | 50000 | 110 |  |  |  | Very Wide Flood | 40 |  |  | Available |  |  | Class II | IK02 | 44 | 20 | 40 | 48 | -20 | 1 | 10 | White RAL9003 | 50/60Hz | Passive | LED | none | Downlighters | Diffuser Downlight IP44 G2 | Retail; Hospitality; Office; General illumination; Stairways & Corridors |  |  | 1100 | No sensor |  | RG0 | 15994100094064
93120955 | LED Downlight D2 TU8 IP44 22W 860 S | image | datasheet | deeplink | TUNGSRAM - IP44 Diffuser Downlight G2 - 2800lm - 22W - 6000K - 80CRI - 93120955[SKU] - Recessed | 0.4 | Recessed | LED | 1 | 22 | [8 empty] | CE. Morocco. UKCA | [6 empty] | 44 | 6000 | 230 x 230 x 63 |  | 220-240V |  | 5 | E | 100 | max 6 | 80 |  | 6000 |  |  | >=0.9 |  |  | 50000 | 127 |  |  |  | Very Wide Flood | 40 |  |  | Available |  |  | Class II | IK02 | 44 | 20 | 40 | 103 | -20 | 1 | 22 | White RAL9003 | 50/60Hz | Passive | LED | none | Downlighters | Diffuser Downlight IP44 G2 | Retail; Hospitality; Office; General illumination; Stairways & Corridors | 93120958 - LED Downlight D2 TU 8 IP44 22W 860 S DS |  | 2800 | No sensor |  | RG0 | 15994100094095
93120954 | LED Downlight D2 TU8 IP44 22W 840 S | image | datasheet | deeplink | TUNGSRAM - IP44 Diffuser Downlight G2 - 2800lm - 22W - 4000K - 80CRI - 93120954[SKU] - Recessed | 0.4 | Recessed | LED | 1 | 22 | [8 empty] | CE. Morocco. UKCA | [6 empty] | 44 | 4000 | 230 x 230 x 63 |  | 220-240V |  | 5 | E | 100 | max 6 | 80 |  | 4000 |  |  | >=0.9 |  |  | 50000 | 127 |  |  |  | Very Wide Flood | 40 |  |  | Available |  |  | Class II | IK02 | 44 | 20 | 40 | 103 | -20 | 1 | 22 | White RAL9003 | 50/60Hz | Passive | LED | none | Downlighters | Diffuser Downlight IP44 G2 | Retail; Hospitality; Office; General illumination; Stairways & Corridors | 93120960 - LED Downlight D2 TU 8 IP44 22W 840 S DS |  | 2800 | No sensor |  | RG0 | 15994100094088
93120953 | LED Downlight D2 TU8 IP44 22W 830 S | image | datasheet | deeplink | TUNGSRAM - IP44 Diffuser Downlight G2 - 2700lm - 22W - 3000K - 80CRI - 93120953[SKU] - Recessed | 0.4 | Recessed | LED | 1 | 22 | [8 empty] | CE. Morocco. UKCA | [6 empty] | 44 | 3000 | 230 x 230 x 63 |  | 220-240V |  | 5 | E | 100 | max 6 | 80 |  | 3000 |  |  | >=0.9 |  |  | 50000 | 123 |  |  |  | Very Wide Flood | 40 |  |  | Available |  |  | Class II | IK02 | 44 | 20 | 40 | 103 | -20 | 1 | 22 | White RAL9003 | 50/60Hz | Passive | LED | none | Downlighters | Diffuser Downlight IP44 G2 | Retail; Hospitality; Office; General illumination; Stairways & Corridors | 93120967 - LED Downlight D2 TU 8 IP44 22W 830 S DS |  | 2700 | No sensor |  | RG0 | 15994100094071
93120952 | LED Downlight D2 TU6 IP44 18W 860 S | image | datasheet | deeplink | TUNGSRAM - IP44 Diffuser Downlight G2 - 2100lm - 18W - 6000K - 80CRI - 93120952[SKU] - Recessed | 0.3 | Recessed | LED | 1 | 18 | [8 empty] | CE. Morocco. UKCA | [6 empty] | 44 | 6000 | 185 x 185 x 63 |  | 220-240V |  | 5 | E | 100 | max 6 | 80 |  | 6000 |  |  | >=0.9 |  |  | 50000 | 117 |  |  |  | Very Wide Flood | 40 |  |  | Available |  |  | Class II | IK02 | 44 | 20 | 40 | 80 | -20 | 1 | 18 | White RAL9003 | 50/60Hz | Passive | LED | none | Downlighters | Diffuser Downlight IP44 G2 | Retail; Hospitality; Office; General illumination; Stairways & Corridors | 93120957 - LED Downlight D2 TU 6 IP44 18W 860 S DS |  | 2100 | No sensor |  | RG0 | 15994100093913
93120951 | LED Downlight D2 TU6 IP44 18W 840 S | image | datasheet | deeplink | TUNGSRAM - IP44 Diffuser Downlight G2 - 2100lm - 18W - 4000K - 80CRI - 93120951[SKU] - Recessed | 0.3 | Recessed | LED | 1 | 18 | [8 empty] | CE. Morocco. UKCA | [6 empty] | 44 | 4000 | 185 x 185 x 63 |  | 220-240V |  | 5 | E | 100 | max 6 | 80 |  | 4000 |  |  | >=0.9 |  |  | 50000 | 117 |  |  |  | Very Wide Flood | 40 |  |  | Available |  |  | Class II | IK02 | 44 | 20 | 40 | 80 | -20 | 1 | 18 | White RAL9003 | 50/60Hz | Passive | LED | none | Downlighters | Diffuser Downlight IP44 G2 | Retail; Hospitality; Office; General illumination; Stairways & Corridors | 93120959 - LED Downlight D2 TU 6 IP44 18W 840 S DS |  | 2100 | No sensor |  | RG0 | 15994100092404
93120950 | LED Downlight D2 TU6 IP44 18W 830 S | image | datasheet | deeplink | TUNGSRAM - IP44 Diffuser Downlight G2 - 2000lm - 18W - 3000K - 80CRI - 93120950[SKU] - Recessed | 0.3 | Recessed | LED | 1 | 18 | [8 empty] | CE. Morocco. UKCA | [6 empty] | 44 | 3000 | 185 x 185 x 63 |  | 220-240V |  | 5 | E | 100 | max 6 | 80 |  | 3000 |  |  | >=0.9 |  |  | 50000 | 111 |  |  |  | Very Wide Flood | 40 |  |  | Available |  |  | Class II | IK02 | 44 | 20 | 40 | 80 | -20 | 1 | 18 | White RAL9003 | 50/60Hz | Passive | LED | none | Downlighters | Diffuser Downlight IP44 G2 | Retail; Hospitality; Office; General illumination; Stairways & Corridors | 93120966 - LED Downlight D2 TU 6 IP44 18W 830 S DS |  | 2000 | No sensor |  | RG0 | 15994100092398
93120949 | LED Downlight D2 TU6 IP44 12W 860 S | image | datasheet | deeplink | TUNGSRAM - IP44 Diffuser Downlight G2 - 1400lm - 12W - 6000K - 80CRI - 93120949[SKU] - Recessed | 0.3 | Recessed | LED | 1 | 12 | [8 empty] | CE. Morocco. UKCA | [6 empty] | 44 | 6000 | 185 x 185 x 63 |  | 220-240V |  | 5 | E | 100 | max 6 | 80 |  | 6000 |  |  | >=0.9 |  |  | 50000 | 117 |  |  |  | Very Wide Flood | 40 |  |  | Available |  |  | Class II | IK02 | 44 | 20 | 40 | 52 | -20 | 1 | 12 | White RAL9003 | 50/60Hz | Passive | LED | none | Downlighters | Diffuser Downlight IP44 G2 | Retail; Hospitality; Office; General illumination; Stairways & Corridors | 93120965 - LED Downlight D2 TU 6 IP44 12W 860 S DS |  | 1400 | No sensor |  | RG0 | 15994100093920
93120948 | LED Downlight D2 TU6 IP44 12W 840 S | image | datasheet | deeplink | TUNGSRAM - IP44 Diffuser Downlight G2 - 1400lm - 12W - 4000K - 80CRI - 93120948[SKU] - Recessed | 0.3 | Recessed | LED | 1 | 12 | [8 empty] | CE. Morocco. UKCA | [6 empty] | 44 | 4000 | 185 x 185 x 63 |  | 220-240V |  | 5 | E | 100 | max 6 | 80 |  | 4000 |  |  | >=0.9 |  |  | 50000 | 117 |  |  |  | Very Wide Flood | 40 |  |  | Available |  |  | Class II | IK02 | 44 | 20 | 40 | 52 | -20 | 1 | 12 | White RAL9003 | 50/60Hz | Passive | LED | none | Downlighters | Diffuser Downlight IP44 G2 | Retail; Hospitality; Office; General illumination; Stairways & Corridors | 93120964 - LED Downlight D2 TU 6 IP44 12W 840 S DS |  | 1400 | No sensor |  | RG0 | 15994100093937
93120947 | LED Downlight D2 TU6 IP44 12W 830 S | image | datasheet | deeplink | TUNGSRAM - IP44 Diffuser Downlight G2 - 1300lm - 12W - 3000K - 80CRI - 93120947[SKU] - Recessed | 0.3 | Recessed | LED | 1 | 12 | [8 empty] | CE. Morocco. UKCA | [6 empty] | 44 | 3000 | 185 x 185 x 63 |  | 220-240V |  | 5 | E | 100 | max 6 | 80 |  | 3000 |  |  | >=0.9 |  |  | 50000 | 108 |  |  |  | Very Wide Flood | 40 |  |  | Available |  |  | Class II | IK02 | 44 | 20 | 40 | 52 | -20 | 1 | 12 | White RAL9003 | 50/60Hz | Passive | LED | none | Downlighters | Diffuser Downlight IP44 G2 | Retail; Hospitality; Office; General illumination; Stairways & Corridors | 93120963 - LED Downlight D2 TU 6 IP44 12W 830 S DS |  | 1300 | No sensor |  | RG0 | 15994100093975
93120946 | LED Downlight D2 TU4 IP44 10W 860 S | image | datasheet | deeplink | TUNGSRAM - IP44 Diffuser Downlight G2 - 1150lm - 10W - 6000K - 80CRI - 93120946[SKU] - Recessed | 0.2 | Recessed | LED | 1 | 10 | [8 empty] | CE. Morocco. UKCA | [6 empty] | 44 | 6000 | 132 x 132 x 63 |  | 220-240V |  | 5 | F | 90 | max 6 | 80 |  | 6000 |  |  | >=0.9 |  |  | 50000 | 115 |  |  |  | Very Wide Flood | 40 |  |  | Available |  |  | Class II | IK02 | 44 | 20 | 40 | 48 | -20 | 1 | 10 | White RAL9003 | 50/60Hz | Passive | LED | none | Downlighters | Diffuser Downlight IP44 G2 | Retail; Hospitality; Office; General illumination; Stairways & Corridors | 93120962 - LED Downlight D2 TU 4 IP44 10W 860 S DS |  | 1150 | No sensor |  | RG0 | 15994100093944
93120921 | LED Batten G2 TU IP20 16W 4ft 865 S DS | image | datasheet | deeplink | TUNGSRAM - T5 Batten Switch G2 - 1920lm - 16W - 6500K - 80CRI - 93120921[SKU] - Surface | 0.2 | Surface | LED | 1 | 16 | [8 empty] | CE. UKCA | [6 empty] | 20 | 6500 | 1184 x 24 x 35 |  | 220-240V |  | 5 |  | 150 | max 6 | >80 |  | 6500 |  |  | >=0.7 |  |  | 50000 | 120 |  |  |  | Wide | 25 |  |  | Available |  |  | Class II | IK03 | 20 | 20 | 40 | 73 | -20 | 1 | 16 | White | 50/60Hz | Passive | LED | none | Battens | T5 Switch Batten G2 | Office; Retail; Hospitality; Indoor and cove |  |  | 1920 | No sensor |  | RG0 | 15994100094224
93120920 | LED Batten G2 TU IP20 16W 4ft 840 S DS | image | datasheet | deeplink | TUNGSRAM - T5 Batten Switch G2 - 1920lm - 16W - 4000K - 80CRI - 93120920[SKU] - Surface | 0.2 | Surface | LED | 1 | 16 | [8 empty] | CE. UKCA | [6 empty] | 20 | 4000 | 1184 x 24 x 35 |  | 220-240V |  | 5 |  | 150 | max 6 | >80 |  | 4000 |  |  | >=0.7 |  |  | 50000 | 120 |  |  |  | Wide | 25 |  |  | Available |  |  | Class II | IK03 | 20 | 20 | 40 | 73 | -20 | 1 | 16 | White | 50/60Hz | Passive | LED | none | Battens | T5 Switch Batten G2 | Office; Retail; Hospitality; Indoor and cove |  |  | 1920 | No sensor |  | RG0 | 15994100094217
93120938 | LED Batten G2 TU IP20 16W 4ft 840 S | image | datasheet | deeplink | TUNGSRAM - T5 Batten Switch G2 - 1920lm - 16W - 4000K - 80CRI - 93120938[SKU] - Surface | 0.2 | Surface | LED | 1 | 16 | [8 empty] | CE. UKCA | [6 empty] | 20 | 4000 | 1184 x 24 x 35 |  | 220-240V |  | 5 |  | 150 | max 6 | >80 |  | 4000 |  |  | >=0.7 |  |  | 50000 | 120 |  |  |  | Wide | 25 |  |  | Available |  |  | Class II | IK03 | 20 | 20 | 40 | 73 | -20 | 1 | 16 | White | 50/60Hz | Passive | LED | none | Battens | T5 Switch Batten G2 | Office; Retail; Hospitality; Indoor and cove | 93120920 - LED Batten G2 TU IP20 16W 4ft 840 S DS |  | 1920 | No sensor |  | RG0 | 15994100094248
93120937 | LED Batten G2 TU IP20 16W 4ft 830 S | image | datasheet | deeplink | TUNGSRAM - T5 Batten Switch G2 - 1920lm - 16W - 3000K - 80CRI - 93120937[SKU] - Surface | 0.2 | Surface | LED | 1 | 16 | [8 empty] | CE. UKCA | [6 empty] | 20 | 3000 | 1184 x 24 x 35 |  | 220-240V |  | 5 |  | 150 | max 6 | >80 |  | 3000 |  |  | >=0.7 |  |  | 50000 | 120 |  |  |  | Wide | 25 |  |  | Available |  |  | Class II | IK03 | 20 | 20 | 40 | 73 | -20 | 1 | 16 | White | 50/60Hz | Passive | LED | none | Battens | T5 Switch Batten G2 | Office; Retail; Hospitality; Indoor and cove |  |  | 1920 | No sensor |  | RG0 | 15994100094231
93120919 | LED Batten G2 TU IP20 12W 3ft 865 S DS | image | datasheet | deeplink | TUNGSRAM - T5 Batten Switch G2 - 1440lm - 12W - 6500K - 80CRI - 93120919[SKU] - Surface | 0.2 | Surface | LED | 1 | 12 | [8 empty] | CE. UKCA | [6 empty] | 20 | 6500 | 902 x 24 x 35 |  | 220-240V |  | 5 |  | 150 | max 6 | >80 |  | 6500 |  |  | >=0.7 |  |  | 50000 | 120 |  |  |  | Wide | 25 |  |  | Available |  |  | Class II | IK03 | 20 | 20 | 40 | 53 | -20 | 1 | 12 | White | 50/60Hz | Passive | LED | none | Battens | T5 Switch Batten G2 | Office; Retail; Hospitality; Indoor and cove |  |  | 1440 | No sensor |  | RG0 | 15994100094187
93120918 | LED Batten G2 TU IP20 12W 3ft 840 S DS | image | datasheet | deeplink | TUNGSRAM - T5 Batten Switch G2 - 1440lm - 12W - 4000K - 80CRI - 93120918[SKU] - Surface | 0.2 | Surface | LED | 1 | 12 | [8 empty] | CE. UKCA | [6 empty] | 20 | 4000 | 902 x 24 x 35 |  | 220-240V |  | 5 |  | 150 | max 6 | >80 |  | 4000 |  |  | >=0.7 |  |  | 50000 | 120 |  |  |  | Wide | 25 |  |  | Available |  |  | Class II | IK03 | 20 | 20 | 40 | 53 | -20 | 1 | 12 | White | 50/60Hz | Passive | LED | none | Battens | T5 Switch Batten G2 | Office; Retail; Hospitality; Indoor and cove |  |  | 1440 | No sensor |  | RG0 | 15994100094170
93120936 | LED Batten G2 TU IP20 12W 3ft 840 S | image | datasheet | deeplink | TUNGSRAM - T5 Batten Switch G2 - 1440lm - 12W - 4000K - 80CRI - 93120936[SKU] - Surface | 0.2 | Surface | LED | 1 | 12 | [8 empty] | CE. UKCA | [6 empty] | 20 | 4000 | 902 x 24 x 35 |  | 220-240V |  | 5 |  | 150 | max 6 | >80 |  | 4000 |  |  | >=0.7 |  |  | 50000 | 120 |  |  |  | Wide | 25 |  |  | Available |  |  | Class II | IK03 | 20 | 20 | 40 | 53 | -20 | 1 | 12 | White | 50/60Hz | Passive | LED | none | Battens | T5 Switch Batten G2 | Office; Retail; Hospitality; Indoor and cove | 93120918 - LED Batten G2 TU IP20 12W 3ft 840 S DS |  | 1440 | No sensor |  | RG0 | 15994100094200
93120935 | LED Batten G2 TU IP20 12W 3ft 830 S | image | datasheet | deeplink | TUNGSRAM - T5 Batten Switch G2 - 1440lm - 12W - 3000K - 80CRI - 93120935[SKU] - Surface | 0.2 | Surface | LED | 1 | 12 | [8 empty] | CE. UKCA | [6 empty] | 20 | 3000 | 902 x 24 x 35 |  | 220-240V |  | 5 |  | 150 | max 6 | >80 |  | 3000 |  |  | >=0.7 |  |  | 50000 | 120 |  |  |  | Wide | 25 |  |  | Available |  |  | Class II | IK03 | 20 | 20 | 40 | 53 | -20 | 1 | 12 | White | 50/60Hz | Passive | LED | none | Battens | T5 Switch Batten G2 | Office; Retail; Hospitality; Indoor and cove |  |  | 1440 | No sensor |  | RG0 | 15994100094194
93120917 | LED Batten G2 TU IP20 8W 2ft 865 S DS | image | datasheet | deeplink | TUNGSRAM - T5 Batten Switch G2 - 960lm - 8W - 6500K - 80CRI - 93120917[SKU] - Surface | 0.1 | Surface | LED | 1 | 8 | [8 empty] | CE. UKCA | [6 empty] | 20 | 6500 | 602 x 24 x 35 |  | 220-240V |  | 5 |  | 150 | max 6 | >80 |  | 6500 |  |  | >=0.5 |  |  | 50000 | 120 |  |  |  | Wide | 25 |  |  | Available |  |  | Class II | IK03 | 20 | 20 | 40 | 38 | -20 | 1 | 8 | White | 50/60Hz | Passive | LED | none | Battens | T5 Switch Batten G2 | Office; Retail; Hospitality; Indoor and cove |  |  | 960 | No sensor |  | RG0 | 15994100094149
93120916 | LED Batten G2 TU IP20 8W 2ft 840 S DS | image | datasheet | deeplink | TUNGSRAM - T5 Batten Switch G2 - 960lm - 8W - 4000K - 80CRI - 93120916[SKU] - Surface | 0.1 | Surface | LED | 1 | 8 | [8 empty] | CE. UKCA | [6 empty] | 20 | 4000 | 602 x 24 x 35 |  | 220-240V |  | 5 |  | 150 | max 6 | >80 |  | 4000 |  |  | >=0.5 |  |  | 50000 | 120 |  |  |  | Wide | 25 |  |  | Available |  |  | Class II | IK03 | 20 | 20 | 40 | 38 | -20 | 1 | 8 | White | 50/60Hz | Passive | LED | none | Battens | T5 Switch Batten G2 | Office; Retail; Hospitality; Indoor and cove |  |  | 960 | No sensor |  | RG0 | 15994100094132
93120934 | LED Batten G2 TU IP20 8W 2ft 840 S | image | datasheet | deeplink | TUNGSRAM - T5 Batten Switch G2 - 960lm - 8W - 4000K - 80CRI - 93120934[SKU] - Surface | 0.1 | Surface | LED | 1 | 8 | [8 empty] | CE. UKCA | [6 empty] | 20 | 4000 | 602 x 24 x 35 |  | 220-240V |  | 5 |  | 150 | max 6 | >80 |  | 4000 |  |  | >=0.5 |  |  | 50000 | 120 |  |  |  | Wide | 25 |  |  | Available |  |  | Class II | IK03 | 20 | 20 | 40 | 38 | -20 | 1 | 8 | White | 50/60Hz | Passive | LED | none | Battens | T5 Switch Batten G2 | Office; Retail; Hospitality; Indoor and cove | 93120916 - LED Batten G2 TU IP20 8W 2ft 840 S DS |  | 960 | No sensor |  | RG0 | 15994100094163
93120933 | LED Batten G2 TU IP20 8W 2ft 830 S | image | datasheet | deeplink | TUNGSRAM - T5 Batten Switch G2 - 960lm - 8W - 3000K - 80CRI - 93120933[SKU] - Surface | 0.1 | Surface | LED | 1 | 8 | [8 empty] | CE. UKCA | [6 empty] | 20 | 3000 | 602 x 24 x 35 |  | 220-240V |  | 5 |  | 150 | max 6 | >80 |  | 3000 |  |  | >=0.5 |  |  | 50000 | 110 |  |  |  | Wide | 25 |  |  | Available |  |  | Class II | IK03 | 20 | 20 | 40 | 38 | -20 | 1 | 8 | White | 50/60Hz | Passive | LED | none | Battens | T5 Switch Batten G2 | Office; Retail; Hospitality; Indoor and cove |  |  | 960 | No sensor |  | RG0 | 15994100094156
93120980 | LED MARINER ST G2 TU 5' 54W 865 S TRDS | image | datasheet | deeplink | TUNGSRAM - Mariner Standard - 6600lm - 54W - 6500K - 80CRI - 93120980[SKU] - Surface | 3.9 | Surface | LED | 1 | 54 | [8 empty] | CE. Morocco. UKCA | [5 empty] | 50000 | 65 | 6500 | 1500 x 72 x 58 |  | 220-240V |  | 5 |  | 115 | max 6 | 80 |  | 6500 |  |  | >=0.9 |  |  | 50000 | 117 |  |  |  | Medium | 25 |  |  | Available |  |  | Class I | IK08 | 65 | 65 | 25 | 254 | -20 | 2 | 54 | White Body + Opal Cover | 50Hz | Passive | LED | none | Waterproof Mariner Integrated Standard | Mariners | Industrial; Car park / Garages; Retails |  |  | 6600 | No sensor |  | RG0 | 15994100094927 |  |  |  |  | 50000
93120979 | LED MARINER ST G2 TU 5' 54W 840 S TRDS | image | datasheet | deeplink | TUNGSRAM - Mariner Standard - 6600lm - 54W - 4000K - 80CRI - 93120979[SKU] - Surface | 3.9 | Surface | LED | 1 | 54 | [8 empty] | CE. Morocco. UKCA | [5 empty] | 50000 | 65 | 4000 | 1500 x 72 x 58 |  | 220-240V |  | 5 |  | 115 | max 6 | 80 |  | 4000 |  |  | >=0.9 |  |  | 50000 | 117 |  |  |  | Medium | 25 |  |  | Available |  |  | Class I | IK08 | 65 | 65 | 25 | 254 | -20 | 1 | 54 | White Body + Opal Cover | 50Hz | Passive | LED | none | Waterproof Mariner Integrated Standard | Mariners | Industrial; Car park / Garages; Retails |  |  | 6600 | No sensor |  | RG0 | 15994100094828 |  |  |  |  | 50000
93120978 | LED MARINER ST G2 TU 4' 46W 865 S TRDS | image | datasheet | deeplink | TUNGSRAM - Mariner Standard - 5800lm - 46W - 6500K - 80CRI - 93120978[SKU] - Surface | 3.2 | Surface | LED | 1 | 46 | [8 empty] | CE. Morocco. UKCA | [5 empty] | 50000 | 65 | 6500 | 1200 x 72 x 58 |  | 220-240V |  | 5 |  | 115 | max 6 | 80 |  | 6500 |  |  | >=0.9 |  |  | 50000 | 121 |  |  |  | Medium | 25 |  |  | Available |  |  | Class I | IK08 | 65 | 65 | 25 | 216 | -20 | 1 | 46 | White Body + Opal Cover | 50Hz | Passive | LED | none | Waterproof Mariner Integrated Standard | Mariners | Industrial; Car park / Garages; Retails |  |  | 5800 | No sensor |  | RG0 | 15994100094910 |  |  |  |  | 50000
93120977 | LED MARINER ST G2 TU 4' 46W 840 S TRDS | image | datasheet | deeplink | TUNGSRAM - Mariner Standard - 5800lm - 46W - 4000K - 80CRI - 93120977[SKU] - Surface | 3.2 | Surface | LED | 1 | 46 | [8 empty] | CE. Morocco. UKCA | [5 empty] | 50000 | 65 | 4000 | 1200 x 72 x 58 |  | 220-240V |  | 5 |  | 115 | max 6 | 80 |  | 4000 |  |  | >=0.9 |  |  | 50000 | 121 |  |  |  | Medium | 25 |  |  | Available |  |  | Class I | IK08 | 65 | 65 | 25 | 216 | -20 | 1 | 46 | White Body + Opal Cover | 50Hz | Passive | LED | none | Waterproof Mariner Integrated Standard | Mariners | Industrial; Car park / Garages; Retails |  |  | 5800 | No sensor |  | RG0 | 15994100094835 |  |  |  |  | 50000
93120922 | LED MARINER ST G2 TU 5' 54W 865 S DS | image | datasheet | deeplink | TUNGSRAM - Mariner Standard - 6600lm - 54W - 6500K - 80CRI - 93120922[SKU] - Surface | 3.9 | Surface | LED | 1 | 54 | [8 empty] | CE. Morocco. UKCA | [5 empty] | 50000 | 65 | 6500 | 1500 x 72 x 58 |  | 220-240V |  | 5 |  | 115 | max 6 | 80 |  | 6500 |  |  | >=0.9 |  |  | 50000 | 117 |  |  |  | Medium | 25 |  |  | Available |  |  | Class I | IK08 | 65 | 65 | 25 | 254 | -20 | 1 | 54 | White Body + Opal Cover | 50Hz | Passive | LED | none | Waterproof Mariner Integrated Standard | Mariners | Industrial; Car park / Garages; Retails |  |  | 6600 | No sensor |  | RG0 | 15994100094460 |  |  |  |  | 50000
93120940 | LED MARINER ST G2 TU 5' 54W 840 S DS | image | datasheet | deeplink | TUNGSRAM - Mariner Standard - 6600lm - 54W - 4000K - 80CRI - 93120940[SKU] - Surface | 3.9 | Surface | LED | 1 | 54 | [8 empty] | CE. Morocco. UKCA | [5 empty] | 50000 | 65 | 4000 | 1500 x 72 x 58 |  | 220-240V |  | 5 |  | 115 | max 6 | 80 |  | 4000 |  |  | >=0.9 |  |  | 50000 | 117 |  |  |  | Medium | 25 |  |  | Available |  |  | Class I | IK08 | 65 | 65 | 25 | 254 | -20 | 1 | 54 | White Body + Opal Cover | 50Hz | Passive | LED | none | Waterproof Mariner Integrated Standard | Mariners | Industrial; Car park / Garages; Retails |  |  | 6600 | No sensor |  | RG0 | 15994100094446 |  |  |  |  | 50000
93120874 | LED MARINER ST G2 TU 5' 28W 865 S DS | image | datasheet | deeplink | TUNGSRAM - Mariner Standard - 3400lm - 28W - 6500K - 80CRI - 93120874[SKU] - Surface | 3.2 | Surface | LED | 1 | 28 | [8 empty] | CE. Morocco. UKCA | [5 empty] | 50000 | 65 | 6500 | 1500 x 72 x 58 |  | 220-240V |  | 5 |  | 115 | max 6 | 80 |  | 6500 |  |  | >=0.9 |  |  | 50000 | 120 |  |  |  | Medium | 25 |  |  | Available |  |  | Class I | IK08 | 65 | 65 | 25 | 134 | -20 | 1 | 28 | White Body + Opal Cover | 50Hz | Passive | LED | none | Waterproof Mariner Integrated Standard | Mariners | Industrial; Car park / Garages; Retails |  |  | 3400 | No sensor |  | RG0 | 15994100094804 |  |  |  |  | 50000
93120873 | LED MARINER ST G2 TU 5' 28W 840 S DS | image | datasheet | deeplink | TUNGSRAM - Mariner Standard - 3400lm - 28W - 4000K - 80CRI - 93120873[SKU] - Surface | 3.2 | Surface | LED | 1 | 28 | [8 empty] | CE. Morocco. UKCA | [5 empty] | 50000 | 65 | 4000 | 1500 x 72 x 58 |  | 220-240V |  | 5 |  | 115 | max 6 | 80 |  | 4000 |  |  | >=0.9 |  |  | 50000 | 120 |  |  |  | Medium | 25 |  |  | Available |  |  | Class I | IK08 | 65 | 65 | 25 | 134 | -20 | 1 | 28 | White Body + Opal Cover | 50Hz | Passive | LED | none | Waterproof Mariner Integrated Standard | Mariners | Industrial; Car park / Garages; Retails |  |  | 3400 | No sensor |  | RG0 | 15994100094781 |  |  |  |  | 50000
93120939 | LED MARINER ST G2 TU 4' 46W 865 S DS | image | datasheet | deeplink | TUNGSRAM - Mariner Standard - 5800lm - 46W - 6500K - 80CRI - 93120939[SKU] - Surface | 3.2 | Surface | LED | 1 | 46 | [8 empty] | CE. Morocco. UKCA | [5 empty] | 50000 | 65 | 6500 | 1200 x 72 x 58 |  | 220-240V |  | 5 |  | 115 | max 6 | 80 |  | 6500 |  |  | >=0.9 |  |  | 50000 | 121 |  |  |  | Medium | 25 |  |  | Available |  |  | Class I | IK08 | 65 | 65 | 25 | 216 | -20 | 1 | 46 | White Body + Opal Cover | 50Hz | Passive | LED | none | Waterproof Mariner Integrated Standard | Mariners | Industrial; Car park / Garages; Retails |  |  | 5800 | No sensor |  | RG0 | 15994100094774 |  |  |  |  | 50000
93120875 | LED MARINER ST G2 TU 4' 46W 840 S DS | image | datasheet | deeplink | TUNGSRAM - Mariner Standard - 5800lm - 46W - 4000K - 80CRI - 93120875[SKU] - Surface | 3.2 | Surface | LED | 1 | 46 | [8 empty] | CE. Morocco. UKCA | [5 empty] | 50000 | 65 | 4000 | 1200 x 72 x 58 |  | 220-240V |  | 5 |  | 115 | max 6 | 80 |  | 4000 |  |  | >=0.9 |  |  | 50000 | 121 |  |  |  | Medium | 25 |  |  | Available |  |  | Class I | IK08 | 65 | 65 | 25 | 216 | -20 | 1 | 46 | White Body + Opal Cover | 50Hz | Passive | LED | none | Waterproof Mariner Integrated Standard | Mariners | Industrial; Car park / Garages; Retails |  |  | 5800 | No sensor |  | RG0 | 15994100094750 |  |  |  |  | 50000
93120872 | LED MARINER ST G2 TU 4' 22W 865 S DS | image | datasheet | deeplink | TUNGSRAM - Mariner Standard - 2650lm - 22W - 6500K - 80CRI - 93120872[SKU] - Surface | 1.4 | Surface | LED | 1 | 22 | [8 empty] | CE. Morocco. UKCA | [5 empty] | 50000 | 65 | 6500 | 1200 x 72 x 58 |  | 220-240V |  | 5 |  | 115 | max 6 | 80 |  | 6500 |  |  | >=0.5 |  |  | 50000 | 110 |  |  |  | Medium | 25 |  |  | Available |  |  | Class I | IK08 | 65 | 65 | 25 | 164 | -20 | 1 | 22 | White Body + Opal Cover | 50Hz | Passive | LED | none | Waterproof Mariner Integrated Standard | Mariners | Industrial; Car park / Garages; Retails |  |  | 2650 | No sensor |  | RG0 | 15994100094729 |  |  |  |  | 50000
93120871 | LED MARINER ST G2 TU 4' 22W 840 S DS | image | datasheet | deeplink | TUNGSRAM - Mariner Standard - 2650lm - 22W - 4000K - 80CRI - 93120871[SKU] - Surface | 1.4 | Surface | LED | 1 | 22 | [8 empty] | CE. Morocco. UKCA | [5 empty] | 50000 | 65 | 4000 | 1200 x 72 x 58 |  | 220-240V |  | 5 |  | 115 | max 6 | 80 |  | 4000 |  |  | >=0.5 |  |  | 50000 | 110 |  |  |  | Medium | 25 |  |  | Available |  |  | Class I | IK08 | 65 | 65 | 25 | 164 | -20 | 1 | 22 | White Body + Opal Cover | 50Hz | Passive | LED | none | Waterproof Mariner Integrated Standard | Mariners | Industrial; Car park / Garages; Retails |  |  | 2650 | No sensor |  | RG0 | 15994100094705 |  |  |  |  | 50000
93120870 | LED MARINER ST G2 TU 2' 22W 865 S DS | image | datasheet | deeplink | TUNGSRAM - Mariner Standard - 2650lm - 22W - 6500K - 80CRI - 93120870[SKU] - Surface | 1.6 | Surface | LED | 1 | 22 | [8 empty] | CE. Morocco. UKCA | [5 empty] | 50000 | 65 | 6500 | 600 x 72 x 58 |  | 220-240V |  | 5 |  | 115 | max 6 | 80 |  | 6500 |  |  | >=0.5 |  |  | 50000 | 110 |  |  |  | Medium | 25 |  |  | Available |  |  | Class I | IK08 | 65 | 65 | 25 | 166 | -20 | 1 | 22 | White Body + Opal Cover | 50Hz | Passive | LED | none | Waterproof Mariner Integrated Standard | Mariners | Industrial; Car park / Garages; Retails |  |  | 2650 | No sensor |  | RG0 | 15994100094323 |  |  |  |  | 50000
93120869 | LED MARINER ST G2 TU 2' 22W 840 S DS | image | datasheet | deeplink | TUNGSRAM - Mariner Standard - 2650lm - 22W - 4000K - 80CRI - 93120869[SKU] - Surface | 1.6 | Surface | LED | 1 | 22 | [8 empty] | CE. Morocco. UKCA | [5 empty] | 50000 | 65 | 4000 | 600 x 72 x 58 |  | 220-240V |  | 5 |  | 115 | max 6 | 80 |  | 4000 |  |  | >=0.5 |  |  | 50000 | 110 |  |  |  | Medium | 25 |  |  | Available |  |  | Class I | IK08 | 65 | 65 | 25 | 166 | -20 | 1 | 22 | White Body + Opal Cover | 50Hz | Passive | LED | none | Waterproof Mariner Integrated Standard | Mariners | Industrial; Car park / Garages; Retails |  |  | 2650 | No sensor |  | RG0 | 15994100094309 |  |  |  |  | 50000
93120868 | LED MARINER ST G2 TU 2' 12W 865 S DS | image | datasheet | deeplink | TUNGSRAM - Mariner Standard - 1400lm - 12W - 6500K - 80CRI - 93120868[SKU] - Surface | 1.3 | Surface | LED | 1 | 12 | [8 empty] | CE. Morocco. UKCA | [5 empty] | 50000 | 65 | 6500 | 600 x 72 x 58 |  | 220-240V |  | 5 |  | 115 | max 6 | 80 |  | 6500 |  |  | >=0.5 |  |  | 50000 | 116 |  |  |  | Medium | 25 |  |  | Available |  |  | Class I | IK08 | 65 | 65 | 25 | 90 | -20 | 1 | 12 | White Body + Opal Cover | 50Hz | Passive | LED | none | Waterproof Mariner Integrated Standard | Mariners | Industrial; Car park / Garages; Retails |  |  | 1400 | No sensor |  | RG0 | 15994100094279 |  |  |  |  | 50000
93120867 | LED MARINER ST G2 TU 2' 12W 840 S DS | image | datasheet | deeplink | TUNGSRAM - Mariner Standard - 1400lm - 12W - 4000K - 80CRI - 93120867[SKU] - Surface | 1.3 | Surface | LED | 1 | 12 | [8 empty] | CE. Morocco. UKCA | [5 empty] | 50000 | 65 | 4000 | 600 x 72 x 58 |  | 220-240V |  | 5 |  | 115 | max 6 | 80 |  | 4000 |  |  | >=0.5 |  |  | 50000 | 116 |  |  |  | Medium | 25 |  |  | Available |  |  | Class I | IK08 | 65 | 65 | 25 | 90 | -20 | 1 | 12 | White Body + Opal Cover | 50Hz | Passive | LED | none | Waterproof Mariner Integrated Standard | Mariners | Industrial; Car park / Garages; Retails |  |  | 1400 | No sensor |  | RG0 | 15994100094255 |  |  |  |  | 50000
93120932 | LED MARINER ST G2 TU 5' 54W 865 S | image | datasheet | deeplink | TUNGSRAM - Mariner Standard - 6600lm - 54W - 6500K - 80CRI - 93120932[SKU] - Surface | 3.9 | Surface | LED | 1 | 54 | [8 empty] | CE. Morocco. UKCA | [5 empty] | 50000 | 65 | 6500 | 1500 x 72 x 58 |  | 220-240V |  | 5 |  | 115 | max 6 | 80 |  | 6500 |  |  | >=0.9 |  |  | 50000 | 117 |  |  |  | Medium | 25 |  |  | Available |  |  | Class I | IK08 | 65 | 65 | 25 | 254 | -20 | 1 | 54 | White Body + Opal Cover | 50Hz | Passive | LED | none | Waterproof Mariner Integrated Standard | Mariners | Industrial; Car park / Garages; Retails | 93120922 - LED MARINER ST G2 TU 5' 54W 865 S DS |  | 6600 | No sensor |  | RG0 | 15994100094453 |  |  |  |  | 50000
93120942 | LED MARINER ST G2 TU 5' 54W 840 S | image | datasheet | deeplink | TUNGSRAM - Mariner Standard - 6600lm - 54W - 4000K - 80CRI - 93120942[SKU] - Surface | 3.9 | Surface | LED | 1 | 54 | [8 empty] | CE. Morocco. UKCA | [5 empty] | 50000 | 65 | 4000 | 1500 x 72 x 58 |  | 220-240V |  | 5 |  | 115 | max 6 | 80 |  | 4000 |  |  | >=0.9 |  |  | 50000 | 117 |  |  |  | Medium | 25 |  |  | Available |  |  | Class I | IK08 | 65 | 65 | 25 | 254 | -20 | 1 | 54 | White Body + Opal Cover | 50Hz | Passive | LED | none | Waterproof Mariner Integrated Standard | Mariners | Industrial; Car park / Garages; Retails | 93120940 - LED MARINER ST G2 TU 5' 54W 840 S DS |  | 6600 | No sensor |  | RG0 | 15994100094439 |  |  |  |  | 50000
93120930 | LED MARINER ST G2 TU 5' 28W 865 S | image | datasheet | deeplink | TUNGSRAM - Mariner Standard - 3400lm - 28W - 6500K - 80CRI - 93120930[SKU] - Surface | 3.2 | Surface | LED | 1 | 28 | [8 empty] | CE. Morocco. UKCA | [5 empty] | 50000 | 65 | 6500 | 1500 x 72 x 58 |  | 220-240V |  | 5 |  | 115 | max 6 | 80 |  | 6500 |  |  | >=0.9 |  |  | 50000 | 120 |  |  |  | Medium | 25 |  |  | Available |  |  | Class I | IK08 | 65 | 65 | 25 | 134 | -20 | 1 | 28 | White Body + Opal Cover | 50Hz | Passive | LED | none | Waterproof Mariner Integrated Standard | Mariners | Industrial; Car park / Garages; Retails | 93120874 - LED MARINER ST G2 TU 5' 28W 865 S DS |  | 3400 | No sensor |  | RG0 | 15994100094811 |  |  |  |  | 50000
93120929 | LED MARINER ST G2 TU 5' 28W 840 S | image | datasheet | deeplink | TUNGSRAM - Mariner Standard - 3400lm - 28W - 4000K - 80CRI - 93120929[SKU] - Surface | 3.2 | Surface | LED | 1 | 28 | [8 empty] | CE. Morocco. UKCA | [5 empty] | 50000 | 65 | 4000 | 1500 x 72 x 58 |  | 220-240V |  | 5 |  | 115 | max 6 | 80 |  | 4000 |  |  | >=0.9 |  |  | 50000 | 120 |  |  |  | Medium | 25 |  |  | Available |  |  | Class I | IK08 | 65 | 65 | 25 | 134 | -20 | 1 | 28 | White Body + Opal Cover | 50Hz | Passive | LED | none | Waterproof Mariner Integrated Standard | Mariners | Industrial; Car park / Garages; Retails | 93120873 - LED MARINER ST G2 TU 5' 28W 840 S DS |  | 3400 | No sensor |  | RG0 | 15994100094798 |  |  |  |  | 50000
93120941 | LED MARINER ST G2 TU 4' 46W 865 S | image | datasheet | deeplink | TUNGSRAM - Mariner Standard - 5800lm - 46W - 6500K - 80CRI - 93120941[SKU] - Surface | 3.2 | Surface | LED | 1 | 46 | [8 empty] | CE. Morocco. UKCA | [5 empty] | 50000 | 65 | 6500 | 1200 x 72 x 58 |  | 220-240V |  | 5 |  | 115 | max 6 | 80 |  | 6500 |  |  | >=0.9 |  |  | 50000 | 121 |  |  |  | Medium | 25 |  |  | Available |  |  | Class I | IK08 | 65 | 65 | 25 | 216 | -20 | 1 | 46 | White Body + Opal Cover | 50Hz | Passive | LED | none | Waterproof Mariner Integrated Standard | Mariners | Industrial; Car park / Garages; Retails | 93120939 - LED MARINER ST G2 TU 4' 46W 865 S DS |  | 5800 | No sensor |  | RG0 | 15994100094767 |  |  |  |  | 50000
93120931 | LED MARINER ST G2 TU 4' 46W 840 S | image | datasheet | deeplink | TUNGSRAM - Mariner Standard - 5800lm - 46W - 4000K - 80CRI - 93120931[SKU] - Surface | 3.2 | Surface | LED | 1 | 46 | [8 empty] | CE. Morocco. UKCA | [5 empty] | 50000 | 65 | 4000 | 1200 x 72 x 58 |  | 220-240V |  | 5 |  | 115 | max 6 | 80 |  | 4000 |  |  | >=0.9 |  |  | 50000 | 121 |  |  |  | Medium | 25 |  |  | Available |  |  | Class I | IK08 | 65 | 65 | 25 | 216 | -20 | 1 | 46 | White Body + Opal Cover | 50Hz | Passive | LED | none | Waterproof Mariner Integrated Standard | Mariners | Industrial; Car park / Garages; Retails | 93120875 - LED MARINER ST G2 TU 4' 46W 840 S DS |  | 5800 | No sensor |  | RG0 | 15994100094743 |  |  |  |  | 50000
93120928 | LED MARINER ST G2 TU 4' 22W 865 S | image | datasheet | deeplink | TUNGSRAM - Mariner Standard - 2650lm - 22W - 6500K - 80CRI - 93120928[SKU] - Surface | 1.4 | Surface | LED | 1 | 22 | [8 empty] | CE. Morocco. UKCA | [5 empty] | 50000 | 65 | 6500 | 1200 x 72 x 58 |  | 220-240V |  | 5 |  | 115 | max 6 | 80 |  | 6500 |  |  | >=0.5 |  |  | 50000 | 110 |  |  |  | Medium | 25 |  |  | Available |  |  | Class I | IK08 | 65 | 65 | 25 | 164 | -20 | 1 | 22 | White Body + Opal Cover | 50Hz | Passive | LED | none | Waterproof Mariner Integrated Standard | Mariners | Industrial; Car park / Garages; Retails | 93120872 - LED MARINER ST G2 TU 4' 22W 865 S DS |  | 2650 | No sensor |  | RG0 | 15994100094736 |  |  |  |  | 50000
93120927 | LED MARINER ST G2 TU 4' 22W 840 S | image | datasheet | deeplink | TUNGSRAM - Mariner Standard - 2650lm - 22W - 4000K - 80CRI - 93120927[SKU] - Surface | 1.4 | Surface | LED | 1 | 22 | [8 empty] | CE. Morocco. UKCA | [5 empty] | 50000 | 65 | 4000 | 1200 x 72 x 58 |  | 220-240V |  | 5 |  | 115 | max 6 | 80 |  | 4000 |  |  | >=0.5 |  |  | 50000 | 110 |  |  |  | Medium | 25 |  |  | Available |  |  | Class I | IK08 | 65 | 65 | 25 | 164 | -20 | 1 | 22 | White Body + Opal Cover | 50Hz | Passive | LED | none | Waterproof Mariner Integrated Standard | Mariners | Industrial; Car park / Garages; Retails | 93120871 - LED MARINER ST G2 TU 4' 22W 840 S DS |  | 2650 | No sensor |  | RG0 | 15994100094712 |  |  |  |  | 50000
93120926 | LED MARINER ST G2 TU 2' 22W 865 S | image | datasheet | deeplink | TUNGSRAM - Mariner Standard - 2650lm - 22W - 6500K - 80CRI - 93120926[SKU] - Surface | 1.6 | Surface | LED | 1 | 22 | [8 empty] | CE. Morocco. UKCA | [5 empty] | 50000 | 65 | 6500 | 600 x 72 x 58 |  | 220-240V |  | 5 |  | 115 | max 6 | 80 |  | 6500 |  |  | >=0.5 |  |  | 50000 | 110 |  |  |  | Medium | 25 |  |  | Available |  |  | Class I | IK08 | 65 | 65 | 25 | 166 | -20 | 1 | 22 | White Body + Opal Cover | 50Hz | Passive | LED | none | Waterproof Mariner Integrated Standard | Mariners | Industrial; Car park / Garages; Retails | 93120870 - LED MARINER ST G2 TU 2' 22W 865 S DS |  | 2650 | No sensor |  | RG0 | 15994100094316 |  |  |  |  | 50000
93120925 | LED MARINER ST G2 TU 2' 22W 840 S | image | datasheet | deeplink | TUNGSRAM - Mariner Standard - 2650lm - 22W - 4000K - 80CRI - 93120925[SKU] - Surface | 1.6 | Surface | LED | 1 | 22 | [8 empty] | CE. Morocco. UKCA | [5 empty] | 50000 | 65 | 4000 | 600 x 72 x 58 |  | 220-240V |  | 5 |  | 115 | max 6 | 80 |  | 4000 |  |  | >=0.5 |  |  | 50000 | 110 |  |  |  | Medium | 25 |  |  | Available |  |  | Class I | IK08 | 65 | 65 | 25 | 166 | -20 | 1 | 22 | White Body + Opal Cover | 50Hz | Passive | LED | none | Waterproof Mariner Integrated Standard | Mariners | Industrial; Car park / Garages; Retails | 93120869 - LED MARINER ST G2 TU 2' 22W 840 S DS |  | 2650 | No sensor |  | RG0 | 15994100094293 |  |  |  |  | 50000
93120924 | LED MARINER ST G2 TU 2' 12W 865 S | image | datasheet | deeplink | TUNGSRAM - Mariner Standard - 1400lm - 12W - 6500K - 80CRI - 93120924[SKU] - Surface | 1.3 | Surface | LED | 1 | 12 | [8 empty] | CE. Morocco. UKCA | [5 empty] | 50000 | 65 | 6500 | 600 x 72 x 58 |  | 220-240V |  | 5 |  | 115 | max 6 | 80 |  | 6500 |  |  | >=0.5 |  |  | 50000 | 116 |  |  |  | Medium | 25 |  |  | Available |  |  | Class I | IK08 | 65 | 65 | 25 | 90 | -20 | 1 | 12 | White Body + Opal Cover | 50Hz | Passive | LED | none | Waterproof Mariner Integrated Standard | Mariners | Industrial; Car park / Garages; Retails | 93120868 - LED MARINER ST G2 TU 2' 12W 865 S DS |  | 1400 | No sensor |  | RG0 | 15994100094286 |  |  |  |  | 50000
93120923 | LED MARINER ST G2 TU 2' 12W 840 S | image | datasheet | deeplink | TUNGSRAM - Mariner Standard - 1400lm - 12W - 4000K - 80CRI - 93120923[SKU] - Surface | 1.3 | Surface | LED | 1 | 12 | [8 empty] | CE. Morocco. UKCA | [5 empty] | 50000 | 65 | 4000 | 600 x 72 x 58 |  | 220-240V |  | 5 |  | 115 | max 6 | 80 |  | 4000 |  |  | >=0.5 |  |  | 50000 | 116 |  |  |  | Medium | 25 |  |  | Available |  |  | Class I | IK08 | 65 | 65 | 25 | 90 | -20 | 1 | 12 | White Body + Opal Cover | 50Hz | Passive | LED | none | Waterproof Mariner Integrated Standard | Mariners | Industrial; Car park / Garages; Retails | 93120867 - LED MARINER ST G2 TU 2' 12W 840 S DS |  | 1400 | No sensor |  | RG0 | 15994100094262 |  |  |  |  | 50000
93119122 | TU LINEAR INDIRECT 50W 16 840 S11 ST G1B | image | datasheet | deeplink | TUNGSRAM - Linear Indirect - 6800lm - 50W - 4000K - 80CRI - 93119122[SKU] - Surface mount and suspended | 5.9 | Surface mount and suspended | LED | 1 | 50 | [8 empty] | CE. UKCA | [6 empty] | 20 | 4000 | 1657 x 263 x 153 |  | 220-240V |  | 5 | D | 120 | ≤3 | >=80 |  | 4000 |  |  | >=0.9 |  |  | >75000 | 136 |  |  |  | Wide | 25 |  |  | Available |  |  | Class I | IK02 | 20 | 20 | 35 | 227 | 5 | 1 | 50 | White RAL9016 | 50/60Hz | Passive | LED | none | Linear luminaires | Linear Indirect | Schools. Offices. Stores |  | 23.1 / 23.8 | 6800 | No sensor | 75000 | RG0 | 15994100077074
93119121 | TU LINEAR INDIRECT 50W 16 830 S11 ST G1B | image | datasheet | deeplink | TUNGSRAM - Linear Indirect - 6800lm - 50W - 3000K - 80CRI - 93119121[SKU] - Surface mount and suspended | 5.9 | Surface mount and suspended | LED | 1 | 50 | [8 empty] | CE. UKCA | [6 empty] | 20 | 3000 | 1657 x 263 x 153 |  | 220-240V |  | 5 | D | 120 | ≤3 | >=80 |  | 3000 |  |  | >=0.9 |  |  | >75000 | 136 |  |  |  | Wide | 25 |  |  | Available |  |  | Class I | IK02 | 20 | 20 | 35 | 227 | 5 | 1 | 50 | White RAL9016 | 50/60Hz | Passive | LED | none | Linear luminaires | Linear Indirect | Schools. Offices. Stores |  | 23.2 / 23.7 | 6800 | No sensor | 75000 | RG0 | 15994100077067
93119120 | TU LINEAR INDIRECT 40W 16 840 S11 ST G1B | image | datasheet | deeplink | TUNGSRAM - Linear Indirect - 5300lm - 40W - 4000K - 80CRI - 93119120[SKU] - Surface mount and suspended | 5.9 | Surface mount and suspended | LED | 1 | 40 | [8 empty] | CE. UKCA | [6 empty] | 20 | 4000 | 1657 x 263 x 153 |  | 220-240V |  | 5 | D | 120 | ≤3 | >=80 |  | 4000 |  |  | >=0.9 |  |  | >75000 | 132 |  |  |  | Wide | 25 |  |  | Available |  |  | Class I | IK02 | 20 | 20 | 35 | 181 | 5 | 1 | 40 | White RAL9016 | 50/60Hz | Passive | LED | none | Linear luminaires | Linear Indirect | Schools. Offices. Stores |  | 22.2 / 22.6 | 5300 | No sensor | 75000 | RG0 | 15994100077050
93119119 | TU LINEAR INDIRECT 40W 16 830 S11 ST G1B | image | datasheet | deeplink | TUNGSRAM - Linear Indirect - 5300lm - 40W - 3000K - 80CRI - 93119119[SKU] - Surface mount and suspended | 5.9 | Surface mount and suspended | LED | 1 | 40 | [8 empty] | CE. UKCA | [6 empty] | 20 | 3000 | 1657 x 263 x 153 |  | 220-240V |  | 5 | D | 120 | ≤3 | >=80 |  | 3000 |  |  | >=0.9 |  |  | >75000 | 132 |  |  |  | Wide | 25 |  |  | Available |  |  | Class I | IK02 | 20 | 20 | 35 | 181 | 5 | 1 | 40 | White RAL9016 | 50/60Hz | Passive | LED | none | Linear luminaires | Linear Indirect | Schools. Offices. Stores |  | 22.2 / 22.6 | 5300 | No sensor | 75000 | RG0 | 15994100077043
93119118 | TU LINEAR INDIRECT 38W 12 840 S11 ST G1B | image | datasheet | deeplink | TUNGSRAM - Linear Indirect - 5000lm - 38W - 4000K - 80CRI - 93119118[SKU] - Surface mount and suspended | 4.8 | Surface mount and suspended | LED | 1 | 38 | [8 empty] | CE. UKCA | [6 empty] | 20 | 4000 | 1259 x 263 x 153 |  | 220-240V |  | 5 | D | 120 | ≤3 | >=80 |  | 4000 |  |  | >=0.9 |  |  | >75000 | 131 |  |  |  | Wide | 25 |  |  | Available |  |  | Class I | IK02 | 20 | 20 | 35 | 175 | 5 | 1 | 38 | White RAL9016 | 50/60Hz | Passive | LED | none | Linear luminaires | Linear Indirect | Schools. Offices. Stores |  | 22.7 / 23.6 | 5000 | No sensor | 75000 | RG0 | 15994100077036
93119117 | TU LINEAR INDIRECT 38W 12 830 S11 ST G1B | image | datasheet | deeplink | TUNGSRAM - Linear Indirect - 5000lm - 38W - 3000K - 80CRI - 93119117[SKU] - Surface mount and suspended | 4.8 | Surface mount and suspended | LED | 1 | 38 | [8 empty] | CE. UKCA | [6 empty] | 20 | 3000 | 1259 x 263 x 153 |  | 220-240V |  | 5 | D | 120 | ≤3 | >=80 |  | 3000 |  |  | >=0.9 |  |  | >75000 | 131 |  |  |  | Wide | 25 |  |  | Available |  |  | Class I | IK02 | 20 | 20 | 35 | 175 | 5 | 1 | 38 | White RAL9016 | 50/60Hz | Passive | LED | none | Linear luminaires | Linear Indirect | Schools. Offices. Stores |  | 22.7 / 23.6 | 5000 | No sensor | 75000 | RG0 | 15994100077029
93119116 | TU LINEAR INDIRECT 30W 12 840 S11 ST G1B | image | datasheet | deeplink | TUNGSRAM - Linear Indirect - 4000lm - 30W - 4000K - 80CRI - 93119116[SKU] - Surface mount and suspended | 4.8 | Surface mount and suspended | LED | 1 | 30 | [8 empty] | CE. UKCA | [6 empty] | 20 | 4000 | 1259 x 263 x 153 |  | 220-240V |  | 5 | D | 120 | ≤3 | >=80 |  | 4000 |  |  | >=0.9 |  |  | >75000 | 133 |  |  |  | Wide | 25 |  |  | Available |  |  | Class I | IK02 | 20 | 20 | 35 | 136 | 5 | 1 | 30 | White RAL9016 | 50/60Hz | Passive | LED | none | Linear luminaires | Linear Indirect | Schools. Offices. Stores |  | 22.1 / 22.9 | 4000 | No sensor | 75000 | RG0 | 15994100077012
93119115 | TU LINEAR INDIRECT 30W 12 830 S11 ST G1B | image | datasheet | deeplink | TUNGSRAM - Linear Indirect - 4000lm - 30W - 3000K - 80CRI - 93119115[SKU] - Surface mount and suspended | 4.8 | Surface mount and suspended | LED | 1 | 30 | [8 empty] | CE. UKCA | [6 empty] | 20 | 3000 | 1259 x 263 x 153 |  | 220-240V |  | 5 | D | 120 | ≤3 | >=80 |  | 3000 |  |  | >=0.9 |  |  | >75000 | 133 |  |  |  | Wide | 25 |  |  | Available |  |  | Class I | IK02 | 20 | 20 | 35 | 136 | 5 | 1 | 30 | White RAL9016 | 50/60Hz | Passive | LED | none | Linear luminaires | Linear Indirect | Schools. Offices. Stores |  | 22.1 / 22.9 | 4000 | No sensor | 75000 | RG0 | 15994100077005
93120160 | SMIx/2/CCC/120/50/N/SP/C1/PC1/U60 | image | datasheet | deeplink | TUNGSRAM - SMIx - 17610lm - 120W - 5000K - 70CRI - 93120160[SKU] - Universal coupler 30-60mm | 8 | Universal coupler 30-60mm | LED | 1 | 120 | [8 empty] | CE. ENEC | [6 empty] | 66 | 5000 | 567x367x95 |  | 220-240V |  | 5 |  |  |  | 70 |  | 5000 |  | 123000 |  | 299000 |  |  | 146.75 |  |  | 9 | CCC | 25 | < 10% at 100.000 hours |  | Available | 750/559 | CIE(x= 0.34. y= 0.35) | Class I | IK08 |  |  | 50 | 490 | -40 | 1 | 120 | RAL7035 | 50-60Hz | Passive | LED | none | Road&Street | SMIx | Road&Street |  |  | 17610 | NO Sensor | 125000 |  | 15994100086243 |  |  |  |  | 296000
93120159 | SMIx/2/CCC/150/50/N/SP/C1/PC1/U60 | image | datasheet | deeplink | TUNGSRAM - SMIx - 17500lm - 150W - 5000K - 70CRI - 93120159[SKU] - Universal coupler 30-60mm | 8 | Universal coupler 30-60mm | LED | 1 | 150 | [8 empty] | CE. ENEC | [6 empty] | 66 | 5000 | 567x367x95 |  | 220-240V |  | 5 |  |  |  | 70 |  | 5000 |  | 123000 |  | 299000 |  |  | 116.67 |  |  | 9 | CCC | 25 | < 10% at 100.000 hours |  | Available | 750/559 | CIE(x= 0.34. y= 0.35) | Class I | IK08 |  |  | 50 | 598 | -40 | 1 | 150 | RAL7035 | 50-60Hz | Passive | LED | none | Road&Street | SMIx | Road&Street |  |  | 17500 | NO Sensor | 125000 |  | 15994100086250 |  |  |  |  | 296000
93119497 | SWIFTLUX G1 6' 72W 840 S EM | image | datasheet | deeplink | TUNGSRAM - Swiftlux - 9400lm - 72W - 4000K - 80CRI - 93119497[SKU] - Surface / Suspended | 2.4 | Surface / Suspended | LED | 1 | 72 | [8 empty] | CE. Morocco. UKCA | [6 empty] | 20 | 4000 | 1803 x 65 x 66 |  | 220-240V |  | 5 | D | 120° | max 6 | >80 |  | 4000 |  |  | >=0.9 |  |  | >50000 | 130 |  |  |  | Medium | 40 |  |  | Available |  |  | Class I | IK08 | 20 | 20 | 40 | 320 | -20 | 1 | 72 | White | 50/60Hz | Passive | LED | none | Linear luminaires | Swiftlux | Office. Public buildings. Corridors and staircases |  |  | 9400 | No sensor |  | RG0 | 15994100080388 |  |  |  |  | 50000
93119491 | SWIFTLUX G1 6' 56W 840 S EM | image | datasheet | deeplink | TUNGSRAM - Swiftlux - 7600lm - 56W - 4000K - 80CRI - 93119491[SKU] - Surface / Suspended | 2.3 | Surface / Suspended | LED | 1 | 56 | [8 empty] | CE. Morocco. UKCA | [6 empty] | 20 | 4000 | 1803 x 65 x 66 |  | 220-240V |  | 5 | D | 120° | max 6 | >80 |  | 4000 |  |  | >=0.9 |  |  | >50000 | 135 |  |  |  | Medium | 40 |  |  | Available |  |  | Class I | IK08 | 20 | 20 | 40 | 250 | -20 | 1 | 56 | White | 50/60Hz | Passive | LED | none | Linear luminaires | Swiftlux | Office. Public buildings. Corridors and staircases |  |  | 7600 | No sensor |  | RG0 | 15994100080470 |  |  |  |  | 50000
93119496 | SWIFTLUX G1 5' 60W 840 S EM | image | datasheet | deeplink | TUNGSRAM - Swiftlux - 7800lm - 60W - 4000K - 80CRI - 93119496[SKU] - Surface / Suspended | 2 | Surface / Suspended | LED | 1 | 60 | [8 empty] | CE. Morocco. UKCA | [6 empty] | 20 | 4000 | 1503 x 65 x 66 |  | 220-240V |  | 5 | D | 120° | max 6 | >80 |  | 4000 |  |  | >=0.9 |  |  | >50000 | 130 |  |  |  | Medium | 40 |  |  | Available |  |  | Class I | IK08 | 20 | 20 | 40 | 260 | -20 | 1 | 60 | White | 50/60Hz | Passive | LED | none | Linear luminaires | Swiftlux | Office. Public buildings. Corridors and staircases |  |  | 7800 | No sensor |  | RG0 | 15994100080432 |  |  |  |  | 50000
93119490 | SWIFTLUX G1 5' 39W 840 S EM | image | datasheet | deeplink | TUNGSRAM - Swiftlux - 4750lm - 39W - 4000K - 80CRI - 93119490[SKU] - Surface / Suspended | 1.7 | Surface / Suspended | LED | 1 | 39 | [8 empty] | CE. Morocco. UKCA | [6 empty] | 20 | 4000 | 1503 x 65 x 66 |  | 220-240V |  | 5 | D | 120° | max 6 | >80 |  | 4000 |  |  | >=0.9 |  |  | >50000 | 120 |  |  |  | Medium | 40 |  |  | Available |  |  | Class I | IK08 | 20 | 20 | 40 | 170 | -20 | 1 | 39 | White | 50/60Hz | Passive | LED | none | Linear luminaires | Swiftlux | Office. Public buildings. Corridors and staircases |  | <19 | 4750 | No sensor |  | RG0 | 15994100080456 |  |  |  |  | 50000
93119495 | SWIFTLUX G1 4' 40W 840 S EM | image | datasheet | deeplink | TUNGSRAM - Swiftlux - 5000lm - 40W - 4000K - 80CRI - 93119495[SKU] - Surface / Suspended | 1.9 | Surface / Suspended | LED | 1 | 40 | [8 empty] | CE. Morocco. UKCA | [6 empty] | 20 | 4000 | 1203 x 65 x 66 |  | 220-240V |  | 5 | D | 120° | max 6 | >80 |  | 4000 |  |  | >=0.9 |  |  | >50000 | 125 |  |  |  | Medium | 40 |  |  | Available |  |  | Class I | IK08 | 20 | 20 | 40 | 180 | -20 | 1 | 40 | White | 50/60Hz | Passive | LED | none | Linear luminaires | Swiftlux | Office. Public buildings. Corridors and staircases |  | <19 | 5000 | No sensor |  | RG0 | 15994100080333 |  |  |  |  | 50000
93119489 | SWIFTLUX G1 4' 25W 840 S EM | image | datasheet | deeplink | TUNGSRAM - Swiftlux - 3100lm - 25W - 4000K - 80CRI - 93119489[SKU] - Surface / Suspended | 1.5 | Surface / Suspended | LED | 1 | 25 | [8 empty] | CE. Morocco. UKCA | [6 empty] | 20 | 4000 | 1203 x 65 x 66 |  | 220-240V |  | 5 | D | 120° | max 6 | >80 |  | 4000 |  |  | >=0.9 |  |  | >50000 | 120 |  |  |  | Medium | 40 |  |  | Available |  |  | Class I | IK08 | 20 | 20 | 40 | 110 | -20 | 1 | 25 | White | 50/60Hz | Passive | LED | none | Linear luminaires | Swiftlux | Office. Public buildings. Corridors and staircases |  | <19 | 3100 | No sensor |  | RG0 | 15994100080500 |  |  |  |  | 50000
93120343 | SWIFTLUX G1 6' 72W 840 D DS | image | datasheet | deeplink | TUNGSRAM - Swiftlux - 9750lm - 72W - 4000K - 80CRI - 93120343[SKU] - Surface / Suspended | 2.3 | Surface / Suspended | LED | 1 | 72 | [8 empty] | CE. Morocco. UKCA | [6 empty] | 20 | 4000 | 1803 x 65 x 66 |  | 220-240V |  | 5 | D | 120° | max 6 | >80 |  | 4000 |  |  | >=0.9 |  |  | >50000 | 135 |  |  |  | Medium | 40 |  |  | Available |  |  | Class I | IK08 | 20 | 20 | 40 | 320 | -20 | 1 | 72 | White | 50/60Hz | Passive | LED | none | Linear luminaires | Swiftlux | Office. Public buildings. Corridors and staircases |  | <19 | 9750 | No sensor |  | RG0 | 15994100088766 |  |  |  |  | 50000
93120342 | SWIFTLUX G1 5' 62W 840 D DS | image | datasheet | deeplink | TUNGSRAM - Swiftlux - 8100lm - 62W - 4000K - 80CRI - 93120342[SKU] - Surface / Suspended | 1.9 | Surface / Suspended | LED | 1 | 62 | [8 empty] | CE. Morocco. UKCA | [6 empty] | 20 | 4000 | 1503 x 65 x 66 |  | 220-240V |  | 5 | D | 120° | max 6 | >80 |  | 4000 |  |  | >=0.9 |  |  | >50000 | 130 |  |  |  | Medium | 40 |  |  | Available |  |  | Class I | IK08 | 20 | 20 | 40 | 280 | -20 | 1 | 62 | White | 50/60Hz | Passive | LED | none | Linear luminaires | Swiftlux | Office. Public buildings. Corridors and staircases |  | <19 | 8100 | No sensor |  | RG0 | 15994100088759 |  |  |  |  | 50000
93120341 | SWIFTLUX G1 4' 40W 840 D DS | image | datasheet | deeplink | TUNGSRAM - Swiftlux - 5400lm - 40W - 4000K - 80CRI - 93120341[SKU] - Surface / Suspended | 1.5 | Surface / Suspended | LED | 1 | 40 | [8 empty] | CE. Morocco. UKCA | [6 empty] | 20 | 4000 | 1203 x 65 x 66 |  | 220-240V |  | 5 | D | 120° | max 6 | >80 |  | 4000 |  |  | >=0.9 |  |  | >50000 | 135 |  |  |  | Medium | 40 |  |  | Available |  |  | Class I | IK08 | 20 | 20 | 40 | 180 | -20 | 1 | 40 | White | 50/60Hz | Passive | LED | none | Linear luminaires | Swiftlux | Office. Public buildings. Corridors and staircases |  | <19 | 5400 | No sensor |  | RG0 | 15994100088742 |  |  |  |  | 50000
93119508 | SWIFTLUX G1 6' 72W 840 D | image | datasheet | deeplink | TUNGSRAM - Swiftlux - 9750lm - 72W - 4000K - 80CRI - 93119508[SKU] - Surface / Suspended | 2.3 | Surface / Suspended | LED | 1 | 72 | [8 empty] | CE. Morocco. UKCA | [6 empty] | 20 | 4000 | 1803 x 65 x 66 |  | 220-240V |  | 5 | D | 120° | max 6 | >80 |  | 4000 |  |  | >=0.9 |  |  | >50000 | 135 |  |  |  | Medium | 40 |  |  | Available |  |  | Class I | IK08 | 20 | 20 | 40 | 320 | -20 | 1 | 72 | White | 50/60Hz | Passive | LED | none | Linear luminaires | Swiftlux | Office. Public buildings. Corridors and staircases | 93120343 - SWIFTLUX G1 6' 72W 840 D DS | <19 | 9750 | No sensor |  | RG0 | 15994100080265 |  |  |  |  | 50000
93119505 | SWIFTLUX G1 6' 56W 840 D | image | datasheet | deeplink | TUNGSRAM - Swiftlux - 7300lm - 56W - 4000K - 80CRI - 93119505[SKU] - Surface / Suspended | 2 | Surface / Suspended | LED | 1 | 56 | [8 empty] | CE. Morocco. UKCA | [6 empty] | 20 | 4000 | 1803 x 65 x 66 |  | 220-240V |  | 5 | D | 120° | max 6 | >80 |  | 4000 |  |  | >=0.9 |  |  | >50000 | 130 |  |  |  | Medium | 40 |  |  | Available |  |  | Class I | IK08 | 20 | 20 | 40 | 250 | -20 | 1 | 56 | White | 50/60Hz | Passive | LED | none | Linear luminaires | Swiftlux | Office. Public buildings. Corridors and staircases |  | <19 | 7300 | No sensor |  | RG0 | 15994100080357 |  |  |  |  | 50000
93119507 | SWIFTLUX G1 5' 62W 840 D | image | datasheet | deeplink | TUNGSRAM - Swiftlux - 8100lm - 62W - 4000K - 80CRI - 93119507[SKU] - Surface / Suspended | 1.9 | Surface / Suspended | LED | 1 | 62 | [8 empty] | CE. Morocco. UKCA | [6 empty] | 20 | 4000 | 1503 x 65 x 66 |  | 220-240V |  | 5 | D | 120° | max 6 | >80 |  | 4000 |  |  | >=0.9 |  |  | >50000 | 130 |  |  |  | Medium | 40 |  |  | Available |  |  | Class I | IK08 | 20 | 20 | 40 | 280 | -20 | 1 | 62 | White | 50/60Hz | Passive | LED | none | Linear luminaires | Swiftlux | Office. Public buildings. Corridors and staircases | 93120342 - SWIFTLUX G1 5' 62W 840 D DS | <19 | 8100 | No sensor |  | RG0 | 15994100080401 |  |  |  |  | 50000
93119504 | SWIFTLUX G1 5' 38W 840 D | image | datasheet | deeplink | TUNGSRAM - Swiftlux - 5130lm - 38W - 4000K - 80CRI - 93119504[SKU] - Surface / Suspended | 1.7 | Surface / Suspended | LED | 1 | 38 | [8 empty] | CE. Morocco. UKCA | [6 empty] | 20 | 4000 | 1503 x 65 x 66 |  | 220-240V |  | 5 | D | 120° | max 6 | >80 |  | 4000 |  |  | >=0.9 |  |  | >50000 | 135 |  |  |  | Medium | 40 |  |  | Available |  |  | Class I | IK08 | 20 | 20 | 40 | 170 | -20 | 1 | 38 | White | 50/60Hz | Passive | LED | none | Linear luminaires | Swiftlux | Office. Public buildings. Corridors and staircases |  | <19 | 5130 | No sensor |  | RG0 | 15994100080418 |  |  |  |  | 50000
93119506 | SWIFTLUX G1 4' 40W 840 D | image | datasheet | deeplink | TUNGSRAM - Swiftlux - 5400lm - 40W - 4000K - 80CRI - 93119506[SKU] - Surface / Suspended | 1.5 | Surface / Suspended | LED | 1 | 40 | [8 empty] | CE. Morocco. UKCA | [6 empty] | 20 | 4000 | 1203 x 65 x 66 |  | 220-240V |  | 5 | D | 120° | max 6 | >80 |  | 4000 |  |  | >=0.9 |  |  | >50000 | 135 |  |  |  | Medium | 40 |  |  | Available |  |  | Class I | IK08 | 20 | 20 | 40 | 180 | -20 | 1 | 40 | White | 50/60Hz | Passive | LED | none | Linear luminaires | Swiftlux | Office. Public buildings. Corridors and staircases | 93120341 - SWIFTLUX G1 4' 41W 840 D DS | <19 | 5400 | No sensor |  | RG0 | 15994100080197 |  |  |  |  | 50000
93119503 | SWIFTLUX G1 4' 23W 840 D | image | datasheet | deeplink | TUNGSRAM - Swiftlux - 3220lm - 23W - 4000K - 80CRI - 93119503[SKU] - Surface / Suspended | 1.4 | Surface / Suspended | LED | 1 | 23 | [8 empty] | CE. Morocco. UKCA | [6 empty] | 20 | 4000 | 1203 x 65 x 66 |  | 220-240V |  | 5 | D | 120° | max 6 | >80 |  | 4000 |  |  | >=0.9 |  |  | >50000 | 140 |  |  |  | Medium | 40 |  |  | Available |  |  | Class I | IK08 | 20 | 20 | 40 | 110 | -20 | 1 | 23 | White | 50/60Hz | Passive | LED | none | Linear luminaires | Swiftlux | Office. Public buildings. Corridors and staircases |  | <19 | 3220 | No sensor |  | RG0 | 15994100080203 |  |  |  |  | 50000
93120338 | SWIFTLUX G1 6' 52W 840 S MS DS | image | datasheet | deeplink | TUNGSRAM - Swiftlux - 7100lm - 52W - 4000K - 80CRI - 93120338[SKU] - Surface / Suspended | 2.1 | Surface / Suspended | LED | 1 | 52 | [8 empty] | CE. Morocco. UKCA | [6 empty] | 20 | 4000 | 1803 x 65 x 66 |  | 220-240V |  | 5 | D | 120° | max 6 | >80 |  | 4000 |  |  | >=0.9 |  |  | >50000 | 135 |  |  |  | Medium | 40 |  |  | Available |  |  | Class I | IK08 | 20 | 20 | 40 | 240 | -20 | 1 | 52 | White | 50/60Hz | Passive | LED | none | Linear luminaires | Swiftlux | Office. Public buildings. Corridors and staircases |  | <19 | 7100 | Yes |  | RG0 | 15994100088711 |  |  |  |  | 50000
93120340 | SWIFTLUX G1 5' 55W 840 S MS DS | image | datasheet | deeplink | TUNGSRAM - Swiftlux - 7200lm - 55W - 4000K - 80CRI - 93120340[SKU] - Surface / Suspended | 1.9 | Surface / Suspended | LED | 1 | 55 | [8 empty] | CE. Morocco. UKCA | [6 empty] | 20 | 4000 | 1503 x 65 x 66 |  | 220-240V |  | 5 | D | 120° | max 6 | >80 |  | 4000 |  |  | >=0.9 |  |  | >50000 | 130 |  |  |  | Medium | 40 |  |  | Available |  |  | Class I | IK08 | 20 | 20 | 40 | 250 | -20 | 1 | 55 | White | 50/60Hz | Passive | LED | none | Linear luminaires | Swiftlux | Office. Public buildings. Corridors and staircases |  | <19 | 7200 | Yes |  | RG0 | 15994100088735 |  |  |  |  | 50000
93120337 | SWIFTLUX G1 5' 34W 840 S MS DS | image | datasheet | deeplink | TUNGSRAM - Swiftlux - 4760lm - 34W - 4000K - 80CRI - 93120337[SKU] - Surface / Suspended | 1.8 | Surface / Suspended | LED | 1 | 34 | [8 empty] | CE. Morocco. UKCA | [6 empty] | 20 | 4000 | 1503 x 65 x 66 |  | 220-240V |  | 5 | D | 120° | max 6 | >80 |  | 4000 |  |  | >=0.9 |  |  | >50000 | 140 |  |  |  | Medium | 40 |  |  | Available |  |  | Class I | IK08 | 20 | 20 | 40 | 160 | -20 | 1 | 34 | White | 50/60Hz | Passive | LED | none | Linear luminaires | Swiftlux | Office. Public buildings. Corridors and staircases |  | <19 | 4760 | Yes |  | RG0 | 15994100088704 |  |  |  |  | 50000
93120339 | SWIFTLUX G1 4' 38W 840 S MS DS | image | datasheet | deeplink | TUNGSRAM - Swiftlux - 5200lm - 38W - 4000K - 80CRI - 93120339[SKU] - Surface / Suspended | 1.5 | Surface / Suspended | LED | 1 | 38 | [8 empty] | CE. Morocco. UKCA | [6 empty] | 20 | 4000 | 1203 x 65 x 66 |  | 220-240V |  | 5 | D | 120° | max 6 | >80 |  | 4000 |  |  | >=0.9 |  |  | >50000 | 135 |  |  |  | Medium | 40 |  |  | Available |  |  | Class I | IK08 | 20 | 20 | 40 | 180 | -20 | 1 | 38 | White | 50/60Hz | Passive | LED | none | Linear luminaires | Swiftlux | Office. Public buildings. Corridors and staircases |  | <19 | 5200 | Yes |  | RG0 | 15994100088728 |  |  |  |  | 50000
93120336 | SWIFTLUX G1 4' 21W 840 S MS DS | image | datasheet | deeplink | TUNGSRAM - Swiftlux - 2870lm - 21W - 4000K - 80CRI - 93120336[SKU] - Surface / Suspended | 1.4 | Surface / Suspended | LED | 1 | 21 | [8 empty] | CE. Morocco. UKCA | [6 empty] | 20 | 4000 | 1203 x 65 x 66 |  | 220-240V |  | 5 | D | 120° | max 6 | >80 |  | 4000 |  |  | >=0.9 |  |  | >50000 | 135 |  |  |  | Medium | 40 |  |  | Available |  |  | Class I | IK08 | 20 | 20 | 40 | 100 | -20 | 1 | 21 | White | 50/60Hz | Passive | LED | none | Linear luminaires | Swiftlux | Office. Public buildings. Corridors and staircases |  | <19 | 2870 | Yes |  | RG0 | 15994100088698 |  |  |  |  | 50000
93119500 | SWIFTLUX G1 6' 52W 840 S MS | image | datasheet | deeplink | TUNGSRAM - Swiftlux - 7100lm - 52W - 4000K - 80CRI - 93119500[SKU] - Surface / Suspended | 2.1 | Surface / Suspended | LED | 1 | 52 | [8 empty] | CE. Morocco. UKCA | [6 empty] | 20 | 4000 | 1803 x 65 x 66 |  | 220-240V |  | 5 | D | 120° | max 6 | >80 |  | 4000 |  |  | >=0.9 |  |  | >50000 | 135 |  |  |  | Medium | 40 |  |  | Available |  |  | Class I | IK08 | 20 | 20 | 40 | 240 | -20 | 1 | 52 | White | 50/60Hz | Passive | LED | dimmable | Linear luminaires | Swiftlux | Office. Public buildings. Corridors and staircases | 93120338 - SWIFTLUX G1 6' 52W 840 S MS DS | <19 | 7100 | Yes |  | RG0 | 15994100080371 |  |  |  |  | 50000
93119502 | SWIFTLUX G1 5' 55W 840 S MS | image | datasheet | deeplink | TUNGSRAM - Swiftlux - 7200lm - 55W - 4000K - 80CRI - 93119502[SKU] - Surface / Suspended | 1.9 | Surface / Suspended | LED | 1 | 55 | [8 empty] | CE. Morocco. UKCA | [6 empty] | 20 | 4000 | 1503 x 65 x 66 |  | 220-240V |  | 5 | D | 120° | max 6 | >80 |  | 4000 |  |  | >=0.9 |  |  | >50000 | 130 |  |  |  | Medium | 40 |  |  | Available |  |  | Class I | IK08 | 20 | 20 | 40 | 250 | -20 | 1 | 55 | White | 50/60Hz | Passive | LED | dimmable | Linear luminaires | Swiftlux | Office. Public buildings. Corridors and staircases | 93120340 - SWIFTLUX G1 5' 55W 840 S MS DS | <19 | 7200 | Yes |  | RG0 | 15994100080364 |  |  |  |  | 50000
93119499 | SWIFTLUX G1 5' 34W 840 S MS | image | datasheet | deeplink | TUNGSRAM - Swiftlux - 4760lm - 34W - 4000K - 80CRI - 93119499[SKU] - Surface / Suspended | 1.8 | Surface / Suspended | LED | 1 | 34 | [8 empty] | CE. Morocco. UKCA | [6 empty] | 20 | 4000 | 1503 x 65 x 66 |  | 220-240V |  | 5 | D | 120° | max 6 | >80 |  | 4000 |  |  | >=0.9 |  |  | >50000 | 140 |  |  |  | Medium | 40 |  |  | Available |  |  | Class I | IK08 | 20 | 20 | 40 | 160 | -20 | 1 | 34 | White | 50/60Hz | Passive | LED | dimmable | Linear luminaires | Swiftlux | Office. Public buildings. Corridors and staircases | 93120337 - SWIFTLUX G1 5' 34W 840 S MS DS | <19 | 4760 | Yes |  | RG0 | 15994100080425 |  |  |  |  | 50000
93119501 | SWIFTLUX G1 4' 38W 840 S MS | image | datasheet | deeplink | TUNGSRAM - Swiftlux - 5200lm - 38W - 4000K - 80CRI - 93119501[SKU] - Surface / Suspended | 1.5 | Surface / Suspended | LED | 1 | 38 | [8 empty] | CE. Morocco. UKCA | [6 empty] | 20 | 4000 | 1203 x 65 x 66 |  | 220-240V |  | 5 | D | 120° | max 6 | >80 |  | 4000 |  |  | >=0.9 |  |  | >50000 | 135 |  |  |  | Medium | 40 |  |  | Available |  |  | Class I | IK08 | 20 | 20 | 40 | 180 | -20 | 1 | 38 | White | 50/60Hz | Passive | LED | dimmable | Linear luminaires | Swiftlux | Office. Public buildings. Corridors and staircases | 93120339 - SWIFTLUX G1 4' 38W 840 S MS DS | <19 | 5200 | Yes |  | RG0 | 15994100080319 |  |  |  |  | 50000
93119498 | SWIFTLUX G1 4' 21W 840 S MS | image | datasheet | deeplink | TUNGSRAM - Swiftlux - 2870lm - 21W - 4000K - 80CRI - 93119498[SKU] - Surface / Suspended | 1.4 | Surface / Suspended | LED | 1 | 21 | [8 empty] | CE. Morocco. UKCA | [6 empty] | 20 | 4000 | 1203 x 65 x 66 |  | 220-240V |  | 5 | D | 120° | max 6 | >80 |  | 4000 |  |  | >=0.9 |  |  | >50000 | 135 |  |  |  | Medium | 40 |  |  | Available |  |  | Class I | IK08 | 20 | 20 | 40 | 100 | -20 | 1 | 21 | White | 50/60Hz | Passive | LED | dimmable | Linear luminaires | Swiftlux | Office. Public buildings. Corridors and staircases | 93120336 - SWIFTLUX G1 4' 21W 840 S MS DS | <19 | 2870 | Yes |  | RG0 | 15994100080326 |  |  |  |  | 50000
93120335 | SWIFTLUX G1 6' 69W 840 S DS | image | datasheet | deeplink | TUNGSRAM - Swiftlux - 9670lm - 69W - 4000K - 80CRI - 93120335[SKU] - Surface / Suspended | 2.1 | Surface / Suspended | LED | 1 | 69 | [8 empty] | CE. Morocco. UKCA | [6 empty] | 20 | 4000 | 1803 x 65 x 66 |  | 220-240V |  | 5 | D | 120° | max 6 | >80 |  | 4000 |  |  | >=0.9 |  |  | >50000 | 140 |  |  |  | Medium | 40 |  |  | Available |  |  | Class I | IK08 | 20 | 20 | 40 | 320 | -20 | 1 | 69 | White | 50/60Hz | Passive | LED | dimmable | Linear luminaires | Swiftlux | Office. Public buildings. Corridors and staircases |  | <19 | 9670 | No sensor |  | RG0 | 15994100088681 |  |  |  |  | 50000
93120332 | SWIFTLUX G1 6' 53W 840 S DS | image | datasheet | deeplink | TUNGSRAM - Swiftlux - 7500lm - 53W - 4000K - 80CRI - 93120332[SKU] - Surface / Suspended | 2 | Surface / Suspended | LED | 1 | 53 | [8 empty] | CE. Morocco. UKCA | [6 empty] | 20 | 4000 | 1803 x 65 x 66 |  | 220-240V |  | 5 | D | 120° | max 6 | >80 |  | 4000 |  |  | >=0.9 |  |  | >50000 | 140 |  |  |  | Medium | 40 |  |  | Available |  |  | Class I | IK08 | 20 | 20 | 40 | 250 | -20 | 1 | 53 | White | 50/60Hz | Passive | LED | none | Linear luminaires | Swiftlux | Office. Public buildings. Corridors and staircases |  | <19 | 7500 | No sensor |  | RG0 | 15994100088650 |  |  |  |  | 50000
93120334 | SWIFTLUX G1 5' 57W 840 S DS | image | datasheet | deeplink | TUNGSRAM - Swiftlux - 7980lm - 57W - 4000K - 80CRI - 93120334[SKU] - Surface / Suspended | 1.7 | Surface / Suspended | LED | 1 | 57 | [8 empty] | CE. Morocco. UKCA | [6 empty] | 20 | 4000 | 1503 x 65 x 66 |  | 220-240V |  | 5 | D | 120° | max 6 | >80 |  | 4000 |  |  | >=0.9 |  |  | >50000 | 140 |  |  |  | Medium | 40 |  |  | Available |  |  | Class I | IK08 | 20 | 20 | 40 | 260 | -20 | 1 | 57 | White | 50/60Hz | Passive | LED | none | Linear luminaires | Swiftlux | Office. Public buildings. Corridors and staircases |  | <19 | 7980 | No sensor |  | RG0 | 15994100088674 |  |  |  |  | 50000
93120331 | SWIFTLUX G1 5' 36W 840 S DS | image | datasheet | deeplink | TUNGSRAM - Swiftlux - 5100lm - 36W - 4000K - 80CRI - 93120331[SKU] - Surface / Suspended | 1.7 | Surface / Suspended | LED | 1 | 36 | [8 empty] | CE. Morocco. UKCA | [6 empty] | 20 | 4000 | 1503 x 65 x 66 |  | 220-240V |  | 5 | D | 120° | max 6 | >80 |  | 4000 |  |  | >=0.9 |  |  | >50000 | 140 |  |  |  | Medium | 40 |  |  | Available |  |  | Class I | IK08 | 20 | 20 | 40 | 165 | -20 | 1 | 36 | White | 50/60Hz | Passive | LED | none | Linear luminaires | Swiftlux | Office. Public buildings. Corridors and staircases |  | <19 | 5100 | No sensor |  | RG0 | 15994100088643 |  |  |  |  | 50000
93120333 | SWIFTLUX G1 4' 37W 840 S DS | image | datasheet | deeplink | TUNGSRAM - Swiftlux - 5200lm - 37W - 4000K - 80CRI - 93120333[SKU] - Surface / Suspended | 1.4 | Surface / Suspended | LED | 1 | 37 | [8 empty] | CE. Morocco. UKCA | [6 empty] | 20 | 4000 | 1203 x 65 x 66 |  | 220-240V |  | 5 | D | 120° | max 6 | >80 |  | 4000 |  |  | >=0.9 |  |  | >50000 | 140 |  |  |  | Medium | 40 |  |  | Available |  |  | Class I | IK08 | 20 | 20 | 40 | 170 | -20 | 1 | 37 | White | 50/60Hz | Passive | LED | none | Linear luminaires | Swiftlux | Office. Public buildings. Corridors and staircases |  | <19 | 5200 | No sensor |  | RG0 | 15994100088667 |  |  |  |  | 50000
93120330 | SWIFTLUX G1 4' 22W 840 S DS | image | datasheet | deeplink | TUNGSRAM - Swiftlux - 3100lm - 22W - 4000K - 80CRI - 93120330[SKU] - Surface / Suspended | 1.3 | Surface / Suspended | LED | 1 | 22 | [8 empty] | CE. Morocco. UKCA | [6 empty] | 20 | 4000 | 1203 x 65 x 66 |  | 220-240V |  | 5 | D | 120° | max 6 | >80 |  | 4000 |  |  | >=0.9 |  |  | >50000 | 140 |  |  |  | Medium | 40 |  |  | Available |  |  | Class I | IK08 | 20 | 20 | 40 | 100 | -20 | 1 | 22 | White | 50/60Hz | Passive | LED | none | Linear luminaires | Swiftlux | Office. Public buildings. Corridors and staircases |  | <19 | 3100 | No sensor |  | RG0 | 15994100088636 |  |  |  |  | 50000
93119494 | SWIFTLUX G1 6' 69W 840 S | image | datasheet | deeplink | TUNGSRAM - Swiftlux - 9670lm - 69W - 4000K - 80CRI - 93119494[SKU] - Surface / Suspended | 2.1 | Surface / Suspended | LED | 1 | 69 | [8 empty] | CE. Morocco. UKCA | [6 empty] | 20 | 4000 | 1803 x 65 x 66 |  | 220-240V |  | 5 | D | 120° | max 6 | >80 |  | 4000 |  |  | >=0.9 |  |  | >50000 | 140 |  |  |  | Medium | 40 |  |  | Available |  |  | Class I | IK08 | 20 | 20 | 40 | 320 | -20 | 1 | 69 | White | 50/60Hz | Passive | LED | none | Linear luminaires | Swiftlux | Office. Public buildings. Corridors and staircases | 93120335 - SWIFTLUX G1 6' 69W 840 S DS | <19 | 9670 | No sensor |  | RG0 | 15994100080395 |  |  |  |  | 50000
93119488 | SWIFTLUX G1 6' 53W 840 S | image | datasheet | deeplink | TUNGSRAM - Swiftlux - 7500lm - 53W - 4000K - 80CRI - 93119488[SKU] - Surface / Suspended | 2 | Surface / Suspended | LED | 1 | 53 | [8 empty] | CE. Morocco. UKCA | [6 empty] | 20 | 4000 | 1803 x 65 x 66 |  | 220-240V |  | 5 | D | 120° | max 6 | >80 |  | 4000 |  |  | >=0.9 |  |  | >50000 | 140 |  |  |  | Medium | 40 |  |  | Available |  |  | Class I | IK08 | 20 | 20 | 40 | 250 | -20 | 1 | 53 | White | 50/60Hz | Passive | LED | none | Linear luminaires | Swiftlux | Office. Public buildings. Corridors and staircases | 93120332 - SWIFTLUX G1 6' 53W 840 S DS | <19 | 7500 | No sensor |  | RG0 | 15994100080487 |  |  |  |  | 50000
93119493 | SWIFTLUX G1 5' 57W 840 S | image | datasheet | deeplink | TUNGSRAM - Swiftlux - 7980lm - 57W - 4000K - 80CRI - 93119493[SKU] - Surface / Suspended | 1.7 | Surface / Suspended | LED | 1 | 57 | [8 empty] | CE. Morocco. UKCA | [6 empty] | 20 | 4000 | 1503 x 65 x 66 |  | 220-240V |  | 5 | D | 120° | max 6 | >80 |  | 4000 |  |  | >=0.9 |  |  | >50000 | 140 |  |  |  | Medium | 40 |  |  | Available |  |  | Class I | IK08 | 20 | 20 | 40 | 260 | -20 | 1 | 57 | White | 50/60Hz | Passive | LED | none | Linear luminaires | Swiftlux | Office. Public buildings. Corridors and staircases | 93120334 - SWIFTLUX G1 5' 57W 840 S DS | <19 | 7980 | No sensor |  | RG0 | 15994100080449 |  |  |  |  | 50000
93119487 | SWIFTLUX G1 5' 36W 840 S | image | datasheet | deeplink | TUNGSRAM - Swiftlux - 5100lm - 36W - 4000K - 80CRI - 93119487[SKU] - Surface / Suspended | 1.7 | Surface / Suspended | LED | 1 | 36 | [8 empty] | CE. Morocco. UKCA | [6 empty] | 20 | 4000 | 1503 x 65 x 66 |  | 220-240V |  | 5 | D | 120° | max 6 | >80 |  | 4000 |  |  | >=0.9 |  |  | >50000 | 140 |  |  |  | Medium | 40 |  |  | Available |  |  | Class I | IK08 | 20 | 20 | 40 | 165 | -20 | 1 | 36 | White | 50/60Hz | Passive | LED | none | Linear luminaires | Swiftlux | Office. Public buildings. Corridors and staircases | 93120331 - SWIFTLUX G1 5' 36W 840 S DS | <19 | 5100 | No sensor |  | RG0 | 15994100080463 |  |  |  |  | 50000
93119492 | SWIFTLUX G1 4' 37W 840 S | image | datasheet | deeplink | TUNGSRAM - Swiftlux - 5200lm - 37W - 4000K - 80CRI - 93119492[SKU] - Surface / Suspended | 1.4 | Surface / Suspended | LED | 1 | 37 | [8 empty] | CE. Morocco. UKCA | [6 empty] | 20 | 4000 | 1203 x 65 x 66 |  | 220-240V |  | 5 | D | 120° | max 6 | >80 |  | 4000 |  |  | >=0.9 |  |  | >50000 | 140 |  |  |  | Medium | 40 |  |  | Available |  |  | Class I | IK08 | 20 | 20 | 40 | 170 | -20 | 1 | 37 | White | 50/60Hz | Passive | LED | none | Linear luminaires | Swiftlux | Office. Public buildings. Corridors and staircases | 93120333 - SWIFTLUX G1 4' 37W 840 S DS | <19 | 5200 | No sensor |  | RG0 | 15994100080340 |  |  |  |  | 50000
93119486 | SWIFTLUX G1 4' 22W 840 S | image | datasheet | deeplink | TUNGSRAM - Swiftlux - 3100lm - 22W - 4000K - 80CRI - 93119486[SKU] - Surface / Suspended | 1.3 | Surface / Suspended | LED | 1 | 22 | [8 empty] | CE. Morocco. UKCA | [6 empty] | 20 | 4000 | 1203 x 65 x 66 |  | 220-240V |  | 5 | D | 120° | max 6 | >80 |  | 4000 |  |  | >=0.9 |  |  | >50000 | 140 |  |  |  | Medium | 40 |  |  | Available |  |  | Class I | IK08 | 20 | 20 | 40 | 100 | -20 | 1 | 22 | White | 50/60Hz | Passive | LED | none | Linear luminaires | Swiftlux | Office. Public buildings. Corridors and staircases | 93120330 - SWIFTLUX G1 4' 22W 840 S DS | <19 | 3100 | No sensor |  | RG0 | 15994100080517 |  |  |  |  | 50000
93120237 | FiaLUX 1X4 D1 36W 840 19 | image | datasheet | deeplink | TUNGSRAM - FiaLUX - 4700lm - 36W - 4000K - 80CRI - 93120237[SKU] - Recessed / Surface / Suspended | 2.2 | Recessed / Surface / Suspended | LED | 1 | 36 | [8 empty] | CE. Morocco. UKCA | [6 empty] | 40 | 4000 | 1295 x 295 x 26 |  | 220-240V |  | 10 | E | 80° | max 4 | >80 |  | 4000 |  |  | >=0.9 |  |  | >54000 | 131 |  |  |  | Medium | 40 |  |  | Available |  |  | Class II | IK02 | 40 | 20 | 40 | 160 | -20 | 1 | 36 | White | 50/60Hz | Passive | LED | dimmable | Panels | FiaLUX | Office. Public buildings. Schools |  | <19 | 4700 | No sensor |  | RG0 | 15994100086946 |  |  |  |  | >54000
93120236 | FiaLUX 1X4 D1 36W 830 19 | image | datasheet | deeplink | TUNGSRAM - FiaLUX - 4350lm - 36W - 3000K - 80CRI - 93120236[SKU] - Recessed / Surface / Suspended | 2.2 | Recessed / Surface / Suspended | LED | 1 | 36 | [8 empty] | CE. Morocco. UKCA | [6 empty] | 40 | 3000 | 1295 x 295 x 26 |  | 220-240V |  | 10 | F | 80° | max 4 | >80 |  | 3000 |  |  | >=0.9 |  |  | >54000 | 121 |  |  |  | Medium | 40 |  |  | Available |  |  | Class II | IK02 | 40 | 20 | 40 | 160 | -20 | 1 | 36 | White | 50/60Hz | Passive | LED | dimmable | Panels | FiaLUX | Office. Public buildings. Schools |  | <19 | 4350 | No sensor |  | RG0 | 15994100086953 |  |  |  |  | >54000
93120235 | FiaLUX 2X2 D1 36W 840 19 | image | datasheet | deeplink | TUNGSRAM - FiaLUX - 4900lm - 36W - 4000K - 80CRI - 93120235[SKU] - Recessed / Surface / Suspended | 2.2 | Recessed / Surface / Suspended | LED | 1 | 36 | [8 empty] | CE. Morocco. UKCA | [6 empty] | 40 | 4000 | 595 x 595 x 26 |  | 220-240V |  | 10 | E | 80° | max 4 | >80 |  | 4000 |  |  | >=0.9 |  |  | >54000 | 136 |  |  |  | Medium | 40 |  |  | Available |  |  | Class II | IK02 | 40 | 20 | 40 | 160 | -20 | 1 | 36 | White | 50/60Hz | Passive | LED | dimmable | Panels | FiaLUX | Office. Public buildings. Schools |  | <19 | 4900 | No sensor |  | RG0 | 15994100086960 |  |  |  |  | >54000
93120234 | FiaLUX 2X2 D1 36W 830 19 | image | datasheet | deeplink | TUNGSRAM - FiaLUX - 4550lm - 36W - 3000K - 80CRI - 93120234[SKU] - Recessed / Surface / Suspended | 2.2 | Recessed / Surface / Suspended | LED | 1 | 36 | [8 empty] | CE. Morocco. UKCA | [6 empty] | 40 | 3000 | 595 x 595 x 26 |  | 220-240V |  | 10 | E | 80° | max 4 | >80 |  | 3000 |  |  | >=0.9 |  |  | >54000 | 126 |  |  |  | Medium | 40 |  |  | Available |  |  | Class II | IK02 | 40 | 20 | 40 | 160 | -20 | 1 | 36 | White | 50/60Hz | Passive | LED | dimmable | Panels | FiaLUX | Office. Public buildings. Schools |  | <19 | 4550 | No sensor |  | RG0 | 15994100086977 |  |  |  |  | >54000
93120233 | FiaLUX 1X4 S2 36W 840 19 | image | datasheet | deeplink | TUNGSRAM - FiaLUX - 4700lm - 36W - 4000K - 80CRI - 93120233[SKU] - Recessed / Surface / Suspended | 2.2 | Recessed / Surface / Suspended | LED | 1 | 36 | [8 empty] | CE. Morocco. UKCA | [6 empty] | 40 | 4000 | 1295 x 295 x 26 |  | 220-240V |  | 10 | F | 80° | max 4 | >80 |  | 4000 |  |  | >=0.9 |  |  | >54000 | 131 |  |  |  | Medium | 40 |  |  | Available |  |  | Class II | IK02 | 40 | 20 | 40 | 165 | -20 | 1 | 36 | White | 50/60Hz | Passive | LED | none | Panels | FiaLUX | Office. Public buildings. Schools |  | <19 | 4700 | No sensor |  | RG0 | 15994100086366 |  |  |  |  | >54000
93120232 | FiaLUX 1X4 S2 36W 830 19 | image | datasheet | deeplink | TUNGSRAM - FiaLUX - 4550lm - 36W - 3000K - 80CRI - 93120232[SKU] - Recessed / Surface / Suspended | 2.2 | Recessed / Surface / Suspended | LED | 1 | 36 | [8 empty] | CE. Morocco. UKCA | [6 empty] | 40 | 3000 | 1295 x 295 x 26 |  | 220-240V |  | 10 | F | 80° | max 4 | >80 |  | 3000 |  |  | >=0.9 |  |  | >54000 | 126 |  |  |  | Medium | 40 |  |  | Available |  |  | Class II | IK02 | 40 | 20 | 40 | 165 | -20 | 1 | 36 | White | 50/60Hz | Passive | LED | none | Panels | FiaLUX | Office. Public buildings. Schools |  | <19 | 4550 | No sensor |  | RG0 | 15994100086373 |  |  |  |  | >54000
93120231 | FiaLUX 1X4 S1 31W 840 19 | image | datasheet | deeplink | TUNGSRAM - FiaLUX - 4050lm - 31W - 4000K - 80CRI - 93120231[SKU] - Recessed / Surface / Suspended | 2.2 | Recessed / Surface / Suspended | LED | 1 | 31 | [8 empty] | CE. Morocco. UKCA | [6 empty] | 40 | 4000 | 1295 x 295 x 26 |  | 220-240V |  | 10 | E | 80° | max 4 | >80 |  | 4000 |  |  | >=0.9 |  |  | >54000 | 131 |  |  |  | Medium | 40 |  |  | Available |  |  | Class II | IK02 | 40 | 20 | 40 | 140 | -20 | 1 | 31 | White | 50/60Hz | Passive | LED | none | Panels | FiaLUX | Office. Public buildings. Schools |  | <19 | 4050 | No sensor |  | RG0 | 15994100086380 |  |  |  |  | >54000
93120230 | FiaLUX 1X4 S1 31W 830 19 | image | datasheet | deeplink | TUNGSRAM - FiaLUX - 3750lm - 31W - 3000K - 80CRI - 93120230[SKU] - Recessed / Surface / Suspended | 2.2 | Recessed / Surface / Suspended | LED | 1 | 31 | [8 empty] | CE. Morocco. UKCA | [6 empty] | 40 | 3000 | 1295 x 295 x 26 |  | 220-240V |  | 10 | F | 80° | max 4 | >80 |  | 3000 |  |  | >=0.9 |  |  | >54000 | 121 |  |  |  | Medium | 40 |  |  | Available |  |  | Class II | IK02 | 40 | 20 | 40 | 140 | -20 | 1 | 31 | White | 50/60Hz | Passive | LED | none | Panels | FiaLUX | Office. Public buildings. Schools |  | <19 | 3750 | No sensor |  | RG0 | 15994100086397 |  |  |  |  | >54000
93120229 | FiaLUX 1X4 S1 27W 840 19 | image | datasheet | deeplink | TUNGSRAM - FiaLUX - 3600lm - 27W - 4000K - 80CRI - 93120229[SKU] - Recessed / Surface / Suspended | 2.2 | Recessed / Surface / Suspended | LED | 1 | 27 | [8 empty] | CE. Morocco. UKCA | [6 empty] | 40 | 4000 | 1295 x 295 x 26 |  | 220-240V |  | 10 | E | 80° | max 4 | >80 |  | 4000 |  |  | >=0.9 |  |  | >54000 | 133 |  |  |  | Medium | 40 |  |  | Available |  |  | Class II | IK02 | 40 | 20 | 40 | 130 | -20 | 1 | 27 | White | 50/60Hz | Passive | LED | none | Panels | FiaLUX | Office. Public buildings. Schools |  | <19 | 3600 | No sensor |  | RG0 | 15994100086403 |  |  |  |  | >54000
93120228 | FiaLUX 1X4 S1 27W 830 19 | image | datasheet | deeplink | TUNGSRAM - FiaLUX - 3350lm - 27W - 3000K - 80CRI - 93120228[SKU] - Recessed / Surface / Suspended | 2.2 | Recessed / Surface / Suspended | LED | 1 | 27 | [8 empty] | CE. Morocco. UKCA | [6 empty] | 40 | 3000 | 1295 x 295 x 26 |  | 220-240V |  | 10 | E | 80° | max 4 | >80 |  | 3000 |  |  | >=0.9 |  |  | >54000 | 124 |  |  |  | Medium | 40 |  |  | Available |  |  | Class II | IK02 | 40 | 20 | 40 | 130 | -20 | 1 | 27 | White | 50/60Hz | Passive | LED | none | Panels | FiaLUX | Office. Public buildings. Schools |  | <19 | 3350 | No sensor |  | RG0 | 15994100087110 |  |  |  |  | >54000
93120227 | FiaLUX 1X4 S2 21W 840 19 | image | datasheet | deeplink | TUNGSRAM - FiaLUX - 2750lm - 21W - 4000K - 80CRI - 93120227[SKU] - Recessed / Surface / Suspended | 2.2 | Recessed / Surface / Suspended | LED | 1 | 21 | [8 empty] | CE. Morocco. UKCA | [6 empty] | 40 | 4000 | 1295 x 295 x 26 |  | 220-240V |  | 10 | E | 80° | max 4 | >80 |  | 4000 |  |  | >=0.9 |  |  | >54000 | 131 |  |  |  | Medium | 40 |  |  | Available |  |  | Class II | IK02 | 40 | 20 | 40 | 100 | -20 | 1 | 21 | White | 50/60Hz | Passive | LED | none | Panels | FiaLUX | Office. Public buildings. Schools |  | <19 | 2750 | No sensor |  | RG0 | 15994100087127 |  |  |  |  | >54000
93120226 | FiaLUX 1X4 S2 21W 830 19 | image | datasheet | deeplink | TUNGSRAM - FiaLUX - 2550lm - 21W - 3000K - 80CRI - 93120226[SKU] - Recessed / Surface / Suspended | 2.2 | Recessed / Surface / Suspended | LED | 1 | 21 | [8 empty] | CE. Morocco. UKCA | [6 empty] | 40 | 3000 | 1295 x 295 x 26 |  | 220-240V |  | 10 | E | 80° | max 4 | >80 |  | 3000 |  |  | >=0.9 |  |  | >54000 | 121 |  |  |  | Medium | 40 |  |  | Available |  |  | Class II | IK02 | 40 | 20 | 40 | 100 | -20 | 1 | 21 | White | 50/60Hz | Passive | LED | none | Panels | FiaLUX | Office. Public buildings. Schools |  | <19 | 2550 | No sensor |  | RG0 | 15994100087134 |  |  |  |  | >54000
93120225 | FiaLUX 2X2 S2 36W 840 19 | image | datasheet | deeplink | TUNGSRAM - FiaLUX - 5000lm - 36W - 4000K - 80CRI - 93120225[SKU] - Recessed / Surface / Suspended | 2.2 | Recessed / Surface / Suspended | LED | 1 | 36 | [8 empty] | CE. Morocco. UKCA | [6 empty] | 40 | 4000 | 595 x 595 x 26 |  | 220-240V |  | 10 | E | 80° | max 4 | >80 |  | 4000 |  |  | >=0.9 |  |  | >54000 | 139 |  |  |  | Medium | 40 |  |  | Available |  |  | Class II | IK02 | 40 | 20 | 40 | 165 | -20 | 1 | 36 | White | 50/60Hz | Passive | LED | none | Panels | FiaLUX | Office. Public buildings. Schools |  | <19 | 5000 | No sensor |  | RG0 | 15994100086861 |  |  |  |  | >54000
93120224 | FiaLUX 2X2 S2 36W 830 19 | image | datasheet | deeplink | TUNGSRAM - FiaLUX - 4650lm - 36W - 3000K - 80CRI - 93120224[SKU] - Recessed / Surface / Suspended | 2.2 | Recessed / Surface / Suspended | LED | 1 | 36 | [8 empty] | CE. Morocco. UKCA | [6 empty] | 40 | 3000 | 595 x 595 x 26 |  | 220-240V |  | 10 | E | 80° | max 4 | >80 |  | 3000 |  |  | >=0.9 |  |  | >54000 | 129 |  |  |  | Medium | 40 |  |  | Available |  |  | Class II | IK02 | 40 | 20 | 40 | 165 | -20 | 1 | 36 | White | 50/60Hz | Passive | LED | none | Panels | FiaLUX | Office. Public buildings. Schools |  | <19 | 4650 | No sensor |  | RG0 | 15994100086878 |  |  |  |  | >54000
93120223 | FiaLUX 2X2 S1 31W 840 19 | image | datasheet | deeplink | TUNGSRAM - FiaLUX - 4280lm - 31W - 4000K - 80CRI - 93120223[SKU] - Recessed / Surface / Suspended | 2.2 | Recessed / Surface / Suspended | LED | 1 | 31 | [8 empty] | CE. Morocco. UKCA | [6 empty] | 40 | 4000 | 595 x 595 x 26 |  | 220-240V |  | 10 | F | 80° | max 4 | >80 |  | 4000 |  |  | >=0.9 |  |  | >54000 | 138 |  |  |  | Medium | 40 |  |  | Available |  |  | Class II | IK02 | 40 | 20 | 40 | 140 | -20 | 1 | 31 | White | 50/60Hz | Passive | LED | none | Panels | FiaLUX | Office. Public buildings. Schools |  | <19 | 4280 | No sensor |  | RG0 | 15994100086885 |  |  |  |  | >54000
93120222 | FiaLUX 2X2 S1 31W 830 19 | image | datasheet | deeplink | TUNGSRAM - FiaLUX - 3850lm - 31W - 3000K - 80CRI - 93120222[SKU] - Recessed / Surface / Suspended | 2.2 | Recessed / Surface / Suspended | LED | 1 | 31 | [8 empty] | CE. Morocco. UKCA | [6 empty] | 40 | 3000 | 595 x 595 x 26 |  | 220-240V |  | 10 | F | 80° | max 4 | >80 |  | 3000 |  |  | >=0.9 |  |  | >54000 | 127 |  |  |  | Medium | 40 |  |  | Available |  |  | Class II | IK02 | 40 | 20 | 40 | 140 | -20 | 1 | 31 | White | 50/60Hz | Passive | LED | none | Panels | FiaLUX | Office. Public buildings. Schools |  | <19 | 3850 | No sensor |  | RG0 | 15994100086892 |  |  |  |  | >54000
93120221 | FiaLUX 2X2 S1 27W 840 19 | image | datasheet | deeplink | TUNGSRAM - FiaLUX - 3770lm - 27W - 4000K - 80CRI - 93120221[SKU] - Recessed / Surface / Suspended | 2.2 | Recessed / Surface / Suspended | LED | 1 | 27 | [8 empty] | CE. Morocco. UKCA | [6 empty] | 40 | 4000 | 595 x 595 x 26 |  | 220-240V |  | 10 | E | 80° | max 4 | >80 |  | 4000 |  |  | >=0.9 |  |  | >54000 | 140 |  |  |  | Medium | 40 |  |  | Available |  |  | Class II | IK02 | 40 | 20 | 40 | 130 | -20 | 1 | 27 | White | 50/60Hz | Passive | LED | none | Panels | FiaLUX | Office. Public buildings. Schools |  | <19 | 3770 | No sensor |  | RG0 | 15994100086908 |  |  |  |  | >54000
93120220 | FiaLUX 2X2 S1 27W 830 19 | image | datasheet | deeplink | TUNGSRAM - FiaLUX - 3500lm - 27W - 3000K - 80CRI - 93120220[SKU] - Recessed / Surface / Suspended | 2.2 | Recessed / Surface / Suspended | LED | 1 | 27 | [8 empty] | CE. Morocco. UKCA | [6 empty] | 40 | 3000 | 595 x 595 x 26 |  | 220-240V |  | 10 | F | 80° | max 4 | >80 |  | 3000 |  |  | >=0.9 |  |  | >54000 | 130 |  |  |  | Medium | 40 |  |  | Available |  |  | Class II | IK02 | 40 | 20 | 40 | 130 | -20 | 1 | 27 | White | 50/60Hz | Passive | LED | none | Panels | FiaLUX | Office. Public buildings. Schools |  | <19 | 3500 | No sensor |  | RG0 | 15994100086915 |  |  |  |  | >54000
93120219 | FiaLUX 2X2 S2 21W 840 19 | image | datasheet | deeplink | TUNGSRAM - FiaLUX - 2900lm - 21W - 4000K - 80CRI - 93120219[SKU] - Recessed / Surface / Suspended | 2.2 | Recessed / Surface / Suspended | LED | 1 | 21 | [8 empty] | CE. Morocco. UKCA | [6 empty] | 40 | 4000 | 595 x 595 x 26 |  | 220-240V |  | 10 | E | 80° | max 4 | >80 |  | 4000 |  |  | >=0.9 |  |  | >54000 | 138 |  |  |  | Medium | 40 |  |  | Available |  |  | Class II | IK02 | 40 | 20 | 40 | 100 | -20 | 1 | 21 | White | 50/60Hz | Passive | LED | none | Panels | FiaLUX | Office. Public buildings. Schools |  | <19 | 2900 | No sensor |  | RG0 | 15994100086922 |  |  |  |  | >54000
93120218 | FiaLUX 2X2 S2 21W 830 19 | image | datasheet | deeplink | TUNGSRAM - FiaLUX - 2700lm - 21W - 3000K - 80CRI - 93120218[SKU] - Recessed / Surface / Suspended | 2.2 | Recessed / Surface / Suspended | LED | 1 | 21 | [8 empty] | CE. Morocco. UKCA | [6 empty] | 40 | 3000 | 595 x 595 x 26 |  | 220-240V |  | 10 | F | 80° | max 4 | >80 |  | 3000 |  |  | >=0.9 |  |  | >54000 | 129 |  |  |  | Medium | 40 |  |  | Available |  |  | Class II | IK02 | 40 | 20 | 40 | 100 | -20 | 1 | 21 | White | 50/60Hz | Passive | LED | none | Panels | FiaLUX | Office. Public buildings. Schools |  | <19 | 2700 | No sensor |  | RG0 | 15994100086939 |  |  |  |  | >54000
TBD | NBL/1/CF/90/2.7... | image | datasheet | deeplink | TUNGSRAM - Nobila - 9660lm - 91W - 2700K - 70CRI - TBD[SKU] - Post-top 45-76mm | 6.5 | Post-top 45-76mm | LED | 1 | 91 | [8 empty] | CE. ENEC | [6 empty] | 66 | 2700 | 360x354x571 |  | 220-240V |  | 5 |  |  |  | 70 |  | 2700 |  | 62000 |  | 100000 |  |  | 106.15 |  |  | 9 | CF |  | <10% (100.000 hours) |  | Available | 727/559 | CIE(x=0.4578; y=0.4101) 5SDCM | Class I Class II | IK08 |  |  | 50 | 470 | -40 | 1 | 91 | RAL9005 | 50-60Hz | Passive | LED | dimmable | Decorative&Pedestrian | Nobila | Decorative&Pedestrian |  |  | 9660 | No Sensor
TBD | NBL/1/CE/90/2.7... | image | datasheet | deeplink | TUNGSRAM - Nobila - 9650lm - 91W - 2700K - 70CRI - TBD[SKU] - Post-top 45-76mm | 6.5 | Post-top 45-76mm | LED | 1 | 91 | [8 empty] | CE. ENEC | [6 empty] | 66 | 2700 | 360x354x571 |  | 220-240V |  | 5 |  |  |  | 70 |  | 2700 |  | 62000 |  | 100000 |  |  | 106.04 |  |  | 9 | CE |  | <10% (100.000 hours) |  | Available | 727/559 | CIE(x=0.4578; y=0.4101) 5SDCM | Class I Class II | IK08 |  |  | 50 | 470 | -40 | 1 | 91 | RAL9005 | 50-60Hz | Passive | LED | dimmable | Decorative&Pedestrian | Nobila | Decorative&Pedestrian |  |  | 9650 | No Sensor
TBD | NBL/1/CC/90/2.7... | image | datasheet | deeplink | TUNGSRAM - Nobila - 9560lm - 91W - 2700K - 70CRI - TBD[SKU] - Post-top 45-76mm | 6.5 | Post-top 45-76mm | LED | 1 | 91 | [8 empty] | CE. ENEC | [6 empty] | 66 | 2700 | 360x354x571 |  | 220-240V |  | 5 |  |  |  | 70 |  | 2700 |  | 62000 |  | 100000 |  |  | 105.05 |  |  | 9 | CC |  | <10% (100.000 hours) |  | Available | 727/559 | CIE(x=0.4578; y=0.4101) 5SDCM | Class I Class II | IK08 |  |  | 50 | 470 | -40 | 1 | 91 | RAL9005 | 50-60Hz | Passive | LED | dimmable | Decorative&Pedestrian | Nobila | Decorative&Pedestrian |  |  | 9560 | No Sensor
TBD | NBL/1/SF/90/2.7... | image | datasheet | deeplink | TUNGSRAM - Nobila - 9720lm - 91W - 2700K - 70CRI - TBD[SKU] - Post-top 45-76mm | 6.5 | Post-top 45-76mm | LED | 1 | 91 | [8 empty] | CE. ENEC | [6 empty] | 66 | 2700 | 360x354x571 |  | 220-240V |  | 5 |  |  |  | 70 |  | 2700 |  | 62000 |  | 100000 |  |  | 106.81 |  |  | 9 | SF |  | <10% (100.000 hours) |  | Available | 727/559 | CIE(x=0.4578; y=0.4101) 5SDCM | Class I Class II | IK08 |  |  | 50 | 470 | -40 | 1 | 91 | RAL9005 | 50-60Hz | Passive | LED | dimmable | Decorative&Pedestrian | Nobila | Decorative&Pedestrian |  |  | 9720 | No Sensor
TBD | NBL/1/SE/90/2.7... | image | datasheet | deeplink | TUNGSRAM - Nobila - 9720lm - 91W - 2700K - 70CRI - TBD[SKU] - Post-top 45-76mm | 6.5 | Post-top 45-76mm | LED | 1 | 91 | [8 empty] | CE. ENEC | [6 empty] | 66 | 2700 | 360x354x571 |  | 220-240V |  | 5 |  |  |  | 70 |  | 2700 |  | 62000 |  | 100000 |  |  | 106.81 |  |  | 9 | SE |  | <10% (100.000 hours) |  | Available | 727/559 | CIE(x=0.4578; y=0.4101) 5SDCM | Class I Class II | IK08 |  |  | 50 | 470 | -40 | 1 | 91 | RAL9005 | 50-60Hz | Passive | LED | dimmable | Decorative&Pedestrian | Nobila | Decorative&Pedestrian |  |  | 9720 | No Sensor
TBD | NBL/1/SC/90/2.7... | image | datasheet | deeplink | TUNGSRAM - Nobila - 9590lm - 91W - 2700K - 70CRI - TBD[SKU] - Post-top 45-76mm | 6.5 | Post-top 45-76mm | LED | 1 | 91 | [8 empty] | CE. ENEC | [6 empty] | 66 | 2700 | 360x354x571 |  | 220-240V |  | 5 |  |  |  | 70 |  | 2700 |  | 62000 |  | 100000 |  |  | 105.38 |  |  | 9 | SC |  | <10% (100.000 hours) |  | Available | 727/559 | CIE(x=0.4578; y=0.4101) 5SDCM | Class I Class II | IK08 |  |  | 50 | 470 | -40 | 1 | 91 | RAL9005 | 50-60Hz | Passive | LED | dimmable | Decorative&Pedestrian | Nobila | Decorative&Pedestrian |  |  | 9590 | No Sensor
TBD | NBL/1/AF/90/2.7... | image | datasheet | deeplink | TUNGSRAM - Nobila - 9880lm - 91W - 2700K - 70CRI - TBD[SKU] - Post-top 45-76mm | 6.5 | Post-top 45-76mm | LED | 1 | 91 | [8 empty] | CE. ENEC | [6 empty] | 66 | 2700 | 360x354x571 |  | 220-240V |  | 5 |  |  |  | 70 |  | 2700 |  | 62000 |  | 100000 |  |  | 108.57 |  |  | 9 | AF |  | <10% (100.000 hours) |  | Available | 727/559 | CIE(x=0.4578; y=0.4101) 5SDCM | Class I Class II | IK08 |  |  | 50 | 470 | -40 | 1 | 91 | RAL9005 | 50-60Hz | Passive | LED | dimmable | Decorative&Pedestrian | Nobila | Decorative&Pedestrian |  |  | 9880 | No Sensor
TBD | NBL/1/AE/90/2.7... | image | datasheet | deeplink | TUNGSRAM - Nobila - 9840lm - 91W - 2700K - 70CRI - TBD[SKU] - Post-top 45-76mm | 6.5 | Post-top 45-76mm | LED | 1 | 91 | [8 empty] | CE. ENEC | [6 empty] | 66 | 2700 | 360x354x571 |  | 220-240V |  | 5 |  |  |  | 70 |  | 2700 |  | 62000 |  | 100000 |  |  | 108.13 |  |  | 9 | AE |  | <10% (100.000 hours) |  | Available | 727/559 | CIE(x=0.4578; y=0.4101) 5SDCM | Class I Class II | IK08 |  |  | 50 | 470 | -40 | 1 | 91 | RAL9005 | 50-60Hz | Passive | LED | dimmable | Decorative&Pedestrian | Nobila | Decorative&Pedestrian |  |  | 9840 | No Sensor
TBD | NBL/1/AC/90/2.7... | image | datasheet | deeplink | TUNGSRAM - Nobila - 9720lm - 91W - 2700K - 70CRI - TBD[SKU] - Post-top 45-76mm | 6.5 | Post-top 45-76mm | LED | 1 | 91 | [8 empty] | CE. ENEC | [6 empty] | 66 | 2700 | 360x354x571 |  | 220-240V |  | 5 |  |  |  | 70 |  | 2700 |  | 62000 |  | 100000 |  |  | 106.81 |  |  | 9 | AC |  | <10% (100.000 hours) |  | Available | 727/559 | CIE(x=0.4578; y=0.4101) 5SDCM | Class I Class II | IK08 |  |  | 50 | 470 | -40 | 1 | 91 | RAL9005 | 50-60Hz | Passive | LED | dimmable | Decorative&Pedestrian | Nobila | Decorative&Pedestrian |  |  | 9720 | No Sensor
TBD | NBL/1/CF/80/2.7... | image | datasheet | deeplink | TUNGSRAM - Nobila - 8800lm - 81W - 2700K - 70CRI - TBD[SKU] - Post-top 45-76mm | 6.5 | Post-top 45-76mm | LED | 1 | 81 | [8 empty] | CE. ENEC | [6 empty] | 66 | 2700 | 360x354x571 |  | 220-240V |  | 5 |  |  |  | 70 |  | 2700 |  | 62000 |  | 100000 |  |  | 108.64 |  |  | 9 | CF |  | <10% (100.000 hours) |  | Available | 727/559 | CIE(x=0.4578; y=0.4101) 5SDCM | Class I Class II | IK08 |  |  | 50 | 430 | -40 | 1 | 81 | RAL9005 | 50-60Hz | Passive | LED | dimmable | Decorative&Pedestrian | Nobila | Decorative&Pedestrian |  |  | 8800 | No Sensor
TBD | NBL/1/CE/80/2.7... | image | datasheet | deeplink | TUNGSRAM - Nobila - 8790lm - 81W - 2700K - 70CRI - TBD[SKU] - Post-top 45-76mm | 6.5 | Post-top 45-76mm | LED | 1 | 81 | [8 empty] | CE. ENEC | [6 empty] | 66 | 2700 | 360x354x571 |  | 220-240V |  | 5 |  |  |  | 70 |  | 2700 |  | 62000 |  | 100000 |  |  | 108.52 |  |  | 9 | CE |  | <10% (100.000 hours) |  | Available | 727/559 | CIE(x=0.4578; y=0.4101) 5SDCM | Class I Class II | IK08 |  |  | 50 | 430 | -40 | 1 | 81 | RAL9005 | 50-60Hz | Passive | LED | dimmable | Decorative&Pedestrian | Nobila | Decorative&Pedestrian |  |  | 8790 | No Sensor
TBD | NBL/1/CC/80/2.7... | image | datasheet | deeplink | TUNGSRAM - Nobila - 8700lm - 81W - 2700K - 70CRI - TBD[SKU] - Post-top 45-76mm | 6.5 | Post-top 45-76mm | LED | 1 | 81 | [8 empty] | CE. ENEC | [6 empty] | 66 | 2700 | 360x354x571 |  | 220-240V |  | 5 |  |  |  | 70 |  | 2700 |  | 62000 |  | 100000 |  |  | 107.41 |  |  | 9 | CC |  | <10% (100.000 hours) |  | Available | 727/559 | CIE(x=0.4578; y=0.4101) 5SDCM | Class I Class II | IK08 |  |  | 50 | 430 | -40 | 1 | 81 | RAL9005 | 50-60Hz | Passive | LED | dimmable | Decorative&Pedestrian | Nobila | Decorative&Pedestrian |  |  | 8700 | No Sensor
TBD | NBL/1/SF/80/2.7... | image | datasheet | deeplink | TUNGSRAM - Nobila - 8840lm - 81W - 2700K - 70CRI - TBD[SKU] - Post-top 45-76mm | 6.5 | Post-top 45-76mm | LED | 1 | 81 | [8 empty] | CE. ENEC | [6 empty] | 66 | 2700 | 360x354x571 |  | 220-240V |  | 5 |  |  |  | 70 |  | 2700 |  | 62000 |  | 100000 |  |  | 109.14 |  |  | 9 | SF |  | <10% (100.000 hours) |  | Available | 727/559 | CIE(x=0.4578; y=0.4101) 5SDCM | Class I Class II | IK08 |  |  | 50 | 430 | -40 | 1 | 81 | RAL9005 | 50-60Hz | Passive | LED | dimmable | Decorative&Pedestrian | Nobila | Decorative&Pedestrian |  |  | 8840 | No Sensor
TBD | NBL/1/SE/80/2.7... | image | datasheet | deeplink | TUNGSRAM - Nobila - 8840lm - 81W - 2700K - 70CRI - TBD[SKU] - Post-top 45-76mm | 6.5 | Post-top 45-76mm | LED | 1 | 81 | [8 empty] | CE. ENEC | [6 empty] | 66 | 2700 | 360x354x571 |  | 220-240V |  | 5 |  |  |  | 70 |  | 2700 |  | 62000 |  | 100000 |  |  | 109.14 |  |  | 9 | SE |  | <10% (100.000 hours) |  | Available | 727/559 | CIE(x=0.4578; y=0.4101) 5SDCM | Class I Class II | IK08 |  |  | 50 | 430 | -40 | 1 | 81 | RAL9005 | 50-60Hz | Passive | LED | dimmable | Decorative&Pedestrian | Nobila | Decorative&Pedestrian |  |  | 8840 | No Sensor
TBD | NBL/1/SC/80/2.7... | image | datasheet | deeplink | TUNGSRAM - Nobila - 8720lm - 81W - 2700K - 70CRI - TBD[SKU] - Post-top 45-76mm | 6.5 | Post-top 45-76mm | LED | 1 | 81 | [8 empty] | CE. ENEC | [6 empty] | 66 | 2700 | 360x354x571 |  | 220-240V |  | 5 |  |  |  | 70 |  | 2700 |  | 62000 |  | 100000 |  |  | 107.65 |  |  | 9 | SC |  | <10% (100.000 hours) |  | Available | 727/559 | CIE(x=0.4578; y=0.4101) 5SDCM | Class I Class II | IK08 |  |  | 50 | 430 | -40 | 1 | 81 | RAL9005 | 50-60Hz | Passive | LED | dimmable | Decorative&Pedestrian | Nobila | Decorative&Pedestrian |  |  | 8720 | No Sensor
TBD | NBL/1/AF/80/2.7... | image | datasheet | deeplink | TUNGSRAM - Nobila - 8990lm - 81W - 2700K - 70CRI - TBD[SKU] - Post-top 45-76mm | 6.5 | Post-top 45-76mm | LED | 1 | 81 | [8 empty] | CE. ENEC | [6 empty] | 66 | 2700 | 360x354x571 |  | 220-240V |  | 5 |  |  |  | 70 |  | 2700 |  | 62000 |  | 100000 |  |  | 110.99 |  |  | 9 | AF |  | <10% (100.000 hours) |  | Available | 727/559 | CIE(x=0.4578; y=0.4101) 5SDCM | Class I Class II | IK08 |  |  | 50 | 430 | -40 | 1 | 81 | RAL9005 | 50-60Hz | Passive | LED | dimmable | Decorative&Pedestrian | Nobila | Decorative&Pedestrian |  |  | 8990 | No Sensor
TBD | NBL/1/AE/80/2.7... | image | datasheet | deeplink | TUNGSRAM - Nobila - 8950lm - 81W - 2700K - 70CRI - TBD[SKU] - Post-top 45-76mm | 6.5 | Post-top 45-76mm | LED | 1 | 81 | [8 empty] | CE. ENEC | [6 empty] | 66 | 2700 | 360x354x571 |  | 220-240V |  | 5 |  |  |  | 70 |  | 2700 |  | 62000 |  | 100000 |  |  | 110.49 |  |  | 9 | AE |  | <10% (100.000 hours) |  | Available | 727/559 | CIE(x=0.4578; y=0.4101) 5SDCM | Class I Class II | IK08 |  |  | 50 | 430 | -40 | 1 | 81 | RAL9005 | 50-60Hz | Passive | LED | dimmable | Decorative&Pedestrian | Nobila | Decorative&Pedestrian |  |  | 8950 | No Sensor
TBD | NBL/1/AC/80/2.7... | image | datasheet | deeplink | TUNGSRAM - Nobila - 8840lm - 81W - 2700K - 70CRI - TBD[SKU] - Post-top 45-76mm | 6.5 | Post-top 45-76mm | LED | 1 | 81 | [8 empty] | CE. ENEC | [6 empty] | 66 | 2700 | 360x354x571 |  | 220-240V |  | 5 |  |  |  | 70 |  | 2700 |  | 62000 |  | 100000 |  |  | 109.14 |  |  | 9 | AC |  | <10% (100.000 hours) |  | Available | 727/559 | CIE(x=0.4578; y=0.4101) 5SDCM | Class I Class II | IK08 |  |  | 50 | 430 | -40 | 1 | 81 | RAL9005 | 50-60Hz | Passive | LED | dimmable | Decorative&Pedestrian | Nobila | Decorative&Pedestrian |  |  | 8840 | No Sensor
TBD | NBL/1/CF/70/2.7... | image | datasheet | deeplink | TUNGSRAM - Nobila - 7830lm - 71W - 2700K - 70CRI - TBD[SKU] - Post-top 45-76mm | 6.5 | Post-top 45-76mm | LED | 1 | 71 | [8 empty] | CE. ENEC | [6 empty] | 66 | 2700 | 360x354x571 |  | 220-240V |  | 5 |  |  |  | 70 |  | 2700 |  | 62000 |  | 100000 |  |  | 110.28 |  |  | 9 | CF |  | <10% (100.000 hours) |  | Available | 727/559 | CIE(x=0.4578; y=0.4101) 5SDCM | Class I Class II | IK08 |  |  | 50 | 370 | -40 | 1 | 71 | RAL9005 | 50-60Hz | Passive | LED | dimmable | Decorative&Pedestrian | Nobila | Decorative&Pedestrian |  |  | 7830 | No Sensor
TBD | NBL/1/CE/70/2.7... | image | datasheet | deeplink | TUNGSRAM - Nobila - 7820lm - 71W - 2700K - 70CRI - TBD[SKU] - Post-top 45-76mm | 6.5 | Post-top 45-76mm | LED | 1 | 71 | [8 empty] | CE. ENEC | [6 empty] | 66 | 2700 | 360x354x571 |  | 220-240V |  | 5 |  |  |  | 70 |  | 2700 |  | 62000 |  | 100000 |  |  | 110.14 |  |  | 9 | CE |  | <10% (100.000 hours) |  | Available | 727/559 | CIE(x=0.4578; y=0.4101) 5SDCM | Class I Class II | IK08 |  |  | 50 | 370 | -40 | 1 | 71 | RAL9005 | 50-60Hz | Passive | LED | dimmable | Decorative&Pedestrian | Nobila | Decorative&Pedestrian |  |  | 7820 | No Sensor
TBD | NBL/1/CC/70/2.7... | image | datasheet | deeplink | TUNGSRAM - Nobila - 7750lm - 71W - 2700K - 70CRI - TBD[SKU] - Post-top 45-76mm | 6.5 | Post-top 45-76mm | LED | 1 | 71 | [8 empty] | CE. ENEC | [6 empty] | 66 | 2700 | 360x354x571 |  | 220-240V |  | 5 |  |  |  | 70 |  | 2700 |  | 62000 |  | 100000 |  |  | 109.15 |  |  | 9 | CC |  | <10% (100.000 hours) |  | Available | 727/559 | CIE(x=0.4578; y=0.4101) 5SDCM | Class I Class II | IK08 |  |  | 50 | 370 | -40 | 1 | 71 | RAL9005 | 50-60Hz | Passive | LED | dimmable | Decorative&Pedestrian | Nobila | Decorative&Pedestrian |  |  | 7750 | No Sensor
TBD | NBL/1/SF/70/2.7... | image | datasheet | deeplink | TUNGSRAM - Nobila - 7880lm - 71W - 2700K - 70CRI - TBD[SKU] - Post-top 45-76mm | 6.5 | Post-top 45-76mm | LED | 1 | 71 | [8 empty] | CE. ENEC | [6 empty] | 66 | 2700 | 360x354x571 |  | 220-240V |  | 5 |  |  |  | 70 |  | 2700 |  | 62000 |  | 100000 |  |  | 110.99 |  |  | 9 | SF |  | <10% (100.000 hours) |  | Available | 727/559 | CIE(x=0.4578; y=0.4101) 5SDCM | Class I Class II | IK08 |  |  | 50 | 370 | -40 | 1 | 71 | RAL9005 | 50-60Hz | Passive | LED | dimmable | Decorative&Pedestrian | Nobila | Decorative&Pedestrian |  |  | 7880 | No Sensor
TBD | NBL/1/SE/70/2.7... | image | datasheet | deeplink | TUNGSRAM - Nobila - 7880lm - 71W - 2700K - 70CRI - TBD[SKU] - Post-top 45-76mm | 6.5 | Post-top 45-76mm | LED | 1 | 71 | [8 empty] | CE. ENEC | [6 empty] | 66 | 2700 | 360x354x571 |  | 220-240V |  | 5 |  |  |  | 70 |  | 2700 |  | 62000 |  | 100000 |  |  | 110.99 |  |  | 9 | SE |  | <10% (100.000 hours) |  | Available | 727/559 | CIE(x=0.4578; y=0.4101) 5SDCM | Class I Class II | IK08 |  |  | 50 | 370 | -40 | 1 | 71 | RAL9005 | 50-60Hz | Passive | LED | dimmable | Decorative&Pedestrian | Nobila | Decorative&Pedestrian |  |  | 7880 | No Sensor
TBD | NBL/1/SC/70/2.7... | image | datasheet | deeplink | TUNGSRAM - Nobila - 7760lm - 71W - 2700K - 70CRI - TBD[SKU] - Post-top 45-76mm | 6.5 | Post-top 45-76mm | LED | 1 | 71 | [8 empty] | CE. ENEC | [6 empty] | 66 | 2700 | 360x354x571 |  | 220-240V |  | 5 |  |  |  | 70 |  | 2700 |  | 62000 |  | 100000 |  |  | 109.3 |  |  | 9 | SC |  | <10% (100.000 hours) |  | Available | 727/559 | CIE(x=0.4578; y=0.4101) 5SDCM | Class I Class II | IK08 |  |  | 50 | 370 | -40 | 1 | 71 | RAL9005 | 50-60Hz | Passive | LED | dimmable | Decorative&Pedestrian | Nobila | Decorative&Pedestrian |  |  | 7760 | No Sensor
TBD | NBL/1/AF/70/2.7... | image | datasheet | deeplink | TUNGSRAM - Nobila - 8010lm - 71W - 2700K - 70CRI - TBD[SKU] - Post-top 45-76mm | 6.5 | Post-top 45-76mm | LED | 1 | 71 | [8 empty] | CE. ENEC | [6 empty] | 66 | 2700 | 360x354x571 |  | 220-240V |  | 5 |  |  |  | 70 |  | 2700 |  | 62000 |  | 100000 |  |  | 112.82 |  |  | 9 | AF |  | <10% (100.000 hours) |  | Available | 727/559 | CIE(x=0.4578; y=0.4101) 5SDCM | Class I Class II | IK08 |  |  | 50 | 370 | -40 | 1 | 71 | RAL9005 | 50-60Hz | Passive | LED | dimmable | Decorative&Pedestrian | Nobila | Decorative&Pedestrian |  |  | 8010 | No Sensor
TBD | NBL/1/AE/70/2.7... | image | datasheet | deeplink | TUNGSRAM - Nobila - 7970lm - 71W - 2700K - 70CRI - TBD[SKU] - Post-top 45-76mm | 6.5 | Post-top 45-76mm | LED | 1 | 71 | [8 empty] | CE. ENEC | [6 empty] | 66 | 2700 | 360x354x571 |  | 220-240V |  | 5 |  |  |  | 70 |  | 2700 |  | 62000 |  | 100000 |  |  | 112.25 |  |  | 9 | AE |  | <10% (100.000 hours) |  | Available | 727/559 | CIE(x=0.4578; y=0.4101) 5SDCM | Class I Class II | IK08 |  |  | 50 | 370 | -40 | 1 | 71 | RAL9005 | 50-60Hz | Passive | LED | dimmable | Decorative&Pedestrian | Nobila | Decorative&Pedestrian |  |  | 7970 | No Sensor
TBD | NBL/1/AC/70/2.7... | image | datasheet | deeplink | TUNGSRAM - Nobila - 7880lm - 71W - 2700K - 70CRI - TBD[SKU] - Post-top 45-76mm | 6.5 | Post-top 45-76mm | LED | 1 | 71 | [8 empty] | CE. ENEC | [6 empty] | 66 | 2700 | 360x354x571 |  | 220-240V |  | 5 |  |  |  | 70 |  | 2700 |  | 62000 |  | 100000 |  |  | 110.99 |  |  | 9 | AC |  | <10% (100.000 hours) |  | Available | 727/559 | CIE(x=0.4578; y=0.4101) 5SDCM | Class I Class II | IK08 |  |  | 50 | 370 | -40 | 1 | 71 | RAL9005 | 50-60Hz | Passive | LED | dimmable | Decorative&Pedestrian | Nobila | Decorative&Pedestrian |  |  | 7880 | No Sensor
TBD | NBL/1/CF/60/2.7... | image | datasheet | deeplink | TUNGSRAM - Nobila - 7250lm - 62W - 2700K - 70CRI - TBD[SKU] - Post-top 45-76mm | 6.5 | Post-top 45-76mm | LED | 1 | 62 | [8 empty] | CE. ENEC | [6 empty] | 66 | 2700 | 360x354x571 |  | 220-240V |  | 5 |  |  |  | 70 |  | 2700 |  | 62000 |  | 100000 |  |  | 116.94 |  |  | 9 | CF |  | <10% (100.000 hours) |  | Available | 727/559 | CIE(x=0.4578; y=0.4101) 5SDCM | Class I Class II | IK08 |  |  | 50 | 310 | -40 | 1 | 62 | RAL9005 | 50-60Hz | Passive | LED | dimmable | Decorative&Pedestrian | Nobila | Decorative&Pedestrian |  |  | 7250 | No Sensor
TBD | NBL/1/CE/60/2.7... | image | datasheet | deeplink | TUNGSRAM - Nobila - 7250lm - 62W - 2700K - 70CRI - TBD[SKU] - Post-top 45-76mm | 6.5 | Post-top 45-76mm | LED | 1 | 62 | [8 empty] | CE. ENEC | [6 empty] | 66 | 2700 | 360x354x571 |  | 220-240V |  | 5 |  |  |  | 70 |  | 2700 |  | 62000 |  | 100000 |  |  | 116.94 |  |  | 9 | CE |  | <10% (100.000 hours) |  | Available | 727/559 | CIE(x=0.4578; y=0.4101) 5SDCM | Class I Class II | IK08 |  |  | 50 | 310 | -40 | 1 | 62 | RAL9005 | 50-60Hz | Passive | LED | dimmable | Decorative&Pedestrian | Nobila | Decorative&Pedestrian |  |  | 7250 | No Sensor
TBD | NBL/1/CC/60/2.7... | image | datasheet | deeplink | TUNGSRAM - Nobila - 7180lm - 62W - 2700K - 70CRI - TBD[SKU] - Post-top 45-76mm | 6.5 | Post-top 45-76mm | LED | 1 | 62 | [8 empty] | CE. ENEC | [6 empty] | 66 | 2700 | 360x354x571 |  | 220-240V |  | 5 |  |  |  | 70 |  | 2700 |  | 62000 |  | 100000 |  |  | 115.81 |  |  | 9 | CC |  | <10% (100.000 hours) |  | Available | 727/559 | CIE(x=0.4578; y=0.4101) 5SDCM | Class I Class II | IK08 |  |  | 50 | 310 | -40 | 1 | 62 | RAL9005 | 50-60Hz | Passive | LED | dimmable | Decorative&Pedestrian | Nobila | Decorative&Pedestrian |  |  | 7180 | No Sensor
TBD | NBL/1/SF/60/2.7... | image | datasheet | deeplink | TUNGSRAM - Nobila - 7300lm - 62W - 2700K - 70CRI - TBD[SKU] - Post-top 45-76mm | 6.5 | Post-top 45-76mm | LED | 1 | 62 | [8 empty] | CE. ENEC | [6 empty] | 66 | 2700 | 360x354x571 |  | 220-240V |  | 5 |  |  |  | 70 |  | 2700 |  | 62000 |  | 100000 |  |  | 117.74 |  |  | 9 | SF |  | <10% (100.000 hours) |  | Available | 727/559 | CIE(x=0.4578; y=0.4101) 5SDCM | Class I Class II | IK08 |  |  | 50 | 310 | -40 | 1 | 62 | RAL9005 | 50-60Hz | Passive | LED | dimmable | Decorative&Pedestrian | Nobila | Decorative&Pedestrian |  |  | 7300 | No Sensor
TBD | NBL/1/SE/60/2.7... | image | datasheet | deeplink | TUNGSRAM - Nobila - 7300lm - 62W - 2700K - 70CRI - TBD[SKU] - Post-top 45-76mm | 6.5 | Post-top 45-76mm | LED | 1 | 62 | [8 empty] | CE. ENEC | [6 empty] | 66 | 2700 | 360x354x571 |  | 220-240V |  | 5 |  |  |  | 70 |  | 2700 |  | 62000 |  | 100000 |  |  | 117.74 |  |  | 9 | SE |  | <10% (100.000 hours) |  | Available | 727/559 | CIE(x=0.4578; y=0.4101) 5SDCM | Class I Class II | IK08 |  |  | 50 | 310 | -40 | 1 | 62 | RAL9005 | 50-60Hz | Passive | LED | dimmable | Decorative&Pedestrian | Nobila | Decorative&Pedestrian |  |  | 7300 | No Sensor
TBD | NBL/1/SC/60/2.7... | image | datasheet | deeplink | TUNGSRAM - Nobila - 7200lm - 62W - 2700K - 70CRI - TBD[SKU] - Post-top 45-76mm | 6.5 | Post-top 45-76mm | LED | 1 | 62 | [8 empty] | CE. ENEC | [6 empty] | 66 | 2700 | 360x354x571 |  | 220-240V |  | 5 |  |  |  | 70 |  | 2700 |  | 62000 |  | 100000 |  |  | 116.13 |  |  | 9 | SC |  | <10% (100.000 hours) |  | Available | 727/559 | CIE(x=0.4578; y=0.4101) 5SDCM | Class I Class II | IK08 |  |  | 50 | 310 | -40 | 1 | 62 | RAL9005 | 50-60Hz | Passive | LED | dimmable | Decorative&Pedestrian | Nobila | Decorative&Pedestrian |  |  | 7200 | No Sensor
TBD | NBL/1/AF/60/2.7... | image | datasheet | deeplink | TUNGSRAM - Nobila - 7420lm - 62W - 2700K - 70CRI - TBD[SKU] - Post-top 45-76mm | 6.5 | Post-top 45-76mm | LED | 1 | 62 | [8 empty] | CE. ENEC | [6 empty] | 66 | 2700 | 360x354x571 |  | 220-240V |  | 5 |  |  |  | 70 |  | 2700 |  | 62000 |  | 100000 |  |  | 119.68 |  |  | 9 | AF |  | <10% (100.000 hours) |  | Available | 727/559 | CIE(x=0.4578; y=0.4101) 5SDCM | Class I Class II | IK08 |  |  | 50 | 310 | -40 | 1 | 62 | RAL9005 | 50-60Hz | Passive | LED | dimmable | Decorative&Pedestrian | Nobila | Decorative&Pedestrian |  |  | 7420 | No Sensor
TBD | NBL/1/AE/60/2.7... | image | datasheet | deeplink | TUNGSRAM - Nobila - 7380lm - 62W - 2700K - 70CRI - TBD[SKU] - Post-top 45-76mm | 6.5 | Post-top 45-76mm | LED | 1 | 62 | [8 empty] | CE. ENEC | [6 empty] | 66 | 2700 | 360x354x571 |  | 220-240V |  | 5 |  |  |  | 70 |  | 2700 |  | 62000 |  | 100000 |  |  | 119.03 |  |  | 9 | AE |  | <10% (100.000 hours) |  | Available | 727/559 | CIE(x=0.4578; y=0.4101) 5SDCM | Class I Class II | IK08 |  |  | 50 | 310 | -40 | 1 | 62 | RAL9005 | 50-60Hz | Passive | LED | dimmable | Decorative&Pedestrian | Nobila | Decorative&Pedestrian |  |  | 7380 | No Sensor
TBD | NBL/1/AC/60/2.7... | image | datasheet | deeplink | TUNGSRAM - Nobila - 7300lm - 62W - 2700K - 70CRI - TBD[SKU] - Post-top 45-76mm | 6.5 | Post-top 45-76mm | LED | 1 | 62 | [8 empty] | CE. ENEC | [6 empty] | 66 | 2700 | 360x354x571 |  | 220-240V |  | 5 |  |  |  | 70 |  | 2700 |  | 62000 |  | 100000 |  |  | 117.74 |  |  | 9 | AC |  | <10% (100.000 hours) |  | Available | 727/559 | CIE(x=0.4578; y=0.4101) 5SDCM | Class I Class II | IK08 |  |  | 50 | 310 | -40 | 1 | 62 | RAL9005 | 50-60Hz | Passive | LED | dimmable | Decorative&Pedestrian | Nobila | Decorative&Pedestrian |  |  | 7300 | No Sensor
TBD | NBL/1/CF/50/2.7... | image | datasheet | deeplink | TUNGSRAM - Nobila - 6160lm - 51W - 2700K - 70CRI - TBD[SKU] - Post-top 45-76mm | 6.5 | Post-top 45-76mm | LED | 1 | 51 | [8 empty] | CE. ENEC | [6 empty] | 66 | 2700 | 360x354x571 |  | 220-240V |  | 5 |  |  |  | 70 |  | 2700 |  | 62000 |  | 100000 |  |  | 120.78 |  |  | 9 | CF |  | <10% (100.000 hours) |  | Available | 727/559 | CIE(x=0.4578; y=0.4101) 5SDCM | Class I Class II | IK08 |  |  | 50 | 260 | -40 | 1 | 51 | RAL9005 | 50-60Hz | Passive | LED | dimmable | Decorative&Pedestrian | Nobila | Decorative&Pedestrian |  |  | 6160 | No Sensor
TBD | NBL/1/CE/50/2.7... | image | datasheet | deeplink | TUNGSRAM - Nobila - 6160lm - 51W - 2700K - 70CRI - TBD[SKU] - Post-top 45-76mm | 6.5 | Post-top 45-76mm | LED | 1 | 51 | [8 empty] | CE. ENEC | [6 empty] | 66 | 2700 | 360x354x571 |  | 220-240V |  | 5 |  |  |  | 70 |  | 2700 |  | 62000 |  | 100000 |  |  | 120.78 |  |  | 9 | CE |  | <10% (100.000 hours) |  | Available | 727/559 | CIE(x=0.4578; y=0.4101) 5SDCM | Class I Class II | IK08 |  |  | 50 | 260 | -40 | 1 | 51 | RAL9005 | 50-60Hz | Passive | LED | dimmable | Decorative&Pedestrian | Nobila | Decorative&Pedestrian |  |  | 6160 | No Sensor
TBD | NBL/1/CC/50/2.7... | image | datasheet | deeplink | TUNGSRAM - Nobila - 6100lm - 51W - 2700K - 70CRI - TBD[SKU] - Post-top 45-76mm | 6.5 | Post-top 45-76mm | LED | 1 | 51 | [8 empty] | CE. ENEC | [6 empty] | 66 | 2700 | 360x354x571 |  | 220-240V |  | 5 |  |  |  | 70 |  | 2700 |  | 62000 |  | 100000 |  |  | 119.61 |  |  | 9 | CC |  | <10% (100.000 hours) |  | Available | 727/559 | CIE(x=0.4578; y=0.4101) 5SDCM | Class I Class II | IK08 |  |  | 50 | 260 | -40 | 1 | 51 | RAL9005 | 50-60Hz | Passive | LED | dimmable | Decorative&Pedestrian | Nobila | Decorative&Pedestrian |  |  | 6100 | No Sensor
TBD | NBL/1/SF/50/2.7... | image | datasheet | deeplink | TUNGSRAM - Nobila - 6200lm - 51W - 2700K - 70CRI - TBD[SKU] - Post-top 45-76mm | 6.5 | Post-top 45-76mm | LED | 1 | 51 | [8 empty] | CE. ENEC | [6 empty] | 66 | 2700 | 360x354x571 |  | 220-240V |  | 5 |  |  |  | 70 |  | 2700 |  | 62000 |  | 100000 |  |  | 121.57 |  |  | 9 | SF |  | <10% (100.000 hours) |  | Available | 727/559 | CIE(x=0.4578; y=0.4101) 5SDCM | Class I Class II | IK08 |  |  | 50 | 260 | -40 | 1 | 51 | RAL9005 | 50-60Hz | Passive | LED | dimmable | Decorative&Pedestrian | Nobila | Decorative&Pedestrian |  |  | 6200 | No Sensor
TBD | NBL/1/SE/50/2.7... | image | datasheet | deeplink | TUNGSRAM - Nobila - 6200lm - 51W - 2700K - 70CRI - TBD[SKU] - Post-top 45-76mm | 6.5 | Post-top 45-76mm | LED | 1 | 51 | [8 empty] | CE. ENEC | [6 empty] | 66 | 2700 | 360x354x571 |  | 220-240V |  | 5 |  |  |  | 70 |  | 2700 |  | 62000 |  | 100000 |  |  | 121.57 |  |  | 9 | SE |  | <10% (100.000 hours) |  | Available | 727/559 | CIE(x=0.4578; y=0.4101) 5SDCM | Class I Class II | IK08 |  |  | 50 | 260 | -40 | 1 | 51 | RAL9005 | 50-60Hz | Passive | LED | dimmable | Decorative&Pedestrian | Nobila | Decorative&Pedestrian |  |  | 6200 | No Sensor
TBD | NBL/1/SC/50/2.7... | image | datasheet | deeplink | TUNGSRAM - Nobila - 6120lm - 51W - 2700K - 70CRI - TBD[SKU] - Post-top 45-76mm | 6.5 | Post-top 45-76mm | LED | 1 | 51 | [8 empty] | CE. ENEC | [6 empty] | 66 | 2700 | 360x354x571 |  | 220-240V |  | 5 |  |  |  | 70 |  | 2700 |  | 62000 |  | 100000 |  |  | 120 |  |  | 9 | SC |  | <10% (100.000 hours) |  | Available | 727/559 | CIE(x=0.4578; y=0.4101) 5SDCM | Class I Class II | IK08 |  |  | 50 | 260 | -40 | 1 | 51 | RAL9005 | 50-60Hz | Passive | LED | dimmable | Decorative&Pedestrian | Nobila | Decorative&Pedestrian |  |  | 6120 | No Sensor
TBD | NBL/1/AF/50/2.7... | image | datasheet | deeplink | TUNGSRAM - Nobila - 6300lm - 51W - 2700K - 70CRI - TBD[SKU] - Post-top 45-76mm | 6.5 | Post-top 45-76mm | LED | 1 | 51 | [8 empty] | CE. ENEC | [6 empty] | 66 | 2700 | 360x354x571 |  | 220-240V |  | 5 |  |  |  | 70 |  | 2700 |  | 62000 |  | 100000 |  |  | 123.53 |  |  | 9 | AF |  | <10% (100.000 hours) |  | Available | 727/559 | CIE(x=0.4578; y=0.4101) 5SDCM | Class I Class II | IK08 |  |  | 50 | 260 | -40 | 1 | 51 | RAL9005 | 50-60Hz | Passive | LED | dimmable | Decorative&Pedestrian | Nobila | Decorative&Pedestrian |  |  | 6300 | No Sensor
TBD | NBL/1/AE/50/2.7... | image | datasheet | deeplink | TUNGSRAM - Nobila - 6270lm - 51W - 2700K - 70CRI - TBD[SKU] - Post-top 45-76mm | 6.5 | Post-top 45-76mm | LED | 1 | 51 | [8 empty] | CE. ENEC | [6 empty] | 66 | 2700 | 360x354x571 |  | 220-240V |  | 5 |  |  |  | 70 |  | 2700 |  | 62000 |  | 100000 |  |  | 122.94 |  |  | 9 | AE |  | <10% (100.000 hours) |  | Available | 727/559 | CIE(x=0.4578; y=0.4101) 5SDCM | Class I Class II | IK08 |  |  | 50 | 260 | -40 | 1 | 51 | RAL9005 | 50-60Hz | Passive | LED | dimmable | Decorative&Pedestrian | Nobila | Decorative&Pedestrian |  |  | 6270 | No Sensor
TBD | NBL/1/AC/50/2.7... | image | datasheet | deeplink | TUNGSRAM - Nobila - 6200lm - 51W - 2700K - 70CRI - TBD[SKU] - Post-top 45-76mm | 6.5 | Post-top 45-76mm | LED | 1 | 51 | [8 empty] | CE. ENEC | [6 empty] | 66 | 2700 | 360x354x571 |  | 220-240V |  | 5 |  |  |  | 70 |  | 2700 |  | 62000 |  | 100000 |  |  | 121.57 |  |  | 9 | AC |  | <10% (100.000 hours) |  | Available | 727/559 | CIE(x=0.4578; y=0.4101) 5SDCM | Class I Class II | IK08 |  |  | 50 | 260 | -40 | 1 | 51 | RAL9005 | 50-60Hz | Passive | LED | dimmable | Decorative&Pedestrian | Nobila | Decorative&Pedestrian |  |  | 6200 | No Sensor
TBD | NBL/1/CF/40/2.7... | image | datasheet | deeplink | TUNGSRAM - Nobila - 5060lm - 41W - 2700K - 70CRI - TBD[SKU] - Post-top 45-76mm | 6.5 | Post-top 45-76mm | LED | 1 | 41 | [8 empty] | CE. ENEC | [6 empty] | 66 | 2700 | 360x354x571 |  | 220-240V |  | 5 |  |  |  | 70 |  | 2700 |  | 62000 |  | 100000 |  |  | 123.41 |  |  | 9 | CF |  | <10% (100.000 hours) |  | Available | 727/559 | CIE(x=0.4578; y=0.4101) 5SDCM | Class I Class II | IK08 |  |  | 50 | 210 | -40 | 1 | 41 | RAL9005 | 50-60Hz | Passive | LED | dimmable | Decorative&Pedestrian | Nobila | Decorative&Pedestrian |  |  | 5060 | No Sensor
TBD | NBL/1/CE/40/2.7... | image | datasheet | deeplink | TUNGSRAM - Nobila - 5050lm - 41W - 2700K - 70CRI - TBD[SKU] - Post-top 45-76mm | 6.5 | Post-top 45-76mm | LED | 1 | 41 | [8 empty] | CE. ENEC | [6 empty] | 66 | 2700 | 360x354x571 |  | 220-240V |  | 5 |  |  |  | 70 |  | 2700 |  | 62000 |  | 100000 |  |  | 123.17 |  |  | 9 | CE |  | <10% (100.000 hours) |  | Available | 727/559 | CIE(x=0.4578; y=0.4101) 5SDCM | Class I Class II | IK08 |  |  | 50 | 210 | -40 | 1 | 41 | RAL9005 | 50-60Hz | Passive | LED | dimmable | Decorative&Pedestrian | Nobila | Decorative&Pedestrian |  |  | 5050 | No Sensor
TBD | NBL/1/CC/40/2.7... | image | datasheet | deeplink | TUNGSRAM - Nobila - 5010lm - 41W - 2700K - 70CRI - TBD[SKU] - Post-top 45-76mm | 6.5 | Post-top 45-76mm | LED | 1 | 41 | [8 empty] | CE. ENEC | [6 empty] | 66 | 2700 | 360x354x571 |  | 220-240V |  | 5 |  |  |  | 70 |  | 2700 |  | 62000 |  | 100000 |  |  | 122.2 |  |  | 9 | CC |  | <10% (100.000 hours) |  | Available | 727/559 | CIE(x=0.4578; y=0.4101) 5SDCM | Class I Class II | IK08 |  |  | 50 | 210 | -40 | 1 | 41 | RAL9005 | 50-60Hz | Passive | LED | dimmable | Decorative&Pedestrian | Nobila | Decorative&Pedestrian |  |  | 5010 | No Sensor
TBD | NBL/1/SF/40/2.7... | image | datasheet | deeplink | TUNGSRAM - Nobila - 5090lm - 41W - 2700K - 70CRI - TBD[SKU] - Post-top 45-76mm | 6.5 | Post-top 45-76mm | LED | 1 | 41 | [8 empty] | CE. ENEC | [6 empty] | 66 | 2700 | 360x354x571 |  | 220-240V |  | 5 |  |  |  | 70 |  | 2700 |  | 62000 |  | 100000 |  |  | 124.15 |  |  | 9 | SF |  | <10% (100.000 hours) |  | Available | 727/559 | CIE(x=0.4578; y=0.4101) 5SDCM | Class I Class II | IK08 |  |  | 50 | 210 | -40 | 1 | 41 | RAL9005 | 50-60Hz | Passive | LED | dimmable | Decorative&Pedestrian | Nobila | Decorative&Pedestrian |  |  | 5090 | No Sensor
TBD | NBL/1/SE/40/2.7... | image | datasheet | deeplink | TUNGSRAM - Nobila - 5090lm - 41W - 2700K - 70CRI - TBD[SKU] - Post-top 45-76mm | 6.5 | Post-top 45-76mm | LED | 1 | 41 | [8 empty] | CE. ENEC | [6 empty] | 66 | 2700 | 360x354x571 |  | 220-240V |  | 5 |  |  |  | 70 |  | 2700 |  | 62000 |  | 100000 |  |  | 124.15 |  |  | 9 | SE |  | <10% (100.000 hours) |  | Available | 727/559 | CIE(x=0.4578; y=0.4101) 5SDCM | Class I Class II | IK08 |  |  | 50 | 210 | -40 | 1 | 41 | RAL9005 | 50-60Hz | Passive | LED | dimmable | Decorative&Pedestrian | Nobila | Decorative&Pedestrian |  |  | 5090 | No Sensor
TBD | NBL/1/SC/40/2.7... | image | datasheet | deeplink | TUNGSRAM - Nobila - 5020lm - 41W - 2700K - 70CRI - TBD[SKU] - Post-top 45-76mm | 6.5 | Post-top 45-76mm | LED | 1 | 41 | [8 empty] | CE. ENEC | [6 empty] | 66 | 2700 | 360x354x571 |  | 220-240V |  | 5 |  |  |  | 70 |  | 2700 |  | 62000 |  | 100000 |  |  | 122.44 |  |  | 9 | SC |  | <10% (100.000 hours) |  | Available | 727/559 | CIE(x=0.4578; y=0.4101) 5SDCM | Class I Class II | IK08 |  |  | 50 | 210 | -40 | 1 | 41 | RAL9005 | 50-60Hz | Passive | LED | dimmable | Decorative&Pedestrian | Nobila | Decorative&Pedestrian |  |  | 5020 | No Sensor
TBD | NBL/1/AF/40/2.7... | image | datasheet | deeplink | TUNGSRAM - Nobila - 5170lm - 41W - 2700K - 70CRI - TBD[SKU] - Post-top 45-76mm | 6.5 | Post-top 45-76mm | LED | 1 | 41 | [8 empty] | CE. ENEC | [6 empty] | 66 | 2700 | 360x354x571 |  | 220-240V |  | 5 |  |  |  | 70 |  | 2700 |  | 62000 |  | 100000 |  |  | 126.1 |  |  | 9 | AF |  | <10% (100.000 hours) |  | Available | 727/559 | CIE(x=0.4578; y=0.4101) 5SDCM | Class I Class II | IK08 |  |  | 50 | 210 | -40 | 1 | 41 | RAL9005 | 50-60Hz | Passive | LED | dimmable | Decorative&Pedestrian | Nobila | Decorative&Pedestrian |  |  | 5170 | No Sensor
TBD | NBL/1/AE/40/2.7... | image | datasheet | deeplink | TUNGSRAM - Nobila - 5150lm - 41W - 2700K - 70CRI - TBD[SKU] - Post-top 45-76mm | 6.5 | Post-top 45-76mm | LED | 1 | 41 | [8 empty] | CE. ENEC | [6 empty] | 66 | 2700 | 360x354x571 |  | 220-240V |  | 5 |  |  |  | 70 |  | 2700 |  | 62000 |  | 100000 |  |  | 125.61 |  |  | 9 | AE |  | <10% (100.000 hours) |  | Available | 727/559 | CIE(x=0.4578; y=0.4101) 5SDCM | Class I Class II | IK08 |  |  | 50 | 210 | -40 | 1 | 41 | RAL9005 | 50-60Hz | Passive | LED | dimmable | Decorative&Pedestrian | Nobila | Decorative&Pedestrian |  |  | 5150 | No Sensor
TBD | NBL/1/AC/40/2.7... | image | datasheet | deeplink | TUNGSRAM - Nobila - 5090lm - 41W - 2700K - 70CRI - TBD[SKU] - Post-top 45-76mm | 6.5 | Post-top 45-76mm | LED | 1 | 41 | [8 empty] | CE. ENEC | [6 empty] | 66 | 2700 | 360x354x571 |  | 220-240V |  | 5 |  |  |  | 70 |  | 2700 |  | 62000 |  | 100000 |  |  | 124.15 |  |  | 9 | AC |  | <10% (100.000 hours) |  | Available | 727/559 | CIE(x=0.4578; y=0.4101) 5SDCM | Class I Class II | IK08 |  |  | 50 | 210 | -40 | 1 | 41 | RAL9005 | 50-60Hz | Passive | LED | dimmable | Decorative&Pedestrian | Nobila | Decorative&Pedestrian |  |  | 5090 | No Sensor
TBD | NBL/1/CF/30/2.7... | image | datasheet | deeplink | TUNGSRAM - Nobila - 3830lm - 32W - 2700K - 70CRI - TBD[SKU] - Post-top 45-76mm | 6.5 | Post-top 45-76mm | LED | 1 | 32 | [8 empty] | CE. ENEC | [6 empty] | 66 | 2700 | 360x354x571 |  | 220-240V |  | 5 |  |  |  | 70 |  | 2700 |  | 62000 |  | 100000 |  |  | 119.69 |  |  | 9 | CF |  | <10% (100.000 hours) |  | Available | 727/559 | CIE(x=0.4578; y=0.4101) 5SDCM | Class I Class II | IK08 |  |  | 50 | 160 | -40 | 1 | 32 | RAL9005 | 50-60Hz | Passive | LED | dimmable | Decorative&Pedestrian | Nobila | Decorative&Pedestrian |  |  | 3830 | No Sensor
TBD | NBL/1/CE/30/2.7... | image | datasheet | deeplink | TUNGSRAM - Nobila - 3830lm - 32W - 2700K - 70CRI - TBD[SKU] - Post-top 45-76mm | 6.5 | Post-top 45-76mm | LED | 1 | 32 | [8 empty] | CE. ENEC | [6 empty] | 66 | 2700 | 360x354x571 |  | 220-240V |  | 5 |  |  |  | 70 |  | 2700 |  | 62000 |  | 100000 |  |  | 119.69 |  |  | 9 | CE |  | <10% (100.000 hours) |  | Available | 727/559 | CIE(x=0.4578; y=0.4101) 5SDCM | Class I Class II | IK08 |  |  | 50 | 160 | -40 | 1 | 32 | RAL9005 | 50-60Hz | Passive | LED | dimmable | Decorative&Pedestrian | Nobila | Decorative&Pedestrian |  |  | 3830 | No Sensor
TBD | NBL/1/CC/30/2.7... | image | datasheet | deeplink | TUNGSRAM - Nobila - 3800lm - 32W - 2700K - 70CRI - TBD[SKU] - Post-top 45-76mm | 6.5 | Post-top 45-76mm | LED | 1 | 32 | [8 empty] | CE. ENEC | [6 empty] | 66 | 2700 | 360x354x571 |  | 220-240V |  | 5 |  |  |  | 70 |  | 2700 |  | 62000 |  | 100000 |  |  | 118.75 |  |  | 9 | CC |  | <10% (100.000 hours) |  | Available | 727/559 | CIE(x=0.4578; y=0.4101) 5SDCM | Class I Class II | IK08 |  |  | 50 | 160 | -40 | 1 | 32 | RAL9005 | 50-60Hz | Passive | LED | dimmable | Decorative&Pedestrian | Nobila | Decorative&Pedestrian |  |  | 3800 | No Sensor
TBD | NBL/1/SF/30/2.7... | image | datasheet | deeplink | TUNGSRAM - Nobila - 3860lm - 32W - 2700K - 70CRI - TBD[SKU] - Post-top 45-76mm | 6.5 | Post-top 45-76mm | LED | 1 | 32 | [8 empty] | CE. ENEC | [6 empty] | 66 | 2700 | 360x354x571 |  | 220-240V |  | 5 |  |  |  | 70 |  | 2700 |  | 62000 |  | 100000 |  |  | 120.62 |  |  | 9 | SF |  | <10% (100.000 hours) |  | Available | 727/559 | CIE(x=0.4578; y=0.4101) 5SDCM | Class I Class II | IK08 |  |  | 50 | 160 | -40 | 1 | 32 | RAL9005 | 50-60Hz | Passive | LED | dimmable | Decorative&Pedestrian | Nobila | Decorative&Pedestrian |  |  | 3860 | No Sensor
TBD | NBL/1/SE/30/2.7... | image | datasheet | deeplink | TUNGSRAM - Nobila - 3860lm - 32W - 2700K - 70CRI - TBD[SKU] - Post-top 45-76mm | 6.5 | Post-top 45-76mm | LED | 1 | 32 | [8 empty] | CE. ENEC | [6 empty] | 66 | 2700 | 360x354x571 |  | 220-240V |  | 5 |  |  |  | 70 |  | 2700 |  | 62000 |  | 100000 |  |  | 120.62 |  |  | 9 | SE |  | <10% (100.000 hours) |  | Available | 727/559 | CIE(x=0.4578; y=0.4101) 5SDCM | Class I Class II | IK08 |  |  | 50 | 160 | -40 | 1 | 32 | RAL9005 | 50-60Hz | Passive | LED | dimmable | Decorative&Pedestrian | Nobila | Decorative&Pedestrian |  |  | 3860 | No Sensor
TBD | NBL/1/SC/30/2.7... | image | datasheet | deeplink | TUNGSRAM - Nobila - 3800lm - 32W - 2700K - 70CRI - TBD[SKU] - Post-top 45-76mm | 6.5 | Post-top 45-76mm | LED | 1 | 32 | [8 empty] | CE. ENEC | [6 empty] | 66 | 2700 | 360x354x571 |  | 220-240V |  | 5 |  |  |  | 70 |  | 2700 |  | 62000 |  | 100000 |  |  | 118.75 |  |  | 9 | SC |  | <10% (100.000 hours) |  | Available | 727/559 | CIE(x=0.4578; y=0.4101) 5SDCM | Class I Class II | IK08 |  |  | 50 | 160 | -40 | 1 | 32 | RAL9005 | 50-60Hz | Passive | LED | dimmable | Decorative&Pedestrian | Nobila | Decorative&Pedestrian |  |  | 3800 | No Sensor
TBD | NBL/1/AF/30/2.7... | image | datasheet | deeplink | TUNGSRAM - Nobila - 3930lm - 32W - 2700K - 70CRI - TBD[SKU] - Post-top 45-76mm | 6.5 | Post-top 45-76mm | LED | 1 | 32 | [8 empty] | CE. ENEC | [6 empty] | 66 | 2700 | 360x354x571 |  | 220-240V |  | 5 |  |  |  | 70 |  | 2700 |  | 62000 |  | 100000 |  |  | 122.81 |  |  | 9 | AF |  | <10% (100.000 hours) |  | Available | 727/559 | CIE(x=0.4578; y=0.4101) 5SDCM | Class I Class II | IK08 |  |  | 50 | 160 | -40 | 1 | 32 | RAL9005 | 50-60Hz | Passive | LED | dimmable | Decorative&Pedestrian | Nobila | Decorative&Pedestrian |  |  | 3930 | No Sensor
TBD | NBL/1/AE/30/2.7... | image | datasheet | deeplink | TUNGSRAM - Nobila - 3910lm - 32W - 2700K - 70CRI - TBD[SKU] - Post-top 45-76mm | 6.5 | Post-top 45-76mm | LED | 1 | 32 | [8 empty] | CE. ENEC | [6 empty] | 66 | 2700 | 360x354x571 |  | 220-240V |  | 5 |  |  |  | 70 |  | 2700 |  | 62000 |  | 100000 |  |  | 122.19 |  |  | 9 | AE |  | <10% (100.000 hours) |  | Available | 727/559 | CIE(x=0.4578; y=0.4101) 5SDCM | Class I Class II | IK08 |  |  | 50 | 160 | -40 | 1 | 32 | RAL9005 | 50-60Hz | Passive | LED | dimmable | Decorative&Pedestrian | Nobila | Decorative&Pedestrian |  |  | 3910 | No Sensor
TBD | NBL/1/AC/30/2.7... | image | datasheet | deeplink | TUNGSRAM - Nobila - 3860lm - 32W - 2700K - 70CRI - TBD[SKU] - Post-top 45-76mm | 6.5 | Post-top 45-76mm | LED | 1 | 32 | [8 empty] | CE. ENEC | [6 empty] | 66 | 2700 | 360x354x571 |  | 220-240V |  | 5 |  |  |  | 70 |  | 2700 |  | 62000 |  | 100000 |  |  | 120.62 |  |  | 9 | AC |  | <10% (100.000 hours) |  | Available | 727/559 | CIE(x=0.4578; y=0.4101) 5SDCM | Class I Class II | IK08 |  |  | 50 | 160 | -40 | 1 | 32 | RAL9005 | 50-60Hz | Passive | LED | dimmable | Decorative&Pedestrian | Nobila | Decorative&Pedestrian |  |  | 3860 | No Sensor
TBD | NBL/1/CF/20/2.7... | image | datasheet | deeplink | TUNGSRAM - Nobila - 2550lm - 22W - 2700K - 70CRI - TBD[SKU] - Post-top 45-76mm | 6.5 | Post-top 45-76mm | LED | 1 | 22 | [8 empty] | CE. ENEC | [6 empty] | 66 | 2700 | 360x354x571 |  | 220-240V |  | 5 |  |  |  | 70 |  | 2700 |  | 62000 |  | 100000 |  |  | 115.91 |  |  | 9 | CF |  | <10% (100.000 hours) |  | Available | 727/559 | CIE(x=0.4578; y=0.4101) 5SDCM | Class I Class II | IK08 |  |  | 50 | 110 | -40 | 1 | 22 | RAL9005 | 50-60Hz | Passive | LED | dimmable | Decorative&Pedestrian | Nobila | Decorative&Pedestrian |  |  | 2550 | No Sensor
TBD | NBL/1/CE/20/2.7... | image | datasheet | deeplink | TUNGSRAM - Nobila - 2550lm - 22W - 2700K - 70CRI - TBD[SKU] - Post-top 45-76mm | 6.5 | Post-top 45-76mm | LED | 1 | 22 | [8 empty] | CE. ENEC | [6 empty] | 66 | 2700 | 360x354x571 |  | 220-240V |  | 5 |  |  |  | 70 |  | 2700 |  | 62000 |  | 100000 |  |  | 115.91 |  |  | 9 | CE |  | <10% (100.000 hours) |  | Available | 727/559 | CIE(x=0.4578; y=0.4101) 5SDCM | Class I Class II | IK08 |  |  | 50 | 110 | -40 | 1 | 22 | RAL9005 | 50-60Hz | Passive | LED | dimmable | Decorative&Pedestrian | Nobila | Decorative&Pedestrian |  |  | 2550 | No Sensor
TBD | NBL/1/CC/20/2.7... | image | datasheet | deeplink | TUNGSRAM - Nobila - 2520lm - 22W - 2700K - 70CRI - TBD[SKU] - Post-top 45-76mm | 6.5 | Post-top 45-76mm | LED | 1 | 22 | [8 empty] | CE. ENEC | [6 empty] | 66 | 2700 | 360x354x571 |  | 220-240V |  | 5 |  |  |  | 70 |  | 2700 |  | 62000 |  | 100000 |  |  | 114.55 |  |  | 9 | CC |  | <10% (100.000 hours) |  | Available | 727/559 | CIE(x=0.4578; y=0.4101) 5SDCM | Class I Class II | IK08 |  |  | 50 | 110 | -40 | 1 | 22 | RAL9005 | 50-60Hz | Passive | LED | dimmable | Decorative&Pedestrian | Nobila | Decorative&Pedestrian |  |  | 2520 | No Sensor
TBD | NBL/1/SF/20/2.7... | image | datasheet | deeplink | TUNGSRAM - Nobila - 2570lm - 22W - 2700K - 70CRI - TBD[SKU] - Post-top 45-76mm | 6.5 | Post-top 45-76mm | LED | 1 | 22 | [8 empty] | CE. ENEC | [6 empty] | 66 | 2700 | 360x354x571 |  | 220-240V |  | 5 |  |  |  | 70 |  | 2700 |  | 62000 |  | 100000 |  |  | 116.82 |  |  | 9 | SF |  | <10% (100.000 hours) |  | Available | 727/559 | CIE(x=0.4578; y=0.4101) 5SDCM | Class I Class II | IK08 |  |  | 50 | 110 | -40 | 1 | 22 | RAL9005 | 50-60Hz | Passive | LED | dimmable | Decorative&Pedestrian | Nobila | Decorative&Pedestrian |  |  | 2570 | No Sensor
TBD | NBL/1/SE/20/2.7... | image | datasheet | deeplink | TUNGSRAM - Nobila - 2570lm - 22W - 2700K - 70CRI - TBD[SKU] - Post-top 45-76mm | 6.5 | Post-top 45-76mm | LED | 1 | 22 | [8 empty] | CE. ENEC | [6 empty] | 66 | 2700 | 360x354x571 |  | 220-240V |  | 5 |  |  |  | 70 |  | 2700 |  | 62000 |  | 100000 |  |  | 116.82 |  |  | 9 | SE |  | <10% (100.000 hours) |  | Available | 727/559 | CIE(x=0.4578; y=0.4101) 5SDCM | Class I Class II | IK08 |  |  | 50 | 110 | -40 | 1 | 22 | RAL9005 | 50-60Hz | Passive | LED | dimmable | Decorative&Pedestrian | Nobila | Decorative&Pedestrian |  |  | 2570 | No Sensor
TBD | NBL/1/SC/20/2.7... | image | datasheet | deeplink | TUNGSRAM - Nobila - 2530lm - 22W - 2700K - 70CRI - TBD[SKU] - Post-top 45-76mm | 6.5 | Post-top 45-76mm | LED | 1 | 22 | [8 empty] | CE. ENEC | [6 empty] | 66 | 2700 | 360x354x571 |  | 220-240V |  | 5 |  |  |  | 70 |  | 2700 |  | 62000 |  | 100000 |  |  | 115 |  |  | 9 | SC |  | <10% (100.000 hours) |  | Available | 727/559 | CIE(x=0.4578; y=0.4101) 5SDCM | Class I Class II | IK08 |  |  | 50 | 110 | -40 | 1 | 22 | RAL9005 | 50-60Hz | Passive | LED | dimmable | Decorative&Pedestrian | Nobila | Decorative&Pedestrian |  |  | 2530 | No Sensor
TBD | NBL/1/AF/20/2.7... | image | datasheet | deeplink | TUNGSRAM - Nobila - 2600lm - 22W - 2700K - 70CRI - TBD[SKU] - Post-top 45-76mm | 6.5 | Post-top 45-76mm | LED | 1 | 22 | [8 empty] | CE. ENEC | [6 empty] | 66 | 2700 | 360x354x571 |  | 220-240V |  | 5 |  |  |  | 70 |  | 2700 |  | 62000 |  | 100000 |  |  | 118.18 |  |  | 9 | AF |  | <10% (100.000 hours) |  | Available | 727/559 | CIE(x=0.4578; y=0.4101) 5SDCM | Class I Class II | IK08 |  |  | 50 | 110 | -40 | 1 | 22 | RAL9005 | 50-60Hz | Passive | LED | dimmable | Decorative&Pedestrian | Nobila | Decorative&Pedestrian |  |  | 2600 | No Sensor
TBD | NBL/1/AE/20/2.7... | image | datasheet | deeplink | TUNGSRAM - Nobila - 2590lm - 22W - 2700K - 70CRI - TBD[SKU] - Post-top 45-76mm | 6.5 | Post-top 45-76mm | LED | 1 | 22 | [8 empty] | CE. ENEC | [6 empty] | 66 | 2700 | 360x354x571 |  | 220-240V |  | 5 |  |  |  | 70 |  | 2700 |  | 62000 |  | 100000 |  |  | 117.73 |  |  | 9 | AE |  | <10% (100.000 hours) |  | Available | 727/559 | CIE(x=0.4578; y=0.4101) 5SDCM | Class I Class II | IK08 |  |  | 50 | 110 | -40 | 1 | 22 | RAL9005 | 50-60Hz | Passive | LED | dimmable | Decorative&Pedestrian | Nobila | Decorative&Pedestrian |  |  | 2590 | No Sensor
TBD | NBL/1/AC/20/2.7... | image | datasheet | deeplink | TUNGSRAM - Nobila - 2570lm - 22W - 2700K - 70CRI - TBD[SKU] - Post-top 45-76mm | 6.5 | Post-top 45-76mm | LED | 1 | 22 | [8 empty] | CE. ENEC | [6 empty] | 66 | 2700 | 360x354x571 |  | 220-240V |  | 5 |  |  |  | 70 |  | 2700 |  | 62000 |  | 100000 |  |  | 116.82 |  |  | 9 | AC |  | <10% (100.000 hours) |  | Available | 727/559 | CIE(x=0.4578; y=0.4101) 5SDCM | Class I Class II | IK08 |  |  | 50 | 110 | -40 | 1 | 22 | RAL9005 | 50-60Hz | Passive | LED | dimmable | Decorative&Pedestrian | Nobila | Decorative&Pedestrian |  |  | 2570 | No Sensor
TBD | NBL/1/AH/90/2.7... | image | datasheet | deeplink | TUNGSRAM - Nobila - 9630lm - 91W - 2700K - 70CRI - TBD[SKU] - Post-top 45-76mm | 6.5 | Post-top 45-76mm | LED | 1 | 91 | [8 empty] | CE. ENEC | [6 empty] | 66 | 2700 | 360x354x571 |  | 220-240V |  | 5 |  |  |  | 70 |  | 2700 |  | 62000 |  | 100000 |  |  | 105.82 |  |  | 9 | AH |  | <10% (100.000 hours) |  | Available | 727/559 | CIE(x=0.4578; y=0.4101) 5SDCM | Class I Class II | IK08 |  |  | 50 | 470 | -40 | 1 | 91 | RAL9005 | 50-60Hz | Passive | LED | dimmable | Decorative&Pedestrian | Nobila | Decorative&Pedestrian |  |  | 9630 | No Sensor
TBD | NBL/1/AH/80/2.7... | image | datasheet | deeplink | TUNGSRAM - Nobila - 8760lm - 81W - 2700K - 70CRI - TBD[SKU] - Post-top 45-76mm | 6.5 | Post-top 45-76mm | LED | 1 | 81 | [8 empty] | CE. ENEC | [6 empty] | 66 | 2700 | 360x354x571 |  | 220-240V |  | 5 |  |  |  | 70 |  | 2700 |  | 62000 |  | 100000 |  |  | 108.15 |  |  | 9 | AH |  | <10% (100.000 hours) |  | Available | 727/559 | CIE(x=0.4578; y=0.4101) 5SDCM | Class I Class II | IK08 |  |  | 50 | 430 | -40 | 1 | 81 | RAL9005 | 50-60Hz | Passive | LED | dimmable | Decorative&Pedestrian | Nobila | Decorative&Pedestrian |  |  | 8760 | No Sensor
TBD | NBL/1/AH/70/2.7... | image | datasheet | deeplink | TUNGSRAM - Nobila - 7800lm - 71W - 2700K - 70CRI - TBD[SKU] - Post-top 45-76mm | 6.5 | Post-top 45-76mm | LED | 1 | 71 | [8 empty] | CE. ENEC | [6 empty] | 66 | 2700 | 360x354x571 |  | 220-240V |  | 5 |  |  |  | 70 |  | 2700 |  | 62000 |  | 100000 |  |  | 109.86 |  |  | 9 | AH |  | <10% (100.000 hours) |  | Available | 727/559 | CIE(x=0.4578; y=0.4101) 5SDCM | Class I Class II | IK08 |  |  | 50 | 370 | -40 | 1 | 71 | RAL9005 | 50-60Hz | Passive | LED | dimmable | Decorative&Pedestrian | Nobila | Decorative&Pedestrian |  |  | 7800 | No Sensor
TBD | NBL/1/AH/60/2.7... | image | datasheet | deeplink | TUNGSRAM - Nobila - 7220lm - 62W - 2700K - 70CRI - TBD[SKU] - Post-top 45-76mm | 6.5 | Post-top 45-76mm | LED | 1 | 62 | [8 empty] | CE. ENEC | [6 empty] | 66 | 2700 | 360x354x571 |  | 220-240V |  | 5 |  |  |  | 70 |  | 2700 |  | 62000 |  | 100000 |  |  | 116.45 |  |  | 9 | AH |  | <10% (100.000 hours) |  | Available | 727/559 | CIE(x=0.4578; y=0.4101) 5SDCM | Class I Class II | IK08 |  |  | 50 | 310 | -40 | 1 | 62 | RAL9005 | 50-60Hz | Passive | LED | dimmable | Decorative&Pedestrian | Nobila | Decorative&Pedestrian |  |  | 7220 | No Sensor
TBD | NBL/1/AH/50/2.7... | image | datasheet | deeplink | TUNGSRAM - Nobila - 6130lm - 51W - 2700K - 70CRI - TBD[SKU] - Post-top 45-76mm | 6.5 | Post-top 45-76mm | LED | 1 | 51 | [8 empty] | CE. ENEC | [6 empty] | 66 | 2700 | 360x354x571 |  | 220-240V |  | 5 |  |  |  | 70 |  | 2700 |  | 62000 |  | 100000 |  |  | 120.2 |  |  | 9 | AH |  | <10% (100.000 hours) |  | Available | 727/559 | CIE(x=0.4578; y=0.4101) 5SDCM | Class I Class II | IK08 |  |  | 50 | 260 | -40 | 1 | 51 | RAL9005 | 50-60Hz | Passive | LED | dimmable | Decorative&Pedestrian | Nobila | Decorative&Pedestrian |  |  | 6130 | No Sensor
TBD | NBL/1/AH/40/2.7... | image | datasheet | deeplink | TUNGSRAM - Nobila - 5030lm - 41W - 2700K - 70CRI - TBD[SKU] - Post-top 45-76mm | 6.5 | Post-top 45-76mm | LED | 1 | 41 | [8 empty] | CE. ENEC | [6 empty] | 66 | 2700 | 360x354x571 |  | 220-240V |  | 5 |  |  |  | 70 |  | 2700 |  | 62000 |  | 100000 |  |  | 122.68 |  |  | 9 | AH |  | <10% (100.000 hours) |  | Available | 727/559 | CIE(x=0.4578; y=0.4101) 5SDCM | Class I Class II | IK08 |  |  | 50 | 210 | -40 | 1 | 41 | RAL9005 | 50-60Hz | Passive | LED | dimmable | Decorative&Pedestrian | Nobila | Decorative&Pedestrian |  |  | 5030 | No Sensor
TBD | NBL/1/AH/30/2.7... | image | datasheet | deeplink | TUNGSRAM - Nobila - 3820lm - 32W - 2700K - 70CRI - TBD[SKU] - Post-top 45-76mm | 6.5 | Post-top 45-76mm | LED | 1 | 32 | [8 empty] | CE. ENEC | [6 empty] | 66 | 2700 | 360x354x571 |  | 220-240V |  | 5 |  |  |  | 70 |  | 2700 |  | 62000 |  | 100000 |  |  | 119.38 |  |  | 9 | AH |  | <10% (100.000 hours) |  | Available | 727/559 | CIE(x=0.4578; y=0.4101) 5SDCM | Class I Class II | IK08 |  |  | 50 | 160 | -40 | 1 | 32 | RAL9005 | 50-60Hz | Passive | LED | dimmable | Decorative&Pedestrian | Nobila | Decorative&Pedestrian |  |  | 3820 | No Sensor
TBD | NBL/1/AH/20/2.7... | image | datasheet | deeplink | TUNGSRAM - Nobila - 2540lm - 22W - 2700K - 70CRI - TBD[SKU] - Post-top 45-76mm | 6.5 | Post-top 45-76mm | LED | 1 | 22 | [8 empty] | CE. ENEC | [6 empty] | 66 | 2700 | 360x354x571 |  | 220-240V |  | 5 |  |  |  | 70 |  | 2700 |  | 62000 |  | 100000 |  |  | 115.45 |  |  | 9 | AH |  | <10% (100.000 hours) |  | Available | 727/559 | CIE(x=0.4578; y=0.4101) 5SDCM | Class I Class II | IK08 |  |  | 50 | 110 | -40 | 1 | 22 | RAL9005 | 50-60Hz | Passive | LED | dimmable | Decorative&Pedestrian | Nobila | Decorative&Pedestrian |  |  | 2540 | No Sensor
TBD | TU HB IP66 G1 2H45 5K80 L9 NL ST QC W1 | image | datasheet | deeplink | TUNGSRAM - Tungsram High-bay IP66 - 39160lm - 261W - 5000K - 80CRI - TBD[SKU] - Bracket. Y-cable | 12 | Bracket. Y-cable | LED | 1 | 261 | [8 empty] | CE | [6 empty] | 66 | 5000 | 817x380x110 |  | 220-240V |  | 5 |  | 90° | 3 | 80 |  | 5000 |  |  | >=0.9 | 116000 |  |  | 150.04 |  |  | 9 | L9 | 25 | max. 10% at 100.000 hrs |  | Available | 850/339 | Cx=0.3447;Cy=0.3553 | Class I | IK02 |  |  | 60 | 1160 | -20 | 1 | 261 | RAL9016 | 50-60Hz | Passive | LED | dimmable | High Bay Rectangular | Tungsram High-bay IP66 | Indoor industrial |  |  | 39160 | Yes |  |  |  | Bracket kit. Suspension holder kit. Protective Cover
TBD | TU HB IP66 G1 2H30 5K80 L9 NL ST QC W1 | image | datasheet | deeplink | TUNGSRAM - Tungsram High-bay IP66 - 26810lm - 171W - 5000K - 80CRI - TBD[SKU] - Bracket. Y-cable | 12 | Bracket. Y-cable | LED | 1 | 171 | [8 empty] | CE. ENEC | [6 empty] | 66 | 5000 | 817x380x110 |  | 220-240V |  | 5 |  | 90° | 3 | 80 |  | 5000 |  |  | >=0.9 | 105000 |  |  | 156.78 |  |  | 9 | L9 | 25 | max. 10% at 100.000 hrs |  | Available | 850/339 | Cx=0.3447;Cy=0.3553 | Class I | IK02 |  |  | 60 | 760 | -20 | 1 | 171 | RAL9016 | 50-60Hz | Passive | LED | dimmable | High Bay Rectangular | Tungsram High-bay IP66 | Indoor industrial |  |  | 26810 | Yes |  |  |  | Bracket kit. Suspension holder kit. Protective Cover
TBD | TU HB IP66 G1 1H20 5K80 L9 NL ST QC W1 | image | datasheet | deeplink | TUNGSRAM - Tungsram High-bay IP66 - 17930lm - 117W - 5000K - 80CRI - TBD[SKU] - Bracket. Y-cable | 8 | Bracket. Y-cable | LED | 1 | 117 | [8 empty] | CE. ENEC | [6 empty] | 66 | 5000 | 450x380x110 |  | 220-240V |  | 5 |  | 90° | 3 | 80 |  | 5000 |  |  | >=0.9 | 100000 |  |  | 153.25 |  |  | 9 | L9 | 25 | max. 10% at 100.000 hrs |  | Available | 850/339 | Cx=0.3447;Cy=0.3553 | Class I | IK02 |  |  | 60 | 520 | -20 | 1 | 117 | RAL9016 | 50-60Hz | Passive | LED | dimmable | High Bay Rectangular | Tungsram High-bay IP66 | Indoor industrial |  |  | 17930 | Yes |  |  |  | Bracket kit. Suspension holder kit. Protective Cover
TBD | TU HB IP66 G1 1H10 5K80 L9 NL ST QC W1 | image | datasheet | deeplink | TUNGSRAM - Tungsram High-bay IP66 - 9050lm - 57W - 5000K - 80CRI - TBD[SKU] - Bracket. Y-cable | 8 | Bracket. Y-cable | LED | 1 | 57 | [8 empty] | CE. ENEC | [6 empty] | 66 | 5000 | 450x380x110 |  | 220-240V |  | 5 |  | 90° | 3 | 80 |  | 5000 |  |  | >=0.9 | 115000 |  |  | 158.77 |  |  | 9 | L9 | 25 | max. 10% at 100.000 hrs |  | Available | 850/339 | Cx=0.3447;Cy=0.3553 | Class I | IK02 |  |  | 60 | 250 | -20 | 1 | 57 | RAL9016 | 50-60Hz | Passive | LED | dimmable | High Bay Rectangular | Tungsram High-bay IP66 | Indoor industrial |  |  | 9050 | Yes |  |  |  | Bracket kit. Suspension holder kit. Protective Cover
TBD | TU HB IP65 G1 2H45 5K80 L9 RF ST QC W1 | image | datasheet | deeplink | TUNGSRAM - Tungsram High-bay IP66 - 39160lm - 263W - 5000K - 80CRI - TBD[SKU] - Bracket. Y-cable | 12 | Bracket. Y-cable | LED | 1 | 263 | [8 empty] | CE | [6 empty] | 65 | 5000 | 882x380x90 |  | 220-240V |  | 5 |  | 90° | 3 | 80 |  | 5000 |  |  | >=0.9 | 116000 |  |  | 148.9 |  |  | 9 | L9 | 25 | max. 10% at 100.000 hrs |  | Available | 850/339 | Cx=0.3447;Cy=0.3553 | Class I | IK02 |  |  | 60 | 1170 | -20 | 1 | 263 | RAL9016 | 50-60Hz | Passive | LED | dimmable | High Bay Rectangular | Tungsram High-bay IP66 | Indoor industrial |  |  | 39160 | Yes |  |  |  | Bracket kit. Suspension holder kit. Protective Cover
TBD | TU HB IP65 G1 2H30 5K80 L9 RF ST QC W1 | image | datasheet | deeplink | TUNGSRAM - Tungsram High-bay IP66 - 26810lm - 172W - 5000K - 80CRI - TBD[SKU] - Bracket. Y-cable | 12 | Bracket. Y-cable | LED | 1 | 172 | [8 empty] | CE. ENEC | [6 empty] | 65 | 5000 | 882x380x90 |  | 220-240V |  | 5 |  | 90° | 3 | 80 |  | 5000 |  |  | >=0.9 | 105000 |  |  | 155.87 |  |  | 9 | L9 | 25 | max. 10% at 100.000 hrs |  | Available | 850/339 | Cx=0.3447;Cy=0.3553 | Class I | IK02 |  |  | 60 | 760 | -20 | 1 | 172 | RAL9016 | 50-60Hz | Passive | LED | dimmable | High Bay Rectangular | Tungsram High-bay IP66 | Indoor industrial |  |  | 26810 | Yes |  |  |  | Bracket kit. Suspension holder kit. Protective Cover
TBD | TU HB IP65 G1 1H20 5K80 L9 RF ST QC W1 | image | datasheet | deeplink | TUNGSRAM - Tungsram High-bay IP66 - 17930lm - 118W - 5000K - 80CRI - TBD[SKU] - Bracket. Y-cable | 8 | Bracket. Y-cable | LED | 1 | 118 | [8 empty] | CE. ENEC | [6 empty] | 65 | 5000 | 515x380x90 |  | 220-240V |  | 5 |  | 90° | 3 | 80 |  | 5000 |  |  | >=0.9 | 100000 |  |  | 151.95 |  |  | 9 | L9 | 25 | max. 10% at 100.000 hrs |  | Available | 850/339 | Cx=0.3447;Cy=0.3553 | Class I | IK02 |  |  | 60 | 520 | -20 | 1 | 118 | RAL9016 | 50-60Hz | Passive | LED | dimmable | High Bay Rectangular | Tungsram High-bay IP66 | Indoor industrial |  |  | 17930 | Yes |  |  |  | Bracket kit. Suspension holder kit. Protective Cover
TBD | TU HB IP65 G1 1H10 5K80 L9 RF ST QC W1 | image | datasheet | deeplink | TUNGSRAM - Tungsram High-bay IP66 - 9050lm - 58W - 5000K - 80CRI - TBD[SKU] - Bracket. Y-cable | 8 | Bracket. Y-cable | LED | 1 | 58 | [8 empty] | CE. ENEC | [6 empty] | 65 | 5000 | 515x380x90 |  | 220-240V |  | 5 |  | 90° | 3 | 80 |  | 5000 |  |  | >=0.9 | 115000 |  |  | 156.03 |  |  | 9 | L9 | 25 | max. 10% at 100.000 hrs |  | Available | 850/339 | Cx=0.3447;Cy=0.3553 | Class I | IK02 |  |  | 60 | 260 | -20 | 1 | 58 | RAL9016 | 50-60Hz | Passive | LED | dimmable | High Bay Rectangular | Tungsram High-bay IP66 | Indoor industrial |  |  | 9050 | Yes |  |  |  | Bracket kit. Suspension holder kit. Protective Cover
TBD | TU HB IP66 G1 2H45 5K80 L9 DL ST QC W1 | image | datasheet | deeplink | TUNGSRAM - Tungsram High-bay IP66 - 39160lm - 261W - 5000K - 80CRI - TBD[SKU] - Bracket. Y-cable | 12 | Bracket. Y-cable | LED | 1 | 261 | [8 empty] | CE | [6 empty] | 66 | 5000 | 817x380x90 |  | 220-240V |  | 5 |  | 90° | 3 | 80 |  | 5000 |  |  | >=0.9 | 116000 |  |  | 150.04 |  |  | 9 | L9 | 25 | max. 10% at 100.000 hrs |  | Available | 850/339 | Cx=0.3447;Cy=0.3553 | Class I | IK07 |  |  | 60 | 1160 | -20 | 1 | 261 | RAL9016 | 50-60Hz | Passive | LED | dimmable | High Bay Rectangular | Tungsram High-bay IP66 | Indoor industrial |  |  | 39160 | No sensor |  |  |  | Bracket kit. Suspension holder kit. Protective Cover
TBD | TU HB IP66 G1 2H30 5K80 L9 DL ST QC W1 | image | datasheet | deeplink | TUNGSRAM - Tungsram High-bay IP66 - 26810lm - 170W - 5000K - 80CRI - TBD[SKU] - Bracket. Y-cable | 12 | Bracket. Y-cable | LED | 1 | 170 | [8 empty] | CE. ENEC | [6 empty] | 66 | 5000 | 817x380x90 |  | 220-240V |  | 5 |  | 90° | 3 | 80 |  | 5000 |  |  | >=0.9 | 105000 |  |  | 157.71 |  |  | 9 | L9 | 25 | max. 10% at 100.000 hrs |  | Available | 850/339 | Cx=0.3447;Cy=0.3553 | Class I | IK07 |  |  | 60 | 750 | -20 | 1 | 170 | RAL9016 | 50-60Hz | Passive | LED | dimmable | High Bay Rectangular | Tungsram High-bay IP66 | Indoor industrial |  |  | 26810 | No sensor |  |  |  | Bracket kit. Suspension holder kit. Protective Cover
TBD | TU HB IP66 G1 1H20 5K80 L9 DL ST QC W1 | image | datasheet | deeplink | TUNGSRAM - Tungsram High-bay IP66 - 17930lm - 116W - 5000K - 80CRI - TBD[SKU] - Bracket. Y-cable | 8 | Bracket. Y-cable | LED | 1 | 116 | [8 empty] | CE. ENEC | [6 empty] | 66 | 5000 | 450x380x90 |  | 220-240V |  | 5 |  | 90° | 3 | 80 |  | 5000 |  |  | >=0.9 | 100000 |  |  | 154.57 |  |  | 9 | L9 | 25 | max. 10% at 100.000 hrs |  | Available | 850/339 | Cx=0.3447;Cy=0.3553 | Class I | IK07 |  |  | 60 | 510 | -20 | 1 | 116 | RAL9016 | 50-60Hz | Passive | LED | dimmable | High Bay Rectangular | Tungsram High-bay IP66 | Indoor industrial |  |  | 17930 | No sensor |  |  |  | Bracket kit. Suspension holder kit. Protective Cover
TBD | TU HB IP66 G1 1H10 5K80 L9 DL ST QC W1 | image | datasheet | deeplink | TUNGSRAM - Tungsram High-bay IP66 - 9050lm - 56W - 5000K - 80CRI - TBD[SKU] - Bracket. Y-cable | 8 | Bracket. Y-cable | LED | 1 | 56 | [8 empty] | CE. ENEC | [6 empty] | 66 | 5000 | 450x380x90 |  | 220-240V |  | 5 |  | 90° | 3 | 80 |  | 5000 |  |  | >=0.9 | 115000 |  |  | 161.61 |  |  | 9 | L9 | 25 | max. 10% at 100.000 hrs |  | Available | 850/339 | Cx=0.3447;Cy=0.3553 | Class I | IK07 |  |  | 60 | 250 | -20 | 1 | 56 | RAL9016 | 50-60Hz | Passive | LED | dimmable | High Bay Rectangular | Tungsram High-bay IP66 | Indoor industrial |  |  | 9050 | No sensor |  |  |  | Bracket kit. Suspension holder kit. Protective Cover
TBD | TU HB IP65 G1 1S30 5K80 L9 RF ST QC W1 | image | datasheet | deeplink | TUNGSRAM - Tungsram High-bay IP66 - 25920lm - 201W - 5000K - 80CRI - TBD[SKU] - Bracket. Y-cable | 8 | Bracket. Y-cable | LED | 1 | 201 | [8 empty] | CE. ENEC | [6 empty] | 65 | 5000 | 515x380x90 |  | 220-240V |  | 5 |  | 90° | 3 | 80 |  | 5000 |  |  | >=0.9 | 117000 |  |  | 128.96 |  |  | 9 | L9 | 25 | max. 10% at 100.000 hrs |  | Available | 850/339 | Cx=0.3447;Cy=0.3553 | Class I | IK02 |  |  | 60 | 890 | -20 | 1 | 201 | RAL9016 | 50-60Hz | Passive | LED | dimmable | High Bay Rectangular | Tungsram High-bay IP66 | Indoor industrial |  |  | 25920 | Yes |  |  |  | Bracket kit. Suspension holder kit. Protective Cover
TBD | TU HB IP65 G1 1S20 5K80 L9 RF ST QC W1 | image | datasheet | deeplink | TUNGSRAM - Tungsram High-bay IP66 - 18290lm - 143W - 5000K - 80CRI - TBD[SKU] - Bracket. Y-cable | 8 | Bracket. Y-cable | LED | 1 | 143 | [8 empty] | CE. ENEC | [6 empty] | 65 | 5000 | 515x380x90 |  | 220-240V |  | 5 |  | 90° | 3 | 80 |  | 5000 |  |  | >=0.9 | 197000 |  |  | 127.9 |  |  | 9 | L9 | 25 | max. 10% at 100.000 hrs |  | Available | 850/339 | Cx=0.3447;Cy=0.3553 | Class I | IK02 |  |  | 60 | 630 | -20 | 1 | 143 | RAL9016 | 50-60Hz | Passive | LED | dimmable | High Bay Rectangular | Tungsram High-bay IP66 | Indoor industrial |  |  | 18290 | Yes |  |  |  | Bracket kit. Suspension holder kit. Protective Cover
TBD | TU HB IP65 G1 1S10 5K80 L9 RF ST QC W1 | image | datasheet | deeplink | TUNGSRAM - Tungsram High-bay IP66 - 8870lm - 69W - 5000K - 80CRI - TBD[SKU] - Bracket. Y-cable | 8 | Bracket. Y-cable | LED | 1 | 69 | [8 empty] | CE. ENEC | [6 empty] | 65 | 5000 | 515x380x90 |  | 220-240V |  | 5 |  | 90° | 3 | 80 |  | 5000 |  |  | >=0.9 | 259000 |  |  | 128.55 |  |  | 9 | L9 | 25 | max. 10% at 100.000 hrs |  | Available | 850/339 | Cx=0.3447;Cy=0.3553 | Class I | IK02 |  |  | 60 | 300 | -20 | 1 | 69 | RAL9016 | 50-60Hz | Passive | LED | dimmable | High Bay Rectangular | Tungsram High-bay IP66 | Indoor industrial |  |  | 8870 | Yes |  |  |  | Bracket kit. Suspension holder kit. Protective Cover
TBD | TU HB IP66 G1 1S30 5K80 L9 DL ST QC W1 | image | datasheet | deeplink | TUNGSRAM - Tungsram High-bay IP66 - 25920lm - 199W - 5000K - 80CRI - TBD[SKU] - Bracket. Y-cable | 8 | Bracket. Y-cable | LED | 1 | 199 | [8 empty] | CE. ENEC | [6 empty] | 66 | 5000 | 450x380x90 |  | 220-240V |  | 5 |  | 90° | 3 | 80 |  | 5000 |  |  | >=0.9 | 117000 |  |  | 130.25 |  |  | 9 | L9 | 25 | max. 10% at 100.000 hrs |  | Available | 850/339 | Cx=0.3447;Cy=0.3553 | Class I | IK07 |  |  | 60 | 880 | -20 | 1 | 199 | RAL9016 | 50-60Hz | Passive | LED | dimmable | High Bay Rectangular | Tungsram High-bay IP66 | Indoor industrial |  |  | 25920 | No sensor |  |  |  | Bracket kit. Suspension holder kit. Protective Cover
TBD | TU HB IP66 G1 1S20 5K80 L9 DL ST QC W1 | image | datasheet | deeplink | TUNGSRAM - Tungsram High-bay IP66 - 18290lm - 141W - 5000K - 80CRI - TBD[SKU] - Bracket. Y-cable | 8 | Bracket. Y-cable | LED | 1 | 141 | [8 empty] | CE. ENEC | [6 empty] | 66 | 5000 | 450x380x90 |  | 220-240V |  | 5 |  | 90° | 3 | 80 |  | 5000 |  |  | >=0.9 | 197000 |  |  | 129.72 |  |  | 9 | L9 | 25 | max. 10% at 100.000 hrs |  | Available | 850/339 | Cx=0.3447;Cy=0.3553 | Class I | IK07 |  |  | 60 | 630 | -20 | 1 | 141 | RAL9016 | 50-60Hz | Passive | LED | dimmable | High Bay Rectangular | Tungsram High-bay IP66 | Indoor industrial |  |  | 18290 | No sensor |  |  |  | Bracket kit. Suspension holder kit. Protective Cover
TBD | TU HB IP66 G1 1S10 5K80 L9 DL ST QC W1 | image | datasheet | deeplink | TUNGSRAM - Tungsram High-bay IP66 - 8870lm - 67W - 5000K - 80CRI - TBD[SKU] - Bracket. Y-cable | 8 | Bracket. Y-cable | LED | 1 | 67 | [8 empty] | CE. ENEC | [6 empty] | 66 | 5000 | 450x380x90 |  | 220-240V |  | 5 |  | 90° | 3 | 80 |  | 5000 |  |  | >=0.9 | 259000 |  |  | 132.39 |  |  | 9 | L9 | 25 | max. 10% at 100.000 hrs |  | Available | 850/339 | Cx=0.3447;Cy=0.3553 | Class I | IK07 |  |  | 60 | 300 | -20 | 1 | 67 | RAL9016 | 50-60Hz | Passive | LED | dimmable | High Bay Rectangular | Tungsram High-bay IP66 | Indoor industrial |  |  | 8870 | No sensor |  |  |  | Bracket kit. Suspension holder kit. Protective Cover
TBD | TU HB IP65 G1 1S30 5K80 L9 SN ST QC W1 | image | datasheet | deeplink | TUNGSRAM - Tungsram High-bay IP66 - 25920lm - 201W - 5000K - 80CRI - TBD[SKU] - Bracket. Y-cable | 8 | Bracket. Y-cable | LED | 1 | 201 | [8 empty] | CE. ENEC | [6 empty] | 65 | 5000 | 515x380x90 |  | 220-240V |  | 5 |  | 90° | 3 | 80 |  | 5000 |  |  | >=0.9 | 117000 |  |  | 128.96 |  |  | 9 | L9 | 25 | max. 10% at 100.000 hrs |  | Available | 850/339 | Cx=0.3447;Cy=0.3553 | Class I | IK02 |  |  | 60 | 890 | -20 | 1 | 201 | RAL9016 | 50-60Hz | Passive | LED | dimmable | High Bay Rectangular | Tungsram High-bay IP66 | Indoor industrial |  |  | 25920 | Yes |  |  |  | Bracket kit. Suspension holder kit. Protective Cover
TBD | TU HB IP65 G1 1S20 5K80 L9 SN ST QC W1 | image | datasheet | deeplink | TUNGSRAM - Tungsram High-bay IP66 - 18290lm - 143W - 5000K - 80CRI - TBD[SKU] - Bracket. Y-cable | 8 | Bracket. Y-cable | LED | 1 | 143 | [8 empty] | CE. ENEC | [6 empty] | 65 | 5000 | 515x380x90 |  | 220-240V |  | 5 |  | 90° | 3 | 80 |  | 5000 |  |  | >=0.9 | 197000 |  |  | 127.9 |  |  | 9 | L9 | 25 | max. 10% at 100.000 hrs |  | Available | 850/339 | Cx=0.3447;Cy=0.3553 | Class I | IK02 |  |  | 60 | 630 | -20 | 1 | 143 | RAL9016 | 50-60Hz | Passive | LED | dimmable | High Bay Rectangular | Tungsram High-bay IP66 | Indoor industrial |  |  | 18290 | Yes |  |  |  | Bracket kit. Suspension holder kit. Protective Cover
TBD | TU HB IP65 G1 1S10 5K80 L9 SN ST QC W1 | image | datasheet | deeplink | TUNGSRAM - Tungsram High-bay IP66 - 8870lm - 69W - 5000K - 80CRI - TBD[SKU] - Bracket. Y-cable | 8 | Bracket. Y-cable | LED | 1 | 69 | [8 empty] | CE. ENEC | [6 empty] | 65 | 5000 | 515x380x90 |  | 220-240V |  | 5 |  | 90° | 3 | 80 |  | 5000 |  |  | >=0.9 | 259000 |  |  | 128.55 |  |  | 9 | L9 | 25 | max. 10% at 100.000 hrs |  | Available | 850/339 | Cx=0.3447;Cy=0.3553 | Class I | IK02 |  |  | 60 | 300 | -20 | 1 | 69 | RAL9016 | 50-60Hz | Passive | LED | dimmable | High Bay Rectangular | Tungsram High-bay IP66 | Indoor industrial |  |  | 8870 | Yes |  |  |  | Bracket kit. Suspension holder kit. Protective Cover
TBD | TU HB IP66 G1 1S30 5K80 L9 FX ST QC W1 | image | datasheet | deeplink | TUNGSRAM - Tungsram High-bay IP66 - 25920lm - 199W - 5000K - 80CRI - TBD[SKU] - Bracket. Y-cable | 8 | Bracket. Y-cable | LED | 1 | 199 | [8 empty] | CE. ENEC | [6 empty] | 66 | 5000 | 450x380x90 |  | 220-240V |  | 5 |  | 90° | 3 | 80 |  | 5000 |  |  | >=0.9 | 117000 |  |  | 130.25 |  |  | 9 | L9 | 25 | max. 10% at 100.000 hrs |  | Available | 850/339 | Cx=0.3447;Cy=0.3553 | Class I | IK07 |  |  | 60 | 880 | -20 | 1 | 199 | RAL9016 | 50-60Hz | Passive | LED | none | High Bay Rectangular | Tungsram High-bay IP66 | Indoor industrial |  |  | 25920 | No sensor |  |  |  | Bracket kit. Suspension holder kit. Protective Cover
TBD | TU HB IP66 G1 1S20 5K80 L9 FX ST QC W1 | image | datasheet | deeplink | TUNGSRAM - Tungsram High-bay IP66 - 18290lm - 141W - 5000K - 80CRI - TBD[SKU] - Bracket. Y-cable | 8 | Bracket. Y-cable | LED | 1 | 141 | [8 empty] | CE. ENEC | [6 empty] | 66 | 5000 | 450x380x90 |  | 220-240V |  | 5 |  | 90° | 3 | 80 |  | 5000 |  |  | >=0.9 | 197000 |  |  | 129.72 |  |  | 9 | L9 | 25 | max. 10% at 100.000 hrs |  | Available | 850/339 | Cx=0.3447;Cy=0.3553 | Class I | IK07 |  |  | 60 | 630 | -20 | 1 | 141 | RAL9016 | 50-60Hz | Passive | LED | none | High Bay Rectangular | Tungsram High-bay IP66 | Indoor industrial |  |  | 18290 | No sensor |  |  |  | Bracket kit. Suspension holder kit. Protective Cover
TBD | TU HB IP66 G1 1S10 5K80 L9 FX ST QC W1 | image | datasheet | deeplink | TUNGSRAM - Tungsram High-bay IP66 - 8870lm - 67W - 5000K - 80CRI - TBD[SKU] - Bracket. Y-cable | 8 | Bracket. Y-cable | LED | 1 | 67 | [8 empty] | CE. ENEC | [6 empty] | 66 | 5000 | 450x380x90 |  | 220-240V |  | 5 |  | 90° | 3 | 80 |  | 5000 |  |  | >=0.9 | 259000 |  |  | 132.39 |  |  | 9 | L9 | 25 | max. 10% at 100.000 hrs |  | Available | 850/339 | Cx=0.3447;Cy=0.3553 | Class I | IK07 |  |  | 60 | 300 | -20 | 1 | 67 | RAL9016 | 50-60Hz | Passive | LED | none | High Bay Rectangular | Tungsram High-bay IP66 | Indoor industrial |  |  | 8870 | No sensor |  |  |  | Bracket kit. Suspension holder kit. Protective Cover
TBD | TU HB IP66 G1 2H45 4K80 L9 NL ST QC W1 | image | datasheet | deeplink | TUNGSRAM - Tungsram High-bay IP66 - 38750lm - 261W - 4000K - 80CRI - TBD[SKU] - Bracket. Y-cable | 12 | Bracket. Y-cable | LED | 1 | 261 | [8 empty] | CE | [6 empty] | 66 | 4000 | 817x380x110 |  | 220-240V |  | 5 |  | 90° | 3 | 80 |  | 4000 |  |  | >=0.9 | 116000 |  |  | 148.47 |  |  | 9 | L9 | 25 | max. 10% at 100.000 hrs |  | Available | 840/339 | Cx=0.4338;Cy=0.4030 | Class I | IK02 |  |  | 60 | 1160 | -20 | 1 | 261 | RAL9016 | 50-60Hz | Passive | LED | dimmable | High Bay Rectangular | Tungsram High-bay IP66 | Indoor industrial |  |  | 38750 | Yes |  |  |  | Bracket kit. Suspension holder kit. Protective Cover
TBD | TU HB IP66 G1 2H30 4K80 L9 NL ST QC W1 | image | datasheet | deeplink | TUNGSRAM - Tungsram High-bay IP66 - 26530lm - 171W - 4000K - 80CRI - TBD[SKU] - Bracket. Y-cable | 12 | Bracket. Y-cable | LED | 1 | 171 | [8 empty] | CE. ENEC | [6 empty] | 66 | 4000 | 817x380x110 |  | 220-240V |  | 5 |  | 90° | 3 | 80 |  | 4000 |  |  | >=0.9 | 105000 |  |  | 155.15 |  |  | 9 | L9 | 25 | max. 10% at 100.000 hrs |  | Available | 840/339 | Cx=0.4338;Cy=0.4030 | Class I | IK02 |  |  | 60 | 760 | -20 | 1 | 171 | RAL9016 | 50-60Hz | Passive | LED | dimmable | High Bay Rectangular | Tungsram High-bay IP66 | Indoor industrial |  |  | 26530 | Yes |  |  |  | Bracket kit. Suspension holder kit. Protective Cover
TBD | TU HB IP66 G1 1H20 4K80 L9 NL ST QC W1 | image | datasheet | deeplink | TUNGSRAM - Tungsram High-bay IP66 - 17750lm - 117W - 4000K - 80CRI - TBD[SKU] - Bracket. Y-cable | 8 | Bracket. Y-cable | LED | 1 | 117 | [8 empty] | CE. ENEC | [6 empty] | 66 | 4000 | 450x380x110 |  | 220-240V |  | 5 |  | 90° | 3 | 80 |  | 4000 |  |  | >=0.9 | 100000 |  |  | 151.71 |  |  | 9 | L9 | 25 | max. 10% at 100.000 hrs |  | Available | 840/339 | Cx=0.4338;Cy=0.4030 | Class I | IK02 |  |  | 60 | 520 | -20 | 1 | 117 | RAL9016 | 50-60Hz | Passive | LED | dimmable | High Bay Rectangular | Tungsram High-bay IP66 | Indoor industrial |  |  | 17750 | Yes |  |  |  | Bracket kit. Suspension holder kit. Protective Cover
TBD | TU HB IP66 G1 1H10 4K80 L9 NL ST QC W1 | image | datasheet | deeplink | TUNGSRAM - Tungsram High-bay IP66 - 8960lm - 57W - 4000K - 80CRI - TBD[SKU] - Bracket. Y-cable | 8 | Bracket. Y-cable | LED | 1 | 57 | [8 empty] | CE. ENEC | [6 empty] | 66 | 4000 | 450x380x110 |  | 220-240V |  | 5 |  | 90° | 3 | 80 |  | 4000 |  |  | >=0.9 | 115000 |  |  | 157.19 |  |  | 9 | L9 | 25 | max. 10% at 100.000 hrs |  | Available | 840/339 | Cx=0.4338;Cy=0.4030 | Class I | IK02 |  |  | 60 | 250 | -20 | 1 | 57 | RAL9016 | 50-60Hz | Passive | LED | dimmable | High Bay Rectangular | Tungsram High-bay IP66 | Indoor industrial |  |  | 8960 | Yes |  |  |  | Bracket kit. Suspension holder kit. Protective Cover
TBD | TU HB IP65 G1 2H45 4K80 L9 RF ST QC W1 | image | datasheet | deeplink | TUNGSRAM - Tungsram High-bay IP66 - 38750lm - 263W - 4000K - 80CRI - TBD[SKU] - Bracket. Y-cable | 12 | Bracket. Y-cable | LED | 1 | 263 | [8 empty] | CE | [6 empty] | 65 | 4000 | 882x380x90 |  | 220-240V |  | 5 |  | 90° | 3 | 80 |  | 4000 |  |  | >=0.9 | 116000 |  |  | 147.34 |  |  | 9 | L9 | 25 | max. 10% at 100.000 hrs |  | Available | 840/339 | Cx=0.4338;Cy=0.4030 | Class I | IK02 |  |  | 60 | 1170 | -20 | 1 | 263 | RAL9016 | 50-60Hz | Passive | LED | dimmable | High Bay Rectangular | Tungsram High-bay IP66 | Indoor industrial |  |  | 38750 | Yes |  |  |  | Bracket kit. Suspension holder kit. Protective Cover
TBD | TU HB IP65 G1 2H30 4K80 L9 RF ST QC W1 | image | datasheet | deeplink | TUNGSRAM - Tungsram High-bay IP66 - 26530lm - 172W - 4000K - 80CRI - TBD[SKU] - Bracket. Y-cable | 12 | Bracket. Y-cable | LED | 1 | 172 | [8 empty] | CE. ENEC | [6 empty] | 65 | 4000 | 882x380x90 |  | 220-240V |  | 5 |  | 90° | 3 | 80 |  | 4000 |  |  | >=0.9 | 105000 |  |  | 154.24 |  |  | 9 | L9 | 25 | max. 10% at 100.000 hrs |  | Available | 840/339 | Cx=0.4338;Cy=0.4030 | Class I | IK02 |  |  | 60 | 760 | -20 | 1 | 172 | RAL9016 | 50-60Hz | Passive | LED | dimmable | High Bay Rectangular | Tungsram High-bay IP66 | Indoor industrial |  |  | 26530 | Yes |  |  |  | Bracket kit. Suspension holder kit. Protective Cover
TBD | TU HB IP65 G1 1H20 4K80 L9 RF ST QC W1 | image | datasheet | deeplink | TUNGSRAM - Tungsram High-bay IP66 - 17750lm - 118W - 4000K - 80CRI - TBD[SKU] - Bracket. Y-cable | 8 | Bracket. Y-cable | LED | 1 | 118 | [8 empty] | CE. ENEC | [6 empty] | 65 | 4000 | 515x380x90 |  | 220-240V |  | 5 |  | 90° | 3 | 80 |  | 4000 |  |  | >=0.9 | 100000 |  |  | 150.42 |  |  | 9 | L9 | 25 | max. 10% at 100.000 hrs |  | Available | 840/339 | Cx=0.4338;Cy=0.4030 | Class I | IK02 |  |  | 60 | 520 | -20 | 1 | 118 | RAL9016 | 50-60Hz | Passive | LED | dimmable | High Bay Rectangular | Tungsram High-bay IP66 | Indoor industrial |  |  | 17750 | Yes |  |  |  | Bracket kit. Suspension holder kit. Protective Cover
TBD | TU HB IP65 G1 1H10 4K80 L9 RF ST QC W1 | image | datasheet | deeplink | TUNGSRAM - Tungsram High-bay IP66 - 8960lm - 58W - 4000K - 80CRI - TBD[SKU] - Bracket. Y-cable | 8 | Bracket. Y-cable | LED | 1 | 58 | [8 empty] | CE. ENEC | [6 empty] | 65 | 4000 | 515x380x90 |  | 220-240V |  | 5 |  | 90° | 3 | 80 |  | 4000 |  |  | >=0.9 | 115000 |  |  | 154.48 |  |  | 9 | L9 | 25 | max. 10% at 100.000 hrs |  | Available | 840/339 | Cx=0.4338;Cy=0.4030 | Class I | IK02 |  |  | 60 | 260 | -20 | 1 | 58 | RAL9016 | 50-60Hz | Passive | LED | dimmable | High Bay Rectangular | Tungsram High-bay IP66 | Indoor industrial |  |  | 8960 | Yes |  |  |  | Bracket kit. Suspension holder kit. Protective Cover
TBD | TU HB IP66 G1 2H45 4K80 L9 DL ST QC W1 | image | datasheet | deeplink | TUNGSRAM - Tungsram High-bay IP66 - 38750lm - 261W - 4000K - 80CRI - TBD[SKU] - Bracket. Y-cable | 12 | Bracket. Y-cable | LED | 1 | 261 | [8 empty] | CE | [6 empty] | 66 | 4000 | 817x380x90 |  | 220-240V |  | 5 |  | 90° | 3 | 80 |  | 4000 |  |  | >=0.9 | 116000 |  |  | 148.47 |  |  | 9 | L9 | 25 | max. 10% at 100.000 hrs |  | Available | 840/339 | Cx=0.4338;Cy=0.4030 | Class I | IK07 |  |  | 60 | 1160 | -20 | 1 | 261 | RAL9016 | 50-60Hz | Passive | LED | dimmable | High Bay Rectangular | Tungsram High-bay IP66 | Indoor industrial |  |  | 38750 | No sensor |  |  |  | Bracket kit. Suspension holder kit. Protective Cover
TBD | TU HB IP66 G1 2H30 4K80 L9 DL ST QC W1 | image | datasheet | deeplink | TUNGSRAM - Tungsram High-bay IP66 - 26530lm - 170W - 4000K - 80CRI - TBD[SKU] - Bracket. Y-cable | 12 | Bracket. Y-cable | LED | 1 | 170 | [8 empty] | CE. ENEC | [6 empty] | 66 | 4000 | 817x380x90 |  | 220-240V |  | 5 |  | 90° | 3 | 80 |  | 4000 |  |  | >=0.9 | 105000 |  |  | 156.06 |  |  | 9 | L9 | 25 | max. 10% at 100.000 hrs |  | Available | 840/339 | Cx=0.4338;Cy=0.4030 | Class I | IK07 |  |  | 60 | 750 | -20 | 1 | 170 | RAL9016 | 50-60Hz | Passive | LED | dimmable | High Bay Rectangular | Tungsram High-bay IP66 | Indoor industrial |  |  | 26530 | No sensor |  |  |  | Bracket kit. Suspension holder kit. Protective Cover
TBD | TU HB IP66 G1 1H20 4K80 L9 DL ST QC W1 | image | datasheet | deeplink | TUNGSRAM - Tungsram High-bay IP66 - 17750lm - 116W - 4000K - 80CRI - TBD[SKU] - Bracket. Y-cable | 8 | Bracket. Y-cable | LED | 1 | 116 | [8 empty] | CE. ENEC | [6 empty] | 66 | 4000 | 450x380x90 |  | 220-240V |  | 5 |  | 90° | 3 | 80 |  | 4000 |  |  | >=0.9 | 100000 |  |  | 153.02 |  |  | 9 | L9 | 25 | max. 10% at 100.000 hrs |  | Available | 840/339 | Cx=0.4338;Cy=0.4030 | Class I | IK07 |  |  | 60 | 510 | -20 | 1 | 116 | RAL9016 | 50-60Hz | Passive | LED | dimmable | High Bay Rectangular | Tungsram High-bay IP66 | Indoor industrial |  |  | 17750 | No sensor |  |  |  | Bracket kit. Suspension holder kit. Protective Cover
TBD | TU HB IP66 G1 1H10 4K80 L9 DL ST QC W1 | image | datasheet | deeplink | TUNGSRAM - Tungsram High-bay IP66 - 8960lm - 56W - 4000K - 80CRI - TBD[SKU] - Bracket. Y-cable | 8 | Bracket. Y-cable | LED | 1 | 56 | [8 empty] | CE. ENEC | [6 empty] | 66 | 4000 | 450x380x90 |  | 220-240V |  | 5 |  | 90° | 3 | 80 |  | 4000 |  |  | >=0.9 | 115000 |  |  | 160 |  |  | 9 | L9 | 25 | max. 10% at 100.000 hrs |  | Available | 840/339 | Cx=0.4338;Cy=0.4030 | Class I | IK07 |  |  | 60 | 250 | -20 | 1 | 56 | RAL9016 | 50-60Hz | Passive | LED | dimmable | High Bay Rectangular | Tungsram High-bay IP66 | Indoor industrial |  |  | 8960 | No sensor |  |  |  | Bracket kit. Suspension holder kit. Protective Cover
TBD | TU HB IP65 G1 1S30 4K80 L9 RF ST QC W1 | image | datasheet | deeplink | TUNGSRAM - Tungsram High-bay IP66 - 25650lm - 201W - 4000K - 80CRI - TBD[SKU] - Bracket. Y-cable | 8 | Bracket. Y-cable | LED | 1 | 201 | [8 empty] | CE. ENEC | [6 empty] | 65 | 4000 | 515x380x90 |  | 220-240V |  | 5 |  | 90° | 3 | 80 |  | 4000 |  |  | >=0.9 | 117000 |  |  | 127.61 |  |  | 9 | L9 | 25 | max. 10% at 100.000 hrs |  | Available | 840/339 | Cx=0.4338;Cy=0.4030 | Class I | IK02 |  |  | 60 | 890 | -20 | 1 | 201 | RAL9016 | 50-60Hz | Passive | LED | dimmable | High Bay Rectangular | Tungsram High-bay IP66 | Indoor industrial |  |  | 25650 | Yes |  |  |  | Bracket kit. Suspension holder kit. Protective Cover
TBD | TU HB IP65 G1 1S20 4K80 L9 RF ST QC W1 | image | datasheet | deeplink | TUNGSRAM - Tungsram High-bay IP66 - 18100lm - 143W - 4000K - 80CRI - TBD[SKU] - Bracket. Y-cable | 8 | Bracket. Y-cable | LED | 1 | 143 | [8 empty] | CE. ENEC | [6 empty] | 65 | 4000 | 515x380x90 |  | 220-240V |  | 5 |  | 90° | 3 | 80 |  | 4000 |  |  | >=0.9 | 197000 |  |  | 126.57 |  |  | 9 | L9 | 25 | max. 10% at 100.000 hrs |  | Available | 840/339 | Cx=0.4338;Cy=0.4030 | Class I | IK02 |  |  | 60 | 630 | -20 | 1 | 143 | RAL9016 | 50-60Hz | Passive | LED | dimmable | High Bay Rectangular | Tungsram High-bay IP66 | Indoor industrial |  |  | 18100 | Yes |  |  |  | Bracket kit. Suspension holder kit. Protective Cover
TBD | TU HB IP65 G1 1S10 4K80 L9 RF ST QC W1 | image | datasheet | deeplink | TUNGSRAM - Tungsram High-bay IP66 - 8780lm - 69W - 4000K - 80CRI - TBD[SKU] - Bracket. Y-cable | 8 | Bracket. Y-cable | LED | 1 | 69 | [8 empty] | CE. ENEC | [6 empty] | 65 | 4000 | 515x380x90 |  | 220-240V |  | 5 |  | 90° | 3 | 80 |  | 4000 |  |  | >=0.9 | 259000 |  |  | 127.25 |  |  | 9 | L9 | 25 | max. 10% at 100.000 hrs |  | Available | 840/339 | Cx=0.4338;Cy=0.4030 | Class I | IK02 |  |  | 60 | 300 | -20 | 1 | 69 | RAL9016 | 50-60Hz | Passive | LED | dimmable | High Bay Rectangular | Tungsram High-bay IP66 | Indoor industrial |  |  | 8780 | Yes |  |  |  | Bracket kit. Suspension holder kit. Protective Cover
TBD | TU HB IP66 G1 1S30 4K80 L9 DL ST QC W1 | image | datasheet | deeplink | TUNGSRAM - Tungsram High-bay IP66 - 25650lm - 199W - 4000K - 80CRI - TBD[SKU] - Bracket. Y-cable | 8 | Bracket. Y-cable | LED | 1 | 199 | [8 empty] | CE. ENEC | [6 empty] | 66 | 4000 | 450x380x90 |  | 220-240V |  | 5 |  | 90° | 3 | 80 |  | 4000 |  |  | >=0.9 | 117000 |  |  | 128.89 |  |  | 9 | L9 | 25 | max. 10% at 100.000 hrs |  | Available | 840/339 | Cx=0.4338;Cy=0.4030 | Class I | IK07 |  |  | 60 | 880 | -20 | 1 | 199 | RAL9016 | 50-60Hz | Passive | LED | dimmable | High Bay Rectangular | Tungsram High-bay IP66 | Indoor industrial |  |  | 25650 | No sensor |  |  |  | Bracket kit. Suspension holder kit. Protective Cover
TBD | TU HB IP66 G1 1S20 4K80 L9 DL ST QC W1 | image | datasheet | deeplink | TUNGSRAM - Tungsram High-bay IP66 - 18100lm - 141W - 4000K - 80CRI - TBD[SKU] - Bracket. Y-cable | 8 | Bracket. Y-cable | LED | 1 | 141 | [8 empty] | CE. ENEC | [6 empty] | 66 | 4000 | 450x380x90 |  | 220-240V |  | 5 |  | 90° | 3 | 80 |  | 4000 |  |  | >=0.9 | 197000 |  |  | 128.37 |  |  | 9 | L9 | 25 | max. 10% at 100.000 hrs |  | Available | 840/339 | Cx=0.4338;Cy=0.4030 | Class I | IK07 |  |  | 60 | 630 | -20 | 1 | 141 | RAL9016 | 50-60Hz | Passive | LED | dimmable | High Bay Rectangular | Tungsram High-bay IP66 | Indoor industrial |  |  | 18100 | No sensor |  |  |  | Bracket kit. Suspension holder kit. Protective Cover
TBD | TU HB IP66 G1 1S10 4K80 L9 DL ST QC W1 | image | datasheet | deeplink | TUNGSRAM - Tungsram High-bay IP66 - 8780lm - 67W - 4000K - 80CRI - TBD[SKU] - Bracket. Y-cable | 8 | Bracket. Y-cable | LED | 1 | 67 | [8 empty] | CE. ENEC | [6 empty] | 66 | 4000 | 450x380x90 |  | 220-240V |  | 5 |  | 90° | 3 | 80 |  | 4000 |  |  | >=0.9 | 259000 |  |  | 131.04 |  |  | 9 | L9 | 25 | max. 10% at 100.000 hrs |  | Available | 840/339 | Cx=0.4338;Cy=0.4030 | Class I | IK07 |  |  | 60 | 300 | -20 | 1 | 67 | RAL9016 | 50-60Hz | Passive | LED | dimmable | High Bay Rectangular | Tungsram High-bay IP66 | Indoor industrial |  |  | 8780 | No sensor |  |  |  | Bracket kit. Suspension holder kit. Protective Cover
TBD | TU HB IP65 G1 1S30 4K80 L9 SN ST QC W1 | image | datasheet | deeplink | TUNGSRAM - Tungsram High-bay IP66 - 25650lm - 201W - 4000K - 80CRI - TBD[SKU] - Bracket. Y-cable | 8 | Bracket. Y-cable | LED | 1 | 201 | [8 empty] | CE. ENEC | [6 empty] | 65 | 4000 | 515x380x90 |  | 220-240V |  | 5 |  | 90° | 3 | 80 |  | 4000 |  |  | >=0.9 | 117000 |  |  | 127.61 |  |  | 9 | L9 | 25 | max. 10% at 100.000 hrs |  | Available | 840/339 | Cx=0.4338;Cy=0.4030 | Class I | IK02 |  |  | 60 | 890 | -20 | 1 | 201 | RAL9016 | 50-60Hz | Passive | LED | dimmable | High Bay Rectangular | Tungsram High-bay IP66 | Indoor industrial |  |  | 25650 | Yes |  |  |  | Bracket kit. Suspension holder kit. Protective Cover
TBD | TU HB IP65 G1 1S20 4K80 L9 SN ST QC W1 | image | datasheet | deeplink | TUNGSRAM - Tungsram High-bay IP66 - 18100lm - 143W - 4000K - 80CRI - TBD[SKU] - Bracket. Y-cable | 8 | Bracket. Y-cable | LED | 1 | 143 | [8 empty] | CE. ENEC | [6 empty] | 65 | 4000 | 515x380x90 |  | 220-240V |  | 5 |  | 90° | 3 | 80 |  | 4000 |  |  | >=0.9 | 197000 |  |  | 126.57 |  |  | 9 | L9 | 25 | max. 10% at 100.000 hrs |  | Available | 840/339 | Cx=0.4338;Cy=0.4030 | Class I | IK02 |  |  | 60 | 630 | -20 | 1 | 143 | RAL9016 | 50-60Hz | Passive | LED | dimmable | High Bay Rectangular | Tungsram High-bay IP66 | Indoor industrial |  |  | 18100 | Yes |  |  |  | Bracket kit. Suspension holder kit. Protective Cover
TBD | TU HB IP65 G1 1S10 4K80 L9 SN ST QC W1 | image | datasheet | deeplink | TUNGSRAM - Tungsram High-bay IP66 - 8780lm - 69W - 4000K - 80CRI - TBD[SKU] - Bracket. Y-cable | 8 | Bracket. Y-cable | LED | 1 | 69 | [8 empty] | CE. ENEC | [6 empty] | 65 | 4000 | 515x380x90 |  | 220-240V |  | 5 |  | 90° | 3 | 80 |  | 4000 |  |  | >=0.9 | 259000 |  |  | 127.25 |  |  | 9 | L9 | 25 | max. 10% at 100.000 hrs |  | Available | 840/339 | Cx=0.4338;Cy=0.4030 | Class I | IK02 |  |  | 60 | 300 | -20 | 1 | 69 | RAL9016 | 50-60Hz | Passive | LED | dimmable | High Bay Rectangular | Tungsram High-bay IP66 | Indoor industrial |  |  | 8780 | Yes |  |  |  | Bracket kit. Suspension holder kit. Protective Cover
TBD | TU HB IP66 G1 1S30 4K80 L9 FX ST QC W1 | image | datasheet | deeplink | TUNGSRAM - Tungsram High-bay IP66 - 25650lm - 199W - 4000K - 80CRI - TBD[SKU] - Bracket. Y-cable | 8 | Bracket. Y-cable | LED | 1 | 199 | [8 empty] | CE. ENEC | [6 empty] | 66 | 4000 | 450x380x90 |  | 220-240V |  | 5 |  | 90° | 3 | 80 |  | 4000 |  |  | >=0.9 | 117000 |  |  | 128.89 |  |  | 9 | L9 | 25 | max. 10% at 100.000 hrs |  | Available | 840/339 | Cx=0.4338;Cy=0.4030 | Class I | IK07 |  |  | 60 | 880 | -20 | 1 | 199 | RAL9016 | 50-60Hz | Passive | LED | none | High Bay Rectangular | Tungsram High-bay IP66 | Indoor industrial |  |  | 25650 | No sensor |  |  |  | Bracket kit. Suspension holder kit. Protective Cover
TBD | TU HB IP66 G1 1S20 4K80 L9 FX ST QC W1 | image | datasheet | deeplink | TUNGSRAM - Tungsram High-bay IP66 - 18100lm - 141W - 4000K - 80CRI - TBD[SKU] - Bracket. Y-cable | 8 | Bracket. Y-cable | LED | 1 | 141 | [8 empty] | CE. ENEC | [6 empty] | 66 | 4000 | 450x380x90 |  | 220-240V |  | 5 |  | 90° | 3 | 80 |  | 4000 |  |  | >=0.9 | 197000 |  |  | 128.37 |  |  | 9 | L9 | 25 | max. 10% at 100.000 hrs |  | Available | 840/339 | Cx=0.4338;Cy=0.4030 | Class I | IK07 |  |  | 60 | 630 | -20 | 1 | 141 | RAL9016 | 50-60Hz | Passive | LED | none | High Bay Rectangular | Tungsram High-bay IP66 | Indoor industrial |  |  | 18100 | No sensor |  |  |  | Bracket kit. Suspension holder kit. Protective Cover
TBD | TU HB IP66 G1 1S10 4K80 L9 FX ST QC W1 | image | datasheet | deeplink | TUNGSRAM - Tungsram High-bay IP66 - 8780lm - 67W - 4000K - 80CRI - TBD[SKU] - Bracket. Y-cable | 8 | Bracket. Y-cable | LED | 1 | 67 | [8 empty] | CE. ENEC | [6 empty] | 66 | 4000 | 450x380x90 |  | 220-240V |  | 5 |  | 90° | 3 | 80 |  | 4000 |  |  | >=0.9 | 259000 |  |  | 131.04 |  |  | 9 | L9 | 25 | max. 10% at 100.000 hrs |  | Available | 840/339 | Cx=0.4338;Cy=0.4030 | Class I | IK07 |  |  | 60 | 300 | -20 | 1 | 67 | RAL9016 | 50-60Hz | Passive | LED | none | High Bay Rectangular | Tungsram High-bay IP66 | Indoor industrial |  |  | 8780 | No sensor |  |  |  | Bracket kit. Suspension holder kit. Protective Cover
TBD | TU HB IP66 G1 2H45 5K70 L9 NL ST QC W1 | image | datasheet | deeplink | TUNGSRAM - Tungsram High-bay IP66 - 40790lm - 261W - 5000K - 70CRI - TBD[SKU] - Bracket. Y-cable | 12 | Bracket. Y-cable | LED | 1 | 261 | [8 empty] | CE | [6 empty] | 66 | 5000 | 817x380x110 |  | 220-240V |  | 5 |  | 90° | 3 | 70 |  | 5000 |  |  | >=0.9 | 116000 |  |  | 156.28 |  |  | 9 | L9 | 25 | max. 10% at 100.000 hrs |  | Available | 750/339 | Cx=0.3447;Cy=0.3553 | Class I | IK02 |  |  | 60 | 1160 | -20 | 1 | 261 | RAL9016 | 50-60Hz | Passive | LED | dimmable | High Bay Rectangular | Tungsram High-bay IP66 | Indoor industrial |  |  | 40790 | Yes |  |  |  | Bracket kit. Suspension holder kit. Protective Cover
TBD | TU HB IP66 G1 2H30 5K70 L9 NL ST QC W1 | image | datasheet | deeplink | TUNGSRAM - Tungsram High-bay IP66 - 27930lm - 171W - 5000K - 70CRI - TBD[SKU] - Bracket. Y-cable | 12 | Bracket. Y-cable | LED | 1 | 171 | [8 empty] | CE. ENEC | [6 empty] | 66 | 5000 | 817x380x110 |  | 220-240V |  | 5 |  | 90° | 3 | 70 |  | 5000 |  |  | >=0.9 | 105000 |  |  | 163.33 |  |  | 9 | L9 | 25 | max. 10% at 100.000 hrs |  | Available | 750/339 | Cx=0.3447;Cy=0.3553 | Class I | IK02 |  |  | 60 | 760 | -20 | 1 | 171 | RAL9016 | 50-60Hz | Passive | LED | dimmable | High Bay Rectangular | Tungsram High-bay IP66 | Indoor industrial |  |  | 27930 | Yes |  |  |  | Bracket kit. Suspension holder kit. Protective Cover
TBD | TU HB IP66 G1 1H20 5K70 L9 NL ST QC W1 | image | datasheet | deeplink | TUNGSRAM - Tungsram High-bay IP66 - 18680lm - 117W - 5000K - 70CRI - TBD[SKU] - Bracket. Y-cable | 8 | Bracket. Y-cable | LED | 1 | 117 | [8 empty] | CE. ENEC | [6 empty] | 66 | 5000 | 450x380x110 |  | 220-240V |  | 5 |  | 90° | 3 | 70 |  | 5000 |  |  | >=0.9 | 100000 |  |  | 159.66 |  |  | 9 | L9 | 25 | max. 10% at 100.000 hrs |  | Available | 750/339 | Cx=0.3447;Cy=0.3553 | Class I | IK02 |  |  | 60 | 520 | -20 | 1 | 117 | RAL9016 | 50-60Hz | Passive | LED | dimmable | High Bay Rectangular | Tungsram High-bay IP66 | Indoor industrial |  |  | 18680 | Yes |  |  |  | Bracket kit. Suspension holder kit. Protective Cover
TBD | TU HB IP66 G1 1H10 5K70 L9 NL ST QC W1 | image | datasheet | deeplink | TUNGSRAM - Tungsram High-bay IP66 - 9430lm - 57W - 5000K - 70CRI - TBD[SKU] - Bracket. Y-cable | 8 | Bracket. Y-cable | LED | 1 | 57 | [8 empty] | CE. ENEC | [6 empty] | 66 | 5000 | 450x380x110 |  | 220-240V |  | 5 |  | 90° | 3 | 70 |  | 5000 |  |  | >=0.9 | 115000 |  |  | 165.44 |  |  | 9 | L9 | 25 | max. 10% at 100.000 hrs |  | Available | 750/339 | Cx=0.3447;Cy=0.3553 | Class I | IK02 |  |  | 60 | 250 | -20 | 1 | 57 | RAL9016 | 50-60Hz | Passive | LED | dimmable | High Bay Rectangular | Tungsram High-bay IP66 | Indoor industrial |  |  | 9430 | Yes |  |  |  | Bracket kit. Suspension holder kit. Protective Cover
TBD | TU HB IP65 G1 2H45 5K70 L9 RF ST QC W1 | image | datasheet | deeplink | TUNGSRAM - Tungsram High-bay IP66 - 40790lm - 263W - 5000K - 70CRI - TBD[SKU] - Bracket. Y-cable | 12 | Bracket. Y-cable | LED | 1 | 263 | [8 empty] | CE | [6 empty] | 65 | 5000 | 882x380x90 |  | 220-240V |  | 5 |  | 90° | 3 | 70 |  | 5000 |  |  | >=0.9 | 116000 |  |  | 155.1 |  |  | 9 | L9 | 25 | max. 10% at 100.000 hrs |  | Available | 750/339 | Cx=0.3447;Cy=0.3553 | Class I | IK02 |  |  | 60 | 1170 | -20 | 1 | 263 | RAL9016 | 50-60Hz | Passive | LED | dimmable | High Bay Rectangular | Tungsram High-bay IP66 | Indoor industrial |  |  | 40790 | Yes |  |  |  | Bracket kit. Suspension holder kit. Protective Cover
TBD | TU HB IP65 G1 2H30 5K70 L9 RF ST QC W1 | image | datasheet | deeplink | TUNGSRAM - Tungsram High-bay IP66 - 27930lm - 172W - 5000K - 70CRI - TBD[SKU] - Bracket. Y-cable | 12 | Bracket. Y-cable | LED | 1 | 172 | [8 empty] | CE. ENEC | [6 empty] | 65 | 5000 | 882x380x90 |  | 220-240V |  | 5 |  | 90° | 3 | 70 |  | 5000 |  |  | >=0.9 | 105000 |  |  | 162.38 |  |  | 9 | L9 | 25 | max. 10% at 100.000 hrs |  | Available | 750/339 | Cx=0.3447;Cy=0.3553 | Class I | IK02 |  |  | 60 | 760 | -20 | 1 | 172 | RAL9016 | 50-60Hz | Passive | LED | dimmable | High Bay Rectangular | Tungsram High-bay IP66 | Indoor industrial |  |  | 27930 | Yes |  |  |  | Bracket kit. Suspension holder kit. Protective Cover
TBD | TU HB IP65 G1 1H20 5K70 L9 RF ST QC W1 | image | datasheet | deeplink | TUNGSRAM - Tungsram High-bay IP66 - 18680lm - 118W - 5000K - 70CRI - TBD[SKU] - Bracket. Y-cable | 8 | Bracket. Y-cable | LED | 1 | 118 | [8 empty] | CE. ENEC | [6 empty] | 65 | 5000 | 515x380x90 |  | 220-240V |  | 5 |  | 90° | 3 | 70 |  | 5000 |  |  | >=0.9 | 100000 |  |  | 158.31 |  |  | 9 | L9 | 25 | max. 10% at 100.000 hrs |  | Available | 750/339 | Cx=0.3447;Cy=0.3553 | Class I | IK02 |  |  | 60 | 520 | -20 | 1 | 118 | RAL9016 | 50-60Hz | Passive | LED | dimmable | High Bay Rectangular | Tungsram High-bay IP66 | Indoor industrial |  |  | 18680 | Yes |  |  |  | Bracket kit. Suspension holder kit. Protective Cover
TBD | TU HB IP65 G1 1H10 5K70 L9 RF ST QC W1 | image | datasheet | deeplink | TUNGSRAM - Tungsram High-bay IP66 - 9430lm - 58W - 5000K - 70CRI - TBD[SKU] - Bracket. Y-cable | 8 | Bracket. Y-cable | LED | 1 | 58 | [8 empty] | CE. ENEC | [6 empty] | 65 | 5000 | 515x380x90 |  | 220-240V |  | 5 |  | 90° | 3 | 70 |  | 5000 |  |  | >=0.9 | 115000 |  |  | 162.59 |  |  | 9 | L9 | 25 | max. 10% at 100.000 hrs |  | Available | 750/339 | Cx=0.3447;Cy=0.3553 | Class I | IK02 |  |  | 60 | 260 | -20 | 1 | 58 | RAL9016 | 50-60Hz | Passive | LED | dimmable | High Bay Rectangular | Tungsram High-bay IP66 | Indoor industrial |  |  | 9430 | Yes |  |  |  | Bracket kit. Suspension holder kit. Protective Cover
TBD | TU HB IP66 G1 2H45 5K70 L9 DL ST QC W1 | image | datasheet | deeplink | TUNGSRAM - Tungsram High-bay IP66 - 40790lm - 261W - 5000K - 70CRI - TBD[SKU] - Bracket. Y-cable | 12 | Bracket. Y-cable | LED | 1 | 261 | [8 empty] | CE | [6 empty] | 66 | 5000 | 817x380x90 |  | 220-240V |  | 5 |  | 90° | 3 | 70 |  | 5000 |  |  | >=0.9 | 116000 |  |  | 156.28 |  |  | 9 | L9 | 25 | max. 10% at 100.000 hrs |  | Available | 750/339 | Cx=0.3447;Cy=0.3553 | Class I | IK07 |  |  | 60 | 1160 | -20 | 1 | 261 | RAL9016 | 50-60Hz | Passive | LED | dimmable | High Bay Rectangular | Tungsram High-bay IP66 | Indoor industrial |  |  | 40790 | No sensor |  |  |  | Bracket kit. Suspension holder kit. Protective Cover
TBD | TU HB IP66 G1 2H30 5K70 L9 DL ST QC W1 | image | datasheet | deeplink | TUNGSRAM - Tungsram High-bay IP66 - 27930lm - 170W - 5000K - 70CRI - TBD[SKU] - Bracket. Y-cable | 12 | Bracket. Y-cable | LED | 1 | 170 | [8 empty] | CE. ENEC | [6 empty] | 66 | 5000 | 817x380x90 |  | 220-240V |  | 5 |  | 90° | 3 | 70 |  | 5000 |  |  | >=0.9 | 105000 |  |  | 164.29 |  |  | 9 | L9 | 25 | max. 10% at 100.000 hrs |  | Available | 750/339 | Cx=0.3447;Cy=0.3553 | Class I | IK07 |  |  | 60 | 750 | -20 | 1 | 170 | RAL9016 | 50-60Hz | Passive | LED | dimmable | High Bay Rectangular | Tungsram High-bay IP66 | Indoor industrial |  |  | 27930 | No sensor |  |  |  | Bracket kit. Suspension holder kit. Protective Cover
TBD | TU HB IP66 G1 1H20 5K70 L9 DL ST QC W1 | image | datasheet | deeplink | TUNGSRAM - Tungsram High-bay IP66 - 18680lm - 116W - 5000K - 70CRI - TBD[SKU] - Bracket. Y-cable | 8 | Bracket. Y-cable | LED | 1 | 116 | [8 empty] | CE. ENEC | [6 empty] | 66 | 5000 | 450x380x90 |  | 220-240V |  | 5 |  | 90° | 3 | 70 |  | 5000 |  |  | >=0.9 | 100000 |  |  | 161.03 |  |  | 9 | L9 | 25 | max. 10% at 100.000 hrs |  | Available | 750/339 | Cx=0.3447;Cy=0.3553 | Class I | IK07 |  |  | 60 | 510 | -20 | 1 | 116 | RAL9016 | 50-60Hz | Passive | LED | dimmable | High Bay Rectangular | Tungsram High-bay IP66 | Indoor industrial |  |  | 18680 | No sensor |  |  |  | Bracket kit. Suspension holder kit. Protective Cover
TBD | TU HB IP66 G1 1H10 5K70 L9 DL ST QC W1 | image | datasheet | deeplink | TUNGSRAM - Tungsram High-bay IP66 - 9430lm - 56W - 5000K - 70CRI - TBD[SKU] - Bracket. Y-cable | 8 | Bracket. Y-cable | LED | 1 | 56 | [8 empty] | CE. ENEC | [6 empty] | 66 | 5000 | 450x380x90 |  | 220-240V |  | 5 |  | 90° | 3 | 70 |  | 5000 |  |  | >=0.9 | 115000 |  |  | 168.39 |  |  | 9 | L9 | 25 | max. 10% at 100.000 hrs |  | Available | 750/339 | Cx=0.3447;Cy=0.3553 | Class I | IK07 |  |  | 60 | 250 | -20 | 1 | 56 | RAL9016 | 50-60Hz | Passive | LED | dimmable | High Bay Rectangular | Tungsram High-bay IP66 | Indoor industrial |  |  | 9430 | No sensor |  |  |  | Bracket kit. Suspension holder kit. Protective Cover
TBD | TU HB IP65 G1 1S30 5K70 L9 RF ST QC W1 | image | datasheet | deeplink | TUNGSRAM - Tungsram High-bay IP66 - 27010lm - 201W - 5000K - 70CRI - TBD[SKU] - Bracket. Y-cable | 8 | Bracket. Y-cable | LED | 1 | 201 | [8 empty] | CE. ENEC | [6 empty] | 65 | 5000 | 515x380x90 |  | 220-240V |  | 5 |  | 90° | 3 | 70 |  | 5000 |  |  | >=0.9 | 117000 |  |  | 134.38 |  |  | 9 | L9 | 25 | max. 10% at 100.000 hrs |  | Available | 750/339 | Cx=0.3447;Cy=0.3553 | Class I | IK02 |  |  | 60 | 890 | -20 | 1 | 201 | RAL9016 | 50-60Hz | Passive | LED | dimmable | High Bay Rectangular | Tungsram High-bay IP66 | Indoor industrial |  |  | 27010 | Yes |  |  |  | Bracket kit. Suspension holder kit. Protective Cover
TBD | TU HB IP65 G1 1S20 5K70 L9 RF ST QC W1 | image | datasheet | deeplink | TUNGSRAM - Tungsram High-bay IP66 - 19050lm - 143W - 5000K - 70CRI - TBD[SKU] - Bracket. Y-cable | 8 | Bracket. Y-cable | LED | 1 | 143 | [8 empty] | CE. ENEC | [6 empty] | 65 | 5000 | 515x380x90 |  | 220-240V |  | 5 |  | 90° | 3 | 70 |  | 5000 |  |  | >=0.9 | 197000 |  |  | 133.22 |  |  | 9 | L9 | 25 | max. 10% at 100.000 hrs |  | Available | 750/339 | Cx=0.3447;Cy=0.3553 | Class I | IK02 |  |  | 60 | 630 | -20 | 1 | 143 | RAL9016 | 50-60Hz | Passive | LED | dimmable | High Bay Rectangular | Tungsram High-bay IP66 | Indoor industrial |  |  | 19050 | Yes |  |  |  | Bracket kit. Suspension holder kit. Protective Cover
TBD | TU HB IP65 G1 1S10 5K70 L9 RF ST QC W1 | image | datasheet | deeplink | TUNGSRAM - Tungsram High-bay IP66 - 9240lm - 69W - 5000K - 70CRI - TBD[SKU] - Bracket. Y-cable | 8 | Bracket. Y-cable | LED | 1 | 69 | [8 empty] | CE. ENEC | [6 empty] | 65 | 5000 | 515x380x90 |  | 220-240V |  | 5 |  | 90° | 3 | 70 |  | 5000 |  |  | >=0.9 | 259000 |  |  | 133.91 |  |  | 9 | L9 | 25 | max. 10% at 100.000 hrs |  | Available | 750/339 | Cx=0.3447;Cy=0.3553 | Class I | IK02 |  |  | 60 | 300 | -20 | 1 | 69 | RAL9016 | 50-60Hz | Passive | LED | dimmable | High Bay Rectangular | Tungsram High-bay IP66 | Indoor industrial |  |  | 9240 | Yes |  |  |  | Bracket kit. Suspension holder kit. Protective Cover
TBD | TU HB IP66 G1 1S30 5K70 L9 DL ST QC W1 | image | datasheet | deeplink | TUNGSRAM - Tungsram High-bay IP66 - 27010lm - 199W - 5000K - 70CRI - TBD[SKU] - Bracket. Y-cable | 8 | Bracket. Y-cable | LED | 1 | 199 | [8 empty] | CE. ENEC | [6 empty] | 66 | 5000 | 450x380x90 |  | 220-240V |  | 5 |  | 90° | 3 | 70 |  | 5000 |  |  | >=0.9 | 117000 |  |  | 135.73 |  |  | 9 | L9 | 25 | max. 10% at 100.000 hrs |  | Available | 750/339 | Cx=0.3447;Cy=0.3553 | Class I | IK07 |  |  | 60 | 880 | -20 | 1 | 199 | RAL9016 | 50-60Hz | Passive | LED | dimmable | High Bay Rectangular | Tungsram High-bay IP66 | Indoor industrial |  |  | 27010 | No sensor |  |  |  | Bracket kit. Suspension holder kit. Protective Cover
TBD | TU HB IP66 G1 1S20 5K70 L9 DL ST QC W1 | image | datasheet | deeplink | TUNGSRAM - Tungsram High-bay IP66 - 19050lm - 141W - 5000K - 70CRI - TBD[SKU] - Bracket. Y-cable | 8 | Bracket. Y-cable | LED | 1 | 141 | [8 empty] | CE. ENEC | [6 empty] | 66 | 5000 | 450x380x90 |  | 220-240V |  | 5 |  | 90° | 3 | 70 |  | 5000 |  |  | >=0.9 | 197000 |  |  | 135.11 |  |  | 9 | L9 | 25 | max. 10% at 100.000 hrs |  | Available | 750/339 | Cx=0.3447;Cy=0.3553 | Class I | IK07 |  |  | 60 | 630 | -20 | 1 | 141 | RAL9016 | 50-60Hz | Passive | LED | dimmable | High Bay Rectangular | Tungsram High-bay IP66 | Indoor industrial |  |  | 19050 | No sensor |  |  |  | Bracket kit. Suspension holder kit. Protective Cover
TBD | TU HB IP66 G1 1S10 5K70 L9 DL ST QC W1 | image | datasheet | deeplink | TUNGSRAM - Tungsram High-bay IP66 - 9240lm - 67W - 5000K - 70CRI - TBD[SKU] - Bracket. Y-cable | 8 | Bracket. Y-cable | LED | 1 | 67 | [8 empty] | CE. ENEC | [6 empty] | 66 | 5000 | 450x380x90 |  | 220-240V |  | 5 |  | 90° | 3 | 70 |  | 5000 |  |  | >=0.9 | 259000 |  |  | 137.91 |  |  | 9 | L9 | 25 | max. 10% at 100.000 hrs |  | Available | 750/339 | Cx=0.3447;Cy=0.3553 | Class I | IK07 |  |  | 60 | 300 | -20 | 1 | 67 | RAL9016 | 50-60Hz | Passive | LED | dimmable | High Bay Rectangular | Tungsram High-bay IP66 | Indoor industrial |  |  | 9240 | No sensor |  |  |  | Bracket kit. Suspension holder kit. Protective Cover
TBD | TU HB IP65 G1 1S30 5K70 L9 SN ST QC W1 | image | datasheet | deeplink | TUNGSRAM - Tungsram High-bay IP66 - 27010lm - 201W - 5000K - 70CRI - TBD[SKU] - Bracket. Y-cable | 8 | Bracket. Y-cable | LED | 1 | 201 | [8 empty] | CE. ENEC | [6 empty] | 65 | 5000 | 515x380x90 |  | 220-240V |  | 5 |  | 90° | 3 | 70 |  | 5000 |  |  | >=0.9 | 117000 |  |  | 134.38 |  |  | 9 | L9 | 25 | max. 10% at 100.000 hrs |  | Available | 750/339 | Cx=0.3447;Cy=0.3553 | Class I | IK02 |  |  | 60 | 890 | -20 | 1 | 201 | RAL9016 | 50-60Hz | Passive | LED | dimmable | High Bay Rectangular | Tungsram High-bay IP66 | Indoor industrial |  |  | 27010 | Yes |  |  |  | Bracket kit. Suspension holder kit. Protective Cover
TBD | TU HB IP65 G1 1S20 5K70 L9 SN ST QC W1 | image | datasheet | deeplink | TUNGSRAM - Tungsram High-bay IP66 - 19050lm - 143W - 5000K - 70CRI - TBD[SKU] - Bracket. Y-cable | 8 | Bracket. Y-cable | LED | 1 | 143 | [8 empty] | CE. ENEC | [6 empty] | 65 | 5000 | 515x380x90 |  | 220-240V |  | 5 |  | 90° | 3 | 70 |  | 5000 |  |  | >=0.9 | 197000 |  |  | 133.22 |  |  | 9 | L9 | 25 | max. 10% at 100.000 hrs |  | Available | 750/339 | Cx=0.3447;Cy=0.3553 | Class I | IK02 |  |  | 60 | 630 | -20 | 1 | 143 | RAL9016 | 50-60Hz | Passive | LED | dimmable | High Bay Rectangular | Tungsram High-bay IP66 | Indoor industrial |  |  | 19050 | Yes |  |  |  | Bracket kit. Suspension holder kit. Protective Cover
TBD | TU HB IP65 G1 1S10 5K70 L9 SN ST QC W1 | image | datasheet | deeplink | TUNGSRAM - Tungsram High-bay IP66 - 9240lm - 69W - 5000K - 70CRI - TBD[SKU] - Bracket. Y-cable | 8 | Bracket. Y-cable | LED | 1 | 69 | [8 empty] | CE. ENEC | [6 empty] | 65 | 5000 | 515x380x90 |  | 220-240V |  | 5 |  | 90° | 3 | 70 |  | 5000 |  |  | >=0.9 | 259000 |  |  | 133.91 |  |  | 9 | L9 | 25 | max. 10% at 100.000 hrs |  | Available | 750/339 | Cx=0.3447;Cy=0.3553 | Class I | IK02 |  |  | 60 | 300 | -20 | 1 | 69 | RAL9016 | 50-60Hz | Passive | LED | dimmable | High Bay Rectangular | Tungsram High-bay IP66 | Indoor industrial |  |  | 9240 | Yes |  |  |  | Bracket kit. Suspension holder kit. Protective Cover
TBD | TU HB IP66 G1 1S30 5K70 L9 FX ST QC W1 | image | datasheet | deeplink | TUNGSRAM - Tungsram High-bay IP66 - 27010lm - 199W - 5000K - 70CRI - TBD[SKU] - Bracket. Y-cable | 8 | Bracket. Y-cable | LED | 1 | 199 | [8 empty] | CE. ENEC | [6 empty] | 66 | 5000 | 450x380x90 |  | 220-240V |  | 5 |  | 90° | 3 | 70 |  | 5000 |  |  | >=0.9 | 117000 |  |  | 135.73 |  |  | 9 | L9 | 25 | max. 10% at 100.000 hrs |  | Available | 750/339 | Cx=0.3447;Cy=0.3553 | Class I | IK07 |  |  | 60 | 880 | -20 | 1 | 199 | RAL9016 | 50-60Hz | Passive | LED | none | High Bay Rectangular | Tungsram High-bay IP66 | Indoor industrial |  |  | 27010 | No sensor |  |  |  | Bracket kit. Suspension holder kit. Protective Cover
TBD | TU HB IP66 G1 1S20 5K70 L9 FX ST QC W1 | image | datasheet | deeplink | TUNGSRAM - Tungsram High-bay IP66 - 19050lm - 141W - 5000K - 70CRI - TBD[SKU] - Bracket. Y-cable | 8 | Bracket. Y-cable | LED | 1 | 141 | [8 empty] | CE. ENEC | [6 empty] | 66 | 5000 | 450x380x90 |  | 220-240V |  | 5 |  | 90° | 3 | 70 |  | 5000 |  |  | >=0.9 | 197000 |  |  | 135.11 |  |  | 9 | L9 | 25 | max. 10% at 100.000 hrs |  | Available | 750/339 | Cx=0.3447;Cy=0.3553 | Class I | IK07 |  |  | 60 | 630 | -20 | 1 | 141 | RAL9016 | 50-60Hz | Passive | LED | none | High Bay Rectangular | Tungsram High-bay IP66 | Indoor industrial |  |  | 19050 | No sensor |  |  |  | Bracket kit. Suspension holder kit. Protective Cover
TBD | TU HB IP66 G1 1S10 5K70 L9 FX ST QC W1 | image | datasheet | deeplink | TUNGSRAM - Tungsram High-bay IP66 - 9240lm - 67W - 5000K - 70CRI - TBD[SKU] - Bracket. Y-cable | 8 | Bracket. Y-cable | LED | 1 | 67 | [8 empty] | CE. ENEC | [6 empty] | 66 | 5000 | 450x380x90 |  | 220-240V |  | 5 |  | 90° | 3 | 70 |  | 5000 |  |  | >=0.9 | 259000 |  |  | 137.91 |  |  | 9 | L9 | 25 | max. 10% at 100.000 hrs |  | Available | 750/339 | Cx=0.3447;Cy=0.3553 | Class I | IK07 |  |  | 60 | 300 | -20 | 1 | 67 | RAL9016 | 50-60Hz | Passive | LED | none | High Bay Rectangular | Tungsram High-bay IP66 | Indoor industrial |  |  | 9240 | No sensor |  |  |  | Bracket kit. Suspension holder kit. Protective Cover
TBD | TU HB IP66 G1 2H45 4K70 L9 NL ST QC W1 | image | datasheet | deeplink | TUNGSRAM - Tungsram High-bay IP66 - 39160lm - 261W - 4000K - 70CRI - TBD[SKU] - Bracket. Y-cable | 12 | Bracket. Y-cable | LED | 1 | 261 | [8 empty] | CE | [6 empty] | 66 | 4000 | 817x380x110 |  | 220-240V |  | 5 |  | 90° | 3 | 70 |  | 4000 |  |  | >=0.9 | 116000 |  |  | 150.04 |  |  | 9 | L9 | 25 | max. 10% at 100.000 hrs |  | Available | 740/339 | Cx=0.4338;Cy=0.4030 | Class I | IK02 |  |  | 60 | 1160 | -20 | 1 | 261 | RAL9016 | 50-60Hz | Passive | LED | dimmable | High Bay Rectangular | Tungsram High-bay IP66 | Indoor industrial |  |  | 39160 | Yes |  |  |  | Bracket kit. Suspension holder kit. Protective Cover
TBD | TU HB IP66 G1 2H30 4K70 L9 NL ST QC W1 | image | datasheet | deeplink | TUNGSRAM - Tungsram High-bay IP66 - 26810lm - 171W - 4000K - 70CRI - TBD[SKU] - Bracket. Y-cable | 12 | Bracket. Y-cable | LED | 1 | 171 | [8 empty] | CE. ENEC | [6 empty] | 66 | 4000 | 817x380x110 |  | 220-240V |  | 5 |  | 90° | 3 | 70 |  | 4000 |  |  | >=0.9 | 105000 |  |  | 156.78 |  |  | 9 | L9 | 25 | max. 10% at 100.000 hrs |  | Available | 740/339 | Cx=0.4338;Cy=0.4030 | Class I | IK02 |  |  | 60 | 760 | -20 | 1 | 171 | RAL9016 | 50-60Hz | Passive | LED | dimmable | High Bay Rectangular | Tungsram High-bay IP66 | Indoor industrial |  |  | 26810 | Yes |  |  |  | Bracket kit. Suspension holder kit. Protective Cover
TBD | TU HB IP66 G1 1H20 4K70 L9 NL ST QC W1 | image | datasheet | deeplink | TUNGSRAM - Tungsram High-bay IP66 - 17930lm - 117W - 4000K - 70CRI - TBD[SKU] - Bracket. Y-cable | 8 | Bracket. Y-cable | LED | 1 | 117 | [8 empty] | CE. ENEC | [6 empty] | 66 | 4000 | 450x380x110 |  | 220-240V |  | 5 |  | 90° | 3 | 70 |  | 4000 |  |  | >=0.9 | 100000 |  |  | 153.25 |  |  | 9 | L9 | 25 | max. 10% at 100.000 hrs |  | Available | 740/339 | Cx=0.4338;Cy=0.4030 | Class I | IK02 |  |  | 60 | 520 | -20 | 1 | 117 | RAL9016 | 50-60Hz | Passive | LED | dimmable | High Bay Rectangular | Tungsram High-bay IP66 | Indoor industrial |  |  | 17930 | Yes |  |  |  | Bracket kit. Suspension holder kit. Protective Cover
TBD | TU HB IP66 G1 1H10 4K70 L9 NL ST QC W1 | image | datasheet | deeplink | TUNGSRAM - Tungsram High-bay IP66 - 9050lm - 57W - 4000K - 70CRI - TBD[SKU] - Bracket. Y-cable | 8 | Bracket. Y-cable | LED | 1 | 57 | [8 empty] | CE. ENEC | [6 empty] | 66 | 4000 | 450x380x110 |  | 220-240V |  | 5 |  | 90° | 3 | 70 |  | 4000 |  |  | >=0.9 | 115000 |  |  | 158.77 |  |  | 9 | L9 | 25 | max. 10% at 100.000 hrs |  | Available | 740/339 | Cx=0.4338;Cy=0.4030 | Class I | IK02 |  |  | 60 | 250 | -20 | 1 | 57 | RAL9016 | 50-60Hz | Passive | LED | dimmable | High Bay Rectangular | Tungsram High-bay IP66 | Indoor industrial |  |  | 9050 | Yes |  |  |  | Bracket kit. Suspension holder kit. Protective Cover
TBD | TU HB IP65 G1 2H45 4K70 L9 RF ST QC W1 | image | datasheet | deeplink | TUNGSRAM - Tungsram High-bay IP66 - 39160lm - 263W - 4000K - 70CRI - TBD[SKU] - Bracket. Y-cable | 12 | Bracket. Y-cable | LED | 1 | 263 | [8 empty] | CE | [6 empty] | 65 | 4000 | 882x380x90 |  | 220-240V |  | 5 |  | 90° | 3 | 70 |  | 4000 |  |  | >=0.9 | 116000 |  |  | 148.9 |  |  | 9 | L9 | 25 | max. 10% at 100.000 hrs |  | Available | 740/339 | Cx=0.4338;Cy=0.4030 | Class I | IK02 |  |  | 60 | 1170 | -20 | 1 | 263 | RAL9016 | 50-60Hz | Passive | LED | dimmable | High Bay Rectangular | Tungsram High-bay IP66 | Indoor industrial |  |  | 39160 | Yes |  |  |  | Bracket kit. Suspension holder kit. Protective Cover
TBD | TU HB IP65 G1 2H30 4K70 L9 RF ST QC W1 | image | datasheet | deeplink | TUNGSRAM - Tungsram High-bay IP66 - 26810lm - 172W - 4000K - 70CRI - TBD[SKU] - Bracket. Y-cable | 12 | Bracket. Y-cable | LED | 1 | 172 | [8 empty] | CE. ENEC | [6 empty] | 65 | 4000 | 882x380x90 |  | 220-240V |  | 5 |  | 90° | 3 | 70 |  | 4000 |  |  | >=0.9 | 105000 |  |  | 155.87 |  |  | 9 | L9 | 25 | max. 10% at 100.000 hrs |  | Available | 740/339 | Cx=0.4338;Cy=0.4030 | Class I | IK02 |  |  | 60 | 760 | -20 | 1 | 172 | RAL9016 | 50-60Hz | Passive | LED | dimmable | High Bay Rectangular | Tungsram High-bay IP66 | Indoor industrial |  |  | 26810 | Yes |  |  |  | Bracket kit. Suspension holder kit. Protective Cover
TBD | TU HB IP65 G1 1H20 4K70 L9 RF ST QC W1 | image | datasheet | deeplink | TUNGSRAM - Tungsram High-bay IP66 - 17930lm - 118W - 4000K - 70CRI - TBD[SKU] - Bracket. Y-cable | 8 | Bracket. Y-cable | LED | 1 | 118 | [8 empty] | CE. ENEC | [6 empty] | 65 | 4000 | 515x380x90 |  | 220-240V |  | 5 |  | 90° | 3 | 70 |  | 4000 |  |  | >=0.9 | 100000 |  |  | 151.95 |  |  | 9 | L9 | 25 | max. 10% at 100.000 hrs |  | Available | 740/339 | Cx=0.4338;Cy=0.4030 | Class I | IK02 |  |  | 60 | 520 | -20 | 1 | 118 | RAL9016 | 50-60Hz | Passive | LED | dimmable | High Bay Rectangular | Tungsram High-bay IP66 | Indoor industrial |  |  | 17930 | Yes |  |  |  | Bracket kit. Suspension holder kit. Protective Cover
TBD | TU HB IP65 G1 1H10 4K70 L9 RF ST QC W1 | image | datasheet | deeplink | TUNGSRAM - Tungsram High-bay IP66 - 9050lm - 58W - 4000K - 70CRI - TBD[SKU] - Bracket. Y-cable | 8 | Bracket. Y-cable | LED | 1 | 58 | [8 empty] | CE. ENEC | [6 empty] | 65 | 4000 | 515x380x90 |  | 220-240V |  | 5 |  | 90° | 3 | 70 |  | 4000 |  |  | >=0.9 | 115000 |  |  | 156.03 |  |  | 9 | L9 | 25 | max. 10% at 100.000 hrs |  | Available | 740/339 | Cx=0.4338;Cy=0.4030 | Class I | IK02 |  |  | 60 | 260 | -20 | 1 | 58 | RAL9016 | 50-60Hz | Passive | LED | dimmable | High Bay Rectangular | Tungsram High-bay IP66 | Indoor industrial |  |  | 9050 | Yes |  |  |  | Bracket kit. Suspension holder kit. Protective Cover
TBD | TU HB IP66 G1 2H45 4K70 L9 DL ST QC W1 | image | datasheet | deeplink | TUNGSRAM - Tungsram High-bay IP66 - 39160lm - 261W - 4000K - 70CRI - TBD[SKU] - Bracket. Y-cable | 12 | Bracket. Y-cable | LED | 1 | 261 | [8 empty] | CE | [6 empty] | 66 | 4000 | 817x380x90 |  | 220-240V |  | 5 |  | 90° | 3 | 70 |  | 4000 |  |  | >=0.9 | 116000 |  |  | 150.04 |  |  | 9 | L9 | 25 | max. 10% at 100.000 hrs |  | Available | 740/339 | Cx=0.4338;Cy=0.4030 | Class I | IK07 |  |  | 60 | 1160 | -20 | 1 | 261 | RAL9016 | 50-60Hz | Passive | LED | dimmable | High Bay Rectangular | Tungsram High-bay IP66 | Indoor industrial |  |  | 39160 | No sensor |  |  |  | Bracket kit. Suspension holder kit. Protective Cover
TBD | TU HB IP66 G1 2H30 4K70 L9 DL ST QC W1 | image | datasheet | deeplink | TUNGSRAM - Tungsram High-bay IP66 - 26810lm - 170W - 4000K - 70CRI - TBD[SKU] - Bracket. Y-cable | 12 | Bracket. Y-cable | LED | 1 | 170 | [8 empty] | CE. ENEC | [6 empty] | 66 | 4000 | 817x380x90 |  | 220-240V |  | 5 |  | 90° | 3 | 70 |  | 4000 |  |  | >=0.9 | 105000 |  |  | 157.71 |  |  | 9 | L9 | 25 | max. 10% at 100.000 hrs |  | Available | 740/339 | Cx=0.4338;Cy=0.4030 | Class I | IK07 |  |  | 60 | 750 | -20 | 1 | 170 | RAL9016 | 50-60Hz | Passive | LED | dimmable | High Bay Rectangular | Tungsram High-bay IP66 | Indoor industrial |  |  | 26810 | No sensor |  |  |  | Bracket kit. Suspension holder kit. Protective Cover
TBD | TU HB IP66 G1 1H20 4K70 L9 DL ST QC W1 | image | datasheet | deeplink | TUNGSRAM - Tungsram High-bay IP66 - 17930lm - 116W - 4000K - 70CRI - TBD[SKU] - Bracket. Y-cable | 8 | Bracket. Y-cable | LED | 1 | 116 | [8 empty] | CE. ENEC | [6 empty] | 66 | 4000 | 450x380x90 |  | 220-240V |  | 5 |  | 90° | 3 | 70 |  | 4000 |  |  | >=0.9 | 100000 |  |  | 154.57 |  |  | 9 | L9 | 25 | max. 10% at 100.000 hrs |  | Available | 740/339 | Cx=0.4338;Cy=0.4030 | Class I | IK07 |  |  | 60 | 510 | -20 | 1 | 116 | RAL9016 | 50-60Hz | Passive | LED | dimmable | High Bay Rectangular | Tungsram High-bay IP66 | Indoor industrial |  |  | 17930 | No sensor |  |  |  | Bracket kit. Suspension holder kit. Protective Cover
TBD | TU HB IP66 G1 1H10 4K70 L9 DL ST QC W1 | image | datasheet | deeplink | TUNGSRAM - Tungsram High-bay IP66 - 9050lm - 56W - 4000K - 70CRI - TBD[SKU] - Bracket. Y-cable | 8 | Bracket. Y-cable | LED | 1 | 56 | [8 empty] | CE. ENEC | [6 empty] | 66 | 4000 | 450x380x90 |  | 220-240V |  | 5 |  | 90° | 3 | 70 |  | 4000 |  |  | >=0.9 | 115000 |  |  | 161.61 |  |  | 9 | L9 | 25 | max. 10% at 100.000 hrs |  | Available | 740/339 | Cx=0.4338;Cy=0.4030 | Class I | IK07 |  |  | 60 | 250 | -20 | 1 | 56 | RAL9016 | 50-60Hz | Passive | LED | dimmable | High Bay Rectangular | Tungsram High-bay IP66 | Indoor industrial |  |  | 9050 | No sensor |  |  |  | Bracket kit. Suspension holder kit. Protective Cover
TBD | TU HB IP65 G1 1S30 4K70 L9 RF ST QC W1 | image | datasheet | deeplink | TUNGSRAM - Tungsram High-bay IP66 - 25920lm - 201W - 4000K - 70CRI - TBD[SKU] - Bracket. Y-cable | 8 | Bracket. Y-cable | LED | 1 | 201 | [8 empty] | CE. ENEC | [6 empty] | 65 | 4000 | 515x380x90 |  | 220-240V |  | 5 |  | 90° | 3 | 70 |  | 4000 |  |  | >=0.9 | 117000 |  |  | 128.96 |  |  | 9 | L9 | 25 | max. 10% at 100.000 hrs |  | Available | 740/339 | Cx=0.4338;Cy=0.4030 | Class I | IK02 |  |  | 60 | 890 | -20 | 1 | 201 | RAL9016 | 50-60Hz | Passive | LED | dimmable | High Bay Rectangular | Tungsram High-bay IP66 | Indoor industrial |  |  | 25920 | Yes |  |  |  | Bracket kit. Suspension holder kit. Protective Cover
TBD | TU HB IP65 G1 1S20 4K70 L9 RF ST QC W1 | image | datasheet | deeplink | TUNGSRAM - Tungsram High-bay IP66 - 18290lm - 143W - 4000K - 70CRI - TBD[SKU] - Bracket. Y-cable | 8 | Bracket. Y-cable | LED | 1 | 143 | [8 empty] | CE. ENEC | [6 empty] | 65 | 4000 | 515x380x90 |  | 220-240V |  | 5 |  | 90° | 3 | 70 |  | 4000 |  |  | >=0.9 | 197000 |  |  | 127.9 |  |  | 9 | L9 | 25 | max. 10% at 100.000 hrs |  | Available | 740/339 | Cx=0.4338;Cy=0.4030 | Class I | IK02 |  |  | 60 | 630 | -20 | 1 | 143 | RAL9016 | 50-60Hz | Passive | LED | dimmable | High Bay Rectangular | Tungsram High-bay IP66 | Indoor industrial |  |  | 18290 | Yes |  |  |  | Bracket kit. Suspension holder kit. Protective Cover
TBD | TU HB IP65 G1 1S10 4K70 L9 RF ST QC W1 | image | datasheet | deeplink | TUNGSRAM - Tungsram High-bay IP66 - 8870lm - 69W - 4000K - 70CRI - TBD[SKU] - Bracket. Y-cable | 8 | Bracket. Y-cable | LED | 1 | 69 | [8 empty] | CE. ENEC | [6 empty] | 65 | 4000 | 515x380x90 |  | 220-240V |  | 5 |  | 90° | 3 | 70 |  | 4000 |  |  | >=0.9 | 259000 |  |  | 128.55 |  |  | 9 | L9 | 25 | max. 10% at 100.000 hrs |  | Available | 740/339 | Cx=0.4338;Cy=0.4030 | Class I | IK02 |  |  | 60 | 300 | -20 | 1 | 69 | RAL9016 | 50-60Hz | Passive | LED | dimmable | High Bay Rectangular | Tungsram High-bay IP66 | Indoor industrial |  |  | 8870 | Yes |  |  |  | Bracket kit. Suspension holder kit. Protective Cover
TBD | TU HB IP66 G1 1S30 4K70 L9 DL ST QC W1 | image | datasheet | deeplink | TUNGSRAM - Tungsram High-bay IP66 - 25920lm - 199W - 4000K - 70CRI - TBD[SKU] - Bracket. Y-cable | 8 | Bracket. Y-cable | LED | 1 | 199 | [8 empty] | CE. ENEC | [6 empty] | 66 | 4000 | 450x380x90 |  | 220-240V |  | 5 |  | 90° | 3 | 70 |  | 4000 |  |  | >=0.9 | 117000 |  |  | 130.25 |  |  | 9 | L9 | 25 | max. 10% at 100.000 hrs |  | Available | 740/339 | Cx=0.4338;Cy=0.4030 | Class I | IK07 |  |  | 60 | 880 | -20 | 1 | 199 | RAL9016 | 50-60Hz | Passive | LED | dimmable | High Bay Rectangular | Tungsram High-bay IP66 | Indoor industrial |  |  | 25920 | No sensor |  |  |  | Bracket kit. Suspension holder kit. Protective Cover
TBD | TU HB IP66 G1 1S20 4K70 L9 DL ST QC W1 | image | datasheet | deeplink | TUNGSRAM - Tungsram High-bay IP66 - 18290lm - 141W - 4000K - 70CRI - TBD[SKU] - Bracket. Y-cable | 8 | Bracket. Y-cable | LED | 1 | 141 | [8 empty] | CE. ENEC | [6 empty] | 66 | 4000 | 450x380x90 |  | 220-240V |  | 5 |  | 90° | 3 | 70 |  | 4000 |  |  | >=0.9 | 197000 |  |  | 129.72 |  |  | 9 | L9 | 25 | max. 10% at 100.000 hrs |  | Available | 740/339 | Cx=0.4338;Cy=0.4030 | Class I | IK07 |  |  | 60 | 630 | -20 | 1 | 141 | RAL9016 | 50-60Hz | Passive | LED | dimmable | High Bay Rectangular | Tungsram High-bay IP66 | Indoor industrial |  |  | 18290 | No sensor |  |  |  | Bracket kit. Suspension holder kit. Protective Cover
TBD | TU HB IP66 G1 1S10 4K70 L9 DL ST QC W1 | image | datasheet | deeplink | TUNGSRAM - Tungsram High-bay IP66 - 8870lm - 67W - 4000K - 70CRI - TBD[SKU] - Bracket. Y-cable | 8 | Bracket. Y-cable | LED | 1 | 67 | [8 empty] | CE. ENEC | [6 empty] | 66 | 4000 | 450x380x90 |  | 220-240V |  | 5 |  | 90° | 3 | 70 |  | 4000 |  |  | >=0.9 | 259000 |  |  | 132.39 |  |  | 9 | L9 | 25 | max. 10% at 100.000 hrs |  | Available | 740/339 | Cx=0.4338;Cy=0.4030 | Class I | IK07 |  |  | 60 | 300 | -20 | 1 | 67 | RAL9016 | 50-60Hz | Passive | LED | dimmable | High Bay Rectangular | Tungsram High-bay IP66 | Indoor industrial |  |  | 8870 | No sensor |  |  |  | Bracket kit. Suspension holder kit. Protective Cover
TBD | TU HB IP65 G1 1S30 4K70 L9 SN ST QC W1 | image | datasheet | deeplink | TUNGSRAM - Tungsram High-bay IP66 - 25920lm - 201W - 4000K - 70CRI - TBD[SKU] - Bracket. Y-cable | 8 | Bracket. Y-cable | LED | 1 | 201 | [8 empty] | CE. ENEC | [6 empty] | 65 | 4000 | 515x380x90 |  | 220-240V |  | 5 |  | 90° | 3 | 70 |  | 4000 |  |  | >=0.9 | 117000 |  |  | 128.96 |  |  | 9 | L9 | 25 | max. 10% at 100.000 hrs |  | Available | 740/339 | Cx=0.4338;Cy=0.4030 | Class I | IK02 |  |  | 60 | 890 | -20 | 1 | 201 | RAL9016 | 50-60Hz | Passive | LED | dimmable | High Bay Rectangular | Tungsram High-bay IP66 | Indoor industrial |  |  | 25920 | Yes |  |  |  | Bracket kit. Suspension holder kit. Protective Cover
TBD | TU HB IP65 G1 1S20 4K70 L9 SN ST QC W1 | image | datasheet | deeplink | TUNGSRAM - Tungsram High-bay IP66 - 18290lm - 143W - 4000K - 70CRI - TBD[SKU] - Bracket. Y-cable | 8 | Bracket. Y-cable | LED | 1 | 143 | [8 empty] | CE. ENEC | [6 empty] | 65 | 4000 | 515x380x90 |  | 220-240V |  | 5 |  | 90° | 3 | 70 |  | 4000 |  |  | >=0.9 | 197000 |  |  | 127.9 |  |  | 9 | L9 | 25 | max. 10% at 100.000 hrs |  | Available | 740/339 | Cx=0.4338;Cy=0.4030 | Class I | IK02 |  |  | 60 | 630 | -20 | 1 | 143 | RAL9016 | 50-60Hz | Passive | LED | dimmable | High Bay Rectangular | Tungsram High-bay IP66 | Indoor industrial |  |  | 18290 | Yes |  |  |  | Bracket kit. Suspension holder kit. Protective Cover
TBD | TU HB IP65 G1 1S10 4K70 L9 SN ST QC W1 | image | datasheet | deeplink | TUNGSRAM - Tungsram High-bay IP66 - 8870lm - 69W - 4000K - 70CRI - TBD[SKU] - Bracket. Y-cable | 8 | Bracket. Y-cable | LED | 1 | 69 | [8 empty] | CE. ENEC | [6 empty] | 65 | 4000 | 515x380x90 |  | 220-240V |  | 5 |  | 90° | 3 | 70 |  | 4000 |  |  | >=0.9 | 259000 |  |  | 128.55 |  |  | 9 | L9 | 25 | max. 10% at 100.000 hrs |  | Available | 740/339 | Cx=0.4338;Cy=0.4030 | Class I | IK02 |  |  | 60 | 300 | -20 | 1 | 69 | RAL9016 | 50-60Hz | Passive | LED | dimmable | High Bay Rectangular | Tungsram High-bay IP66 | Indoor industrial |  |  | 8870 | Yes |  |  |  | Bracket kit. Suspension holder kit. Protective Cover
TBD | TU HB IP66 G1 1S30 4K70 L9 FX ST QC W1 | image | datasheet | deeplink | TUNGSRAM - Tungsram High-bay IP66 - 25920lm - 199W - 4000K - 70CRI - TBD[SKU] - Bracket. Y-cable | 8 | Bracket. Y-cable | LED | 1 | 199 | [8 empty] | CE. ENEC | [6 empty] | 66 | 4000 | 450x380x90 |  | 220-240V |  | 5 |  | 90° | 3 | 70 |  | 4000 |  |  | >=0.9 | 117000 |  |  | 130.25 |  |  | 9 | L9 | 25 | max. 10% at 100.000 hrs |  | Available | 740/339 | Cx=0.4338;Cy=0.4030 | Class I | IK07 |  |  | 60 | 880 | -20 | 1 | 199 | RAL9016 | 50-60Hz | Passive | LED | none | High Bay Rectangular | Tungsram High-bay IP66 | Indoor industrial |  |  | 25920 | No sensor |  |  |  | Bracket kit. Suspension holder kit. Protective Cover
TBD | TU HB IP66 G1 1S20 4K70 L9 FX ST QC W1 | image | datasheet | deeplink | TUNGSRAM - Tungsram High-bay IP66 - 18290lm - 141W - 4000K - 70CRI - TBD[SKU] - Bracket. Y-cable | 8 | Bracket. Y-cable | LED | 1 | 141 | [8 empty] | CE. ENEC | [6 empty] | 66 | 4000 | 450x380x90 |  | 220-240V |  | 5 |  | 90° | 3 | 70 |  | 4000 |  |  | >=0.9 | 197000 |  |  | 129.72 |  |  | 9 | L9 | 25 | max. 10% at 100.000 hrs |  | Available | 740/339 | Cx=0.4338;Cy=0.4030 | Class I | IK07 |  |  | 60 | 630 | -20 | 1 | 141 | RAL9016 | 50-60Hz | Passive | LED | none | High Bay Rectangular | Tungsram High-bay IP66 | Indoor industrial |  |  | 18290 | No sensor |  |  |  | Bracket kit. Suspension holder kit. Protective Cover
TBD | TU HB IP66 G1 1S10 4K70 L9 FX ST QC W1 | image | datasheet | deeplink | TUNGSRAM - Tungsram High-bay IP66 - 8870lm - 67W - 4000K - 70CRI - TBD[SKU] - Bracket. Y-cable | 8 | Bracket. Y-cable | LED | 1 | 67 | [8 empty] | CE. ENEC | [6 empty] | 66 | 4000 | 450x380x90 |  | 220-240V |  | 5 |  | 90° | 3 | 70 |  | 4000 |  |  | >=0.9 | 259000 |  |  | 132.39 |  |  | 9 | L9 | 25 | max. 10% at 100.000 hrs |  | Available | 740/339 | Cx=0.4338;Cy=0.4030 | Class I | IK07 |  |  | 60 | 300 | -20 | 1 | 67 | RAL9016 | 50-60Hz | Passive | LED | none | High Bay Rectangular | Tungsram High-bay IP66 | Indoor industrial |  |  | 8870 | No sensor |  |  |  | Bracket kit. Suspension holder kit. Protective Cover
TBD | TU HB IP66 G1 2H45 5K80 L6 NL ST QC W1 | image | datasheet | deeplink | TUNGSRAM - Tungsram High-bay IP66 - 39410lm - 261W - 5000K - 80CRI - TBD[SKU] - Bracket. Y-cable | 12 | Bracket. Y-cable | LED | 1 | 261 | [8 empty] | CE | [6 empty] | 66 | 5000 | 817x380x110 |  | 220-240V |  | 5 |  | 60° | 3 | 80 |  | 5000 |  |  | >=0.9 | 116000 |  |  | 151 |  |  | 9 | L6 | 25 | max. 10% at 100.000 hrs |  | Available | 850/339 | Cx=0.3447;Cy=0.3553 | Class I | IK02 |  |  | 60 | 1160 | -20 | 1 | 261 | RAL9016 | 50-60Hz | Passive | LED | dimmable | High Bay Rectangular | Tungsram High-bay IP66 | Indoor industrial |  |  | 39410 | Yes |  |  |  | Bracket kit. Suspension holder kit. Protective Cover
TBD | TU HB IP66 G1 2H30 5K80 L6 NL ST QC W1 | image | datasheet | deeplink | TUNGSRAM - Tungsram High-bay IP66 - 26990lm - 171W - 5000K - 80CRI - TBD[SKU] - Bracket. Y-cable | 12 | Bracket. Y-cable | LED | 1 | 171 | [8 empty] | CE. ENEC | [6 empty] | 66 | 5000 | 817x380x110 |  | 220-240V |  | 5 |  | 60° | 3 | 80 |  | 5000 |  |  | >=0.9 | 105000 |  |  | 157.84 |  |  | 9 | L6 | 25 | max. 10% at 100.000 hrs |  | Available | 850/339 | Cx=0.3447;Cy=0.3553 | Class I | IK02 |  |  | 60 | 760 | -20 | 1 | 171 | RAL9016 | 50-60Hz | Passive | LED | dimmable | High Bay Rectangular | Tungsram High-bay IP66 | Indoor industrial |  |  | 26990 | Yes |  |  |  | Bracket kit. Suspension holder kit. Protective Cover
TBD | TU HB IP66 G1 1H20 5K80 L6 NL ST QC W1 | image | datasheet | deeplink | TUNGSRAM - Tungsram High-bay IP66 - 18050lm - 117W - 5000K - 80CRI - TBD[SKU] - Bracket. Y-cable | 8 | Bracket. Y-cable | LED | 1 | 117 | [8 empty] | CE. ENEC | [6 empty] | 66 | 5000 | 450x380x110 |  | 220-240V |  | 5 |  | 60° | 3 | 80 |  | 5000 |  |  | >=0.9 | 100000 |  |  | 154.27 |  |  | 9 | L6 | 25 | max. 10% at 100.000 hrs |  | Available | 850/339 | Cx=0.3447;Cy=0.3553 | Class I | IK02 |  |  | 60 | 520 | -20 | 1 | 117 | RAL9016 | 50-60Hz | Passive | LED | dimmable | High Bay Rectangular | Tungsram High-bay IP66 | Indoor industrial |  |  | 18050 | Yes |  |  |  | Bracket kit. Suspension holder kit. Protective Cover
TBD | TU HB IP66 G1 1H10 5K80 L6 NL ST QC W1 | image | datasheet | deeplink | TUNGSRAM - Tungsram High-bay IP66 - 9110lm - 57W - 5000K - 80CRI - TBD[SKU] - Bracket. Y-cable | 8 | Bracket. Y-cable | LED | 1 | 57 | [8 empty] | CE. ENEC | [6 empty] | 66 | 5000 | 450x380x110 |  | 220-240V |  | 5 |  | 60° | 3 | 80 |  | 5000 |  |  | >=0.9 | 115000 |  |  | 159.82 |  |  | 9 | L6 | 25 | max. 10% at 100.000 hrs |  | Available | 850/339 | Cx=0.3447;Cy=0.3553 | Class I | IK02 |  |  | 60 | 250 | -20 | 1 | 57 | RAL9016 | 50-60Hz | Passive | LED | dimmable | High Bay Rectangular | Tungsram High-bay IP66 | Indoor industrial |  |  | 9110 | Yes |  |  |  | Bracket kit. Suspension holder kit. Protective Cover
TBD | TU HB IP65 G1 2H45 5K80 L6 RF ST QC W1 | image | datasheet | deeplink | TUNGSRAM - Tungsram High-bay IP66 - 39410lm - 263W - 5000K - 80CRI - TBD[SKU] - Bracket. Y-cable | 12 | Bracket. Y-cable | LED | 1 | 263 | [8 empty] | CE | [6 empty] | 65 | 5000 | 882x380x90 |  | 220-240V |  | 5 |  | 60° | 3 | 80 |  | 5000 |  |  | >=0.9 | 116000 |  |  | 149.85 |  |  | 9 | L6 | 25 | max. 10% at 100.000 hrs |  | Available | 850/339 | Cx=0.3447;Cy=0.3553 | Class I | IK02 |  |  | 60 | 1170 | -20 | 1 | 263 | RAL9016 | 50-60Hz | Passive | LED | dimmable | High Bay Rectangular | Tungsram High-bay IP66 | Indoor industrial |  |  | 39410 | Yes |  |  |  | Bracket kit. Suspension holder kit. Protective Cover
TBD | TU HB IP65 G1 2H30 5K80 L6 RF ST QC W1 | image | datasheet | deeplink | TUNGSRAM - Tungsram High-bay IP66 - 26990lm - 172W - 5000K - 80CRI - TBD[SKU] - Bracket. Y-cable | 12 | Bracket. Y-cable | LED | 1 | 172 | [8 empty] | CE. ENEC | [6 empty] | 65 | 5000 | 882x380x90 |  | 220-240V |  | 5 |  | 60° | 3 | 80 |  | 5000 |  |  | >=0.9 | 105000 |  |  | 156.92 |  |  | 9 | L6 | 25 | max. 10% at 100.000 hrs |  | Available | 850/339 | Cx=0.3447;Cy=0.3553 | Class I | IK02 |  |  | 60 | 760 | -20 | 1 | 172 | RAL9016 | 50-60Hz | Passive | LED | dimmable | High Bay Rectangular | Tungsram High-bay IP66 | Indoor industrial |  |  | 26990 | Yes |  |  |  | Bracket kit. Suspension holder kit. Protective Cover
TBD | TU HB IP65 G1 1H20 5K80 L6 RF ST QC W1 | image | datasheet | deeplink | TUNGSRAM - Tungsram High-bay IP66 - 18050lm - 118W - 5000K - 80CRI - TBD[SKU] - Bracket. Y-cable | 8 | Bracket. Y-cable | LED | 1 | 118 | [8 empty] | CE. ENEC | [6 empty] | 65 | 5000 | 515x380x90 |  | 220-240V |  | 5 |  | 60° | 3 | 80 |  | 5000 |  |  | >=0.9 | 100000 |  |  | 152.97 |  |  | 9 | L6 | 25 | max. 10% at 100.000 hrs |  | Available | 850/339 | Cx=0.3447;Cy=0.3553 | Class I | IK02 |  |  | 60 | 520 | -20 | 1 | 118 | RAL9016 | 50-60Hz | Passive | LED | dimmable | High Bay Rectangular | Tungsram High-bay IP66 | Indoor industrial |  |  | 18050 | Yes |  |  |  | Bracket kit. Suspension holder kit. Protective Cover
TBD | TU HB IP65 G1 1H10 5K80 L6 RF ST QC W1 | image | datasheet | deeplink | TUNGSRAM - Tungsram High-bay IP66 - 9110lm - 58W - 5000K - 80CRI - TBD[SKU] - Bracket. Y-cable | 8 | Bracket. Y-cable | LED | 1 | 58 | [8 empty] | CE. ENEC | [6 empty] | 65 | 5000 | 515x380x90 |  | 220-240V |  | 5 |  | 60° | 3 | 80 |  | 5000 |  |  | >=0.9 | 115000 |  |  | 157.07 |  |  | 9 | L6 | 25 | max. 10% at 100.000 hrs |  | Available | 850/339 | Cx=0.3447;Cy=0.3553 | Class I | IK02 |  |  | 60 | 260 | -20 | 1 | 58 | RAL9016 | 50-60Hz | Passive | LED | dimmable | High Bay Rectangular | Tungsram High-bay IP66 | Indoor industrial |  |  | 9110 | Yes |  |  |  | Bracket kit. Suspension holder kit. Protective Cover
TBD | TU HB IP66 G1 2H45 5K80 L6 DL ST QC W1 | image | datasheet | deeplink | TUNGSRAM - Tungsram High-bay IP66 - 39410lm - 261W - 5000K - 80CRI - TBD[SKU] - Bracket. Y-cable | 12 | Bracket. Y-cable | LED | 1 | 261 | [8 empty] | CE | [6 empty] | 66 | 5000 | 817x380x90 |  | 220-240V |  | 5 |  | 60° | 3 | 80 |  | 5000 |  |  | >=0.9 | 116000 |  |  | 151 |  |  | 9 | L6 | 25 | max. 10% at 100.000 hrs |  | Available | 850/339 | Cx=0.3447;Cy=0.3553 | Class I | IK07 |  |  | 60 | 1160 | -20 | 1 | 261 | RAL9016 | 50-60Hz | Passive | LED | dimmable | High Bay Rectangular | Tungsram High-bay IP66 | Indoor industrial |  |  | 39410 | No sensor |  |  |  | Bracket kit. Suspension holder kit. Protective Cover
TBD | TU HB IP66 G1 2H30 5K80 L6 DL ST QC W1 | image | datasheet | deeplink | TUNGSRAM - Tungsram High-bay IP66 - 26990lm - 170W - 5000K - 80CRI - TBD[SKU] - Bracket. Y-cable | 12 | Bracket. Y-cable | LED | 1 | 170 | [8 empty] | CE. ENEC | [6 empty] | 66 | 5000 | 817x380x90 |  | 220-240V |  | 5 |  | 60° | 3 | 80 |  | 5000 |  |  | >=0.9 | 105000 |  |  | 158.76 |  |  | 9 | L6 | 25 | max. 10% at 100.000 hrs |  | Available | 850/339 | Cx=0.3447;Cy=0.3553 | Class I | IK07 |  |  | 60 | 750 | -20 | 1 | 170 | RAL9016 | 50-60Hz | Passive | LED | dimmable | High Bay Rectangular | Tungsram High-bay IP66 | Indoor industrial |  |  | 26990 | No sensor |  |  |  | Bracket kit. Suspension holder kit. Protective Cover
TBD | TU HB IP66 G1 1H20 5K80 L6 DL ST QC W1 | image | datasheet | deeplink | TUNGSRAM - Tungsram High-bay IP66 - 18050lm - 116W - 5000K - 80CRI - TBD[SKU] - Bracket. Y-cable | 8 | Bracket. Y-cable | LED | 1 | 116 | [8 empty] | CE. ENEC | [6 empty] | 66 | 5000 | 450x380x90 |  | 220-240V |  | 5 |  | 60° | 3 | 80 |  | 5000 |  |  | >=0.9 | 100000 |  |  | 155.6 |  |  | 9 | L6 | 25 | max. 10% at 100.000 hrs |  | Available | 850/339 | Cx=0.3447;Cy=0.3553 | Class I | IK07 |  |  | 60 | 510 | -20 | 1 | 116 | RAL9016 | 50-60Hz | Passive | LED | dimmable | High Bay Rectangular | Tungsram High-bay IP66 | Indoor industrial |  |  | 18050 | No sensor |  |  |  | Bracket kit. Suspension holder kit. Protective Cover
TBD | TU HB IP66 G1 1H10 5K80 L6 DL ST QC W1 | image | datasheet | deeplink | TUNGSRAM - Tungsram High-bay IP66 - 9110lm - 56W - 5000K - 80CRI - TBD[SKU] - Bracket. Y-cable | 8 | Bracket. Y-cable | LED | 1 | 56 | [8 empty] | CE. ENEC | [6 empty] | 66 | 5000 | 450x380x90 |  | 220-240V |  | 5 |  | 60° | 3 | 80 |  | 5000 |  |  | >=0.9 | 115000 |  |  | 162.68 |  |  | 9 | L6 | 25 | max. 10% at 100.000 hrs |  | Available | 850/339 | Cx=0.3447;Cy=0.3553 | Class I | IK07 |  |  | 60 | 250 | -20 | 1 | 56 | RAL9016 | 50-60Hz | Passive | LED | dimmable | High Bay Rectangular | Tungsram High-bay IP66 | Indoor industrial |  |  | 9110 | No sensor |  |  |  | Bracket kit. Suspension holder kit. Protective Cover
TBD | TU HB IP65 G1 1S30 5K80 L6 RF ST QC W1 | image | datasheet | deeplink | TUNGSRAM - Tungsram High-bay IP66 - 26090lm - 201W - 5000K - 80CRI - TBD[SKU] - Bracket. Y-cable | 8 | Bracket. Y-cable | LED | 1 | 201 | [8 empty] | CE. ENEC | [6 empty] | 65 | 5000 | 515x380x90 |  | 220-240V |  | 5 |  | 60° | 3 | 80 |  | 5000 |  |  | >=0.9 | 117000 |  |  | 129.8 |  |  | 9 | L6 | 25 | max. 10% at 100.000 hrs |  | Available | 850/339 | Cx=0.3447;Cy=0.3553 | Class I | IK02 |  |  | 60 | 890 | -20 | 1 | 201 | RAL9016 | 50-60Hz | Passive | LED | dimmable | High Bay Rectangular | Tungsram High-bay IP66 | Indoor industrial |  |  | 26090 | Yes |  |  |  | Bracket kit. Suspension holder kit. Protective Cover
TBD | TU HB IP65 G1 1S20 5K80 L6 RF ST QC W1 | image | datasheet | deeplink | TUNGSRAM - Tungsram High-bay IP66 - 18410lm - 143W - 5000K - 80CRI - TBD[SKU] - Bracket. Y-cable | 8 | Bracket. Y-cable | LED | 1 | 143 | [8 empty] | CE. ENEC | [6 empty] | 65 | 5000 | 515x380x90 |  | 220-240V |  | 5 |  | 60° | 3 | 80 |  | 5000 |  |  | >=0.9 | 197000 |  |  | 128.74 |  |  | 9 | L6 | 25 | max. 10% at 100.000 hrs |  | Available | 850/339 | Cx=0.3447;Cy=0.3553 | Class I | IK02 |  |  | 60 | 630 | -20 | 1 | 143 | RAL9016 | 50-60Hz | Passive | LED | dimmable | High Bay Rectangular | Tungsram High-bay IP66 | Indoor industrial |  |  | 18410 | Yes |  |  |  | Bracket kit. Suspension holder kit. Protective Cover
TBD | TU HB IP65 G1 1S10 5K80 L6 RF ST QC W1 | image | datasheet | deeplink | TUNGSRAM - Tungsram High-bay IP66 - 8930lm - 69W - 5000K - 80CRI - TBD[SKU] - Bracket. Y-cable | 8 | Bracket. Y-cable | LED | 1 | 69 | [8 empty] | CE. ENEC | [6 empty] | 65 | 5000 | 515x380x90 |  | 220-240V |  | 5 |  | 60° | 3 | 80 |  | 5000 |  |  | >=0.9 | 259000 |  |  | 129.42 |  |  | 9 | L6 | 25 | max. 10% at 100.000 hrs |  | Available | 850/339 | Cx=0.3447;Cy=0.3553 | Class I | IK02 |  |  | 60 | 300 | -20 | 1 | 69 | RAL9016 | 50-60Hz | Passive | LED | dimmable | High Bay Rectangular | Tungsram High-bay IP66 | Indoor industrial |  |  | 8930 | Yes |  |  |  | Bracket kit. Suspension holder kit. Protective Cover
TBD | TU HB IP66 G1 1S30 5K80 L6 DL ST QC W1 | image | datasheet | deeplink | TUNGSRAM - Tungsram High-bay IP66 - 26090lm - 199W - 5000K - 80CRI - TBD[SKU] - Bracket. Y-cable | 8 | Bracket. Y-cable | LED | 1 | 199 | [8 empty] | CE. ENEC | [6 empty] | 66 | 5000 | 450x380x90 |  | 220-240V |  | 5 |  | 60° | 3 | 80 |  | 5000 |  |  | >=0.9 | 117000 |  |  | 131.11 |  |  | 9 | L6 | 25 | max. 10% at 100.000 hrs |  | Available | 850/339 | Cx=0.3447;Cy=0.3553 | Class I | IK07 |  |  | 60 | 880 | -20 | 1 | 199 | RAL9016 | 50-60Hz | Passive | LED | dimmable | High Bay Rectangular | Tungsram High-bay IP66 | Indoor industrial |  |  | 26090 | No sensor |  |  |  | Bracket kit. Suspension holder kit. Protective Cover
TBD | TU HB IP66 G1 1S20 5K80 L6 DL ST QC W1 | image | datasheet | deeplink | TUNGSRAM - Tungsram High-bay IP66 - 18410lm - 141W - 5000K - 80CRI - TBD[SKU] - Bracket. Y-cable | 8 | Bracket. Y-cable | LED | 1 | 141 | [8 empty] | CE. ENEC | [6 empty] | 66 | 5000 | 450x380x90 |  | 220-240V |  | 5 |  | 60° | 3 | 80 |  | 5000 |  |  | >=0.9 | 197000 |  |  | 130.57 |  |  | 9 | L6 | 25 | max. 10% at 100.000 hrs |  | Available | 850/339 | Cx=0.3447;Cy=0.3553 | Class I | IK07 |  |  | 60 | 630 | -20 | 1 | 141 | RAL9016 | 50-60Hz | Passive | LED | dimmable | High Bay Rectangular | Tungsram High-bay IP66 | Indoor industrial |  |  | 18410 | No sensor |  |  |  | Bracket kit. Suspension holder kit. Protective Cover
TBD | TU HB IP66 G1 1S10 5K80 L6 DL ST QC W1 | image | datasheet | deeplink | TUNGSRAM - Tungsram High-bay IP66 - 8930lm - 67W - 5000K - 80CRI - TBD[SKU] - Bracket. Y-cable | 8 | Bracket. Y-cable | LED | 1 | 67 | [8 empty] | CE. ENEC | [6 empty] | 66 | 5000 | 450x380x90 |  | 220-240V |  | 5 |  | 60° | 3 | 80 |  | 5000 |  |  | >=0.9 | 259000 |  |  | 133.28 |  |  | 9 | L6 | 25 | max. 10% at 100.000 hrs |  | Available | 850/339 | Cx=0.3447;Cy=0.3553 | Class I | IK07 |  |  | 60 | 300 | -20 | 1 | 67 | RAL9016 | 50-60Hz | Passive | LED | dimmable | High Bay Rectangular | Tungsram High-bay IP66 | Indoor industrial |  |  | 8930 | No sensor |  |  |  | Bracket kit. Suspension holder kit. Protective Cover
TBD | TU HB IP65 G1 1S30 5K80 L6 SN ST QC W1 | image | datasheet | deeplink | TUNGSRAM - Tungsram High-bay IP66 - 26090lm - 201W - 5000K - 80CRI - TBD[SKU] - Bracket. Y-cable | 8 | Bracket. Y-cable | LED | 1 | 201 | [8 empty] | CE. ENEC | [6 empty] | 65 | 5000 | 515x380x90 |  | 220-240V |  | 5 |  | 60° | 3 | 80 |  | 5000 |  |  | >=0.9 | 117000 |  |  | 129.8 |  |  | 9 | L6 | 25 | max. 10% at 100.000 hrs |  | Available | 850/339 | Cx=0.3447;Cy=0.3553 | Class I | IK02 |  |  | 60 | 890 | -20 | 1 | 201 | RAL9016 | 50-60Hz | Passive | LED | dimmable | High Bay Rectangular | Tungsram High-bay IP66 | Indoor industrial |  |  | 26090 | Yes |  |  |  | Bracket kit. Suspension holder kit. Protective Cover
TBD | TU HB IP65 G1 1S20 5K80 L6 SN ST QC W1 | image | datasheet | deeplink | TUNGSRAM - Tungsram High-bay IP66 - 18410lm - 143W - 5000K - 80CRI - TBD[SKU] - Bracket. Y-cable | 8 | Bracket. Y-cable | LED | 1 | 143 | [8 empty] | CE. ENEC | [6 empty] | 65 | 5000 | 515x380x90 |  | 220-240V |  | 5 |  | 60° | 3 | 80 |  | 5000 |  |  | >=0.9 | 197000 |  |  | 128.74 |  |  | 9 | L6 | 25 | max. 10% at 100.000 hrs |  | Available | 850/339 | Cx=0.3447;Cy=0.3553 | Class I | IK02 |  |  | 60 | 630 | -20 | 1 | 143 | RAL9016 | 50-60Hz | Passive | LED | dimmable | High Bay Rectangular | Tungsram High-bay IP66 | Indoor industrial |  |  | 18410 | Yes |  |  |  | Bracket kit. Suspension holder kit. Protective Cover
TBD | TU HB IP65 G1 1S10 5K80 L6 SN ST QC W1 | image | datasheet | deeplink | TUNGSRAM - Tungsram High-bay IP66 - 8930lm - 69W - 5000K - 80CRI - TBD[SKU] - Bracket. Y-cable | 8 | Bracket. Y-cable | LED | 1 | 69 | [8 empty] | CE. ENEC | [6 empty] | 65 | 5000 | 515x380x90 |  | 220-240V |  | 5 |  | 60° | 3 | 80 |  | 5000 |  |  | >=0.9 | 259000 |  |  | 129.42 |  |  | 9 | L6 | 25 | max. 10% at 100.000 hrs |  | Available | 850/339 | Cx=0.3447;Cy=0.3553 | Class I | IK02 |  |  | 60 | 300 | -20 | 1 | 69 | RAL9016 | 50-60Hz | Passive | LED | dimmable | High Bay Rectangular | Tungsram High-bay IP66 | Indoor industrial |  |  | 8930 | Yes |  |  |  | Bracket kit. Suspension holder kit. Protective Cover
TBD | TU HB IP66 G1 1S30 5K80 L6 FX ST QC W1 | image | datasheet | deeplink | TUNGSRAM - Tungsram High-bay IP66 - 26090lm - 199W - 5000K - 80CRI - TBD[SKU] - Bracket. Y-cable | 8 | Bracket. Y-cable | LED | 1 | 199 | [8 empty] | CE. ENEC | [6 empty] | 66 | 5000 | 450x380x90 |  | 220-240V |  | 5 |  | 60° | 3 | 80 |  | 5000 |  |  | >=0.9 | 117000 |  |  | 131.11 |  |  | 9 | L6 | 25 | max. 10% at 100.000 hrs |  | Available | 850/339 | Cx=0.3447;Cy=0.3553 | Class I | IK07 |  |  | 60 | 880 | -20 | 1 | 199 | RAL9016 | 50-60Hz | Passive | LED | none | High Bay Rectangular | Tungsram High-bay IP66 | Indoor industrial |  |  | 26090 | No sensor |  |  |  | Bracket kit. Suspension holder kit. Protective Cover
TBD | TU HB IP66 G1 1S20 5K80 L6 FX ST QC W1 | image | datasheet | deeplink | TUNGSRAM - Tungsram High-bay IP66 - 18410lm - 141W - 5000K - 80CRI - TBD[SKU] - Bracket. Y-cable | 8 | Bracket. Y-cable | LED | 1 | 141 | [8 empty] | CE. ENEC | [6 empty] | 66 | 5000 | 450x380x90 |  | 220-240V |  | 5 |  | 60° | 3 | 80 |  | 5000 |  |  | >=0.9 | 197000 |  |  | 130.57 |  |  | 9 | L6 | 25 | max. 10% at 100.000 hrs |  | Available | 850/339 | Cx=0.3447;Cy=0.3553 | Class I | IK07 |  |  | 60 | 630 | -20 | 1 | 141 | RAL9016 | 50-60Hz | Passive | LED | none | High Bay Rectangular | Tungsram High-bay IP66 | Indoor industrial |  |  | 18410 | No sensor |  |  |  | Bracket kit. Suspension holder kit. Protective Cover
TBD | TU HB IP66 G1 1S10 5K80 L6 FX ST QC W1 | image | datasheet | deeplink | TUNGSRAM - Tungsram High-bay IP66 - 8930lm - 67W - 5000K - 80CRI - TBD[SKU] - Bracket. Y-cable | 8 | Bracket. Y-cable | LED | 1 | 67 | [8 empty] | CE. ENEC | [6 empty] | 66 | 5000 | 450x380x90 |  | 220-240V |  | 5 |  | 60° | 3 | 80 |  | 5000 |  |  | >=0.9 | 259000 |  |  | 133.28 |  |  | 9 | L6 | 25 | max. 10% at 100.000 hrs |  | Available | 850/339 | Cx=0.3447;Cy=0.3553 | Class I | IK07 |  |  | 60 | 300 | -20 | 1 | 67 | RAL9016 | 50-60Hz | Passive | LED | none | High Bay Rectangular | Tungsram High-bay IP66 | Indoor industrial |  |  | 8930 | No sensor |  |  |  | Bracket kit. Suspension holder kit. Protective Cover
TBD | TU HB IP66 G1 2H45 4K80 L6 NL ST QC W1 | image | datasheet | deeplink | TUNGSRAM - Tungsram High-bay IP66 - 39000lm - 261W - 4000K - 80CRI - TBD[SKU] - Bracket. Y-cable | 12 | Bracket. Y-cable | LED | 1 | 261 | [8 empty] | CE | [6 empty] | 66 | 4000 | 817x380x110 |  | 220-240V |  | 5 |  | 60° | 3 | 80 |  | 4000 |  |  | >=0.9 | 116000 |  |  | 149.43 |  |  | 9 | L6 | 25 | max. 10% at 100.000 hrs |  | Available | 840/339 | Cx=0.4338;Cy=0.4030 | Class I | IK02 |  |  | 60 | 1160 | -20 | 1 | 261 | RAL9016 | 50-60Hz | Passive | LED | dimmable | High Bay Rectangular | Tungsram High-bay IP66 | Indoor industrial |  |  | 39000 | Yes |  |  |  | Bracket kit. Suspension holder kit. Protective Cover
TBD | TU HB IP66 G1 2H30 4K80 L6 NL ST QC W1 | image | datasheet | deeplink | TUNGSRAM - Tungsram High-bay IP66 - 26710lm - 171W - 4000K - 80CRI - TBD[SKU] - Bracket. Y-cable | 12 | Bracket. Y-cable | LED | 1 | 171 | [8 empty] | CE. ENEC | [6 empty] | 66 | 4000 | 817x380x110 |  | 220-240V |  | 5 |  | 60° | 3 | 80 |  | 4000 |  |  | >=0.9 | 105000 |  |  | 156.2 |  |  | 9 | L6 | 25 | max. 10% at 100.000 hrs |  | Available | 840/339 | Cx=0.4338;Cy=0.4030 | Class I | IK02 |  |  | 60 | 760 | -20 | 1 | 171 | RAL9016 | 50-60Hz | Passive | LED | dimmable | High Bay Rectangular | Tungsram High-bay IP66 | Indoor industrial |  |  | 26710 | Yes |  |  |  | Bracket kit. Suspension holder kit. Protective Cover
TBD | TU HB IP66 G1 1H20 4K80 L6 NL ST QC W1 | image | datasheet | deeplink | TUNGSRAM - Tungsram High-bay IP66 - 17860lm - 117W - 4000K - 80CRI - TBD[SKU] - Bracket. Y-cable | 8 | Bracket. Y-cable | LED | 1 | 117 | [8 empty] | CE. ENEC | [6 empty] | 66 | 4000 | 450x380x110 |  | 220-240V |  | 5 |  | 60° | 3 | 80 |  | 4000 |  |  | >=0.9 | 100000 |  |  | 152.65 |  |  | 9 | L6 | 25 | max. 10% at 100.000 hrs |  | Available | 840/339 | Cx=0.4338;Cy=0.4030 | Class I | IK02 |  |  | 60 | 520 | -20 | 1 | 117 | RAL9016 | 50-60Hz | Passive | LED | dimmable | High Bay Rectangular | Tungsram High-bay IP66 | Indoor industrial |  |  | 17860 | Yes |  |  |  | Bracket kit. Suspension holder kit. Protective Cover
TBD | TU HB IP66 G1 1H10 4K80 L6 NL ST QC W1 | image | datasheet | deeplink | TUNGSRAM - Tungsram High-bay IP66 - 9020lm - 57W - 4000K - 80CRI - TBD[SKU] - Bracket. Y-cable | 8 | Bracket. Y-cable | LED | 1 | 57 | [8 empty] | CE. ENEC | [6 empty] | 66 | 4000 | 450x380x110 |  | 220-240V |  | 5 |  | 60° | 3 | 80 |  | 4000 |  |  | >=0.9 | 115000 |  |  | 158.25 |  |  | 9 | L6 | 25 | max. 10% at 100.000 hrs |  | Available | 840/339 | Cx=0.4338;Cy=0.4030 | Class I | IK02 |  |  | 60 | 250 | -20 | 1 | 57 | RAL9016 | 50-60Hz | Passive | LED | dimmable | High Bay Rectangular | Tungsram High-bay IP66 | Indoor industrial |  |  | 9020 | Yes |  |  |  | Bracket kit. Suspension holder kit. Protective Cover
TBD | TU HB IP65 G1 2H45 4K80 L6 RF ST QC W1 | image | datasheet | deeplink | TUNGSRAM - Tungsram High-bay IP66 - 39000lm - 263W - 4000K - 80CRI - TBD[SKU] - Bracket. Y-cable | 12 | Bracket. Y-cable | LED | 1 | 263 | [8 empty] | CE | [6 empty] | 65 | 4000 | 882x380x90 |  | 220-240V |  | 5 |  | 60° | 3 | 80 |  | 4000 |  |  | >=0.9 | 116000 |  |  | 148.29 |  |  | 9 | L6 | 25 | max. 10% at 100.000 hrs |  | Available | 840/339 | Cx=0.4338;Cy=0.4030 | Class I | IK02 |  |  | 60 | 1170 | -20 | 1 | 263 | RAL9016 | 50-60Hz | Passive | LED | dimmable | High Bay Rectangular | Tungsram High-bay IP66 | Indoor industrial |  |  | 39000 | Yes |  |  |  | Bracket kit. Suspension holder kit. Protective Cover
TBD | TU HB IP65 G1 2H30 4K80 L6 RF ST QC W1 | image | datasheet | deeplink | TUNGSRAM - Tungsram High-bay IP66 - 26710lm - 172W - 4000K - 80CRI - TBD[SKU] - Bracket. Y-cable | 12 | Bracket. Y-cable | LED | 1 | 172 | [8 empty] | CE. ENEC | [6 empty] | 65 | 4000 | 882x380x90 |  | 220-240V |  | 5 |  | 60° | 3 | 80 |  | 4000 |  |  | >=0.9 | 105000 |  |  | 155.29 |  |  | 9 | L6 | 25 | max. 10% at 100.000 hrs |  | Available | 840/339 | Cx=0.4338;Cy=0.4030 | Class I | IK02 |  |  | 60 | 760 | -20 | 1 | 172 | RAL9016 | 50-60Hz | Passive | LED | dimmable | High Bay Rectangular | Tungsram High-bay IP66 | Indoor industrial |  |  | 26710 | Yes |  |  |  | Bracket kit. Suspension holder kit. Protective Cover
TBD | TU HB IP65 G1 1H20 4K80 L6 RF ST QC W1 | image | datasheet | deeplink | TUNGSRAM - Tungsram High-bay IP66 - 17860lm - 118W - 4000K - 80CRI - TBD[SKU] - Bracket. Y-cable | 8 | Bracket. Y-cable | LED | 1 | 118 | [8 empty] | CE. ENEC | [6 empty] | 65 | 4000 | 515x380x90 |  | 220-240V |  | 5 |  | 60° | 3 | 80 |  | 4000 |  |  | >=0.9 | 100000 |  |  | 151.36 |  |  | 9 | L6 | 25 | max. 10% at 100.000 hrs |  | Available | 840/339 | Cx=0.4338;Cy=0.4030 | Class I | IK02 |  |  | 60 | 520 | -20 | 1 | 118 | RAL9016 | 50-60Hz | Passive | LED | dimmable | High Bay Rectangular | Tungsram High-bay IP66 | Indoor industrial |  |  | 17860 | Yes |  |  |  | Bracket kit. Suspension holder kit. Protective Cover
TBD | TU HB IP65 G1 1H10 4K80 L6 RF ST QC W1 | image | datasheet | deeplink | TUNGSRAM - Tungsram High-bay IP66 - 9020lm - 58W - 4000K - 80CRI - TBD[SKU] - Bracket. Y-cable | 8 | Bracket. Y-cable | LED | 1 | 58 | [8 empty] | CE. ENEC | [6 empty] | 65 | 4000 | 515x380x90 |  | 220-240V |  | 5 |  | 60° | 3 | 80 |  | 4000 |  |  | >=0.9 | 115000 |  |  | 155.52 |  |  | 9 | L6 | 25 | max. 10% at 100.000 hrs |  | Available | 840/339 | Cx=0.4338;Cy=0.4030 | Class I | IK02 |  |  | 60 | 260 | -20 | 1 | 58 | RAL9016 | 50-60Hz | Passive | LED | dimmable | High Bay Rectangular | Tungsram High-bay IP66 | Indoor industrial |  |  | 9020 | Yes |  |  |  | Bracket kit. Suspension holder kit. Protective Cover
TBD | TU HB IP66 G1 2H45 4K80 L6 DL ST QC W1 | image | datasheet | deeplink | TUNGSRAM - Tungsram High-bay IP66 - 39000lm - 261W - 4000K - 80CRI - TBD[SKU] - Bracket. Y-cable | 12 | Bracket. Y-cable | LED | 1 | 261 | [8 empty] | CE | [6 empty] | 66 | 4000 | 817x380x90 |  | 220-240V |  | 5 |  | 60° | 3 | 80 |  | 4000 |  |  | >=0.9 | 116000 |  |  | 149.43 |  |  | 9 | L6 | 25 | max. 10% at 100.000 hrs |  | Available | 840/339 | Cx=0.4338;Cy=0.4030 | Class I | IK07 |  |  | 60 | 1160 | -20 | 1 | 261 | RAL9016 | 50-60Hz | Passive | LED | dimmable | High Bay Rectangular | Tungsram High-bay IP66 | Indoor industrial |  |  | 39000 | No sensor |  |  |  | Bracket kit. Suspension holder kit. Protective Cover
TBD | TU HB IP66 G1 2H30 4K80 L6 DL ST QC W1 | image | datasheet | deeplink | TUNGSRAM - Tungsram High-bay IP66 - 26710lm - 170W - 4000K - 80CRI - TBD[SKU] - Bracket. Y-cable | 12 | Bracket. Y-cable | LED | 1 | 170 | [8 empty] | CE. ENEC | [6 empty] | 66 | 4000 | 817x380x90 |  | 220-240V |  | 5 |  | 60° | 3 | 80 |  | 4000 |  |  | >=0.9 | 105000 |  |  | 157.12 |  |  | 9 | L6 | 25 | max. 10% at 100.000 hrs |  | Available | 840/339 | Cx=0.4338;Cy=0.4030 | Class I | IK07 |  |  | 60 | 750 | -20 | 1 | 170 | RAL9016 | 50-60Hz | Passive | LED | dimmable | High Bay Rectangular | Tungsram High-bay IP66 | Indoor industrial |  |  | 26710 | No sensor |  |  |  | Bracket kit. Suspension holder kit. Protective Cover
TBD | TU HB IP66 G1 1H20 4K80 L6 DL ST QC W1 | image | datasheet | deeplink | TUNGSRAM - Tungsram High-bay IP66 - 17860lm - 116W - 4000K - 80CRI - TBD[SKU] - Bracket. Y-cable | 8 | Bracket. Y-cable | LED | 1 | 116 | [8 empty] | CE. ENEC | [6 empty] | 66 | 4000 | 450x380x90 |  | 220-240V |  | 5 |  | 60° | 3 | 80 |  | 4000 |  |  | >=0.9 | 100000 |  |  | 153.97 |  |  | 9 | L6 | 25 | max. 10% at 100.000 hrs |  | Available | 840/339 | Cx=0.4338;Cy=0.4030 | Class I | IK07 |  |  | 60 | 510 | -20 | 1 | 116 | RAL9016 | 50-60Hz | Passive | LED | dimmable | High Bay Rectangular | Tungsram High-bay IP66 | Indoor industrial |  |  | 17860 | No sensor |  |  |  | Bracket kit. Suspension holder kit. Protective Cover
TBD | TU HB IP66 G1 1H10 4K80 L6 DL ST QC W1 | image | datasheet | deeplink | TUNGSRAM - Tungsram High-bay IP66 - 9020lm - 56W - 4000K - 80CRI - TBD[SKU] - Bracket. Y-cable | 8 | Bracket. Y-cable | LED | 1 | 56 | [8 empty] | CE. ENEC | [6 empty] | 66 | 4000 | 450x380x90 |  | 220-240V |  | 5 |  | 60° | 3 | 80 |  | 4000 |  |  | >=0.9 | 115000 |  |  | 161.07 |  |  | 9 | L6 | 25 | max. 10% at 100.000 hrs |  | Available | 840/339 | Cx=0.4338;Cy=0.4030 | Class I | IK07 |  |  | 60 | 250 | -20 | 1 | 56 | RAL9016 | 50-60Hz | Passive | LED | dimmable | High Bay Rectangular | Tungsram High-bay IP66 | Indoor industrial |  |  | 9020 | No sensor |  |  |  | Bracket kit. Suspension holder kit. Protective Cover
TBD | TU HB IP65 G1 1S30 4K80 L6 RF ST QC W1 | image | datasheet | deeplink | TUNGSRAM - Tungsram High-bay IP66 - 25820lm - 201W - 4000K - 80CRI - TBD[SKU] - Bracket. Y-cable | 8 | Bracket. Y-cable | LED | 1 | 201 | [8 empty] | CE. ENEC | [6 empty] | 65 | 4000 | 515x380x90 |  | 220-240V |  | 5 |  | 60° | 3 | 80 |  | 4000 |  |  | >=0.9 | 117000 |  |  | 128.46 |  |  | 9 | L6 | 25 | max. 10% at 100.000 hrs |  | Available | 840/339 | Cx=0.4338;Cy=0.4030 | Class I | IK02 |  |  | 60 | 890 | -20 | 1 | 201 | RAL9016 | 50-60Hz | Passive | LED | dimmable | High Bay Rectangular | Tungsram High-bay IP66 | Indoor industrial |  |  | 25820 | Yes |  |  |  | Bracket kit. Suspension holder kit. Protective Cover
TBD | TU HB IP65 G1 1S20 4K80 L6 RF ST QC W1 | image | datasheet | deeplink | TUNGSRAM - Tungsram High-bay IP66 - 18210lm - 143W - 4000K - 80CRI - TBD[SKU] - Bracket. Y-cable | 8 | Bracket. Y-cable | LED | 1 | 143 | [8 empty] | CE. ENEC | [6 empty] | 65 | 4000 | 515x380x90 |  | 220-240V |  | 5 |  | 60° | 3 | 80 |  | 4000 |  |  | >=0.9 | 197000 |  |  | 127.34 |  |  | 9 | L6 | 25 | max. 10% at 100.000 hrs |  | Available | 840/339 | Cx=0.4338;Cy=0.4030 | Class I | IK02 |  |  | 60 | 630 | -20 | 1 | 143 | RAL9016 | 50-60Hz | Passive | LED | dimmable | High Bay Rectangular | Tungsram High-bay IP66 | Indoor industrial |  |  | 18210 | Yes |  |  |  | Bracket kit. Suspension holder kit. Protective Cover
TBD | TU HB IP65 G1 1S10 4K80 L6 RF ST QC W1 | image | datasheet | deeplink | TUNGSRAM - Tungsram High-bay IP66 - 8840lm - 69W - 4000K - 80CRI - TBD[SKU] - Bracket. Y-cable | 8 | Bracket. Y-cable | LED | 1 | 69 | [8 empty] | CE. ENEC | [6 empty] | 65 | 4000 | 515x380x90 |  | 220-240V |  | 5 |  | 60° | 3 | 80 |  | 4000 |  |  | >=0.9 | 259000 |  |  | 128.12 |  |  | 9 | L6 | 25 | max. 10% at 100.000 hrs |  | Available | 840/339 | Cx=0.4338;Cy=0.4030 | Class I | IK02 |  |  | 60 | 300 | -20 | 1 | 69 | RAL9016 | 50-60Hz | Passive | LED | dimmable | High Bay Rectangular | Tungsram High-bay IP66 | Indoor industrial |  |  | 8840 | Yes |  |  |  | Bracket kit. Suspension holder kit. Protective Cover
TBD | TU HB IP66 G1 1S30 4K80 L6 DL ST QC W1 | image | datasheet | deeplink | TUNGSRAM - Tungsram High-bay IP66 - 25820lm - 199W - 4000K - 80CRI - TBD[SKU] - Bracket. Y-cable | 8 | Bracket. Y-cable | LED | 1 | 199 | [8 empty] | CE. ENEC | [6 empty] | 66 | 4000 | 450x380x90 |  | 220-240V |  | 5 |  | 60° | 3 | 80 |  | 4000 |  |  | >=0.9 | 117000 |  |  | 129.75 |  |  | 9 | L6 | 25 | max. 10% at 100.000 hrs |  | Available | 840/339 | Cx=0.4338;Cy=0.4030 | Class I | IK07 |  |  | 60 | 880 | -20 | 1 | 199 | RAL9016 | 50-60Hz | Passive | LED | dimmable | High Bay Rectangular | Tungsram High-bay IP66 | Indoor industrial |  |  | 25820 | No sensor |  |  |  | Bracket kit. Suspension holder kit. Protective Cover
TBD | TU HB IP66 G1 1S20 4K80 L6 DL ST QC W1 | image | datasheet | deeplink | TUNGSRAM - Tungsram High-bay IP66 - 18210lm - 141W - 4000K - 80CRI - TBD[SKU] - Bracket. Y-cable | 8 | Bracket. Y-cable | LED | 1 | 141 | [8 empty] | CE. ENEC | [6 empty] | 66 | 4000 | 450x380x90 |  | 220-240V |  | 5 |  | 60° | 3 | 80 |  | 4000 |  |  | >=0.9 | 197000 |  |  | 129.15 |  |  | 9 | L6 | 25 | max. 10% at 100.000 hrs |  | Available | 840/339 | Cx=0.4338;Cy=0.4030 | Class I | IK07 |  |  | 60 | 630 | -20 | 1 | 141 | RAL9016 | 50-60Hz | Passive | LED | dimmable | High Bay Rectangular | Tungsram High-bay IP66 | Indoor industrial |  |  | 18210 | No sensor |  |  |  | Bracket kit. Suspension holder kit. Protective Cover
TBD | TU HB IP66 G1 1S10 4K80 L6 DL ST QC W1 | image | datasheet | deeplink | TUNGSRAM - Tungsram High-bay IP66 - 8840lm - 67W - 4000K - 80CRI - TBD[SKU] - Bracket. Y-cable | 8 | Bracket. Y-cable | LED | 1 | 67 | [8 empty] | CE. ENEC | [6 empty] | 66 | 4000 | 450x380x90 |  | 220-240V |  | 5 |  | 60° | 3 | 80 |  | 4000 |  |  | >=0.9 | 259000 |  |  | 131.94 |  |  | 9 | L6 | 25 | max. 10% at 100.000 hrs |  | Available | 840/339 | Cx=0.4338;Cy=0.4030 | Class I | IK07 |  |  | 60 | 300 | -20 | 1 | 67 | RAL9016 | 50-60Hz | Passive | LED | dimmable | High Bay Rectangular | Tungsram High-bay IP66 | Indoor industrial |  |  | 8840 | No sensor |  |  |  | Bracket kit. Suspension holder kit. Protective Cover
TBD | TU HB IP65 G1 1S30 4K80 L6 SN ST QC W1 | image | datasheet | deeplink | TUNGSRAM - Tungsram High-bay IP66 - 25820lm - 201W - 4000K - 80CRI - TBD[SKU] - Bracket. Y-cable | 8 | Bracket. Y-cable | LED | 1 | 201 | [8 empty] | CE. ENEC | [6 empty] | 65 | 4000 | 515x380x90 |  | 220-240V |  | 5 |  | 60° | 3 | 80 |  | 4000 |  |  | >=0.9 | 117000 |  |  | 128.46 |  |  | 9 | L6 | 25 | max. 10% at 100.000 hrs |  | Available | 840/339 | Cx=0.4338;Cy=0.4030 | Class I | IK02 |  |  | 60 | 890 | -20 | 1 | 201 | RAL9016 | 50-60Hz | Passive | LED | dimmable | High Bay Rectangular | Tungsram High-bay IP66 | Indoor industrial |  |  | 25820 | Yes |  |  |  | Bracket kit. Suspension holder kit. Protective Cover
TBD | TU HB IP65 G1 1S20 4K80 L6 SN ST QC W1 | image | datasheet | deeplink | TUNGSRAM - Tungsram High-bay IP66 - 18210lm - 143W - 4000K - 80CRI - TBD[SKU] - Bracket. Y-cable | 8 | Bracket. Y-cable | LED | 1 | 143 | [8 empty] | CE. ENEC | [6 empty] | 65 | 4000 | 515x380x90 |  | 220-240V |  | 5 |  | 60° | 3 | 80 |  | 4000 |  |  | >=0.9 | 197000 |  |  | 127.34 |  |  | 9 | L6 | 25 | max. 10% at 100.000 hrs |  | Available | 840/339 | Cx=0.4338;Cy=0.4030 | Class I | IK02 |  |  | 60 | 630 | -20 | 1 | 143 | RAL9016 | 50-60Hz | Passive | LED | dimmable | High Bay Rectangular | Tungsram High-bay IP66 | Indoor industrial |  |  | 18210 | Yes |  |  |  | Bracket kit. Suspension holder kit. Protective Cover
TBD | TU HB IP65 G1 1S10 4K80 L6 SN ST QC W1 | image | datasheet | deeplink | TUNGSRAM - Tungsram High-bay IP66 - 8840lm - 69W - 4000K - 80CRI - TBD[SKU] - Bracket. Y-cable | 8 | Bracket. Y-cable | LED | 1 | 69 | [8 empty] | CE. ENEC | [6 empty] | 65 | 4000 | 515x380x90 |  | 220-240V |  | 5 |  | 60° | 3 | 80 |  | 4000 |  |  | >=0.9 | 259000 |  |  | 128.12 |  |  | 9 | L6 | 25 | max. 10% at 100.000 hrs |  | Available | 840/339 | Cx=0.4338;Cy=0.4030 | Class I | IK02 |  |  | 60 | 300 | -20 | 1 | 69 | RAL9016 | 50-60Hz | Passive | LED | dimmable | High Bay Rectangular | Tungsram High-bay IP66 | Indoor industrial |  |  | 8840 | Yes |  |  |  | Bracket kit. Suspension holder kit. Protective Cover
TBD | TU HB IP66 G1 1S30 4K80 L6 FX ST QC W1 | image | datasheet | deeplink | TUNGSRAM - Tungsram High-bay IP66 - 25820lm - 199W - 4000K - 80CRI - TBD[SKU] - Bracket. Y-cable | 8 | Bracket. Y-cable | LED | 1 | 199 | [8 empty] | CE. ENEC | [6 empty] | 66 | 4000 | 450x380x90 |  | 220-240V |  | 5 |  | 60° | 3 | 80 |  | 4000 |  |  | >=0.9 | 117000 |  |  | 129.75 |  |  | 9 | L6 | 25 | max. 10% at 100.000 hrs |  | Available | 840/339 | Cx=0.4338;Cy=0.4030 | Class I | IK07 |  |  | 60 | 880 | -20 | 1 | 199 | RAL9016 | 50-60Hz | Passive | LED | none | High Bay Rectangular | Tungsram High-bay IP66 | Indoor industrial |  |  | 25820 | No sensor |  |  |  | Bracket kit. Suspension holder kit. Protective Cover
TBD | TU HB IP66 G1 1S20 4K80 L6 FX ST QC W1 | image | datasheet | deeplink | TUNGSRAM - Tungsram High-bay IP66 - 18210lm - 141W - 4000K - 80CRI - TBD[SKU] - Bracket. Y-cable | 8 | Bracket. Y-cable | LED | 1 | 141 | [8 empty] | CE. ENEC | [6 empty] | 66 | 4000 | 450x380x90 |  | 220-240V |  | 5 |  | 60° | 3 | 80 |  | 4000 |  |  | >=0.9 | 197000 |  |  | 129.15 |  |  | 9 | L6 | 25 | max. 10% at 100.000 hrs |  | Available | 840/339 | Cx=0.4338;Cy=0.4030 | Class I | IK07 |  |  | 60 | 630 | -20 | 1 | 141 | RAL9016 | 50-60Hz | Passive | LED | none | High Bay Rectangular | Tungsram High-bay IP66 | Indoor industrial |  |  | 18210 | No sensor |  |  |  | Bracket kit. Suspension holder kit. Protective Cover
TBD | TU HB IP66 G1 1S10 4K80 L6 FX ST QC W1 | image | datasheet | deeplink | TUNGSRAM - Tungsram High-bay IP66 - 8840lm - 67W - 4000K - 80CRI - TBD[SKU] - Bracket. Y-cable | 8 | Bracket. Y-cable | LED | 1 | 67 | [8 empty] | CE. ENEC | [6 empty] | 66 | 4000 | 450x380x90 |  | 220-240V |  | 5 |  | 60° | 3 | 80 |  | 4000 |  |  | >=0.9 | 259000 |  |  | 131.94 |  |  | 9 | L6 | 25 | max. 10% at 100.000 hrs |  | Available | 840/339 | Cx=0.4338;Cy=0.4030 | Class I | IK07 |  |  | 60 | 300 | -20 | 1 | 67 | RAL9016 | 50-60Hz | Passive | LED | none | High Bay Rectangular | Tungsram High-bay IP66 | Indoor industrial |  |  | 8840 | No sensor |  |  |  | Bracket kit. Suspension holder kit. Protective Cover
TBD | TU HB IP66 G1 2H45 5K70 L6 NL ST QC W1 | image | datasheet | deeplink | TUNGSRAM - Tungsram High-bay IP66 - 41050lm - 261W - 5000K - 70CRI - TBD[SKU] - Bracket. Y-cable | 12 | Bracket. Y-cable | LED | 1 | 261 | [8 empty] | CE | [6 empty] | 66 | 5000 | 817x380x110 |  | 220-240V |  | 5 |  | 60° | 3 | 70 |  | 5000 |  |  | >=0.9 | 116000 |  |  | 157.28 |  |  | 9 | L6 | 25 | max. 10% at 100.000 hrs |  | Available | 750/339 | Cx=0.3447;Cy=0.3553 | Class I | IK02 |  |  | 60 | 1160 | -20 | 1 | 261 | RAL9016 | 50-60Hz | Passive | LED | dimmable | High Bay Rectangular | Tungsram High-bay IP66 | Indoor industrial |  |  | 41050 | Yes |  |  |  | Bracket kit. Suspension holder kit. Protective Cover
TBD | TU HB IP66 G1 2H30 5K70 L6 NL ST QC W1 | image | datasheet | deeplink | TUNGSRAM - Tungsram High-bay IP66 - 28110lm - 171W - 5000K - 70CRI - TBD[SKU] - Bracket. Y-cable | 12 | Bracket. Y-cable | LED | 1 | 171 | [8 empty] | CE. ENEC | [6 empty] | 66 | 5000 | 817x380x110 |  | 220-240V |  | 5 |  | 60° | 3 | 70 |  | 5000 |  |  | >=0.9 | 105000 |  |  | 164.39 |  |  | 9 | L6 | 25 | max. 10% at 100.000 hrs |  | Available | 750/339 | Cx=0.3447;Cy=0.3553 | Class I | IK02 |  |  | 60 | 760 | -20 | 1 | 171 | RAL9016 | 50-60Hz | Passive | LED | dimmable | High Bay Rectangular | Tungsram High-bay IP66 | Indoor industrial |  |  | 28110 | Yes |  |  |  | Bracket kit. Suspension holder kit. Protective Cover
TBD | TU HB IP66 G1 1H20 5K70 L6 NL ST QC W1 | image | datasheet | deeplink | TUNGSRAM - Tungsram High-bay IP66 - 18800lm - 117W - 5000K - 70CRI - TBD[SKU] - Bracket. Y-cable | 8 | Bracket. Y-cable | LED | 1 | 117 | [8 empty] | CE. ENEC | [6 empty] | 66 | 5000 | 450x380x110 |  | 220-240V |  | 5 |  | 60° | 3 | 70 |  | 5000 |  |  | >=0.9 | 100000 |  |  | 160.68 |  |  | 9 | L6 | 25 | max. 10% at 100.000 hrs |  | Available | 750/339 | Cx=0.3447;Cy=0.3553 | Class I | IK02 |  |  | 60 | 520 | -20 | 1 | 117 | RAL9016 | 50-60Hz | Passive | LED | dimmable | High Bay Rectangular | Tungsram High-bay IP66 | Indoor industrial |  |  | 18800 | Yes |  |  |  | Bracket kit. Suspension holder kit. Protective Cover
TBD | TU HB IP66 G1 1H10 5K70 L6 NL ST QC W1 | image | datasheet | deeplink | TUNGSRAM - Tungsram High-bay IP66 - 9490lm - 57W - 5000K - 70CRI - TBD[SKU] - Bracket. Y-cable | 8 | Bracket. Y-cable | LED | 1 | 57 | [8 empty] | CE. ENEC | [6 empty] | 66 | 5000 | 450x380x110 |  | 220-240V |  | 5 |  | 60° | 3 | 70 |  | 5000 |  |  | >=0.9 | 115000 |  |  | 166.49 |  |  | 9 | L6 | 25 | max. 10% at 100.000 hrs |  | Available | 750/339 | Cx=0.3447;Cy=0.3553 | Class I | IK02 |  |  | 60 | 250 | -20 | 1 | 57 | RAL9016 | 50-60Hz | Passive | LED | dimmable | High Bay Rectangular | Tungsram High-bay IP66 | Indoor industrial |  |  | 9490 | Yes |  |  |  | Bracket kit. Suspension holder kit. Protective Cover
TBD | TU HB IP65 G1 2H45 5K70 L6 RF ST QC W1 | image | datasheet | deeplink | TUNGSRAM - Tungsram High-bay IP66 - 41050lm - 263W - 5000K - 70CRI - TBD[SKU] - Bracket. Y-cable | 12 | Bracket. Y-cable | LED | 1 | 263 | [8 empty] | CE | [6 empty] | 65 | 5000 | 882x380x90 |  | 220-240V |  | 5 |  | 60° | 3 | 70 |  | 5000 |  |  | >=0.9 | 116000 |  |  | 156.08 |  |  | 9 | L6 | 25 | max. 10% at 100.000 hrs |  | Available | 750/339 | Cx=0.3447;Cy=0.3553 | Class I | IK02 |  |  | 60 | 1170 | -20 | 1 | 263 | RAL9016 | 50-60Hz | Passive | LED | dimmable | High Bay Rectangular | Tungsram High-bay IP66 | Indoor industrial |  |  | 41050 | Yes |  |  |  | Bracket kit. Suspension holder kit. Protective Cover
TBD | TU HB IP65 G1 2H30 5K70 L6 RF ST QC W1 | image | datasheet | deeplink | TUNGSRAM - Tungsram High-bay IP66 - 28110lm - 172W - 5000K - 70CRI - TBD[SKU] - Bracket. Y-cable | 12 | Bracket. Y-cable | LED | 1 | 172 | [8 empty] | CE. ENEC | [6 empty] | 65 | 5000 | 882x380x90 |  | 220-240V |  | 5 |  | 60° | 3 | 70 |  | 5000 |  |  | >=0.9 | 105000 |  |  | 163.43 |  |  | 9 | L6 | 25 | max. 10% at 100.000 hrs |  | Available | 750/339 | Cx=0.3447;Cy=0.3553 | Class I | IK02 |  |  | 60 | 760 | -20 | 1 | 172 | RAL9016 | 50-60Hz | Passive | LED | dimmable | High Bay Rectangular | Tungsram High-bay IP66 | Indoor industrial |  |  | 28110 | Yes |  |  |  | Bracket kit. Suspension holder kit. Protective Cover
TBD | TU HB IP65 G1 1H20 5K70 L6 RF ST QC W1 | image | datasheet | deeplink | TUNGSRAM - Tungsram High-bay IP66 - 18800lm - 118W - 5000K - 70CRI - TBD[SKU] - Bracket. Y-cable | 8 | Bracket. Y-cable | LED | 1 | 118 | [8 empty] | CE. ENEC | [6 empty] | 65 | 5000 | 515x380x90 |  | 220-240V |  | 5 |  | 60° | 3 | 70 |  | 5000 |  |  | >=0.9 | 100000 |  |  | 159.32 |  |  | 9 | L6 | 25 | max. 10% at 100.000 hrs |  | Available | 750/339 | Cx=0.3447;Cy=0.3553 | Class I | IK02 |  |  | 60 | 520 | -20 | 1 | 118 | RAL9016 | 50-60Hz | Passive | LED | dimmable | High Bay Rectangular | Tungsram High-bay IP66 | Indoor industrial |  |  | 18800 | Yes |  |  |  | Bracket kit. Suspension holder kit. Protective Cover
TBD | TU HB IP65 G1 1H10 5K70 L6 RF ST QC W1 | image | datasheet | deeplink | TUNGSRAM - Tungsram High-bay IP66 - 9490lm - 58W - 5000K - 70CRI - TBD[SKU] - Bracket. Y-cable | 8 | Bracket. Y-cable | LED | 1 | 58 | [8 empty] | CE. ENEC | [6 empty] | 65 | 5000 | 515x380x90 |  | 220-240V |  | 5 |  | 60° | 3 | 70 |  | 5000 |  |  | >=0.9 | 115000 |  |  | 163.62 |  |  | 9 | L6 | 25 | max. 10% at 100.000 hrs |  | Available | 750/339 | Cx=0.3447;Cy=0.3553 | Class I | IK02 |  |  | 60 | 260 | -20 | 1 | 58 | RAL9016 | 50-60Hz | Passive | LED | dimmable | High Bay Rectangular | Tungsram High-bay IP66 | Indoor industrial |  |  | 9490 | Yes |  |  |  | Bracket kit. Suspension holder kit. Protective Cover
TBD | TU HB IP66 G1 2H45 5K70 L6 DL ST QC W1 | image | datasheet | deeplink | TUNGSRAM - Tungsram High-bay IP66 - 41050lm - 261W - 5000K - 70CRI - TBD[SKU] - Bracket. Y-cable | 12 | Bracket. Y-cable | LED | 1 | 261 | [8 empty] | CE | [6 empty] | 66 | 5000 | 817x380x90 |  | 220-240V |  | 5 |  | 60° | 3 | 70 |  | 5000 |  |  | >=0.9 | 116000 |  |  | 157.28 |  |  | 9 | L6 | 25 | max. 10% at 100.000 hrs |  | Available | 750/339 | Cx=0.3447;Cy=0.3553 | Class I | IK07 |  |  | 60 | 1160 | -20 | 1 | 261 | RAL9016 | 50-60Hz | Passive | LED | dimmable | High Bay Rectangular | Tungsram High-bay IP66 | Indoor industrial |  |  | 41050 | No sensor |  |  |  | Bracket kit. Suspension holder kit. Protective Cover
TBD | TU HB IP66 G1 2H30 5K70 L6 DL ST QC W1 | image | datasheet | deeplink | TUNGSRAM - Tungsram High-bay IP66 - 28110lm - 170W - 5000K - 70CRI - TBD[SKU] - Bracket. Y-cable | 12 | Bracket. Y-cable | LED | 1 | 170 | [8 empty] | CE. ENEC | [6 empty] | 66 | 5000 | 817x380x90 |  | 220-240V |  | 5 |  | 60° | 3 | 70 |  | 5000 |  |  | >=0.9 | 105000 |  |  | 165.35 |  |  | 9 | L6 | 25 | max. 10% at 100.000 hrs |  | Available | 750/339 | Cx=0.3447;Cy=0.3553 | Class I | IK07 |  |  | 60 | 750 | -20 | 1 | 170 | RAL9016 | 50-60Hz | Passive | LED | dimmable | High Bay Rectangular | Tungsram High-bay IP66 | Indoor industrial |  |  | 28110 | No sensor |  |  |  | Bracket kit. Suspension holder kit. Protective Cover
TBD | TU HB IP66 G1 1H20 5K70 L6 DL ST QC W1 | image | datasheet | deeplink | TUNGSRAM - Tungsram High-bay IP66 - 18800lm - 116W - 5000K - 70CRI - TBD[SKU] - Bracket. Y-cable | 8 | Bracket. Y-cable | LED | 1 | 116 | [8 empty] | CE. ENEC | [6 empty] | 66 | 5000 | 450x380x90 |  | 220-240V |  | 5 |  | 60° | 3 | 70 |  | 5000 |  |  | >=0.9 | 100000 |  |  | 162.07 |  |  | 9 | L6 | 25 | max. 10% at 100.000 hrs |  | Available | 750/339 | Cx=0.3447;Cy=0.3553 | Class I | IK07 |  |  | 60 | 510 | -20 | 1 | 116 | RAL9016 | 50-60Hz | Passive | LED | dimmable | High Bay Rectangular | Tungsram High-bay IP66 | Indoor industrial |  |  | 18800 | No sensor |  |  |  | Bracket kit. Suspension holder kit. Protective Cover
TBD | TU HB IP66 G1 1H10 5K70 L6 DL ST QC W1 | image | datasheet | deeplink | TUNGSRAM - Tungsram High-bay IP66 - 9490lm - 56W - 5000K - 70CRI - TBD[SKU] - Bracket. Y-cable | 8 | Bracket. Y-cable | LED | 1 | 56 | [8 empty] | CE. ENEC | [6 empty] | 66 | 5000 | 450x380x90 |  | 220-240V |  | 5 |  | 60° | 3 | 70 |  | 5000 |  |  | >=0.9 | 115000 |  |  | 169.46 |  |  | 9 | L6 | 25 | max. 10% at 100.000 hrs |  | Available | 750/339 | Cx=0.3447;Cy=0.3553 | Class I | IK07 |  |  | 60 | 250 | -20 | 1 | 56 | RAL9016 | 50-60Hz | Passive | LED | dimmable | High Bay Rectangular | Tungsram High-bay IP66 | Indoor industrial |  |  | 9490 | No sensor |  |  |  | Bracket kit. Suspension holder kit. Protective Cover
TBD | TU HB IP65 G1 1S30 5K70 L6 RF ST QC W1 | image | datasheet | deeplink | TUNGSRAM - Tungsram High-bay IP66 - 27180lm - 201W - 5000K - 70CRI - TBD[SKU] - Bracket. Y-cable | 8 | Bracket. Y-cable | LED | 1 | 201 | [8 empty] | CE. ENEC | [6 empty] | 65 | 5000 | 515x380x90 |  | 220-240V |  | 5 |  | 60° | 3 | 70 |  | 5000 |  |  | >=0.9 | 117000 |  |  | 135.22 |  |  | 9 | L6 | 25 | max. 10% at 100.000 hrs |  | Available | 750/339 | Cx=0.3447;Cy=0.3553 | Class I | IK02 |  |  | 60 | 890 | -20 | 1 | 201 | RAL9016 | 50-60Hz | Passive | LED | dimmable | High Bay Rectangular | Tungsram High-bay IP66 | Indoor industrial |  |  | 27180 | Yes |  |  |  | Bracket kit. Suspension holder kit. Protective Cover
TBD | TU HB IP65 G1 1S20 5K70 L6 RF ST QC W1 | image | datasheet | deeplink | TUNGSRAM - Tungsram High-bay IP66 - 19170lm - 143W - 5000K - 70CRI - TBD[SKU] - Bracket. Y-cable | 8 | Bracket. Y-cable | LED | 1 | 143 | [8 empty] | CE. ENEC | [6 empty] | 65 | 5000 | 515x380x90 |  | 220-240V |  | 5 |  | 60° | 3 | 70 |  | 5000 |  |  | >=0.9 | 197000 |  |  | 134.06 |  |  | 9 | L6 | 25 | max. 10% at 100.000 hrs |  | Available | 750/339 | Cx=0.3447;Cy=0.3553 | Class I | IK02 |  |  | 60 | 630 | -20 | 1 | 143 | RAL9016 | 50-60Hz | Passive | LED | dimmable | High Bay Rectangular | Tungsram High-bay IP66 | Indoor industrial |  |  | 19170 | Yes |  |  |  | Bracket kit. Suspension holder kit. Protective Cover
TBD | TU HB IP65 G1 1S10 5K70 L6 RF ST QC W1 | image | datasheet | deeplink | TUNGSRAM - Tungsram High-bay IP66 - 9300lm - 69W - 5000K - 70CRI - TBD[SKU] - Bracket. Y-cable | 8 | Bracket. Y-cable | LED | 1 | 69 | [8 empty] | CE. ENEC | [6 empty] | 65 | 5000 | 515x380x90 |  | 220-240V |  | 5 |  | 60° | 3 | 70 |  | 5000 |  |  | >=0.9 | 259000 |  |  | 134.78 |  |  | 9 | L6 | 25 | max. 10% at 100.000 hrs |  | Available | 750/339 | Cx=0.3447;Cy=0.3553 | Class I | IK02 |  |  | 60 | 300 | -20 | 1 | 69 | RAL9016 | 50-60Hz | Passive | LED | dimmable | High Bay Rectangular | Tungsram High-bay IP66 | Indoor industrial |  |  | 9300 | Yes |  |  |  | Bracket kit. Suspension holder kit. Protective Cover
TBD | TU HB IP66 G1 1S30 5K70 L6 DL ST QC W1 | image | datasheet | deeplink | TUNGSRAM - Tungsram High-bay IP66 - 27180lm - 199W - 5000K - 70CRI - TBD[SKU] - Bracket. Y-cable | 8 | Bracket. Y-cable | LED | 1 | 199 | [8 empty] | CE. ENEC | [6 empty] | 66 | 5000 | 450x380x90 |  | 220-240V |  | 5 |  | 60° | 3 | 70 |  | 5000 |  |  | >=0.9 | 117000 |  |  | 136.58 |  |  | 9 | L6 | 25 | max. 10% at 100.000 hrs |  | Available | 750/339 | Cx=0.3447;Cy=0.3553 | Class I | IK07 |  |  | 60 | 880 | -20 | 1 | 199 | RAL9016 | 50-60Hz | Passive | LED | dimmable | High Bay Rectangular | Tungsram High-bay IP66 | Indoor industrial |  |  | 27180 | No sensor |  |  |  | Bracket kit. Suspension holder kit. Protective Cover
TBD | TU HB IP66 G1 1S20 5K70 L6 DL ST QC W1 | image | datasheet | deeplink | TUNGSRAM - Tungsram High-bay IP66 - 19170lm - 141W - 5000K - 70CRI - TBD[SKU] - Bracket. Y-cable | 8 | Bracket. Y-cable | LED | 1 | 141 | [8 empty] | CE. ENEC | [6 empty] | 66 | 5000 | 450x380x90 |  | 220-240V |  | 5 |  | 60° | 3 | 70 |  | 5000 |  |  | >=0.9 | 197000 |  |  | 135.96 |  |  | 9 | L6 | 25 | max. 10% at 100.000 hrs |  | Available | 750/339 | Cx=0.3447;Cy=0.3553 | Class I | IK07 |  |  | 60 | 630 | -20 | 1 | 141 | RAL9016 | 50-60Hz | Passive | LED | dimmable | High Bay Rectangular | Tungsram High-bay IP66 | Indoor industrial |  |  | 19170 | No sensor |  |  |  | Bracket kit. Suspension holder kit. Protective Cover
TBD | TU HB IP66 G1 1S10 5K70 L6 DL ST QC W1 | image | datasheet | deeplink | TUNGSRAM - Tungsram High-bay IP66 - 9300lm - 67W - 5000K - 70CRI - TBD[SKU] - Bracket. Y-cable | 8 | Bracket. Y-cable | LED | 1 | 67 | [8 empty] | CE. ENEC | [6 empty] | 66 | 5000 | 450x380x90 |  | 220-240V |  | 5 |  | 60° | 3 | 70 |  | 5000 |  |  | >=0.9 | 259000 |  |  | 138.81 |  |  | 9 | L6 | 25 | max. 10% at 100.000 hrs |  | Available | 750/339 | Cx=0.3447;Cy=0.3553 | Class I | IK07 |  |  | 60 | 300 | -20 | 1 | 67 | RAL9016 | 50-60Hz | Passive | LED | dimmable | High Bay Rectangular | Tungsram High-bay IP66 | Indoor industrial |  |  | 9300 | No sensor |  |  |  | Bracket kit. Suspension holder kit. Protective Cover
TBD | TU HB IP65 G1 1S30 5K70 L6 SN ST QC W1 | image | datasheet | deeplink | TUNGSRAM - Tungsram High-bay IP66 - 27180lm - 201W - 5000K - 70CRI - TBD[SKU] - Bracket. Y-cable | 8 | Bracket. Y-cable | LED | 1 | 201 | [8 empty] | CE. ENEC | [6 empty] | 65 | 5000 | 515x380x90 |  | 220-240V |  | 5 |  | 60° | 3 | 70 |  | 5000 |  |  | >=0.9 | 117000 |  |  | 135.22 |  |  | 9 | L6 | 25 | max. 10% at 100.000 hrs |  | Available | 750/339 | Cx=0.3447;Cy=0.3553 | Class I | IK02 |  |  | 60 | 890 | -20 | 1 | 201 | RAL9016 | 50-60Hz | Passive | LED | dimmable | High Bay Rectangular | Tungsram High-bay IP66 | Indoor industrial |  |  | 27180 | Yes |  |  |  | Bracket kit. Suspension holder kit. Protective Cover
TBD | TU HB IP65 G1 1S20 5K70 L6 SN ST QC W1 | image | datasheet | deeplink | TUNGSRAM - Tungsram High-bay IP66 - 19170lm - 143W - 5000K - 70CRI - TBD[SKU] - Bracket. Y-cable | 8 | Bracket. Y-cable | LED | 1 | 143 | [8 empty] | CE. ENEC | [6 empty] | 65 | 5000 | 515x380x90 |  | 220-240V |  | 5 |  | 60° | 3 | 70 |  | 5000 |  |  | >=0.9 | 197000 |  |  | 134.06 |  |  | 9 | L6 | 25 | max. 10% at 100.000 hrs |  | Available | 750/339 | Cx=0.3447;Cy=0.3553 | Class I | IK02 |  |  | 60 | 630 | -20 | 1 | 143 | RAL9016 | 50-60Hz | Passive | LED | dimmable | High Bay Rectangular | Tungsram High-bay IP66 | Indoor industrial |  |  | 19170 | Yes |  |  |  | Bracket kit. Suspension holder kit. Protective Cover
TBD | TU HB IP65 G1 1S10 5K70 L6 SN ST QC W1 | image | datasheet | deeplink | TUNGSRAM - Tungsram High-bay IP66 - 9300lm - 69W - 5000K - 70CRI - TBD[SKU] - Bracket. Y-cable | 8 | Bracket. Y-cable | LED | 1 | 69 | [8 empty] | CE. ENEC | [6 empty] | 65 | 5000 | 515x380x90 |  | 220-240V |  | 5 |  | 60° | 3 | 70 |  | 5000 |  |  | >=0.9 | 259000 |  |  | 134.78 |  |  | 9 | L6 | 25 | max. 10% at 100.000 hrs |  | Available | 750/339 | Cx=0.3447;Cy=0.3553 | Class I | IK02 |  |  | 60 | 300 | -20 | 1 | 69 | RAL9016 | 50-60Hz | Passive | LED | dimmable | High Bay Rectangular | Tungsram High-bay IP66 | Indoor industrial |  |  | 9300 | Yes |  |  |  | Bracket kit. Suspension holder kit. Protective Cover
TBD | TU HB IP66 G1 1S30 5K70 L6 FX ST QC W1 | image | datasheet | deeplink | TUNGSRAM - Tungsram High-bay IP66 - 27180lm - 199W - 5000K - 70CRI - TBD[SKU] - Bracket. Y-cable | 8 | Bracket. Y-cable | LED | 1 | 199 | [8 empty] | CE. ENEC | [6 empty] | 66 | 5000 | 450x380x90 |  | 220-240V |  | 5 |  | 60° | 3 | 70 |  | 5000 |  |  | >=0.9 | 117000 |  |  | 136.58 |  |  | 9 | L6 | 25 | max. 10% at 100.000 hrs |  | Available | 750/339 | Cx=0.3447;Cy=0.3553 | Class I | IK07 |  |  | 60 | 880 | -20 | 1 | 199 | RAL9016 | 50-60Hz | Passive | LED | none | High Bay Rectangular | Tungsram High-bay IP66 | Indoor industrial |  |  | 27180 | No sensor |  |  |  | Bracket kit. Suspension holder kit. Protective Cover
TBD | TU HB IP66 G1 1S20 5K70 L6 FX ST QC W1 | image | datasheet | deeplink | TUNGSRAM - Tungsram High-bay IP66 - 19170lm - 141W - 5000K - 70CRI - TBD[SKU] - Bracket. Y-cable | 8 | Bracket. Y-cable | LED | 1 | 141 | [8 empty] | CE. ENEC | [6 empty] | 66 | 5000 | 450x380x90 |  | 220-240V |  | 5 |  | 60° | 3 | 70 |  | 5000 |  |  | >=0.9 | 197000 |  |  | 135.96 |  |  | 9 | L6 | 25 | max. 10% at 100.000 hrs |  | Available | 750/339 | Cx=0.3447;Cy=0.3553 | Class I | IK07 |  |  | 60 | 630 | -20 | 1 | 141 | RAL9016 | 50-60Hz | Passive | LED | none | High Bay Rectangular | Tungsram High-bay IP66 | Indoor industrial |  |  | 19170 | No sensor |  |  |  | Bracket kit. Suspension holder kit. Protective Cover
TBD | TU HB IP66 G1 1S10 5K70 L6 FX ST QC W1 | image | datasheet | deeplink | TUNGSRAM - Tungsram High-bay IP66 - 9300lm - 67W - 5000K - 70CRI - TBD[SKU] - Bracket. Y-cable | 8 | Bracket. Y-cable | LED | 1 | 67 | [8 empty] | CE. ENEC | [6 empty] | 66 | 5000 | 450x380x90 |  | 220-240V |  | 5 |  | 60° | 3 | 70 |  | 5000 |  |  | >=0.9 | 259000 |  |  | 138.81 |  |  | 9 | L6 | 25 | max. 10% at 100.000 hrs |  | Available | 750/339 | Cx=0.3447;Cy=0.3553 | Class I | IK07 |  |  | 60 | 300 | -20 | 1 | 67 | RAL9016 | 50-60Hz | Passive | LED | none | High Bay Rectangular | Tungsram High-bay IP66 | Indoor industrial |  |  | 9300 | No sensor |  |  |  | Bracket kit. Suspension holder kit. Protective Cover
TBD | TU HB IP66 G1 2H45 4K70 L6 NL ST QC W1 | image | datasheet | deeplink | TUNGSRAM - Tungsram High-bay IP66 - 39410lm - 261W - 4000K - 70CRI - TBD[SKU] - Bracket. Y-cable | 12 | Bracket. Y-cable | LED | 1 | 261 | [8 empty] | CE | [6 empty] | 66 | 4000 | 817x380x110 |  | 220-240V |  | 5 |  | 60° | 3 | 70 |  | 4000 |  |  | >=0.9 | 116000 |  |  | 151 |  |  | 9 | L6 | 25 | max. 10% at 100.000 hrs |  | Available | 740/339 | Cx=0.4338;Cy=0.4030 | Class I | IK02 |  |  | 60 | 1160 | -20 | 1 | 261 | RAL9016 | 50-60Hz | Passive | LED | dimmable | High Bay Rectangular | Tungsram High-bay IP66 | Indoor industrial |  |  | 39410 | Yes |  |  |  | Bracket kit. Suspension holder kit. Protective Cover
TBD | TU HB IP66 G1 2H30 4K70 L6 NL ST QC W1 | image | datasheet | deeplink | TUNGSRAM - Tungsram High-bay IP66 - 26990lm - 171W - 4000K - 70CRI - TBD[SKU] - Bracket. Y-cable | 12 | Bracket. Y-cable | LED | 1 | 171 | [8 empty] | CE. ENEC | [6 empty] | 66 | 4000 | 817x380x110 |  | 220-240V |  | 5 |  | 60° | 3 | 70 |  | 4000 |  |  | >=0.9 | 105000 |  |  | 157.84 |  |  | 9 | L6 | 25 | max. 10% at 100.000 hrs |  | Available | 740/339 | Cx=0.4338;Cy=0.4030 | Class I | IK02 |  |  | 60 | 760 | -20 | 1 | 171 | RAL9016 | 50-60Hz | Passive | LED | dimmable | High Bay Rectangular | Tungsram High-bay IP66 | Indoor industrial |  |  | 26990 | Yes |  |  |  | Bracket kit. Suspension holder kit. Protective Cover
TBD | TU HB IP66 G1 1H20 4K70 L6 NL ST QC W1 | image | datasheet | deeplink | TUNGSRAM - Tungsram High-bay IP66 - 18050lm - 117W - 4000K - 70CRI - TBD[SKU] - Bracket. Y-cable | 8 | Bracket. Y-cable | LED | 1 | 117 | [8 empty] | CE. ENEC | [6 empty] | 66 | 4000 | 450x380x110 |  | 220-240V |  | 5 |  | 60° | 3 | 70 |  | 4000 |  |  | >=0.9 | 100000 |  |  | 154.27 |  |  | 9 | L6 | 25 | max. 10% at 100.000 hrs |  | Available | 740/339 | Cx=0.4338;Cy=0.4030 | Class I | IK02 |  |  | 60 | 520 | -20 | 1 | 117 | RAL9016 | 50-60Hz | Passive | LED | dimmable | High Bay Rectangular | Tungsram High-bay IP66 | Indoor industrial |  |  | 18050 | Yes |  |  |  | Bracket kit. Suspension holder kit. Protective Cover
TBD | TU HB IP66 G1 1H10 4K70 L6 NL ST QC W1 | image | datasheet | deeplink | TUNGSRAM - Tungsram High-bay IP66 - 9110lm - 57W - 4000K - 70CRI - TBD[SKU] - Bracket. Y-cable | 8 | Bracket. Y-cable | LED | 1 | 57 | [8 empty] | CE. ENEC | [6 empty] | 66 | 4000 | 450x380x110 |  | 220-240V |  | 5 |  | 60° | 3 | 70 |  | 4000 |  |  | >=0.9 | 115000 |  |  | 159.82 |  |  | 9 | L6 | 25 | max. 10% at 100.000 hrs |  | Available | 740/339 | Cx=0.4338;Cy=0.4030 | Class I | IK02 |  |  | 60 | 250 | -20 | 1 | 57 | RAL9016 | 50-60Hz | Passive | LED | dimmable | High Bay Rectangular | Tungsram High-bay IP66 | Indoor industrial |  |  | 9110 | Yes |  |  |  | Bracket kit. Suspension holder kit. Protective Cover
TBD | TU HB IP65 G1 2H45 4K70 L6 RF ST QC W1 | image | datasheet | deeplink | TUNGSRAM - Tungsram High-bay IP66 - 39410lm - 263W - 4000K - 70CRI - TBD[SKU] - Bracket. Y-cable | 12 | Bracket. Y-cable | LED | 1 | 263 | [8 empty] | CE | [6 empty] | 65 | 4000 | 882x380x90 |  | 220-240V |  | 5 |  | 60° | 3 | 70 |  | 4000 |  |  | >=0.9 | 116000 |  |  | 149.85 |  |  | 9 | L6 | 25 | max. 10% at 100.000 hrs |  | Available | 740/339 | Cx=0.4338;Cy=0.4030 | Class I | IK02 |  |  | 60 | 1170 | -20 | 1 | 263 | RAL9016 | 50-60Hz | Passive | LED | dimmable | High Bay Rectangular | Tungsram High-bay IP66 | Indoor industrial |  |  | 39410 | Yes |  |  |  | Bracket kit. Suspension holder kit. Protective Cover
TBD | TU HB IP65 G1 2H30 4K70 L6 RF ST QC W1 | image | datasheet | deeplink | TUNGSRAM - Tungsram High-bay IP66 - 26990lm - 172W - 4000K - 70CRI - TBD[SKU] - Bracket. Y-cable | 12 | Bracket. Y-cable | LED | 1 | 172 | [8 empty] | CE. ENEC | [6 empty] | 65 | 4000 | 882x380x90 |  | 220-240V |  | 5 |  | 60° | 3 | 70 |  | 4000 |  |  | >=0.9 | 105000 |  |  | 156.92 |  |  | 9 | L6 | 25 | max. 10% at 100.000 hrs |  | Available | 740/339 | Cx=0.4338;Cy=0.4030 | Class I | IK02 |  |  | 60 | 760 | -20 | 1 | 172 | RAL9016 | 50-60Hz | Passive | LED | dimmable | High Bay Rectangular | Tungsram High-bay IP66 | Indoor industrial |  |  | 26990 | Yes |  |  |  | Bracket kit. Suspension holder kit. Protective Cover
TBD | TU HB IP65 G1 1H20 4K70 L6 RF ST QC W1 | image | datasheet | deeplink | TUNGSRAM - Tungsram High-bay IP66 - 18050lm - 118W - 4000K - 70CRI - TBD[SKU] - Bracket. Y-cable | 8 | Bracket. Y-cable | LED | 1 | 118 | [8 empty] | CE. ENEC | [6 empty] | 65 | 4000 | 515x380x90 |  | 220-240V |  | 5 |  | 60° | 3 | 70 |  | 4000 |  |  | >=0.9 | 100000 |  |  | 152.97 |  |  | 9 | L6 | 25 | max. 10% at 100.000 hrs |  | Available | 740/339 | Cx=0.4338;Cy=0.4030 | Class I | IK02 |  |  | 60 | 520 | -20 | 1 | 118 | RAL9016 | 50-60Hz | Passive | LED | dimmable | High Bay Rectangular | Tungsram High-bay IP66 | Indoor industrial |  |  | 18050 | Yes |  |  |  | Bracket kit. Suspension holder kit. Protective Cover
TBD | TU HB IP65 G1 1H10 4K70 L6 RF ST QC W1 | image | datasheet | deeplink | TUNGSRAM - Tungsram High-bay IP66 - 9110lm - 58W - 4000K - 70CRI - TBD[SKU] - Bracket. Y-cable | 8 | Bracket. Y-cable | LED | 1 | 58 | [8 empty] | CE. ENEC | [6 empty] | 65 | 4000 | 515x380x90 |  | 220-240V |  | 5 |  | 60° | 3 | 70 |  | 4000 |  |  | >=0.9 | 115000 |  |  | 157.07 |  |  | 9 | L6 | 25 | max. 10% at 100.000 hrs |  | Available | 740/339 | Cx=0.4338;Cy=0.4030 | Class I | IK02 |  |  | 60 | 260 | -20 | 1 | 58 | RAL9016 | 50-60Hz | Passive | LED | dimmable | High Bay Rectangular | Tungsram High-bay IP66 | Indoor industrial |  |  | 9110 | Yes |  |  |  | Bracket kit. Suspension holder kit. Protective Cover
TBD | TU HB IP66 G1 2H45 4K70 L6 DL ST QC W1 | image | datasheet | deeplink | TUNGSRAM - Tungsram High-bay IP66 - 39410lm - 261W - 4000K - 70CRI - TBD[SKU] - Bracket. Y-cable | 12 | Bracket. Y-cable | LED | 1 | 261 | [8 empty] | CE | [6 empty] | 66 | 4000 | 817x380x90 |  | 220-240V |  | 5 |  | 60° | 3 | 70 |  | 4000 |  |  | >=0.9 | 116000 |  |  | 151 |  |  | 9 | L6 | 25 | max. 10% at 100.000 hrs |  | Available | 740/339 | Cx=0.4338;Cy=0.4030 | Class I | IK07 |  |  | 60 | 1160 | -20 | 1 | 261 | RAL9016 | 50-60Hz | Passive | LED | dimmable | High Bay Rectangular | Tungsram High-bay IP66 | Indoor industrial |  |  | 39410 | No sensor |  |  |  | Bracket kit. Suspension holder kit. Protective Cover
TBD | TU HB IP66 G1 2H30 4K70 L6 DL ST QC W1 | image | datasheet | deeplink | TUNGSRAM - Tungsram High-bay IP66 - 26990lm - 170W - 4000K - 70CRI - TBD[SKU] - Bracket. Y-cable | 12 | Bracket. Y-cable | LED | 1 | 170 | [8 empty] | CE. ENEC | [6 empty] | 66 | 4000 | 817x380x90 |  | 220-240V |  | 5 |  | 60° | 3 | 70 |  | 4000 |  |  | >=0.9 | 105000 |  |  | 158.76 |  |  | 9 | L6 | 25 | max. 10% at 100.000 hrs |  | Available | 740/339 | Cx=0.4338;Cy=0.4030 | Class I | IK07 |  |  | 60 | 750 | -20 | 1 | 170 | RAL9016 | 50-60Hz | Passive | LED | dimmable | High Bay Rectangular | Tungsram High-bay IP66 | Indoor industrial |  |  | 26990 | No sensor |  |  |  | Bracket kit. Suspension holder kit. Protective Cover
TBD | TU HB IP66 G1 1H20 4K70 L6 DL ST QC W1 | image | datasheet | deeplink | TUNGSRAM - Tungsram High-bay IP66 - 18050lm - 116W - 4000K - 70CRI - TBD[SKU] - Bracket. Y-cable | 8 | Bracket. Y-cable | LED | 1 | 116 | [8 empty] | CE. ENEC | [6 empty] | 66 | 4000 | 450x380x90 |  | 220-240V |  | 5 |  | 60° | 3 | 70 |  | 4000 |  |  | >=0.9 | 100000 |  |  | 155.6 |  |  | 9 | L6 | 25 | max. 10% at 100.000 hrs |  | Available | 740/339 | Cx=0.4338;Cy=0.4030 | Class I | IK07 |  |  | 60 | 510 | -20 | 1 | 116 | RAL9016 | 50-60Hz | Passive | LED | dimmable | High Bay Rectangular | Tungsram High-bay IP66 | Indoor industrial |  |  | 18050 | No sensor |  |  |  | Bracket kit. Suspension holder kit. Protective Cover
TBD | TU HB IP66 G1 1H10 4K70 L6 DL ST QC W1 | image | datasheet | deeplink | TUNGSRAM - Tungsram High-bay IP66 - 9110lm - 56W - 4000K - 70CRI - TBD[SKU] - Bracket. Y-cable | 8 | Bracket. Y-cable | LED | 1 | 56 | [8 empty] | CE. ENEC | [6 empty] | 66 | 4000 | 450x380x90 |  | 220-240V |  | 5 |  | 60° | 3 | 70 |  | 4000 |  |  | >=0.9 | 115000 |  |  | 162.68 |  |  | 9 | L6 | 25 | max. 10% at 100.000 hrs |  | Available | 740/339 | Cx=0.4338;Cy=0.4030 | Class I | IK07 |  |  | 60 | 250 | -20 | 1 | 56 | RAL9016 | 50-60Hz | Passive | LED | dimmable | High Bay Rectangular | Tungsram High-bay IP66 | Indoor industrial |  |  | 9110 | No sensor |  |  |  | Bracket kit. Suspension holder kit. Protective Cover
TBD | TU HB IP65 G1 1S30 4K70 L6 RF ST QC W1 | image | datasheet | deeplink | TUNGSRAM - Tungsram High-bay IP66 - 26090lm - 201W - 4000K - 70CRI - TBD[SKU] - Bracket. Y-cable | 8 | Bracket. Y-cable | LED | 1 | 201 | [8 empty] | CE. ENEC | [6 empty] | 65 | 4000 | 515x380x90 |  | 220-240V |  | 5 |  | 60° | 3 | 70 |  | 4000 |  |  | >=0.9 | 117000 |  |  | 129.8 |  |  | 9 | L6 | 25 | max. 10% at 100.000 hrs |  | Available | 740/339 | Cx=0.4338;Cy=0.4030 | Class I | IK02 |  |  | 60 | 890 | -20 | 1 | 201 | RAL9016 | 50-60Hz | Passive | LED | dimmable | High Bay Rectangular | Tungsram High-bay IP66 | Indoor industrial |  |  | 26090 | Yes |  |  |  | Bracket kit. Suspension holder kit. Protective Cover
TBD | TU HB IP65 G1 1S20 4K70 L6 RF ST QC W1 | image | datasheet | deeplink | TUNGSRAM - Tungsram High-bay IP66 - 18410lm - 143W - 4000K - 70CRI - TBD[SKU] - Bracket. Y-cable | 8 | Bracket. Y-cable | LED | 1 | 143 | [8 empty] | CE. ENEC | [6 empty] | 65 | 4000 | 515x380x90 |  | 220-240V |  | 5 |  | 60° | 3 | 70 |  | 4000 |  |  | >=0.9 | 197000 |  |  | 128.74 |  |  | 9 | L6 | 25 | max. 10% at 100.000 hrs |  | Available | 740/339 | Cx=0.4338;Cy=0.4030 | Class I | IK02 |  |  | 60 | 630 | -20 | 1 | 143 | RAL9016 | 50-60Hz | Passive | LED | dimmable | High Bay Rectangular | Tungsram High-bay IP66 | Indoor industrial |  |  | 18410 | Yes |  |  |  | Bracket kit. Suspension holder kit. Protective Cover
TBD | TU HB IP65 G1 1S10 4K70 L6 RF ST QC W1 | image | datasheet | deeplink | TUNGSRAM - Tungsram High-bay IP66 - 8930lm - 69W - 4000K - 70CRI - TBD[SKU] - Bracket. Y-cable | 8 | Bracket. Y-cable | LED | 1 | 69 | [8 empty] | CE. ENEC | [6 empty] | 65 | 4000 | 515x380x90 |  | 220-240V |  | 5 |  | 60° | 3 | 70 |  | 4000 |  |  | >=0.9 | 259000 |  |  | 129.42 |  |  | 9 | L6 | 25 | max. 10% at 100.000 hrs |  | Available | 740/339 | Cx=0.4338;Cy=0.4030 | Class I | IK02 |  |  | 60 | 300 | -20 | 1 | 69 | RAL9016 | 50-60Hz | Passive | LED | dimmable | High Bay Rectangular | Tungsram High-bay IP66 | Indoor industrial |  |  | 8930 | Yes |  |  |  | Bracket kit. Suspension holder kit. Protective Cover
TBD | TU HB IP66 G1 1S30 4K70 L6 DL ST QC W1 | image | datasheet | deeplink | TUNGSRAM - Tungsram High-bay IP66 - 26090lm - 199W - 4000K - 70CRI - TBD[SKU] - Bracket. Y-cable | 8 | Bracket. Y-cable | LED | 1 | 199 | [8 empty] | CE. ENEC | [6 empty] | 66 | 4000 | 450x380x90 |  | 220-240V |  | 5 |  | 60° | 3 | 70 |  | 4000 |  |  | >=0.9 | 117000 |  |  | 131.11 |  |  | 9 | L6 | 25 | max. 10% at 100.000 hrs |  | Available | 740/339 | Cx=0.4338;Cy=0.4030 | Class I | IK07 |  |  | 60 | 880 | -20 | 1 | 199 | RAL9016 | 50-60Hz | Passive | LED | dimmable | High Bay Rectangular | Tungsram High-bay IP66 | Indoor industrial |  |  | 26090 | No sensor |  |  |  | Bracket kit. Suspension holder kit. Protective Cover
TBD | TU HB IP66 G1 1S20 4K70 L6 DL ST QC W1 | image | datasheet | deeplink | TUNGSRAM - Tungsram High-bay IP66 - 18410lm - 141W - 4000K - 70CRI - TBD[SKU] - Bracket. Y-cable | 8 | Bracket. Y-cable | LED | 1 | 141 | [8 empty] | CE. ENEC | [6 empty] | 66 | 4000 | 450x380x90 |  | 220-240V |  | 5 |  | 60° | 3 | 70 |  | 4000 |  |  | >=0.9 | 197000 |  |  | 130.57 |  |  | 9 | L6 | 25 | max. 10% at 100.000 hrs |  | Available | 740/339 | Cx=0.4338;Cy=0.4030 | Class I | IK07 |  |  | 60 | 630 | -20 | 1 | 141 | RAL9016 | 50-60Hz | Passive | LED | dimmable | High Bay Rectangular | Tungsram High-bay IP66 | Indoor industrial |  |  | 18410 | No sensor |  |  |  | Bracket kit. Suspension holder kit. Protective Cover
TBD | TU HB IP66 G1 1S10 4K70 L6 DL ST QC W1 | image | datasheet | deeplink | TUNGSRAM - Tungsram High-bay IP66 - 8930lm - 67W - 4000K - 70CRI - TBD[SKU] - Bracket. Y-cable | 8 | Bracket. Y-cable | LED | 1 | 67 | [8 empty] | CE. ENEC | [6 empty] | 66 | 4000 | 450x380x90 |  | 220-240V |  | 5 |  | 60° | 3 | 70 |  | 4000 |  |  | >=0.9 | 259000 |  |  | 133.28 |  |  | 9 | L6 | 25 | max. 10% at 100.000 hrs |  | Available | 740/339 | Cx=0.4338;Cy=0.4030 | Class I | IK07 |  |  | 60 | 300 | -20 | 1 | 67 | RAL9016 | 50-60Hz | Passive | LED | dimmable | High Bay Rectangular | Tungsram High-bay IP66 | Indoor industrial |  |  | 8930 | No sensor |  |  |  | Bracket kit. Suspension holder kit. Protective Cover
TBD | TU HB IP65 G1 1S30 4K70 L6 SN ST QC W1 | image | datasheet | deeplink | TUNGSRAM - Tungsram High-bay IP66 - 26090lm - 201W - 4000K - 70CRI - TBD[SKU] - Bracket. Y-cable | 8 | Bracket. Y-cable | LED | 1 | 201 | [8 empty] | CE. ENEC | [6 empty] | 65 | 4000 | 515x380x90 |  | 220-240V |  | 5 |  | 60° | 3 | 70 |  | 4000 |  |  | >=0.9 | 117000 |  |  | 129.8 |  |  | 9 | L6 | 25 | max. 10% at 100.000 hrs |  | Available | 740/339 | Cx=0.4338;Cy=0.4030 | Class I | IK02 |  |  | 60 | 890 | -20 | 1 | 201 | RAL9016 | 50-60Hz | Passive | LED | dimmable | High Bay Rectangular | Tungsram High-bay IP66 | Indoor industrial |  |  | 26090 | Yes |  |  |  | Bracket kit. Suspension holder kit. Protective Cover
TBD | TU HB IP65 G1 1S20 4K70 L6 SN ST QC W1 | image | datasheet | deeplink | TUNGSRAM - Tungsram High-bay IP66 - 18410lm - 143W - 4000K - 70CRI - TBD[SKU] - Bracket. Y-cable | 8 | Bracket. Y-cable | LED | 1 | 143 | [8 empty] | CE. ENEC | [6 empty] | 65 | 4000 | 515x380x90 |  | 220-240V |  | 5 |  | 60° | 3 | 70 |  | 4000 |  |  | >=0.9 | 197000 |  |  | 128.74 |  |  | 9 | L6 | 25 | max. 10% at 100.000 hrs |  | Available | 740/339 | Cx=0.4338;Cy=0.4030 | Class I | IK02 |  |  | 60 | 630 | -20 | 1 | 143 | RAL9016 | 50-60Hz | Passive | LED | dimmable | High Bay Rectangular | Tungsram High-bay IP66 | Indoor industrial |  |  | 18410 | Yes |  |  |  | Bracket kit. Suspension holder kit. Protective Cover
TBD | TU HB IP65 G1 1S10 4K70 L6 SN ST QC W1 | image | datasheet | deeplink | TUNGSRAM - Tungsram High-bay IP66 - 8930lm - 69W - 4000K - 70CRI - TBD[SKU] - Bracket. Y-cable | 8 | Bracket. Y-cable | LED | 1 | 69 | [8 empty] | CE. ENEC | [6 empty] | 65 | 4000 | 515x380x90 |  | 220-240V |  | 5 |  | 60° | 3 | 70 |  | 4000 |  |  | >=0.9 | 259000 |  |  | 129.42 |  |  | 9 | L6 | 25 | max. 10% at 100.000 hrs |  | Available | 740/339 | Cx=0.4338;Cy=0.4030 | Class I | IK02 |  |  | 60 | 300 | -20 | 1 | 69 | RAL9016 | 50-60Hz | Passive | LED | dimmable | High Bay Rectangular | Tungsram High-bay IP66 | Indoor industrial |  |  | 8930 | Yes |  |  |  | Bracket kit. Suspension holder kit. Protective Cover
TBD | TU HB IP66 G1 1S30 4K70 L6 FX ST QC W1 | image | datasheet | deeplink | TUNGSRAM - Tungsram High-bay IP66 - 26090lm - 199W - 4000K - 70CRI - TBD[SKU] - Bracket. Y-cable | 8 | Bracket. Y-cable | LED | 1 | 199 | [8 empty] | CE. ENEC | [6 empty] | 66 | 4000 | 450x380x90 |  | 220-240V |  | 5 |  | 60° | 3 | 70 |  | 4000 |  |  | >=0.9 | 117000 |  |  | 131.11 |  |  | 9 | L6 | 25 | max. 10% at 100.000 hrs |  | Available | 740/339 | Cx=0.4338;Cy=0.4030 | Class I | IK07 |  |  | 60 | 880 | -20 | 1 | 199 | RAL9016 | 50-60Hz | Passive | LED | none | High Bay Rectangular | Tungsram High-bay IP66 | Indoor industrial |  |  | 26090 | No sensor |  |  |  | Bracket kit. Suspension holder kit. Protective Cover
TBD | TU HB IP66 G1 1S20 4K70 L6 FX ST QC W1 | image | datasheet | deeplink | TUNGSRAM - Tungsram High-bay IP66 - 18410lm - 141W - 4000K - 70CRI - TBD[SKU] - Bracket. Y-cable | 8 | Bracket. Y-cable | LED | 1 | 141 | [8 empty] | CE. ENEC | [6 empty] | 66 | 4000 | 450x380x90 |  | 220-240V |  | 5 |  | 60° | 3 | 70 |  | 4000 |  |  | >=0.9 | 197000 |  |  | 130.57 |  |  | 9 | L6 | 25 | max. 10% at 100.000 hrs |  | Available | 740/339 | Cx=0.4338;Cy=0.4030 | Class I | IK07 |  |  | 60 | 630 | -20 | 1 | 141 | RAL9016 | 50-60Hz | Passive | LED | none | High Bay Rectangular | Tungsram High-bay IP66 | Indoor industrial |  |  | 18410 | No sensor |  |  |  | Bracket kit. Suspension holder kit. Protective Cover
TBD | TU HB IP66 G1 1S10 4K70 L6 FX ST QC W1 | image | datasheet | deeplink | TUNGSRAM - Tungsram High-bay IP66 - 8930lm - 67W - 4000K - 70CRI - TBD[SKU] - Bracket. Y-cable | 8 | Bracket. Y-cable | LED | 1 | 67 | [8 empty] | CE. ENEC | [6 empty] | 66 | 4000 | 450x380x90 |  | 220-240V |  | 5 |  | 60° | 3 | 70 |  | 4000 |  |  | >=0.9 | 259000 |  |  | 133.28 |  |  | 9 | L6 | 25 | max. 10% at 100.000 hrs |  | Available | 740/339 | Cx=0.4338;Cy=0.4030 | Class I | IK07 |  |  | 60 | 300 | -20 | 1 | 67 | RAL9016 | 50-60Hz | Passive | LED | none | High Bay Rectangular | Tungsram High-bay IP66 | Indoor industrial |  |  | 8930 | No sensor |  |  |  | Bracket kit. Suspension holder kit. Protective Cover
TBD | TU HB IP66 G1 2H45 5K80 L3 NL ST QC W1 | image | datasheet | deeplink | TUNGSRAM - Tungsram High-bay IP66 - 41610lm - 261W - 5000K - 80CRI - TBD[SKU] - Bracket. Y-cable | 12 | Bracket. Y-cable | LED | 1 | 261 | [8 empty] | CE | [6 empty] | 66 | 5000 | 817x380x110 |  | 220-240V |  | 5 |  | 30° | 3 | 80 |  | 5000 |  |  | >=0.9 | 116000 |  |  | 159.43 |  |  | 9 | L3 | 25 | max. 10% at 100.000 hrs |  | Available | 850/339 | Cx=0.3447;Cy=0.3553 | Class I | IK02 |  |  | 60 | 1160 | -20 | 1 | 261 | RAL9016 | 50-60Hz | Passive | LED | dimmable | High Bay Rectangular | Tungsram High-bay IP66 | Indoor industrial |  |  | 41610 | Yes |  |  |  | Bracket kit. Suspension holder kit. Protective Cover
TBD | TU HB IP66 G1 2H30 5K80 L3 NL ST QC W1 | image | datasheet | deeplink | TUNGSRAM - Tungsram High-bay IP66 - 28490lm - 171W - 5000K - 80CRI - TBD[SKU] - Bracket. Y-cable | 12 | Bracket. Y-cable | LED | 1 | 171 | [8 empty] | CE. ENEC | [6 empty] | 66 | 5000 | 817x380x110 |  | 220-240V |  | 5 |  | 30° | 3 | 80 |  | 5000 |  |  | >=0.9 | 105000 |  |  | 166.61 |  |  | 9 | L3 | 25 | max. 10% at 100.000 hrs |  | Available | 850/339 | Cx=0.3447;Cy=0.3553 | Class I | IK02 |  |  | 60 | 760 | -20 | 1 | 171 | RAL9016 | 50-60Hz | Passive | LED | dimmable | High Bay Rectangular | Tungsram High-bay IP66 | Indoor industrial |  |  | 28490 | Yes |  |  |  | Bracket kit. Suspension holder kit. Protective Cover
TBD | TU HB IP66 G1 1H20 5K80 L3 NL ST QC W1 | image | datasheet | deeplink | TUNGSRAM - Tungsram High-bay IP66 - 19060lm - 117W - 5000K - 80CRI - TBD[SKU] - Bracket. Y-cable | 8 | Bracket. Y-cable | LED | 1 | 117 | [8 empty] | CE. ENEC | [6 empty] | 66 | 5000 | 450x380x110 |  | 220-240V |  | 5 |  | 30° | 3 | 80 |  | 5000 |  |  | >=0.9 | 100000 |  |  | 162.91 |  |  | 9 | L3 | 25 | max. 10% at 100.000 hrs |  | Available | 850/339 | Cx=0.3447;Cy=0.3553 | Class I | IK02 |  |  | 60 | 520 | -20 | 1 | 117 | RAL9016 | 50-60Hz | Passive | LED | dimmable | High Bay Rectangular | Tungsram High-bay IP66 | Indoor industrial |  |  | 19060 | Yes |  |  |  | Bracket kit. Suspension holder kit. Protective Cover
TBD | TU HB IP66 G1 1H10 5K80 L3 NL ST QC W1 | image | datasheet | deeplink | TUNGSRAM - Tungsram High-bay IP66 - 9620lm - 57W - 5000K - 80CRI - TBD[SKU] - Bracket. Y-cable | 8 | Bracket. Y-cable | LED | 1 | 57 | [8 empty] | CE. ENEC | [6 empty] | 66 | 5000 | 450x380x110 |  | 220-240V |  | 5 |  | 30° | 3 | 80 |  | 5000 |  |  | >=0.9 | 115000 |  |  | 168.77 |  |  | 9 | L3 | 25 | max. 10% at 100.000 hrs |  | Available | 850/339 | Cx=0.3447;Cy=0.3553 | Class I | IK02 |  |  | 60 | 250 | -20 | 1 | 57 | RAL9016 | 50-60Hz | Passive | LED | dimmable | High Bay Rectangular | Tungsram High-bay IP66 | Indoor industrial |  |  | 9620 | Yes |  |  |  | Bracket kit. Suspension holder kit. Protective Cover
TBD | TU HB IP65 G1 2H45 5K80 L3 RF ST QC W1 | image | datasheet | deeplink | TUNGSRAM - Tungsram High-bay IP66 - 41610lm - 263W - 5000K - 80CRI - TBD[SKU] - Bracket. Y-cable | 12 | Bracket. Y-cable | LED | 1 | 263 | [8 empty] | CE | [6 empty] | 65 | 5000 | 882x380x90 |  | 220-240V |  | 5 |  | 30° | 3 | 80 |  | 5000 |  |  | >=0.9 | 116000 |  |  | 158.21 |  |  | 9 | L3 | 25 | max. 10% at 100.000 hrs |  | Available | 850/339 | Cx=0.3447;Cy=0.3553 | Class I | IK02 |  |  | 60 | 1170 | -20 | 1 | 263 | RAL9016 | 50-60Hz | Passive | LED | dimmable | High Bay Rectangular | Tungsram High-bay IP66 | Indoor industrial |  |  | 41610 | Yes |  |  |  | Bracket kit. Suspension holder kit. Protective Cover
TBD | TU HB IP65 G1 2H30 5K80 L3 RF ST QC W1 | image | datasheet | deeplink | TUNGSRAM - Tungsram High-bay IP66 - 28490lm - 172W - 5000K - 80CRI - TBD[SKU] - Bracket. Y-cable | 12 | Bracket. Y-cable | LED | 1 | 172 | [8 empty] | CE. ENEC | [6 empty] | 65 | 5000 | 882x380x90 |  | 220-240V |  | 5 |  | 30° | 3 | 80 |  | 5000 |  |  | >=0.9 | 105000 |  |  | 165.64 |  |  | 9 | L3 | 25 | max. 10% at 100.000 hrs |  | Available | 850/339 | Cx=0.3447;Cy=0.3553 | Class I | IK02 |  |  | 60 | 760 | -20 | 1 | 172 | RAL9016 | 50-60Hz | Passive | LED | dimmable | High Bay Rectangular | Tungsram High-bay IP66 | Indoor industrial |  |  | 28490 | Yes |  |  |  | Bracket kit. Suspension holder kit. Protective Cover
TBD | TU HB IP65 G1 1H20 5K80 L3 RF ST QC W1 | image | datasheet | deeplink | TUNGSRAM - Tungsram High-bay IP66 - 19060lm - 118W - 5000K - 80CRI - TBD[SKU] - Bracket. Y-cable | 8 | Bracket. Y-cable | LED | 1 | 118 | [8 empty] | CE. ENEC | [6 empty] | 65 | 5000 | 515x380x90 |  | 220-240V |  | 5 |  | 30° | 3 | 80 |  | 5000 |  |  | >=0.9 | 100000 |  |  | 161.53 |  |  | 9 | L3 | 25 | max. 10% at 100.000 hrs |  | Available | 850/339 | Cx=0.3447;Cy=0.3553 | Class I | IK02 |  |  | 60 | 520 | -20 | 1 | 118 | RAL9016 | 50-60Hz | Passive | LED | dimmable | High Bay Rectangular | Tungsram High-bay IP66 | Indoor industrial |  |  | 19060 | Yes |  |  |  | Bracket kit. Suspension holder kit. Protective Cover
TBD | TU HB IP65 G1 1H10 5K80 L3 RF ST QC W1 | image | datasheet | deeplink | TUNGSRAM - Tungsram High-bay IP66 - 9620lm - 58W - 5000K - 80CRI - TBD[SKU] - Bracket. Y-cable | 8 | Bracket. Y-cable | LED | 1 | 58 | [8 empty] | CE. ENEC | [6 empty] | 65 | 5000 | 515x380x90 |  | 220-240V |  | 5 |  | 30° | 3 | 80 |  | 5000 |  |  | >=0.9 | 115000 |  |  | 165.86 |  |  | 9 | L3 | 25 | max. 10% at 100.000 hrs |  | Available | 850/339 | Cx=0.3447;Cy=0.3553 | Class I | IK02 |  |  | 60 | 260 | -20 | 1 | 58 | RAL9016 | 50-60Hz | Passive | LED | dimmable | High Bay Rectangular | Tungsram High-bay IP66 | Indoor industrial |  |  | 9620 | Yes |  |  |  | Bracket kit. Suspension holder kit. Protective Cover
TBD | TU HB IP66 G1 2H45 5K80 L3 DL ST QC W1 | image | datasheet | deeplink | TUNGSRAM - Tungsram High-bay IP66 - 41610lm - 261W - 5000K - 80CRI - TBD[SKU] - Bracket. Y-cable | 12 | Bracket. Y-cable | LED | 1 | 261 | [8 empty] | CE | [6 empty] | 66 | 5000 | 817x380x90 |  | 220-240V |  | 5 |  | 30° | 3 | 80 |  | 5000 |  |  | >=0.9 | 116000 |  |  | 159.43 |  |  | 9 | L3 | 25 | max. 10% at 100.000 hrs |  | Available | 850/339 | Cx=0.3447;Cy=0.3553 | Class I | IK07 |  |  | 60 | 1160 | -20 | 1 | 261 | RAL9016 | 50-60Hz | Passive | LED | dimmable | High Bay Rectangular | Tungsram High-bay IP66 | Indoor industrial |  |  | 41610 | No sensor |  |  |  | Bracket kit. Suspension holder kit. Protective Cover
TBD | TU HB IP66 G1 2H30 5K80 L3 DL ST QC W1 | image | datasheet | deeplink | TUNGSRAM - Tungsram High-bay IP66 - 28490lm - 170W - 5000K - 80CRI - TBD[SKU] - Bracket. Y-cable | 12 | Bracket. Y-cable | LED | 1 | 170 | [8 empty] | CE. ENEC | [6 empty] | 66 | 5000 | 817x380x90 |  | 220-240V |  | 5 |  | 30° | 3 | 80 |  | 5000 |  |  | >=0.9 | 105000 |  |  | 167.59 |  |  | 9 | L3 | 25 | max. 10% at 100.000 hrs |  | Available | 850/339 | Cx=0.3447;Cy=0.3553 | Class I | IK07 |  |  | 60 | 750 | -20 | 1 | 170 | RAL9016 | 50-60Hz | Passive | LED | dimmable | High Bay Rectangular | Tungsram High-bay IP66 | Indoor industrial |  |  | 28490 | No sensor |  |  |  | Bracket kit. Suspension holder kit. Protective Cover
TBD | TU HB IP66 G1 1H20 5K80 L3 DL ST QC W1 | image | datasheet | deeplink | TUNGSRAM - Tungsram High-bay IP66 - 19060lm - 116W - 5000K - 80CRI - TBD[SKU] - Bracket. Y-cable | 8 | Bracket. Y-cable | LED | 1 | 116 | [8 empty] | CE. ENEC | [6 empty] | 66 | 5000 | 450x380x90 |  | 220-240V |  | 5 |  | 30° | 3 | 80 |  | 5000 |  |  | >=0.9 | 100000 |  |  | 164.31 |  |  | 9 | L3 | 25 | max. 10% at 100.000 hrs |  | Available | 850/339 | Cx=0.3447;Cy=0.3553 | Class I | IK07 |  |  | 60 | 510 | -20 | 1 | 116 | RAL9016 | 50-60Hz | Passive | LED | dimmable | High Bay Rectangular | Tungsram High-bay IP66 | Indoor industrial |  |  | 19060 | No sensor |  |  |  | Bracket kit. Suspension holder kit. Protective Cover
TBD | TU HB IP66 G1 1H10 5K80 L3 DL ST QC W1 | image | datasheet | deeplink | TUNGSRAM - Tungsram High-bay IP66 - 9620lm - 56W - 5000K - 80CRI - TBD[SKU] - Bracket. Y-cable | 8 | Bracket. Y-cable | LED | 1 | 56 | [8 empty] | CE. ENEC | [6 empty] | 66 | 5000 | 450x380x90 |  | 220-240V |  | 5 |  | 30° | 3 | 80 |  | 5000 |  |  | >=0.9 | 115000 |  |  | 171.79 |  |  | 9 | L3 | 25 | max. 10% at 100.000 hrs |  | Available | 850/339 | Cx=0.3447;Cy=0.3553 | Class I | IK07 |  |  | 60 | 250 | -20 | 1 | 56 | RAL9016 | 50-60Hz | Passive | LED | dimmable | High Bay Rectangular | Tungsram High-bay IP66 | Indoor industrial |  |  | 9620 | No sensor |  |  |  | Bracket kit. Suspension holder kit. Protective Cover
TBD | TU HB IP65 G1 1S30 5K80 L3 RF ST QC W1 | image | datasheet | deeplink | TUNGSRAM - Tungsram High-bay IP66 - 27550lm - 201W - 5000K - 80CRI - TBD[SKU] - Bracket. Y-cable | 8 | Bracket. Y-cable | LED | 1 | 201 | [8 empty] | CE. ENEC | [6 empty] | 65 | 5000 | 515x380x90 |  | 220-240V |  | 5 |  | 30° | 3 | 80 |  | 5000 |  |  | >=0.9 | 117000 |  |  | 137.06 |  |  | 9 | L3 | 25 | max. 10% at 100.000 hrs |  | Available | 850/339 | Cx=0.3447;Cy=0.3553 | Class I | IK02 |  |  | 60 | 890 | -20 | 1 | 201 | RAL9016 | 50-60Hz | Passive | LED | dimmable | High Bay Rectangular | Tungsram High-bay IP66 | Indoor industrial |  |  | 27550 | Yes |  |  |  | Bracket kit. Suspension holder kit. Protective Cover
TBD | TU HB IP65 G1 1S20 5K80 L3 RF ST QC W1 | image | datasheet | deeplink | TUNGSRAM - Tungsram High-bay IP66 - 19430lm - 143W - 5000K - 80CRI - TBD[SKU] - Bracket. Y-cable | 8 | Bracket. Y-cable | LED | 1 | 143 | [8 empty] | CE. ENEC | [6 empty] | 65 | 5000 | 515x380x90 |  | 220-240V |  | 5 |  | 30° | 3 | 80 |  | 5000 |  |  | >=0.9 | 197000 |  |  | 135.87 |  |  | 9 | L3 | 25 | max. 10% at 100.000 hrs |  | Available | 850/339 | Cx=0.3447;Cy=0.3553 | Class I | IK02 |  |  | 60 | 630 | -20 | 1 | 143 | RAL9016 | 50-60Hz | Passive | LED | dimmable | High Bay Rectangular | Tungsram High-bay IP66 | Indoor industrial |  |  | 19430 | Yes |  |  |  | Bracket kit. Suspension holder kit. Protective Cover
TBD | TU HB IP65 G1 1S10 5K80 L3 RF ST QC W1 | image | datasheet | deeplink | TUNGSRAM - Tungsram High-bay IP66 - 9430lm - 69W - 5000K - 80CRI - TBD[SKU] - Bracket. Y-cable | 8 | Bracket. Y-cable | LED | 1 | 69 | [8 empty] | CE. ENEC | [6 empty] | 65 | 5000 | 515x380x90 |  | 220-240V |  | 5 |  | 30° | 3 | 80 |  | 5000 |  |  | >=0.9 | 259000 |  |  | 136.67 |  |  | 9 | L3 | 25 | max. 10% at 100.000 hrs |  | Available | 850/339 | Cx=0.3447;Cy=0.3553 | Class I | IK02 |  |  | 60 | 300 | -20 | 1 | 69 | RAL9016 | 50-60Hz | Passive | LED | dimmable | High Bay Rectangular | Tungsram High-bay IP66 | Indoor industrial |  |  | 9430 | Yes |  |  |  | Bracket kit. Suspension holder kit. Protective Cover
TBD | TU HB IP66 G1 1S30 5K80 L3 DL ST QC W1 | image | datasheet | deeplink | TUNGSRAM - Tungsram High-bay IP66 - 27550lm - 199W - 5000K - 80CRI - TBD[SKU] - Bracket. Y-cable | 8 | Bracket. Y-cable | LED | 1 | 199 | [8 empty] | CE. ENEC | [6 empty] | 66 | 5000 | 450x380x90 |  | 220-240V |  | 5 |  | 30° | 3 | 80 |  | 5000 |  |  | >=0.9 | 117000 |  |  | 138.44 |  |  | 9 | L3 | 25 | max. 10% at 100.000 hrs |  | Available | 850/339 | Cx=0.3447;Cy=0.3553 | Class I | IK07 |  |  | 60 | 880 | -20 | 1 | 199 | RAL9016 | 50-60Hz | Passive | LED | dimmable | High Bay Rectangular | Tungsram High-bay IP66 | Indoor industrial |  |  | 27550 | No sensor |  |  |  | Bracket kit. Suspension holder kit. Protective Cover
TBD | TU HB IP66 G1 1S20 5K80 L3 DL ST QC W1 | image | datasheet | deeplink | TUNGSRAM - Tungsram High-bay IP66 - 19430lm - 141W - 5000K - 80CRI - TBD[SKU] - Bracket. Y-cable | 8 | Bracket. Y-cable | LED | 1 | 141 | [8 empty] | CE. ENEC | [6 empty] | 66 | 5000 | 450x380x90 |  | 220-240V |  | 5 |  | 30° | 3 | 80 |  | 5000 |  |  | >=0.9 | 197000 |  |  | 137.8 |  |  | 9 | L3 | 25 | max. 10% at 100.000 hrs |  | Available | 850/339 | Cx=0.3447;Cy=0.3553 | Class I | IK07 |  |  | 60 | 630 | -20 | 1 | 141 | RAL9016 | 50-60Hz | Passive | LED | dimmable | High Bay Rectangular | Tungsram High-bay IP66 | Indoor industrial |  |  | 19430 | No sensor |  |  |  | Bracket kit. Suspension holder kit. Protective Cover
TBD | TU HB IP66 G1 1S10 5K80 L3 DL ST QC W1 | image | datasheet | deeplink | TUNGSRAM - Tungsram High-bay IP66 - 9430lm - 67W - 5000K - 80CRI - TBD[SKU] - Bracket. Y-cable | 8 | Bracket. Y-cable | LED | 1 | 67 | [8 empty] | CE. ENEC | [6 empty] | 66 | 5000 | 450x380x90 |  | 220-240V |  | 5 |  | 30° | 3 | 80 |  | 5000 |  |  | >=0.9 | 259000 |  |  | 140.75 |  |  | 9 | L3 | 25 | max. 10% at 100.000 hrs |  | Available | 850/339 | Cx=0.3447;Cy=0.3553 | Class I | IK07 |  |  | 60 | 300 | -20 | 1 | 67 | RAL9016 | 50-60Hz | Passive | LED | dimmable | High Bay Rectangular | Tungsram High-bay IP66 | Indoor industrial |  |  | 9430 | No sensor |  |  |  | Bracket kit. Suspension holder kit. Protective Cover
TBD | TU HB IP65 G1 1S30 5K80 L3 SN ST QC W1 | image | datasheet | deeplink | TUNGSRAM - Tungsram High-bay IP66 - 27550lm - 201W - 5000K - 80CRI - TBD[SKU] - Bracket. Y-cable | 8 | Bracket. Y-cable | LED | 1 | 201 | [8 empty] | CE. ENEC | [6 empty] | 65 | 5000 | 515x380x90 |  | 220-240V |  | 5 |  | 30° | 3 | 80 |  | 5000 |  |  | >=0.9 | 117000 |  |  | 137.06 |  |  | 9 | L3 | 25 | max. 10% at 100.000 hrs |  | Available | 850/339 | Cx=0.3447;Cy=0.3553 | Class I | IK02 |  |  | 60 | 890 | -20 | 1 | 201 | RAL9016 | 50-60Hz | Passive | LED | dimmable | High Bay Rectangular | Tungsram High-bay IP66 | Indoor industrial |  |  | 27550 | Yes |  |  |  | Bracket kit. Suspension holder kit. Protective Cover
TBD | TU HB IP65 G1 1S20 5K80 L3 SN ST QC W1 | image | datasheet | deeplink | TUNGSRAM - Tungsram High-bay IP66 - 19430lm - 143W - 5000K - 80CRI - TBD[SKU] - Bracket. Y-cable | 8 | Bracket. Y-cable | LED | 1 | 143 | [8 empty] | CE. ENEC | [6 empty] | 65 | 5000 | 515x380x90 |  | 220-240V |  | 5 |  | 30° | 3 | 80 |  | 5000 |  |  | >=0.9 | 197000 |  |  | 135.87 |  |  | 9 | L3 | 25 | max. 10% at 100.000 hrs |  | Available | 850/339 | Cx=0.3447;Cy=0.3553 | Class I | IK02 |  |  | 60 | 630 | -20 | 1 | 143 | RAL9016 | 50-60Hz | Passive | LED | dimmable | High Bay Rectangular | Tungsram High-bay IP66 | Indoor industrial |  |  | 19430 | Yes |  |  |  | Bracket kit. Suspension holder kit. Protective Cover
TBD | TU HB IP65 G1 1S10 5K80 L3 SN ST QC W1 | image | datasheet | deeplink | TUNGSRAM - Tungsram High-bay IP66 - 9430lm - 69W - 5000K - 80CRI - TBD[SKU] - Bracket. Y-cable | 8 | Bracket. Y-cable | LED | 1 | 69 | [8 empty] | CE. ENEC | [6 empty] | 65 | 5000 | 515x380x90 |  | 220-240V |  | 5 |  | 30° | 3 | 80 |  | 5000 |  |  | >=0.9 | 259000 |  |  | 136.67 |  |  | 9 | L3 | 25 | max. 10% at 100.000 hrs |  | Available | 850/339 | Cx=0.3447;Cy=0.3553 | Class I | IK02 |  |  | 60 | 300 | -20 | 1 | 69 | RAL9016 | 50-60Hz | Passive | LED | dimmable | High Bay Rectangular | Tungsram High-bay IP66 | Indoor industrial |  |  | 9430 | Yes |  |  |  | Bracket kit. Suspension holder kit. Protective Cover
TBD | TU HB IP66 G1 1S30 5K80 L3 FX ST QC W1 | image | datasheet | deeplink | TUNGSRAM - Tungsram High-bay IP66 - 27550lm - 199W - 5000K - 80CRI - TBD[SKU] - Bracket. Y-cable | 8 | Bracket. Y-cable | LED | 1 | 199 | [8 empty] | CE. ENEC | [6 empty] | 66 | 5000 | 450x380x90 |  | 220-240V |  | 5 |  | 30° | 3 | 80 |  | 5000 |  |  | >=0.9 | 117000 |  |  | 138.44 |  |  | 9 | L3 | 25 | max. 10% at 100.000 hrs |  | Available | 850/339 | Cx=0.3447;Cy=0.3553 | Class I | IK07 |  |  | 60 | 880 | -20 | 1 | 199 | RAL9016 | 50-60Hz | Passive | LED | none | High Bay Rectangular | Tungsram High-bay IP66 | Indoor industrial |  |  | 27550 | No sensor |  |  |  | Bracket kit. Suspension holder kit. Protective Cover
TBD | TU HB IP66 G1 1S20 5K80 L3 FX ST QC W1 | image | datasheet | deeplink | TUNGSRAM - Tungsram High-bay IP66 - 19430lm - 141W - 5000K - 80CRI - TBD[SKU] - Bracket. Y-cable | 8 | Bracket. Y-cable | LED | 1 | 141 | [8 empty] | CE. ENEC | [6 empty] | 66 | 5000 | 450x380x90 |  | 220-240V |  | 5 |  | 30° | 3 | 80 |  | 5000 |  |  | >=0.9 | 197000 |  |  | 137.8 |  |  | 9 | L3 | 25 | max. 10% at 100.000 hrs |  | Available | 850/339 | Cx=0.3447;Cy=0.3553 | Class I | IK07 |  |  | 60 | 630 | -20 | 1 | 141 | RAL9016 | 50-60Hz | Passive | LED | none | High Bay Rectangular | Tungsram High-bay IP66 | Indoor industrial |  |  | 19430 | No sensor |  |  |  | Bracket kit. Suspension holder kit. Protective Cover
TBD | TU HB IP66 G1 1S10 5K80 L3 FX ST QC W1 | image | datasheet | deeplink | TUNGSRAM - Tungsram High-bay IP66 - 9430lm - 67W - 5000K - 80CRI - TBD[SKU] - Bracket. Y-cable | 8 | Bracket. Y-cable | LED | 1 | 67 | [8 empty] | CE. ENEC | [6 empty] | 66 | 5000 | 450x380x90 |  | 220-240V |  | 5 |  | 30° | 3 | 80 |  | 5000 |  |  | >=0.9 | 259000 |  |  | 140.75 |  |  | 9 | L3 | 25 | max. 10% at 100.000 hrs |  | Available | 850/339 | Cx=0.3447;Cy=0.3553 | Class I | IK07 |  |  | 60 | 300 | -20 | 1 | 67 | RAL9016 | 50-60Hz | Passive | LED | none | High Bay Rectangular | Tungsram High-bay IP66 | Indoor industrial |  |  | 9430 | No sensor |  |  |  | Bracket kit. Suspension holder kit. Protective Cover
TBD | TU HB IP66 G1 2H45 4K80 L3 NL ST QC W1 | image | datasheet | deeplink | TUNGSRAM - Tungsram High-bay IP66 - 41180lm - 261W - 4000K - 80CRI - TBD[SKU] - Bracket. Y-cable | 12 | Bracket. Y-cable | LED | 1 | 261 | [8 empty] | CE | [6 empty] | 66 | 4000 | 817x380x110 |  | 220-240V |  | 5 |  | 30° | 3 | 80 |  | 4000 |  |  | >=0.9 | 116000 |  |  | 157.78 |  |  | 9 | L3 | 25 | max. 10% at 100.000 hrs |  | Available | 840/339 | Cx=0.4338;Cy=0.4030 | Class I | IK02 |  |  | 60 | 1160 | -20 | 1 | 261 | RAL9016 | 50-60Hz | Passive | LED | dimmable | High Bay Rectangular | Tungsram High-bay IP66 | Indoor industrial |  |  | 41180 | Yes |  |  |  | Bracket kit. Suspension holder kit. Protective Cover
TBD | TU HB IP66 G1 2H30 4K80 L3 NL ST QC W1 | image | datasheet | deeplink | TUNGSRAM - Tungsram High-bay IP66 - 28200lm - 171W - 4000K - 80CRI - TBD[SKU] - Bracket. Y-cable | 12 | Bracket. Y-cable | LED | 1 | 171 | [8 empty] | CE. ENEC | [6 empty] | 66 | 4000 | 817x380x110 |  | 220-240V |  | 5 |  | 30° | 3 | 80 |  | 4000 |  |  | >=0.9 | 105000 |  |  | 164.91 |  |  | 9 | L3 | 25 | max. 10% at 100.000 hrs |  | Available | 840/339 | Cx=0.4338;Cy=0.4030 | Class I | IK02 |  |  | 60 | 760 | -20 | 1 | 171 | RAL9016 | 50-60Hz | Passive | LED | dimmable | High Bay Rectangular | Tungsram High-bay IP66 | Indoor industrial |  |  | 28200 | Yes |  |  |  | Bracket kit. Suspension holder kit. Protective Cover
TBD | TU HB IP66 G1 1H20 4K80 L3 NL ST QC W1 | image | datasheet | deeplink | TUNGSRAM - Tungsram High-bay IP66 - 18860lm - 117W - 4000K - 80CRI - TBD[SKU] - Bracket. Y-cable | 8 | Bracket. Y-cable | LED | 1 | 117 | [8 empty] | CE. ENEC | [6 empty] | 66 | 4000 | 450x380x110 |  | 220-240V |  | 5 |  | 30° | 3 | 80 |  | 4000 |  |  | >=0.9 | 100000 |  |  | 161.2 |  |  | 9 | L3 | 25 | max. 10% at 100.000 hrs |  | Available | 840/339 | Cx=0.4338;Cy=0.4030 | Class I | IK02 |  |  | 60 | 520 | -20 | 1 | 117 | RAL9016 | 50-60Hz | Passive | LED | dimmable | High Bay Rectangular | Tungsram High-bay IP66 | Indoor industrial |  |  | 18860 | Yes |  |  |  | Bracket kit. Suspension holder kit. Protective Cover
TBD | TU HB IP66 G1 1H10 4K80 L3 NL ST QC W1 | image | datasheet | deeplink | TUNGSRAM - Tungsram High-bay IP66 - 9520lm - 57W - 4000K - 80CRI - TBD[SKU] - Bracket. Y-cable | 8 | Bracket. Y-cable | LED | 1 | 57 | [8 empty] | CE. ENEC | [6 empty] | 66 | 4000 | 450x380x110 |  | 220-240V |  | 5 |  | 30° | 3 | 80 |  | 4000 |  |  | >=0.9 | 115000 |  |  | 167.02 |  |  | 9 | L3 | 25 | max. 10% at 100.000 hrs |  | Available | 840/339 | Cx=0.4338;Cy=0.4030 | Class I | IK02 |  |  | 60 | 250 | -20 | 1 | 57 | RAL9016 | 50-60Hz | Passive | LED | dimmable | High Bay Rectangular | Tungsram High-bay IP66 | Indoor industrial |  |  | 9520 | Yes |  |  |  | Bracket kit. Suspension holder kit. Protective Cover
TBD | TU HB IP65 G1 2H45 4K80 L3 RF ST QC W1 | image | datasheet | deeplink | TUNGSRAM - Tungsram High-bay IP66 - 41180lm - 263W - 4000K - 80CRI - TBD[SKU] - Bracket. Y-cable | 12 | Bracket. Y-cable | LED | 1 | 263 | [8 empty] | CE | [6 empty] | 65 | 4000 | 882x380x90 |  | 220-240V |  | 5 |  | 30° | 3 | 80 |  | 4000 |  |  | >=0.9 | 116000 |  |  | 156.58 |  |  | 9 | L3 | 25 | max. 10% at 100.000 hrs |  | Available | 840/339 | Cx=0.4338;Cy=0.4030 | Class I | IK02 |  |  | 60 | 1170 | -20 | 1 | 263 | RAL9016 | 50-60Hz | Passive | LED | dimmable | High Bay Rectangular | Tungsram High-bay IP66 | Indoor industrial |  |  | 41180 | Yes |  |  |  | Bracket kit. Suspension holder kit. Protective Cover
TBD | TU HB IP65 G1 2H30 4K80 L3 RF ST QC W1 | image | datasheet | deeplink | TUNGSRAM - Tungsram High-bay IP66 - 28200lm - 172W - 4000K - 80CRI - TBD[SKU] - Bracket. Y-cable | 12 | Bracket. Y-cable | LED | 1 | 172 | [8 empty] | CE. ENEC | [6 empty] | 65 | 4000 | 882x380x90 |  | 220-240V |  | 5 |  | 30° | 3 | 80 |  | 4000 |  |  | >=0.9 | 105000 |  |  | 163.95 |  |  | 9 | L3 | 25 | max. 10% at 100.000 hrs |  | Available | 840/339 | Cx=0.4338;Cy=0.4030 | Class I | IK02 |  |  | 60 | 760 | -20 | 1 | 172 | RAL9016 | 50-60Hz | Passive | LED | dimmable | High Bay Rectangular | Tungsram High-bay IP66 | Indoor industrial |  |  | 28200 | Yes |  |  |  | Bracket kit. Suspension holder kit. Protective Cover
TBD | TU HB IP65 G1 1H20 4K80 L3 RF ST QC W1 | image | datasheet | deeplink | TUNGSRAM - Tungsram High-bay IP66 - 18860lm - 118W - 4000K - 80CRI - TBD[SKU] - Bracket. Y-cable | 8 | Bracket. Y-cable | LED | 1 | 118 | [8 empty] | CE. ENEC | [6 empty] | 65 | 4000 | 515x380x90 |  | 220-240V |  | 5 |  | 30° | 3 | 80 |  | 4000 |  |  | >=0.9 | 100000 |  |  | 159.83 |  |  | 9 | L3 | 25 | max. 10% at 100.000 hrs |  | Available | 840/339 | Cx=0.4338;Cy=0.4030 | Class I | IK02 |  |  | 60 | 520 | -20 | 1 | 118 | RAL9016 | 50-60Hz | Passive | LED | dimmable | High Bay Rectangular | Tungsram High-bay IP66 | Indoor industrial |  |  | 18860 | Yes |  |  |  | Bracket kit. Suspension holder kit. Protective Cover
TBD | TU HB IP65 G1 1H10 4K80 L3 RF ST QC W1 | image | datasheet | deeplink | TUNGSRAM - Tungsram High-bay IP66 - 9520lm - 58W - 4000K - 80CRI - TBD[SKU] - Bracket. Y-cable | 8 | Bracket. Y-cable | LED | 1 | 58 | [8 empty] | CE. ENEC | [6 empty] | 65 | 4000 | 515x380x90 |  | 220-240V |  | 5 |  | 30° | 3 | 80 |  | 4000 |  |  | >=0.9 | 115000 |  |  | 164.14 |  |  | 9 | L3 | 25 | max. 10% at 100.000 hrs |  | Available | 840/339 | Cx=0.4338;Cy=0.4030 | Class I | IK02 |  |  | 60 | 260 | -20 | 1 | 58 | RAL9016 | 50-60Hz | Passive | LED | dimmable | High Bay Rectangular | Tungsram High-bay IP66 | Indoor industrial |  |  | 9520 | Yes |  |  |  | Bracket kit. Suspension holder kit. Protective Cover
TBD | TU HB IP66 G1 2H45 4K80 L3 DL ST QC W1 | image | datasheet | deeplink | TUNGSRAM - Tungsram High-bay IP66 - 41180lm - 261W - 4000K - 80CRI - TBD[SKU] - Bracket. Y-cable | 12 | Bracket. Y-cable | LED | 1 | 261 | [8 empty] | CE | [6 empty] | 66 | 4000 | 817x380x90 |  | 220-240V |  | 5 |  | 30° | 3 | 80 |  | 4000 |  |  | >=0.9 | 116000 |  |  | 157.78 |  |  | 9 | L3 | 25 | max. 10% at 100.000 hrs |  | Available | 840/339 | Cx=0.4338;Cy=0.4030 | Class I | IK07 |  |  | 60 | 1160 | -20 | 1 | 261 | RAL9016 | 50-60Hz | Passive | LED | dimmable | High Bay Rectangular | Tungsram High-bay IP66 | Indoor industrial |  |  | 41180 | No sensor |  |  |  | Bracket kit. Suspension holder kit. Protective Cover
TBD | TU HB IP66 G1 2H30 4K80 L3 DL ST QC W1 | image | datasheet | deeplink | TUNGSRAM - Tungsram High-bay IP66 - 28200lm - 170W - 4000K - 80CRI - TBD[SKU] - Bracket. Y-cable | 12 | Bracket. Y-cable | LED | 1 | 170 | [8 empty] | CE. ENEC | [6 empty] | 66 | 4000 | 817x380x90 |  | 220-240V |  | 5 |  | 30° | 3 | 80 |  | 4000 |  |  | >=0.9 | 105000 |  |  | 165.88 |  |  | 9 | L3 | 25 | max. 10% at 100.000 hrs |  | Available | 840/339 | Cx=0.4338;Cy=0.4030 | Class I | IK07 |  |  | 60 | 750 | -20 | 1 | 170 | RAL9016 | 50-60Hz | Passive | LED | dimmable | High Bay Rectangular | Tungsram High-bay IP66 | Indoor industrial |  |  | 28200 | No sensor |  |  |  | Bracket kit. Suspension holder kit. Protective Cover
TBD | TU HB IP66 G1 1H20 4K80 L3 DL ST QC W1 | image | datasheet | deeplink | TUNGSRAM - Tungsram High-bay IP66 - 18860lm - 116W - 4000K - 80CRI - TBD[SKU] - Bracket. Y-cable | 8 | Bracket. Y-cable | LED | 1 | 116 | [8 empty] | CE. ENEC | [6 empty] | 66 | 4000 | 450x380x90 |  | 220-240V |  | 5 |  | 30° | 3 | 80 |  | 4000 |  |  | >=0.9 | 100000 |  |  | 162.59 |  |  | 9 | L3 | 25 | max. 10% at 100.000 hrs |  | Available | 840/339 | Cx=0.4338;Cy=0.4030 | Class I | IK07 |  |  | 60 | 510 | -20 | 1 | 116 | RAL9016 | 50-60Hz | Passive | LED | dimmable | High Bay Rectangular | Tungsram High-bay IP66 | Indoor industrial |  |  | 18860 | No sensor |  |  |  | Bracket kit. Suspension holder kit. Protective Cover
TBD | TU HB IP66 G1 1H10 4K80 L3 DL ST QC W1 | image | datasheet | deeplink | TUNGSRAM - Tungsram High-bay IP66 - 9520lm - 56W - 4000K - 80CRI - TBD[SKU] - Bracket. Y-cable | 8 | Bracket. Y-cable | LED | 1 | 56 | [8 empty] | CE. ENEC | [6 empty] | 66 | 4000 | 450x380x90 |  | 220-240V |  | 5 |  | 30° | 3 | 80 |  | 4000 |  |  | >=0.9 | 115000 |  |  | 170 |  |  | 9 | L3 | 25 | max. 10% at 100.000 hrs |  | Available | 840/339 | Cx=0.4338;Cy=0.4030 | Class I | IK07 |  |  | 60 | 250 | -20 | 1 | 56 | RAL9016 | 50-60Hz | Passive | LED | dimmable | High Bay Rectangular | Tungsram High-bay IP66 | Indoor industrial |  |  | 9520 | No sensor |  |  |  | Bracket kit. Suspension holder kit. Protective Cover
TBD | TU HB IP65 G1 1S30 4K80 L3 RF ST QC W1 | image | datasheet | deeplink | TUNGSRAM - Tungsram High-bay IP66 - 27260lm - 201W - 4000K - 80CRI - TBD[SKU] - Bracket. Y-cable | 8 | Bracket. Y-cable | LED | 1 | 201 | [8 empty] | CE. ENEC | [6 empty] | 65 | 4000 | 515x380x90 |  | 220-240V |  | 5 |  | 30° | 3 | 80 |  | 4000 |  |  | >=0.9 | 117000 |  |  | 135.62 |  |  | 9 | L3 | 25 | max. 10% at 100.000 hrs |  | Available | 840/339 | Cx=0.4338;Cy=0.4030 | Class I | IK02 |  |  | 60 | 890 | -20 | 1 | 201 | RAL9016 | 50-60Hz | Passive | LED | dimmable | High Bay Rectangular | Tungsram High-bay IP66 | Indoor industrial |  |  | 27260 | Yes |  |  |  | Bracket kit. Suspension holder kit. Protective Cover
TBD | TU HB IP65 G1 1S20 4K80 L3 RF ST QC W1 | image | datasheet | deeplink | TUNGSRAM - Tungsram High-bay IP66 - 19230lm - 143W - 4000K - 80CRI - TBD[SKU] - Bracket. Y-cable | 8 | Bracket. Y-cable | LED | 1 | 143 | [8 empty] | CE. ENEC | [6 empty] | 65 | 4000 | 515x380x90 |  | 220-240V |  | 5 |  | 30° | 3 | 80 |  | 4000 |  |  | >=0.9 | 197000 |  |  | 134.48 |  |  | 9 | L3 | 25 | max. 10% at 100.000 hrs |  | Available | 840/339 | Cx=0.4338;Cy=0.4030 | Class I | IK02 |  |  | 60 | 630 | -20 | 1 | 143 | RAL9016 | 50-60Hz | Passive | LED | dimmable | High Bay Rectangular | Tungsram High-bay IP66 | Indoor industrial |  |  | 19230 | Yes |  |  |  | Bracket kit. Suspension holder kit. Protective Cover
TBD | TU HB IP65 G1 1S10 4K80 L3 RF ST QC W1 | image | datasheet | deeplink | TUNGSRAM - Tungsram High-bay IP66 - 9330lm - 69W - 4000K - 80CRI - TBD[SKU] - Bracket. Y-cable | 8 | Bracket. Y-cable | LED | 1 | 69 | [8 empty] | CE. ENEC | [6 empty] | 65 | 4000 | 515x380x90 |  | 220-240V |  | 5 |  | 30° | 3 | 80 |  | 4000 |  |  | >=0.9 | 259000 |  |  | 135.22 |  |  | 9 | L3 | 25 | max. 10% at 100.000 hrs |  | Available | 840/339 | Cx=0.4338;Cy=0.4030 | Class I | IK02 |  |  | 60 | 300 | -20 | 1 | 69 | RAL9016 | 50-60Hz | Passive | LED | dimmable | High Bay Rectangular | Tungsram High-bay IP66 | Indoor industrial |  |  | 9330 | Yes |  |  |  | Bracket kit. Suspension holder kit. Protective Cover
TBD | TU HB IP66 G1 1S30 4K80 L3 DL ST QC W1 | image | datasheet | deeplink | TUNGSRAM - Tungsram High-bay IP66 - 27260lm - 199W - 4000K - 80CRI - TBD[SKU] - Bracket. Y-cable | 8 | Bracket. Y-cable | LED | 1 | 199 | [8 empty] | CE. ENEC | [6 empty] | 66 | 4000 | 450x380x90 |  | 220-240V |  | 5 |  | 30° | 3 | 80 |  | 4000 |  |  | >=0.9 | 117000 |  |  | 136.98 |  |  | 9 | L3 | 25 | max. 10% at 100.000 hrs |  | Available | 840/339 | Cx=0.4338;Cy=0.4030 | Class I | IK07 |  |  | 60 | 880 | -20 | 1 | 199 | RAL9016 | 50-60Hz | Passive | LED | dimmable | High Bay Rectangular | Tungsram High-bay IP66 | Indoor industrial |  |  | 27260 | No sensor |  |  |  | Bracket kit. Suspension holder kit. Protective Cover
TBD | TU HB IP66 G1 1S20 4K80 L3 DL ST QC W1 | image | datasheet | deeplink | TUNGSRAM - Tungsram High-bay IP66 - 19230lm - 141W - 4000K - 80CRI - TBD[SKU] - Bracket. Y-cable | 8 | Bracket. Y-cable | LED | 1 | 141 | [8 empty] | CE. ENEC | [6 empty] | 66 | 4000 | 450x380x90 |  | 220-240V |  | 5 |  | 30° | 3 | 80 |  | 4000 |  |  | >=0.9 | 197000 |  |  | 136.38 |  |  | 9 | L3 | 25 | max. 10% at 100.000 hrs |  | Available | 840/339 | Cx=0.4338;Cy=0.4030 | Class I | IK07 |  |  | 60 | 630 | -20 | 1 | 141 | RAL9016 | 50-60Hz | Passive | LED | dimmable | High Bay Rectangular | Tungsram High-bay IP66 | Indoor industrial |  |  | 19230 | No sensor |  |  |  | Bracket kit. Suspension holder kit. Protective Cover
TBD | TU HB IP66 G1 1S10 4K80 L3 DL ST QC W1 | image | datasheet | deeplink | TUNGSRAM - Tungsram High-bay IP66 - 9330lm - 67W - 4000K - 80CRI - TBD[SKU] - Bracket. Y-cable | 8 | Bracket. Y-cable | LED | 1 | 67 | [8 empty] | CE. ENEC | [6 empty] | 66 | 4000 | 450x380x90 |  | 220-240V |  | 5 |  | 30° | 3 | 80 |  | 4000 |  |  | >=0.9 | 259000 |  |  | 139.25 |  |  | 9 | L3 | 25 | max. 10% at 100.000 hrs |  | Available | 840/339 | Cx=0.4338;Cy=0.4030 | Class I | IK07 |  |  | 60 | 300 | -20 | 1 | 67 | RAL9016 | 50-60Hz | Passive | LED | dimmable | High Bay Rectangular | Tungsram High-bay IP66 | Indoor industrial |  |  | 9330 | No sensor |  |  |  | Bracket kit. Suspension holder kit. Protective Cover
TBD | TU HB IP65 G1 1S30 4K80 L3 SN ST QC W1 | image | datasheet | deeplink | TUNGSRAM - Tungsram High-bay IP66 - 27260lm - 201W - 4000K - 80CRI - TBD[SKU] - Bracket. Y-cable | 8 | Bracket. Y-cable | LED | 1 | 201 | [8 empty] | CE. ENEC | [6 empty] | 65 | 4000 | 515x380x90 |  | 220-240V |  | 5 |  | 30° | 3 | 80 |  | 4000 |  |  | >=0.9 | 117000 |  |  | 135.62 |  |  | 9 | L3 | 25 | max. 10% at 100.000 hrs |  | Available | 840/339 | Cx=0.4338;Cy=0.4030 | Class I | IK02 |  |  | 60 | 890 | -20 | 1 | 201 | RAL9016 | 50-60Hz | Passive | LED | dimmable | High Bay Rectangular | Tungsram High-bay IP66 | Indoor industrial |  |  | 27260 | Yes |  |  |  | Bracket kit. Suspension holder kit. Protective Cover
TBD | TU HB IP65 G1 1S20 4K80 L3 SN ST QC W1 | image | datasheet | deeplink | TUNGSRAM - Tungsram High-bay IP66 - 19230lm - 143W - 4000K - 80CRI - TBD[SKU] - Bracket. Y-cable | 8 | Bracket. Y-cable | LED | 1 | 143 | [8 empty] | CE. ENEC | [6 empty] | 65 | 4000 | 515x380x90 |  | 220-240V |  | 5 |  | 30° | 3 | 80 |  | 4000 |  |  | >=0.9 | 197000 |  |  | 134.48 |  |  | 9 | L3 | 25 | max. 10% at 100.000 hrs |  | Available | 840/339 | Cx=0.4338;Cy=0.4030 | Class I | IK02 |  |  | 60 | 630 | -20 | 1 | 143 | RAL9016 | 50-60Hz | Passive | LED | dimmable | High Bay Rectangular | Tungsram High-bay IP66 | Indoor industrial |  |  | 19230 | Yes |  |  |  | Bracket kit. Suspension holder kit. Protective Cover
TBD | TU HB IP65 G1 1S10 4K80 L3 SN ST QC W1 | image | datasheet | deeplink | TUNGSRAM - Tungsram High-bay IP66 - 9330lm - 69W - 4000K - 80CRI - TBD[SKU] - Bracket. Y-cable | 8 | Bracket. Y-cable | LED | 1 | 69 | [8 empty] | CE. ENEC | [6 empty] | 65 | 4000 | 515x380x90 |  | 220-240V |  | 5 |  | 30° | 3 | 80 |  | 4000 |  |  | >=0.9 | 259000 |  |  | 135.22 |  |  | 9 | L3 | 25 | max. 10% at 100.000 hrs |  | Available | 840/339 | Cx=0.4338;Cy=0.4030 | Class I | IK02 |  |  | 60 | 300 | -20 | 1 | 69 | RAL9016 | 50-60Hz | Passive | LED | dimmable | High Bay Rectangular | Tungsram High-bay IP66 | Indoor industrial |  |  | 9330 | Yes |  |  |  | Bracket kit. Suspension holder kit. Protective Cover
TBD | TU HB IP66 G1 1S30 4K80 L3 FX ST QC W1 | image | datasheet | deeplink | TUNGSRAM - Tungsram High-bay IP66 - 27260lm - 199W - 4000K - 80CRI - TBD[SKU] - Bracket. Y-cable | 8 | Bracket. Y-cable | LED | 1 | 199 | [8 empty] | CE. ENEC | [6 empty] | 66 | 4000 | 450x380x90 |  | 220-240V |  | 5 |  | 30° | 3 | 80 |  | 4000 |  |  | >=0.9 | 117000 |  |  | 136.98 |  |  | 9 | L3 | 25 | max. 10% at 100.000 hrs |  | Available | 840/339 | Cx=0.4338;Cy=0.4030 | Class I | IK07 |  |  | 60 | 880 | -20 | 1 | 199 | RAL9016 | 50-60Hz | Passive | LED | none | High Bay Rectangular | Tungsram High-bay IP66 | Indoor industrial |  |  | 27260 | No sensor |  |  |  | Bracket kit. Suspension holder kit. Protective Cover
TBD | TU HB IP66 G1 1S20 4K80 L3 FX ST QC W1 | image | datasheet | deeplink | TUNGSRAM - Tungsram High-bay IP66 - 19230lm - 141W - 4000K - 80CRI - TBD[SKU] - Bracket. Y-cable | 8 | Bracket. Y-cable | LED | 1 | 141 | [8 empty] | CE. ENEC | [6 empty] | 66 | 4000 | 450x380x90 |  | 220-240V |  | 5 |  | 30° | 3 | 80 |  | 4000 |  |  | >=0.9 | 197000 |  |  | 136.38 |  |  | 9 | L3 | 25 | max. 10% at 100.000 hrs |  | Available | 840/339 | Cx=0.4338;Cy=0.4030 | Class I | IK07 |  |  | 60 | 630 | -20 | 1 | 141 | RAL9016 | 50-60Hz | Passive | LED | none | High Bay Rectangular | Tungsram High-bay IP66 | Indoor industrial |  |  | 19230 | No sensor |  |  |  | Bracket kit. Suspension holder kit. Protective Cover
TBD | TU HB IP66 G1 1S10 4K80 L3 FX ST QC W1 | image | datasheet | deeplink | TUNGSRAM - Tungsram High-bay IP66 - 9330lm - 67W - 4000K - 80CRI - TBD[SKU] - Bracket. Y-cable | 8 | Bracket. Y-cable | LED | 1 | 67 | [8 empty] | CE. ENEC | [6 empty] | 66 | 4000 | 450x380x90 |  | 220-240V |  | 5 |  | 30° | 3 | 80 |  | 4000 |  |  | >=0.9 | 259000 |  |  | 139.25 |  |  | 9 | L3 | 25 | max. 10% at 100.000 hrs |  | Available | 840/339 | Cx=0.4338;Cy=0.4030 | Class I | IK07 |  |  | 60 | 300 | -20 | 1 | 67 | RAL9016 | 50-60Hz | Passive | LED | none | High Bay Rectangular | Tungsram High-bay IP66 | Indoor industrial |  |  | 9330 | No sensor |  |  |  | Bracket kit. Suspension holder kit. Protective Cover
TBD | TU HB IP66 G1 2H45 5K70 L3 NL ST QC W1 | image | datasheet | deeplink | TUNGSRAM - Tungsram High-bay IP66 - 43350lm - 261W - 5000K - 70CRI - TBD[SKU] - Bracket. Y-cable | 12 | Bracket. Y-cable | LED | 1 | 261 | [8 empty] | CE | [6 empty] | 66 | 5000 | 817x380x110 |  | 220-240V |  | 5 |  | 30° | 3 | 70 |  | 5000 |  |  | >=0.9 | 116000 |  |  | 166.09 |  |  | 9 | L3 | 25 | max. 10% at 100.000 hrs |  | Available | 750/339 | Cx=0.3447;Cy=0.3553 | Class I | IK02 |  |  | 60 | 1160 | -20 | 1 | 261 | RAL9016 | 50-60Hz | Passive | LED | dimmable | High Bay Rectangular | Tungsram High-bay IP66 | Indoor industrial |  |  | 43350 | Yes |  |  |  | Bracket kit. Suspension holder kit. Protective Cover
TBD | TU HB IP66 G1 2H30 5K70 L3 NL ST QC W1 | image | datasheet | deeplink | TUNGSRAM - Tungsram High-bay IP66 - 29680lm - 171W - 5000K - 70CRI - TBD[SKU] - Bracket. Y-cable | 12 | Bracket. Y-cable | LED | 1 | 171 | [8 empty] | CE. ENEC | [6 empty] | 66 | 5000 | 817x380x110 |  | 220-240V |  | 5 |  | 30° | 3 | 70 |  | 5000 |  |  | >=0.9 | 105000 |  |  | 173.57 |  |  | 9 | L3 | 25 | max. 10% at 100.000 hrs |  | Available | 750/339 | Cx=0.3447;Cy=0.3553 | Class I | IK02 |  |  | 60 | 760 | -20 | 1 | 171 | RAL9016 | 50-60Hz | Passive | LED | dimmable | High Bay Rectangular | Tungsram High-bay IP66 | Indoor industrial |  |  | 29680 | Yes |  |  |  | Bracket kit. Suspension holder kit. Protective Cover
TBD | TU HB IP66 G1 1H20 5K70 L3 NL ST QC W1 | image | datasheet | deeplink | TUNGSRAM - Tungsram High-bay IP66 - 19850lm - 117W - 5000K - 70CRI - TBD[SKU] - Bracket. Y-cable | 8 | Bracket. Y-cable | LED | 1 | 117 | [8 empty] | CE. ENEC | [6 empty] | 66 | 5000 | 450x380x110 |  | 220-240V |  | 5 |  | 30° | 3 | 70 |  | 5000 |  |  | >=0.9 | 100000 |  |  | 169.66 |  |  | 9 | L3 | 25 | max. 10% at 100.000 hrs |  | Available | 750/339 | Cx=0.3447;Cy=0.3553 | Class I | IK02 |  |  | 60 | 520 | -20 | 1 | 117 | RAL9016 | 50-60Hz | Passive | LED | dimmable | High Bay Rectangular | Tungsram High-bay IP66 | Indoor industrial |  |  | 19850 | Yes |  |  |  | Bracket kit. Suspension holder kit. Protective Cover
TBD | TU HB IP66 G1 1H10 5K70 L3 NL ST QC W1 | image | datasheet | deeplink | TUNGSRAM - Tungsram High-bay IP66 - 10020lm - 57W - 5000K - 70CRI - TBD[SKU] - Bracket. Y-cable | 8 | Bracket. Y-cable | LED | 1 | 57 | [8 empty] | CE. ENEC | [6 empty] | 66 | 5000 | 450x380x110 |  | 220-240V |  | 5 |  | 30° | 3 | 70 |  | 5000 |  |  | >=0.9 | 115000 |  |  | 175.79 |  |  | 9 | L3 | 25 | max. 10% at 100.000 hrs |  | Available | 750/339 | Cx=0.3447;Cy=0.3553 | Class I | IK02 |  |  | 60 | 250 | -20 | 1 | 57 | RAL9016 | 50-60Hz | Passive | LED | dimmable | High Bay Rectangular | Tungsram High-bay IP66 | Indoor industrial |  |  | 10020 | Yes |  |  |  | Bracket kit. Suspension holder kit. Protective Cover
TBD | TU HB IP65 G1 2H45 5K70 L3 RF ST QC W1 | image | datasheet | deeplink | TUNGSRAM - Tungsram High-bay IP66 - 43350lm - 263W - 5000K - 70CRI - TBD[SKU] - Bracket. Y-cable | 12 | Bracket. Y-cable | LED | 1 | 263 | [8 empty] | CE | [6 empty] | 65 | 5000 | 882x380x90 |  | 220-240V |  | 5 |  | 30° | 3 | 70 |  | 5000 |  |  | >=0.9 | 116000 |  |  | 164.83 |  |  | 9 | L3 | 25 | max. 10% at 100.000 hrs |  | Available | 750/339 | Cx=0.3447;Cy=0.3553 | Class I | IK02 |  |  | 60 | 1170 | -20 | 1 | 263 | RAL9016 | 50-60Hz | Passive | LED | dimmable | High Bay Rectangular | Tungsram High-bay IP66 | Indoor industrial |  |  | 43350 | Yes |  |  |  | Bracket kit. Suspension holder kit. Protective Cover
TBD | TU HB IP65 G1 2H30 5K70 L3 RF ST QC W1 | image | datasheet | deeplink | TUNGSRAM - Tungsram High-bay IP66 - 29680lm - 172W - 5000K - 70CRI - TBD[SKU] - Bracket. Y-cable | 12 | Bracket. Y-cable | LED | 1 | 172 | [8 empty] | CE. ENEC | [6 empty] | 65 | 5000 | 882x380x90 |  | 220-240V |  | 5 |  | 30° | 3 | 70 |  | 5000 |  |  | >=0.9 | 105000 |  |  | 172.56 |  |  | 9 | L3 | 25 | max. 10% at 100.000 hrs |  | Available | 750/339 | Cx=0.3447;Cy=0.3553 | Class I | IK02 |  |  | 60 | 760 | -20 | 1 | 172 | RAL9016 | 50-60Hz | Passive | LED | dimmable | High Bay Rectangular | Tungsram High-bay IP66 | Indoor industrial |  |  | 29680 | Yes |  |  |  | Bracket kit. Suspension holder kit. Protective Cover
TBD | TU HB IP65 G1 1H20 5K70 L3 RF ST QC W1 | image | datasheet | deeplink | TUNGSRAM - Tungsram High-bay IP66 - 19850lm - 118W - 5000K - 70CRI - TBD[SKU] - Bracket. Y-cable | 8 | Bracket. Y-cable | LED | 1 | 118 | [8 empty] | CE. ENEC | [6 empty] | 65 | 5000 | 515x380x90 |  | 220-240V |  | 5 |  | 30° | 3 | 70 |  | 5000 |  |  | >=0.9 | 100000 |  |  | 168.22 |  |  | 9 | L3 | 25 | max. 10% at 100.000 hrs |  | Available | 750/339 | Cx=0.3447;Cy=0.3553 | Class I | IK02 |  |  | 60 | 520 | -20 | 1 | 118 | RAL9016 | 50-60Hz | Passive | LED | dimmable | High Bay Rectangular | Tungsram High-bay IP66 | Indoor industrial |  |  | 19850 | Yes |  |  |  | Bracket kit. Suspension holder kit. Protective Cover
TBD | TU HB IP65 G1 1H10 5K70 L3 RF ST QC W1 | image | datasheet | deeplink | TUNGSRAM - Tungsram High-bay IP66 - 10020lm - 58W - 5000K - 70CRI - TBD[SKU] - Bracket. Y-cable | 8 | Bracket. Y-cable | LED | 1 | 58 | [8 empty] | CE. ENEC | [6 empty] | 65 | 5000 | 515x380x90 |  | 220-240V |  | 5 |  | 30° | 3 | 70 |  | 5000 |  |  | >=0.9 | 115000 |  |  | 172.76 |  |  | 9 | L3 | 25 | max. 10% at 100.000 hrs |  | Available | 750/339 | Cx=0.3447;Cy=0.3553 | Class I | IK02 |  |  | 60 | 260 | -20 | 1 | 58 | RAL9016 | 50-60Hz | Passive | LED | dimmable | High Bay Rectangular | Tungsram High-bay IP66 | Indoor industrial |  |  | 10020 | Yes |  |  |  | Bracket kit. Suspension holder kit. Protective Cover
TBD | TU HB IP66 G1 2H45 5K70 L3 DL ST QC W1 | image | datasheet | deeplink | TUNGSRAM - Tungsram High-bay IP66 - 43350lm - 261W - 5000K - 70CRI - TBD[SKU] - Bracket. Y-cable | 12 | Bracket. Y-cable | LED | 1 | 261 | [8 empty] | CE | [6 empty] | 66 | 5000 | 817x380x90 |  | 220-240V |  | 5 |  | 30° | 3 | 70 |  | 5000 |  |  | >=0.9 | 116000 |  |  | 166.09 |  |  | 9 | L3 | 25 | max. 10% at 100.000 hrs |  | Available | 750/339 | Cx=0.3447;Cy=0.3553 | Class I | IK07 |  |  | 60 | 1160 | -20 | 1 | 261 | RAL9016 | 50-60Hz | Passive | LED | dimmable | High Bay Rectangular | Tungsram High-bay IP66 | Indoor industrial |  |  | 43350 | No sensor |  |  |  | Bracket kit. Suspension holder kit. Protective Cover
TBD | TU HB IP66 G1 2H30 5K70 L3 DL ST QC W1 | image | datasheet | deeplink | TUNGSRAM - Tungsram High-bay IP66 - 29680lm - 170W - 5000K - 70CRI - TBD[SKU] - Bracket. Y-cable | 12 | Bracket. Y-cable | LED | 1 | 170 | [8 empty] | CE. ENEC | [6 empty] | 66 | 5000 | 817x380x90 |  | 220-240V |  | 5 |  | 30° | 3 | 70 |  | 5000 |  |  | >=0.9 | 105000 |  |  | 174.59 |  |  | 9 | L3 | 25 | max. 10% at 100.000 hrs |  | Available | 750/339 | Cx=0.3447;Cy=0.3553 | Class I | IK07 |  |  | 60 | 750 | -20 | 1 | 170 | RAL9016 | 50-60Hz | Passive | LED | dimmable | High Bay Rectangular | Tungsram High-bay IP66 | Indoor industrial |  |  | 29680 | No sensor |  |  |  | Bracket kit. Suspension holder kit. Protective Cover
TBD | TU HB IP66 G1 1H20 5K70 L3 DL ST QC W1 | image | datasheet | deeplink | TUNGSRAM - Tungsram High-bay IP66 - 19850lm - 116W - 5000K - 70CRI - TBD[SKU] - Bracket. Y-cable | 8 | Bracket. Y-cable | LED | 1 | 116 | [8 empty] | CE. ENEC | [6 empty] | 66 | 5000 | 450x380x90 |  | 220-240V |  | 5 |  | 30° | 3 | 70 |  | 5000 |  |  | >=0.9 | 100000 |  |  | 171.12 |  |  | 9 | L3 | 25 | max. 10% at 100.000 hrs |  | Available | 750/339 | Cx=0.3447;Cy=0.3553 | Class I | IK07 |  |  | 60 | 510 | -20 | 1 | 116 | RAL9016 | 50-60Hz | Passive | LED | dimmable | High Bay Rectangular | Tungsram High-bay IP66 | Indoor industrial |  |  | 19850 | No sensor |  |  |  | Bracket kit. Suspension holder kit. Protective Cover
TBD | TU HB IP66 G1 1H10 5K70 L3 DL ST QC W1 | image | datasheet | deeplink | TUNGSRAM - Tungsram High-bay IP66 - 10020lm - 56W - 5000K - 70CRI - TBD[SKU] - Bracket. Y-cable | 8 | Bracket. Y-cable | LED | 1 | 56 | [8 empty] | CE. ENEC | [6 empty] | 66 | 5000 | 450x380x90 |  | 220-240V |  | 5 |  | 30° | 3 | 70 |  | 5000 |  |  | >=0.9 | 115000 |  |  | 178.93 |  |  | 9 | L3 | 25 | max. 10% at 100.000 hrs |  | Available | 750/339 | Cx=0.3447;Cy=0.3553 | Class I | IK07 |  |  | 60 | 250 | -20 | 1 | 56 | RAL9016 | 50-60Hz | Passive | LED | dimmable | High Bay Rectangular | Tungsram High-bay IP66 | Indoor industrial |  |  | 10020 | No sensor |  |  |  | Bracket kit. Suspension holder kit. Protective Cover
TBD | TU HB IP65 G1 1S30 5K70 L3 RF ST QC W1 | image | datasheet | deeplink | TUNGSRAM - Tungsram High-bay IP66 - 28700lm - 201W - 5000K - 70CRI - TBD[SKU] - Bracket. Y-cable | 8 | Bracket. Y-cable | LED | 1 | 201 | [8 empty] | CE. ENEC | [6 empty] | 65 | 5000 | 515x380x90 |  | 220-240V |  | 5 |  | 30° | 3 | 70 |  | 5000 |  |  | >=0.9 | 117000 |  |  | 142.79 |  |  | 9 | L3 | 25 | max. 10% at 100.000 hrs |  | Available | 750/339 | Cx=0.3447;Cy=0.3553 | Class I | IK02 |  |  | 60 | 890 | -20 | 1 | 201 | RAL9016 | 50-60Hz | Passive | LED | dimmable | High Bay Rectangular | Tungsram High-bay IP66 | Indoor industrial |  |  | 28700 | Yes |  |  |  | Bracket kit. Suspension holder kit. Protective Cover
TBD | TU HB IP65 G1 1S20 5K70 L3 RF ST QC W1 | image | datasheet | deeplink | TUNGSRAM - Tungsram High-bay IP66 - 20240lm - 143W - 5000K - 70CRI - TBD[SKU] - Bracket. Y-cable | 8 | Bracket. Y-cable | LED | 1 | 143 | [8 empty] | CE. ENEC | [6 empty] | 65 | 5000 | 515x380x90 |  | 220-240V |  | 5 |  | 30° | 3 | 70 |  | 5000 |  |  | >=0.9 | 197000 |  |  | 141.54 |  |  | 9 | L3 | 25 | max. 10% at 100.000 hrs |  | Available | 750/339 | Cx=0.3447;Cy=0.3553 | Class I | IK02 |  |  | 60 | 630 | -20 | 1 | 143 | RAL9016 | 50-60Hz | Passive | LED | dimmable | High Bay Rectangular | Tungsram High-bay IP66 | Indoor industrial |  |  | 20240 | Yes |  |  |  | Bracket kit. Suspension holder kit. Protective Cover
TBD | TU HB IP65 G1 1S10 5K70 L3 RF ST QC W1 | image | datasheet | deeplink | TUNGSRAM - Tungsram High-bay IP66 - 9820lm - 69W - 5000K - 70CRI - TBD[SKU] - Bracket. Y-cable | 8 | Bracket. Y-cable | LED | 1 | 69 | [8 empty] | CE. ENEC | [6 empty] | 65 | 5000 | 515x380x90 |  | 220-240V |  | 5 |  | 30° | 3 | 70 |  | 5000 |  |  | >=0.9 | 259000 |  |  | 142.32 |  |  | 9 | L3 | 25 | max. 10% at 100.000 hrs |  | Available | 750/339 | Cx=0.3447;Cy=0.3553 | Class I | IK02 |  |  | 60 | 300 | -20 | 1 | 69 | RAL9016 | 50-60Hz | Passive | LED | dimmable | High Bay Rectangular | Tungsram High-bay IP66 | Indoor industrial |  |  | 9820 | Yes |  |  |  | Bracket kit. Suspension holder kit. Protective Cover
TBD | TU HB IP66 G1 1S30 5K70 L3 DL ST QC W1 | image | datasheet | deeplink | TUNGSRAM - Tungsram High-bay IP66 - 28700lm - 199W - 5000K - 70CRI - TBD[SKU] - Bracket. Y-cable | 8 | Bracket. Y-cable | LED | 1 | 199 | [8 empty] | CE. ENEC | [6 empty] | 66 | 5000 | 450x380x90 |  | 220-240V |  | 5 |  | 30° | 3 | 70 |  | 5000 |  |  | >=0.9 | 117000 |  |  | 144.22 |  |  | 9 | L3 | 25 | max. 10% at 100.000 hrs |  | Available | 750/339 | Cx=0.3447;Cy=0.3553 | Class I | IK07 |  |  | 60 | 880 | -20 | 1 | 199 | RAL9016 | 50-60Hz | Passive | LED | dimmable | High Bay Rectangular | Tungsram High-bay IP66 | Indoor industrial |  |  | 28700 | No sensor |  |  |  | Bracket kit. Suspension holder kit. Protective Cover
TBD | TU HB IP66 G1 1S20 5K70 L3 DL ST QC W1 | image | datasheet | deeplink | TUNGSRAM - Tungsram High-bay IP66 - 20240lm - 141W - 5000K - 70CRI - TBD[SKU] - Bracket. Y-cable | 8 | Bracket. Y-cable | LED | 1 | 141 | [8 empty] | CE. ENEC | [6 empty] | 66 | 5000 | 450x380x90 |  | 220-240V |  | 5 |  | 30° | 3 | 70 |  | 5000 |  |  | >=0.9 | 197000 |  |  | 143.55 |  |  | 9 | L3 | 25 | max. 10% at 100.000 hrs |  | Available | 750/339 | Cx=0.3447;Cy=0.3553 | Class I | IK07 |  |  | 60 | 630 | -20 | 1 | 141 | RAL9016 | 50-60Hz | Passive | LED | dimmable | High Bay Rectangular | Tungsram High-bay IP66 | Indoor industrial |  |  | 20240 | No sensor |  |  |  | Bracket kit. Suspension holder kit. Protective Cover
TBD | TU HB IP66 G1 1S10 5K70 L3 DL ST QC W1 | image | datasheet | deeplink | TUNGSRAM - Tungsram High-bay IP66 - 9820lm - 67W - 5000K - 70CRI - TBD[SKU] - Bracket. Y-cable | 8 | Bracket. Y-cable | LED | 1 | 67 | [8 empty] | CE. ENEC | [6 empty] | 66 | 5000 | 450x380x90 |  | 220-240V |  | 5 |  | 30° | 3 | 70 |  | 5000 |  |  | >=0.9 | 259000 |  |  | 146.57 |  |  | 9 | L3 | 25 | max. 10% at 100.000 hrs |  | Available | 750/339 | Cx=0.3447;Cy=0.3553 | Class I | IK07 |  |  | 60 | 300 | -20 | 1 | 67 | RAL9016 | 50-60Hz | Passive | LED | dimmable | High Bay Rectangular | Tungsram High-bay IP66 | Indoor industrial |  |  | 9820 | No sensor |  |  |  | Bracket kit. Suspension holder kit. Protective Cover
TBD | TU HB IP65 G1 1S30 5K70 L3 SN ST QC W1 | image | datasheet | deeplink | TUNGSRAM - Tungsram High-bay IP66 - 28700lm - 201W - 5000K - 70CRI - TBD[SKU] - Bracket. Y-cable | 8 | Bracket. Y-cable | LED | 1 | 201 | [8 empty] | CE. ENEC | [6 empty] | 65 | 5000 | 515x380x90 |  | 220-240V |  | 5 |  | 30° | 3 | 70 |  | 5000 |  |  | >=0.9 | 117000 |  |  | 142.79 |  |  | 9 | L3 | 25 | max. 10% at 100.000 hrs |  | Available | 750/339 | Cx=0.3447;Cy=0.3553 | Class I | IK02 |  |  | 60 | 890 | -20 | 1 | 201 | RAL9016 | 50-60Hz | Passive | LED | dimmable | High Bay Rectangular | Tungsram High-bay IP66 | Indoor industrial |  |  | 28700 | Yes |  |  |  | Bracket kit. Suspension holder kit. Protective Cover
TBD | TU HB IP65 G1 1S20 5K70 L3 SN ST QC W1 | image | datasheet | deeplink | TUNGSRAM - Tungsram High-bay IP66 - 20240lm - 143W - 5000K - 70CRI - TBD[SKU] - Bracket. Y-cable | 8 | Bracket. Y-cable | LED | 1 | 143 | [8 empty] | CE. ENEC | [6 empty] | 65 | 5000 | 515x380x90 |  | 220-240V |  | 5 |  | 30° | 3 | 70 |  | 5000 |  |  | >=0.9 | 197000 |  |  | 141.54 |  |  | 9 | L3 | 25 | max. 10% at 100.000 hrs |  | Available | 750/339 | Cx=0.3447;Cy=0.3553 | Class I | IK02 |  |  | 60 | 630 | -20 | 1 | 143 | RAL9016 | 50-60Hz | Passive | LED | dimmable | High Bay Rectangular | Tungsram High-bay IP66 | Indoor industrial |  |  | 20240 | Yes |  |  |  | Bracket kit. Suspension holder kit. Protective Cover
TBD | TU HB IP65 G1 1S10 5K70 L3 SN ST QC W1 | image | datasheet | deeplink | TUNGSRAM - Tungsram High-bay IP66 - 9820lm - 69W - 5000K - 70CRI - TBD[SKU] - Bracket. Y-cable | 8 | Bracket. Y-cable | LED | 1 | 69 | [8 empty] | CE. ENEC | [6 empty] | 65 | 5000 | 515x380x90 |  | 220-240V |  | 5 |  | 30° | 3 | 70 |  | 5000 |  |  | >=0.9 | 259000 |  |  | 142.32 |  |  | 9 | L3 | 25 | max. 10% at 100.000 hrs |  | Available | 750/339 | Cx=0.3447;Cy=0.3553 | Class I | IK02 |  |  | 60 | 300 | -20 | 1 | 69 | RAL9016 | 50-60Hz | Passive | LED | dimmable | High Bay Rectangular | Tungsram High-bay IP66 | Indoor industrial |  |  | 9820 | Yes |  |  |  | Bracket kit. Suspension holder kit. Protective Cover
TBD | TU HB IP66 G1 1S30 5K70 L3 FX ST QC W1 | image | datasheet | deeplink | TUNGSRAM - Tungsram High-bay IP66 - 28700lm - 199W - 5000K - 70CRI - TBD[SKU] - Bracket. Y-cable | 8 | Bracket. Y-cable | LED | 1 | 199 | [8 empty] | CE. ENEC | [6 empty] | 66 | 5000 | 450x380x90 |  | 220-240V |  | 5 |  | 30° | 3 | 70 |  | 5000 |  |  | >=0.9 | 117000 |  |  | 144.22 |  |  | 9 | L3 | 25 | max. 10% at 100.000 hrs |  | Available | 750/339 | Cx=0.3447;Cy=0.3553 | Class I | IK07 |  |  | 60 | 880 | -20 | 1 | 199 | RAL9016 | 50-60Hz | Passive | LED | none | High Bay Rectangular | Tungsram High-bay IP66 | Indoor industrial |  |  | 28700 | No sensor |  |  |  | Bracket kit. Suspension holder kit. Protective Cover
TBD | TU HB IP66 G1 1S20 5K70 L3 FX ST QC W1 | image | datasheet | deeplink | TUNGSRAM - Tungsram High-bay IP66 - 20240lm - 141W - 5000K - 70CRI - TBD[SKU] - Bracket. Y-cable | 8 | Bracket. Y-cable | LED | 1 | 141 | [8 empty] | CE. ENEC | [6 empty] | 66 | 5000 | 450x380x90 |  | 220-240V |  | 5 |  | 30° | 3 | 70 |  | 5000 |  |  | >=0.9 | 197000 |  |  | 143.55 |  |  | 9 | L3 | 25 | max. 10% at 100.000 hrs |  | Available | 750/339 | Cx=0.3447;Cy=0.3553 | Class I | IK07 |  |  | 60 | 630 | -20 | 1 | 141 | RAL9016 | 50-60Hz | Passive | LED | none | High Bay Rectangular | Tungsram High-bay IP66 | Indoor industrial |  |  | 20240 | No sensor |  |  |  | Bracket kit. Suspension holder kit. Protective Cover
TBD | TU HB IP66 G1 1S10 5K70 L3 FX ST QC W1 | image | datasheet | deeplink | TUNGSRAM - Tungsram High-bay IP66 - 9820lm - 67W - 5000K - 70CRI - TBD[SKU] - Bracket. Y-cable | 8 | Bracket. Y-cable | LED | 1 | 67 | [8 empty] | CE. ENEC | [6 empty] | 66 | 5000 | 450x380x90 |  | 220-240V |  | 5 |  | 30° | 3 | 70 |  | 5000 |  |  | >=0.9 | 259000 |  |  | 146.57 |  |  | 9 | L3 | 25 | max. 10% at 100.000 hrs |  | Available | 750/339 | Cx=0.3447;Cy=0.3553 | Class I | IK07 |  |  | 60 | 300 | -20 | 1 | 67 | RAL9016 | 50-60Hz | Passive | LED | none | High Bay Rectangular | Tungsram High-bay IP66 | Indoor industrial |  |  | 9820 | No sensor |  |  |  | Bracket kit. Suspension holder kit. Protective Cover
TBD | TU HB IP66 G1 2H45 4K70 L3 NL ST QC W1 | image | datasheet | deeplink | TUNGSRAM - Tungsram High-bay IP66 - 41610lm - 261W - 4000K - 70CRI - TBD[SKU] - Bracket. Y-cable | 12 | Bracket. Y-cable | LED | 1 | 261 | [8 empty] | CE | [6 empty] | 66 | 4000 | 817x380x110 |  | 220-240V |  | 5 |  | 30° | 3 | 70 |  | 4000 |  |  | >=0.9 | 116000 |  |  | 159.43 |  |  | 9 | L3 | 25 | max. 10% at 100.000 hrs |  | Available | 740/339 | Cx=0.4338;Cy=0.4030 | Class I | IK02 |  |  | 60 | 1160 | -20 | 1 | 261 | RAL9016 | 50-60Hz | Passive | LED | dimmable | High Bay Rectangular | Tungsram High-bay IP66 | Indoor industrial |  |  | 41610 | Yes |  |  |  | Bracket kit. Suspension holder kit. Protective Cover
TBD | TU HB IP66 G1 2H30 4K70 L3 NL ST QC W1 | image | datasheet | deeplink | TUNGSRAM - Tungsram High-bay IP66 - 28490lm - 171W - 4000K - 70CRI - TBD[SKU] - Bracket. Y-cable | 12 | Bracket. Y-cable | LED | 1 | 171 | [8 empty] | CE. ENEC | [6 empty] | 66 | 4000 | 817x380x110 |  | 220-240V |  | 5 |  | 30° | 3 | 70 |  | 4000 |  |  | >=0.9 | 105000 |  |  | 166.61 |  |  | 9 | L3 | 25 | max. 10% at 100.000 hrs |  | Available | 740/339 | Cx=0.4338;Cy=0.4030 | Class I | IK02 |  |  | 60 | 760 | -20 | 1 | 171 | RAL9016 | 50-60Hz | Passive | LED | dimmable | High Bay Rectangular | Tungsram High-bay IP66 | Indoor industrial |  |  | 28490 | Yes |  |  |  | Bracket kit. Suspension holder kit. Protective Cover
TBD | TU HB IP66 G1 1H20 4K70 L3 NL ST QC W1 | image | datasheet | deeplink | TUNGSRAM - Tungsram High-bay IP66 - 19060lm - 117W - 4000K - 70CRI - TBD[SKU] - Bracket. Y-cable | 8 | Bracket. Y-cable | LED | 1 | 117 | [8 empty] | CE. ENEC | [6 empty] | 66 | 4000 | 450x380x110 |  | 220-240V |  | 5 |  | 30° | 3 | 70 |  | 4000 |  |  | >=0.9 | 100000 |  |  | 162.91 |  |  | 9 | L3 | 25 | max. 10% at 100.000 hrs |  | Available | 740/339 | Cx=0.4338;Cy=0.4030 | Class I | IK02 |  |  | 60 | 520 | -20 | 1 | 117 | RAL9016 | 50-60Hz | Passive | LED | dimmable | High Bay Rectangular | Tungsram High-bay IP66 | Indoor industrial |  |  | 19060 | Yes |  |  |  | Bracket kit. Suspension holder kit. Protective Cover
TBD | TU HB IP66 G1 1H10 4K70 L3 NL ST QC W1 | image | datasheet | deeplink | TUNGSRAM - Tungsram High-bay IP66 - 9620lm - 57W - 4000K - 70CRI - TBD[SKU] - Bracket. Y-cable | 8 | Bracket. Y-cable | LED | 1 | 57 | [8 empty] | CE. ENEC | [6 empty] | 66 | 4000 | 450x380x110 |  | 220-240V |  | 5 |  | 30° | 3 | 70 |  | 4000 |  |  | >=0.9 | 115000 |  |  | 168.77 |  |  | 9 | L3 | 25 | max. 10% at 100.000 hrs |  | Available | 740/339 | Cx=0.4338;Cy=0.4030 | Class I | IK02 |  |  | 60 | 250 | -20 | 1 | 57 | RAL9016 | 50-60Hz | Passive | LED | dimmable | High Bay Rectangular | Tungsram High-bay IP66 | Indoor industrial |  |  | 9620 | Yes |  |  |  | Bracket kit. Suspension holder kit. Protective Cover
TBD | TU HB IP65 G1 2H45 4K70 L3 RF ST QC W1 | image | datasheet | deeplink | TUNGSRAM - Tungsram High-bay IP66 - 41610lm - 263W - 4000K - 70CRI - TBD[SKU] - Bracket. Y-cable | 12 | Bracket. Y-cable | LED | 1 | 263 | [8 empty] | CE | [6 empty] | 65 | 4000 | 882x380x90 |  | 220-240V |  | 5 |  | 30° | 3 | 70 |  | 4000 |  |  | >=0.9 | 116000 |  |  | 158.21 |  |  | 9 | L3 | 25 | max. 10% at 100.000 hrs |  | Available | 740/339 | Cx=0.4338;Cy=0.4030 | Class I | IK02 |  |  | 60 | 1170 | -20 | 1 | 263 | RAL9016 | 50-60Hz | Passive | LED | dimmable | High Bay Rectangular | Tungsram High-bay IP66 | Indoor industrial |  |  | 41610 | Yes |  |  |  | Bracket kit. Suspension holder kit. Protective Cover
TBD | TU HB IP65 G1 2H30 4K70 L3 RF ST QC W1 | image | datasheet | deeplink | TUNGSRAM - Tungsram High-bay IP66 - 28490lm - 172W - 4000K - 70CRI - TBD[SKU] - Bracket. Y-cable | 12 | Bracket. Y-cable | LED | 1 | 172 | [8 empty] | CE. ENEC | [6 empty] | 65 | 4000 | 882x380x90 |  | 220-240V |  | 5 |  | 30° | 3 | 70 |  | 4000 |  |  | >=0.9 | 105000 |  |  | 165.64 |  |  | 9 | L3 | 25 | max. 10% at 100.000 hrs |  | Available | 740/339 | Cx=0.4338;Cy=0.4030 | Class I | IK02 |  |  | 60 | 760 | -20 | 1 | 172 | RAL9016 | 50-60Hz | Passive | LED | dimmable | High Bay Rectangular | Tungsram High-bay IP66 | Indoor industrial |  |  | 28490 | Yes |  |  |  | Bracket kit. Suspension holder kit. Protective Cover
TBD | TU HB IP65 G1 1H20 4K70 L3 RF ST QC W1 | image | datasheet | deeplink | TUNGSRAM - Tungsram High-bay IP66 - 19060lm - 118W - 4000K - 70CRI - TBD[SKU] - Bracket. Y-cable | 8 | Bracket. Y-cable | LED | 1 | 118 | [8 empty] | CE. ENEC | [6 empty] | 65 | 4000 | 515x380x90 |  | 220-240V |  | 5 |  | 30° | 3 | 70 |  | 4000 |  |  | >=0.9 | 100000 |  |  | 161.53 |  |  | 9 | L3 | 25 | max. 10% at 100.000 hrs |  | Available | 740/339 | Cx=0.4338;Cy=0.4030 | Class I | IK02 |  |  | 60 | 520 | -20 | 1 | 118 | RAL9016 | 50-60Hz | Passive | LED | dimmable | High Bay Rectangular | Tungsram High-bay IP66 | Indoor industrial |  |  | 19060 | Yes |  |  |  | Bracket kit. Suspension holder kit. Protective Cover
TBD | TU HB IP65 G1 1H10 4K70 L3 RF ST QC W1 | image | datasheet | deeplink | TUNGSRAM - Tungsram High-bay IP66 - 9620lm - 58W - 4000K - 70CRI - TBD[SKU] - Bracket. Y-cable | 8 | Bracket. Y-cable | LED | 1 | 58 | [8 empty] | CE. ENEC | [6 empty] | 65 | 4000 | 515x380x90 |  | 220-240V |  | 5 |  | 30° | 3 | 70 |  | 4000 |  |  | >=0.9 | 115000 |  |  | 165.86 |  |  | 9 | L3 | 25 | max. 10% at 100.000 hrs |  | Available | 740/339 | Cx=0.4338;Cy=0.4030 | Class I | IK02 |  |  | 60 | 260 | -20 | 1 | 58 | RAL9016 | 50-60Hz | Passive | LED | dimmable | High Bay Rectangular | Tungsram High-bay IP66 | Indoor industrial |  |  | 9620 | Yes |  |  |  | Bracket kit. Suspension holder kit. Protective Cover
TBD | TU HB IP66 G1 2H45 4K70 L3 DL ST QC W1 | image | datasheet | deeplink | TUNGSRAM - Tungsram High-bay IP66 - 41610lm - 261W - 4000K - 70CRI - TBD[SKU] - Bracket. Y-cable | 12 | Bracket. Y-cable | LED | 1 | 261 | [8 empty] | CE | [6 empty] | 66 | 4000 | 817x380x90 |  | 220-240V |  | 5 |  | 30° | 3 | 70 |  | 4000 |  |  | >=0.9 | 116000 |  |  | 159.43 |  |  | 9 | L3 | 25 | max. 10% at 100.000 hrs |  | Available | 740/339 | Cx=0.4338;Cy=0.4030 | Class I | IK07 |  |  | 60 | 1160 | -20 | 1 | 261 | RAL9016 | 50-60Hz | Passive | LED | dimmable | High Bay Rectangular | Tungsram High-bay IP66 | Indoor industrial |  |  | 41610 | No sensor |  |  |  | Bracket kit. Suspension holder kit. Protective Cover
TBD | TU HB IP66 G1 2H30 4K70 L3 DL ST QC W1 | image | datasheet | deeplink | TUNGSRAM - Tungsram High-bay IP66 - 28490lm - 170W - 4000K - 70CRI - TBD[SKU] - Bracket. Y-cable | 12 | Bracket. Y-cable | LED | 1 | 170 | [8 empty] | CE. ENEC | [6 empty] | 66 | 4000 | 817x380x90 |  | 220-240V |  | 5 |  | 30° | 3 | 70 |  | 4000 |  |  | >=0.9 | 105000 |  |  | 167.59 |  |  | 9 | L3 | 25 | max. 10% at 100.000 hrs |  | Available | 740/339 | Cx=0.4338;Cy=0.4030 | Class I | IK07 |  |  | 60 | 750 | -20 | 1 | 170 | RAL9016 | 50-60Hz | Passive | LED | dimmable | High Bay Rectangular | Tungsram High-bay IP66 | Indoor industrial |  |  | 28490 | No sensor |  |  |  | Bracket kit. Suspension holder kit. Protective Cover
TBD | TU HB IP66 G1 1H20 4K70 L3 DL ST QC W1 | image | datasheet | deeplink | TUNGSRAM - Tungsram High-bay IP66 - 19060lm - 116W - 4000K - 70CRI - TBD[SKU] - Bracket. Y-cable | 8 | Bracket. Y-cable | LED | 1 | 116 | [8 empty] | CE. ENEC | [6 empty] | 66 | 4000 | 450x380x90 |  | 220-240V |  | 5 |  | 30° | 3 | 70 |  | 4000 |  |  | >=0.9 | 100000 |  |  | 164.31 |  |  | 9 | L3 | 25 | max. 10% at 100.000 hrs |  | Available | 740/339 | Cx=0.4338;Cy=0.4030 | Class I | IK07 |  |  | 60 | 510 | -20 | 1 | 116 | RAL9016 | 50-60Hz | Passive | LED | dimmable | High Bay Rectangular | Tungsram High-bay IP66 | Indoor industrial |  |  | 19060 | No sensor |  |  |  | Bracket kit. Suspension holder kit. Protective Cover
TBD | TU HB IP66 G1 1H10 4K70 L3 DL ST QC W1 | image | datasheet | deeplink | TUNGSRAM - Tungsram High-bay IP66 - 9620lm - 56W - 4000K - 70CRI - TBD[SKU] - Bracket. Y-cable | 8 | Bracket. Y-cable | LED | 1 | 56 | [8 empty] | CE. ENEC | [6 empty] | 66 | 4000 | 450x380x90 |  | 220-240V |  | 5 |  | 30° | 3 | 70 |  | 4000 |  |  | >=0.9 | 115000 |  |  | 171.79 |  |  | 9 | L3 | 25 | max. 10% at 100.000 hrs |  | Available | 740/339 | Cx=0.4338;Cy=0.4030 | Class I | IK07 |  |  | 60 | 250 | -20 | 1 | 56 | RAL9016 | 50-60Hz | Passive | LED | dimmable | High Bay Rectangular | Tungsram High-bay IP66 | Indoor industrial |  |  | 9620 | No sensor |  |  |  | Bracket kit. Suspension holder kit. Protective Cover
TBD | TU HB IP65 G1 1S30 4K70 L3 RF ST QC W1 | image | datasheet | deeplink | TUNGSRAM - Tungsram High-bay IP66 - 27550lm - 201W - 4000K - 70CRI - TBD[SKU] - Bracket. Y-cable | 8 | Bracket. Y-cable | LED | 1 | 201 | [8 empty] | CE. ENEC | [6 empty] | 65 | 4000 | 515x380x90 |  | 220-240V |  | 5 |  | 30° | 3 | 70 |  | 4000 |  |  | >=0.9 | 117000 |  |  | 137.06 |  |  | 9 | L3 | 25 | max. 10% at 100.000 hrs |  | Available | 740/339 | Cx=0.4338;Cy=0.4030 | Class I | IK02 |  |  | 60 | 890 | -20 | 1 | 201 | RAL9016 | 50-60Hz | Passive | LED | dimmable | High Bay Rectangular | Tungsram High-bay IP66 | Indoor industrial |  |  | 27550 | Yes |  |  |  | Bracket kit. Suspension holder kit. Protective Cover
TBD | TU HB IP65 G1 1S20 4K70 L3 RF ST QC W1 | image | datasheet | deeplink | TUNGSRAM - Tungsram High-bay IP66 - 19430lm - 143W - 4000K - 70CRI - TBD[SKU] - Bracket. Y-cable | 8 | Bracket. Y-cable | LED | 1 | 143 | [8 empty] | CE. ENEC | [6 empty] | 65 | 4000 | 515x380x90 |  | 220-240V |  | 5 |  | 30° | 3 | 70 |  | 4000 |  |  | >=0.9 | 197000 |  |  | 135.87 |  |  | 9 | L3 | 25 | max. 10% at 100.000 hrs |  | Available | 740/339 | Cx=0.4338;Cy=0.4030 | Class I | IK02 |  |  | 60 | 630 | -20 | 1 | 143 | RAL9016 | 50-60Hz | Passive | LED | dimmable | High Bay Rectangular | Tungsram High-bay IP66 | Indoor industrial |  |  | 19430 | Yes |  |  |  | Bracket kit. Suspension holder kit. Protective Cover
TBD | TU HB IP65 G1 1S10 4K70 L3 RF ST QC W1 | image | datasheet | deeplink | TUNGSRAM - Tungsram High-bay IP66 - 9430lm - 69W - 4000K - 70CRI - TBD[SKU] - Bracket. Y-cable | 8 | Bracket. Y-cable | LED | 1 | 69 | [8 empty] | CE. ENEC | [6 empty] | 65 | 4000 | 515x380x90 |  | 220-240V |  | 5 |  | 30° | 3 | 70 |  | 4000 |  |  | >=0.9 | 259000 |  |  | 136.67 |  |  | 9 | L3 | 25 | max. 10% at 100.000 hrs |  | Available | 740/339 | Cx=0.4338;Cy=0.4030 | Class I | IK02 |  |  | 60 | 300 | -20 | 1 | 69 | RAL9016 | 50-60Hz | Passive | LED | dimmable | High Bay Rectangular | Tungsram High-bay IP66 | Indoor industrial |  |  | 9430 | Yes |  |  |  | Bracket kit. Suspension holder kit. Protective Cover
TBD | TU HB IP66 G1 1S30 4K70 L3 DL ST QC W1 | image | datasheet | deeplink | TUNGSRAM - Tungsram High-bay IP66 - 27550lm - 199W - 4000K - 70CRI - TBD[SKU] - Bracket. Y-cable | 8 | Bracket. Y-cable | LED | 1 | 199 | [8 empty] | CE. ENEC | [6 empty] | 66 | 4000 | 450x380x90 |  | 220-240V |  | 5 |  | 30° | 3 | 70 |  | 4000 |  |  | >=0.9 | 117000 |  |  | 138.44 |  |  | 9 | L3 | 25 | max. 10% at 100.000 hrs |  | Available | 740/339 | Cx=0.4338;Cy=0.4030 | Class I | IK07 |  |  | 60 | 880 | -20 | 1 | 199 | RAL9016 | 50-60Hz | Passive | LED | dimmable | High Bay Rectangular | Tungsram High-bay IP66 | Indoor industrial |  |  | 27550 | No sensor |  |  |  | Bracket kit. Suspension holder kit. Protective Cover
TBD | TU HB IP66 G1 1S20 4K70 L3 DL ST QC W1 | image | datasheet | deeplink | TUNGSRAM - Tungsram High-bay IP66 - 19430lm - 141W - 4000K - 70CRI - TBD[SKU] - Bracket. Y-cable | 8 | Bracket. Y-cable | LED | 1 | 141 | [8 empty] | CE. ENEC | [6 empty] | 66 | 4000 | 450x380x90 |  | 220-240V |  | 5 |  | 30° | 3 | 70 |  | 4000 |  |  | >=0.9 | 197000 |  |  | 137.8 |  |  | 9 | L3 | 25 | max. 10% at 100.000 hrs |  | Available | 740/339 | Cx=0.4338;Cy=0.4030 | Class I | IK07 |  |  | 60 | 630 | -20 | 1 | 141 | RAL9016 | 50-60Hz | Passive | LED | dimmable | High Bay Rectangular | Tungsram High-bay IP66 | Indoor industrial |  |  | 19430 | No sensor |  |  |  | Bracket kit. Suspension holder kit. Protective Cover
TBD | TU HB IP66 G1 1S10 4K70 L3 DL ST QC W1 | image | datasheet | deeplink | TUNGSRAM - Tungsram High-bay IP66 - 9430lm - 67W - 4000K - 70CRI - TBD[SKU] - Bracket. Y-cable | 8 | Bracket. Y-cable | LED | 1 | 67 | [8 empty] | CE. ENEC | [6 empty] | 66 | 4000 | 450x380x90 |  | 220-240V |  | 5 |  | 30° | 3 | 70 |  | 4000 |  |  | >=0.9 | 259000 |  |  | 140.75 |  |  | 9 | L3 | 25 | max. 10% at 100.000 hrs |  | Available | 740/339 | Cx=0.4338;Cy=0.4030 | Class I | IK07 |  |  | 60 | 300 | -20 | 1 | 67 | RAL9016 | 50-60Hz | Passive | LED | dimmable | High Bay Rectangular | Tungsram High-bay IP66 | Indoor industrial |  |  | 9430 | No sensor |  |  |  | Bracket kit. Suspension holder kit. Protective Cover
TBD | TU HB IP65 G1 1S30 4K70 L3 SN ST QC W1 | image | datasheet | deeplink | TUNGSRAM - Tungsram High-bay IP66 - 27550lm - 201W - 4000K - 70CRI - TBD[SKU] - Bracket. Y-cable | 8 | Bracket. Y-cable | LED | 1 | 201 | [8 empty] | CE. ENEC | [6 empty] | 65 | 4000 | 515x380x90 |  | 220-240V |  | 5 |  | 30° | 3 | 70 |  | 4000 |  |  | >=0.9 | 117000 |  |  | 137.06 |  |  | 9 | L3 | 25 | max. 10% at 100.000 hrs |  | Available | 740/339 | Cx=0.4338;Cy=0.4030 | Class I | IK02 |  |  | 60 | 890 | -20 | 1 | 201 | RAL9016 | 50-60Hz | Passive | LED | dimmable | High Bay Rectangular | Tungsram High-bay IP66 | Indoor industrial |  |  | 27550 | Yes |  |  |  | Bracket kit. Suspension holder kit. Protective Cover
TBD | TU HB IP65 G1 1S20 4K70 L3 SN ST QC W1 | image | datasheet | deeplink | TUNGSRAM - Tungsram High-bay IP66 - 19430lm - 143W - 4000K - 70CRI - TBD[SKU] - Bracket. Y-cable | 8 | Bracket. Y-cable | LED | 1 | 143 | [8 empty] | CE. ENEC | [6 empty] | 65 | 4000 | 515x380x90 |  | 220-240V |  | 5 |  | 30° | 3 | 70 |  | 4000 |  |  | >=0.9 | 197000 |  |  | 135.87 |  |  | 9 | L3 | 25 | max. 10% at 100.000 hrs |  | Available | 740/339 | Cx=0.4338;Cy=0.4030 | Class I | IK02 |  |  | 60 | 630 | -20 | 1 | 143 | RAL9016 | 50-60Hz | Passive | LED | dimmable | High Bay Rectangular | Tungsram High-bay IP66 | Indoor industrial |  |  | 19430 | Yes |  |  |  | Bracket kit. Suspension holder kit. Protective Cover
TBD | TU HB IP65 G1 1S10 4K70 L3 SN ST QC W1 | image | datasheet | deeplink | TUNGSRAM - Tungsram High-bay IP66 - 9430lm - 69W - 4000K - 70CRI - TBD[SKU] - Bracket. Y-cable | 8 | Bracket. Y-cable | LED | 1 | 69 | [8 empty] | CE. ENEC | [6 empty] | 65 | 4000 | 515x380x90 |  | 220-240V |  | 5 |  | 30° | 3 | 70 |  | 4000 |  |  | >=0.9 | 259000 |  |  | 136.67 |  |  | 9 | L3 | 25 | max. 10% at 100.000 hrs |  | Available | 740/339 | Cx=0.4338;Cy=0.4030 | Class I | IK02 |  |  | 60 | 300 | -20 | 1 | 69 | RAL9016 | 50-60Hz | Passive | LED | dimmable | High Bay Rectangular | Tungsram High-bay IP66 | Indoor industrial |  |  | 9430 | Yes |  |  |  | Bracket kit. Suspension holder kit. Protective Cover
TBD | TU HB IP66 G1 1S30 4K70 L3 FX ST QC W1 | image | datasheet | deeplink | TUNGSRAM - Tungsram High-bay IP66 - 27550lm - 199W - 4000K - 70CRI - TBD[SKU] - Bracket. Y-cable | 8 | Bracket. Y-cable | LED | 1 | 199 | [8 empty] | CE. ENEC | [6 empty] | 66 | 4000 | 450x380x90 |  | 220-240V |  | 5 |  | 30° | 3 | 70 |  | 4000 |  |  | >=0.9 | 117000 |  |  | 138.44 |  |  | 9 | L3 | 25 | max. 10% at 100.000 hrs |  | Available | 740/339 | Cx=0.4338;Cy=0.4030 | Class I | IK07 |  |  | 60 | 880 | -20 | 1 | 199 | RAL9016 | 50-60Hz | Passive | LED | none | High Bay Rectangular | Tungsram High-bay IP66 | Indoor industrial |  |  | 27550 | No sensor |  |  |  | Bracket kit. Suspension holder kit. Protective Cover
TBD | TU HB IP66 G1 1S20 4K70 L3 FX ST QC W1 | image | datasheet | deeplink | TUNGSRAM - Tungsram High-bay IP66 - 19430lm - 141W - 4000K - 70CRI - TBD[SKU] - Bracket. Y-cable | 8 | Bracket. Y-cable | LED | 1 | 141 | [8 empty] | CE. ENEC | [6 empty] | 66 | 4000 | 450x380x90 |  | 220-240V |  | 5 |  | 30° | 3 | 70 |  | 4000 |  |  | >=0.9 | 197000 |  |  | 137.8 |  |  | 9 | L3 | 25 | max. 10% at 100.000 hrs |  | Available | 740/339 | Cx=0.4338;Cy=0.4030 | Class I | IK07 |  |  | 60 | 630 | -20 | 1 | 141 | RAL9016 | 50-60Hz | Passive | LED | none | High Bay Rectangular | Tungsram High-bay IP66 | Indoor industrial |  |  | 19430 | No sensor |  |  |  | Bracket kit. Suspension holder kit. Protective Cover
TBD | TU HB IP66 G1 1S10 4K70 L3 FX ST QC W1 | image | datasheet | deeplink | TUNGSRAM - Tungsram High-bay IP66 - 9430lm - 67W - 4000K - 70CRI - TBD[SKU] - Bracket. Y-cable | 8 | Bracket. Y-cable | LED | 1 | 67 | [8 empty] | CE. ENEC | [6 empty] | 66 | 4000 | 450x380x90 |  | 220-240V |  | 5 |  | 30° | 3 | 70 |  | 4000 |  |  | >=0.9 | 259000 |  |  | 140.75 |  |  | 9 | L3 | 25 | max. 10% at 100.000 hrs |  | Available | 740/339 | Cx=0.4338;Cy=0.4030 | Class I | IK07 |  |  | 60 | 300 | -20 | 1 | 67 | RAL9016 | 50-60Hz | Passive | LED | none | High Bay Rectangular | Tungsram High-bay IP66 | Indoor industrial |  |  | 9430 | No sensor |  |  |  | Bracket kit. Suspension holder kit. Protective Cover
TBD | TU HB IP66 G1 2H45 5K80 C1 NL ST QC W1 | image | datasheet | deeplink | TUNGSRAM - Tungsram High-bay IP66 - 42330lm - 261W - 5000K - 80CRI - TBD[SKU] - Bracket. Y-cable | 12 | Bracket. Y-cable | LED | 1 | 261 | [8 empty] | CE | [6 empty] | 66 | 5000 | 817x380x110 |  | 220-240V |  | 5 |  | 120° | 3 | 80 |  | 5000 |  |  | >=0.9 | 116000 |  |  | 162.18 |  |  | 9 | C1 | 25 | max. 10% at 100.000 hrs |  | Available | 850/339 | Cx=0.3447;Cy=0.3553 | Class I | IK02 |  |  | 60 | 1160 | -20 | 1 | 261 | RAL9016 | 50-60Hz | Passive | LED | dimmable | High Bay Rectangular | Tungsram High-bay IP66 | Indoor industrial |  |  | 42330 | Yes |  |  |  | Bracket kit. Suspension holder kit. Protective Cover
TBD | TU HB IP66 G1 2H30 5K80 C1 NL ST QC W1 | image | datasheet | deeplink | TUNGSRAM - Tungsram High-bay IP66 - 28990lm - 171W - 5000K - 80CRI - TBD[SKU] - Bracket. Y-cable | 12 | Bracket. Y-cable | LED | 1 | 171 | [8 empty] | CE. ENEC | [6 empty] | 66 | 5000 | 817x380x110 |  | 220-240V |  | 5 |  | 120° | 3 | 80 |  | 5000 |  |  | >=0.9 | 105000 |  |  | 169.53 |  |  | 9 | C1 | 25 | max. 10% at 100.000 hrs |  | Available | 850/339 | Cx=0.3447;Cy=0.3553 | Class I | IK02 |  |  | 60 | 760 | -20 | 1 | 171 | RAL9016 | 50-60Hz | Passive | LED | dimmable | High Bay Rectangular | Tungsram High-bay IP66 | Indoor industrial |  |  | 28990 | Yes |  |  |  | Bracket kit. Suspension holder kit. Protective Cover
TBD | TU HB IP66 G1 1H20 5K80 C1 NL ST QC W1 | image | datasheet | deeplink | TUNGSRAM - Tungsram High-bay IP66 - 19390lm - 117W - 5000K - 80CRI - TBD[SKU] - Bracket. Y-cable | 8 | Bracket. Y-cable | LED | 1 | 117 | [8 empty] | CE. ENEC | [6 empty] | 66 | 5000 | 450x380x110 |  | 220-240V |  | 5 |  | 120° | 3 | 80 |  | 5000 |  |  | >=0.9 | 100000 |  |  | 165.73 |  |  | 9 | C1 | 25 | max. 10% at 100.000 hrs |  | Available | 850/339 | Cx=0.3447;Cy=0.3553 | Class I | IK02 |  |  | 60 | 520 | -20 | 1 | 117 | RAL9016 | 50-60Hz | Passive | LED | dimmable | High Bay Rectangular | Tungsram High-bay IP66 | Indoor industrial |  |  | 19390 | Yes |  |  |  | Bracket kit. Suspension holder kit. Protective Cover
TBD | TU HB IP66 G1 1H10 5K80 C1 NL ST QC W1 | image | datasheet | deeplink | TUNGSRAM - Tungsram High-bay IP66 - 9790lm - 57W - 5000K - 80CRI - TBD[SKU] - Bracket. Y-cable | 8 | Bracket. Y-cable | LED | 1 | 57 | [8 empty] | CE. ENEC | [6 empty] | 66 | 5000 | 450x380x110 |  | 220-240V |  | 5 |  | 120° | 3 | 80 |  | 5000 |  |  | >=0.9 | 115000 |  |  | 171.75 |  |  | 9 | C1 | 25 | max. 10% at 100.000 hrs |  | Available | 850/339 | Cx=0.3447;Cy=0.3553 | Class I | IK02 |  |  | 60 | 250 | -20 | 1 | 57 | RAL9016 | 50-60Hz | Passive | LED | dimmable | High Bay Rectangular | Tungsram High-bay IP66 | Indoor industrial |  |  | 9790 | Yes |  |  |  | Bracket kit. Suspension holder kit. Protective Cover
TBD | TU HB IP65 G1 2H45 5K80 C1 RF ST QC W1 | image | datasheet | deeplink | TUNGSRAM - Tungsram High-bay IP66 - 42330lm - 263W - 5000K - 80CRI - TBD[SKU] - Bracket. Y-cable | 12 | Bracket. Y-cable | LED | 1 | 263 | [8 empty] | CE | [6 empty] | 65 | 5000 | 882x380x90 |  | 220-240V |  | 5 |  | 120° | 3 | 80 |  | 5000 |  |  | >=0.9 | 116000 |  |  | 160.95 |  |  | 9 | C1 | 25 | max. 10% at 100.000 hrs |  | Available | 850/339 | Cx=0.3447;Cy=0.3553 | Class I | IK02 |  |  | 60 | 1170 | -20 | 1 | 263 | RAL9016 | 50-60Hz | Passive | LED | dimmable | High Bay Rectangular | Tungsram High-bay IP66 | Indoor industrial |  |  | 42330 | Yes |  |  |  | Bracket kit. Suspension holder kit. Protective Cover
TBD | TU HB IP65 G1 2H30 5K80 C1 RF ST QC W1 | image | datasheet | deeplink | TUNGSRAM - Tungsram High-bay IP66 - 28990lm - 172W - 5000K - 80CRI - TBD[SKU] - Bracket. Y-cable | 12 | Bracket. Y-cable | LED | 1 | 172 | [8 empty] | CE. ENEC | [6 empty] | 65 | 5000 | 882x380x90 |  | 220-240V |  | 5 |  | 120° | 3 | 80 |  | 5000 |  |  | >=0.9 | 105000 |  |  | 168.55 |  |  | 9 | C1 | 25 | max. 10% at 100.000 hrs |  | Available | 850/339 | Cx=0.3447;Cy=0.3553 | Class I | IK02 |  |  | 60 | 760 | -20 | 1 | 172 | RAL9016 | 50-60Hz | Passive | LED | dimmable | High Bay Rectangular | Tungsram High-bay IP66 | Indoor industrial |  |  | 28990 | Yes |  |  |  | Bracket kit. Suspension holder kit. Protective Cover
TBD | TU HB IP65 G1 1H20 5K80 C1 RF ST QC W1 | image | datasheet | deeplink | TUNGSRAM - Tungsram High-bay IP66 - 19390lm - 118W - 5000K - 80CRI - TBD[SKU] - Bracket. Y-cable | 8 | Bracket. Y-cable | LED | 1 | 118 | [8 empty] | CE. ENEC | [6 empty] | 65 | 5000 | 515x380x90 |  | 220-240V |  | 5 |  | 120° | 3 | 80 |  | 5000 |  |  | >=0.9 | 100000 |  |  | 164.32 |  |  | 9 | C1 | 25 | max. 10% at 100.000 hrs |  | Available | 850/339 | Cx=0.3447;Cy=0.3553 | Class I | IK02 |  |  | 60 | 520 | -20 | 1 | 118 | RAL9016 | 50-60Hz | Passive | LED | dimmable | High Bay Rectangular | Tungsram High-bay IP66 | Indoor industrial |  |  | 19390 | Yes |  |  |  | Bracket kit. Suspension holder kit. Protective Cover
TBD | TU HB IP65 G1 1H10 5K80 C1 RF ST QC W1 | image | datasheet | deeplink | TUNGSRAM - Tungsram High-bay IP66 - 9790lm - 58W - 5000K - 80CRI - TBD[SKU] - Bracket. Y-cable | 8 | Bracket. Y-cable | LED | 1 | 58 | [8 empty] | CE. ENEC | [6 empty] | 65 | 5000 | 515x380x90 |  | 220-240V |  | 5 |  | 120° | 3 | 80 |  | 5000 |  |  | >=0.9 | 115000 |  |  | 168.79 |  |  | 9 | C1 | 25 | max. 10% at 100.000 hrs |  | Available | 850/339 | Cx=0.3447;Cy=0.3553 | Class I | IK02 |  |  | 60 | 260 | -20 | 1 | 58 | RAL9016 | 50-60Hz | Passive | LED | dimmable | High Bay Rectangular | Tungsram High-bay IP66 | Indoor industrial |  |  | 9790 | Yes |  |  |  | Bracket kit. Suspension holder kit. Protective Cover
TBD | TU HB IP66 G1 2H45 5K80 C1 DL ST QC W1 | image | datasheet | deeplink | TUNGSRAM - Tungsram High-bay IP66 - 42330lm - 261W - 5000K - 80CRI - TBD[SKU] - Bracket. Y-cable | 12 | Bracket. Y-cable | LED | 1 | 261 | [8 empty] | CE | [6 empty] | 66 | 5000 | 817x380x90 |  | 220-240V |  | 5 |  | 120° | 3 | 80 |  | 5000 |  |  | >=0.9 | 116000 |  |  | 162.18 |  |  | 9 | C1 | 25 | max. 10% at 100.000 hrs |  | Available | 850/339 | Cx=0.3447;Cy=0.3553 | Class I | IK07 |  |  | 60 | 1160 | -20 | 1 | 261 | RAL9016 | 50-60Hz | Passive | LED | dimmable | High Bay Rectangular | Tungsram High-bay IP66 | Indoor industrial |  |  | 42330 | No sensor |  |  |  | Bracket kit. Suspension holder kit. Protective Cover
TBD | TU HB IP66 G1 2H30 5K80 C1 DL ST QC W1 | image | datasheet | deeplink | TUNGSRAM - Tungsram High-bay IP66 - 28990lm - 170W - 5000K - 80CRI - TBD[SKU] - Bracket. Y-cable | 12 | Bracket. Y-cable | LED | 1 | 170 | [8 empty] | CE. ENEC | [6 empty] | 66 | 5000 | 817x380x90 |  | 220-240V |  | 5 |  | 120° | 3 | 80 |  | 5000 |  |  | >=0.9 | 105000 |  |  | 170.53 |  |  | 9 | C1 | 25 | max. 10% at 100.000 hrs |  | Available | 850/339 | Cx=0.3447;Cy=0.3553 | Class I | IK07 |  |  | 60 | 750 | -20 | 1 | 170 | RAL9016 | 50-60Hz | Passive | LED | dimmable | High Bay Rectangular | Tungsram High-bay IP66 | Indoor industrial |  |  | 28990 | No sensor |  |  |  | Bracket kit. Suspension holder kit. Protective Cover
TBD | TU HB IP66 G1 1H20 5K80 C1 DL ST QC W1 | image | datasheet | deeplink | TUNGSRAM - Tungsram High-bay IP66 - 19390lm - 116W - 5000K - 80CRI - TBD[SKU] - Bracket. Y-cable | 8 | Bracket. Y-cable | LED | 1 | 116 | [8 empty] | CE. ENEC | [6 empty] | 66 | 5000 | 450x380x90 |  | 220-240V |  | 5 |  | 120° | 3 | 80 |  | 5000 |  |  | >=0.9 | 100000 |  |  | 167.16 |  |  | 9 | C1 | 25 | max. 10% at 100.000 hrs |  | Available | 850/339 | Cx=0.3447;Cy=0.3553 | Class I | IK07 |  |  | 60 | 510 | -20 | 1 | 116 | RAL9016 | 50-60Hz | Passive | LED | dimmable | High Bay Rectangular | Tungsram High-bay IP66 | Indoor industrial |  |  | 19390 | No sensor |  |  |  | Bracket kit. Suspension holder kit. Protective Cover
TBD | TU HB IP66 G1 1H10 5K80 C1 DL ST QC W1 | image | datasheet | deeplink | TUNGSRAM - Tungsram High-bay IP66 - 9790lm - 56W - 5000K - 80CRI - TBD[SKU] - Bracket. Y-cable | 8 | Bracket. Y-cable | LED | 1 | 56 | [8 empty] | CE. ENEC | [6 empty] | 66 | 5000 | 450x380x90 |  | 220-240V |  | 5 |  | 120° | 3 | 80 |  | 5000 |  |  | >=0.9 | 115000 |  |  | 174.82 |  |  | 9 | C1 | 25 | max. 10% at 100.000 hrs |  | Available | 850/339 | Cx=0.3447;Cy=0.3553 | Class I | IK07 |  |  | 60 | 250 | -20 | 1 | 56 | RAL9016 | 50-60Hz | Passive | LED | dimmable | High Bay Rectangular | Tungsram High-bay IP66 | Indoor industrial |  |  | 9790 | No sensor |  |  |  | Bracket kit. Suspension holder kit. Protective Cover
TBD | TU HB IP65 G1 1S30 5K80 C1 RF ST QC W1 | image | datasheet | deeplink | TUNGSRAM - Tungsram High-bay IP66 - 28030lm - 201W - 5000K - 80CRI - TBD[SKU] - Bracket. Y-cable | 8 | Bracket. Y-cable | LED | 1 | 201 | [8 empty] | CE. ENEC | [6 empty] | 65 | 5000 | 515x380x90 |  | 220-240V |  | 5 |  | 120° | 3 | 80 |  | 5000 |  |  | >=0.9 | 117000 |  |  | 139.45 |  |  | 9 | C1 | 25 | max. 10% at 100.000 hrs |  | Available | 850/339 | Cx=0.3447;Cy=0.3553 | Class I | IK02 |  |  | 60 | 890 | -20 | 1 | 201 | RAL9016 | 50-60Hz | Passive | LED | dimmable | High Bay Rectangular | Tungsram High-bay IP66 | Indoor industrial |  |  | 28030 | Yes |  |  |  | Bracket kit. Suspension holder kit. Protective Cover
TBD | TU HB IP65 G1 1S20 5K80 C1 RF ST QC W1 | image | datasheet | deeplink | TUNGSRAM - Tungsram High-bay IP66 - 19770lm - 143W - 5000K - 80CRI - TBD[SKU] - Bracket. Y-cable | 8 | Bracket. Y-cable | LED | 1 | 143 | [8 empty] | CE. ENEC | [6 empty] | 65 | 5000 | 515x380x90 |  | 220-240V |  | 5 |  | 120° | 3 | 80 |  | 5000 |  |  | >=0.9 | 197000 |  |  | 138.25 |  |  | 9 | C1 | 25 | max. 10% at 100.000 hrs |  | Available | 850/339 | Cx=0.3447;Cy=0.3553 | Class I | IK02 |  |  | 60 | 630 | -20 | 1 | 143 | RAL9016 | 50-60Hz | Passive | LED | dimmable | High Bay Rectangular | Tungsram High-bay IP66 | Indoor industrial |  |  | 19770 | Yes |  |  |  | Bracket kit. Suspension holder kit. Protective Cover
TBD | TU HB IP65 G1 1S10 5K80 C1 RF ST QC W1 | image | datasheet | deeplink | TUNGSRAM - Tungsram High-bay IP66 - 9590lm - 69W - 5000K - 80CRI - TBD[SKU] - Bracket. Y-cable | 8 | Bracket. Y-cable | LED | 1 | 69 | [8 empty] | CE. ENEC | [6 empty] | 65 | 5000 | 515x380x90 |  | 220-240V |  | 5 |  | 120° | 3 | 80 |  | 5000 |  |  | >=0.9 | 259000 |  |  | 138.99 |  |  | 9 | C1 | 25 | max. 10% at 100.000 hrs |  | Available | 850/339 | Cx=0.3447;Cy=0.3553 | Class I | IK02 |  |  | 60 | 300 | -20 | 1 | 69 | RAL9016 | 50-60Hz | Passive | LED | dimmable | High Bay Rectangular | Tungsram High-bay IP66 | Indoor industrial |  |  | 9590 | Yes |  |  |  | Bracket kit. Suspension holder kit. Protective Cover
TBD | TU HB IP66 G1 1S30 5K80 C1 DL ST QC W1 | image | datasheet | deeplink | TUNGSRAM - Tungsram High-bay IP66 - 28030lm - 199W - 5000K - 80CRI - TBD[SKU] - Bracket. Y-cable | 8 | Bracket. Y-cable | LED | 1 | 199 | [8 empty] | CE. ENEC | [6 empty] | 66 | 5000 | 450x380x90 |  | 220-240V |  | 5 |  | 120° | 3 | 80 |  | 5000 |  |  | >=0.9 | 117000 |  |  | 140.85 |  |  | 9 | C1 | 25 | max. 10% at 100.000 hrs |  | Available | 850/339 | Cx=0.3447;Cy=0.3553 | Class I | IK07 |  |  | 60 | 880 | -20 | 1 | 199 | RAL9016 | 50-60Hz | Passive | LED | dimmable | High Bay Rectangular | Tungsram High-bay IP66 | Indoor industrial |  |  | 28030 | No sensor |  |  |  | Bracket kit. Suspension holder kit. Protective Cover
TBD | TU HB IP66 G1 1S20 5K80 C1 DL ST QC W1 | image | datasheet | deeplink | TUNGSRAM - Tungsram High-bay IP66 - 19770lm - 141W - 5000K - 80CRI - TBD[SKU] - Bracket. Y-cable | 8 | Bracket. Y-cable | LED | 1 | 141 | [8 empty] | CE. ENEC | [6 empty] | 66 | 5000 | 450x380x90 |  | 220-240V |  | 5 |  | 120° | 3 | 80 |  | 5000 |  |  | >=0.9 | 197000 |  |  | 140.21 |  |  | 9 | C1 | 25 | max. 10% at 100.000 hrs |  | Available | 850/339 | Cx=0.3447;Cy=0.3553 | Class I | IK07 |  |  | 60 | 630 | -20 | 1 | 141 | RAL9016 | 50-60Hz | Passive | LED | dimmable | High Bay Rectangular | Tungsram High-bay IP66 | Indoor industrial |  |  | 19770 | No sensor |  |  |  | Bracket kit. Suspension holder kit. Protective Cover
TBD | TU HB IP66 G1 1S10 5K80 C1 DL ST QC W1 | image | datasheet | deeplink | TUNGSRAM - Tungsram High-bay IP66 - 9590lm - 67W - 5000K - 80CRI - TBD[SKU] - Bracket. Y-cable | 8 | Bracket. Y-cable | LED | 1 | 67 | [8 empty] | CE. ENEC | [6 empty] | 66 | 5000 | 450x380x90 |  | 220-240V |  | 5 |  | 120° | 3 | 80 |  | 5000 |  |  | >=0.9 | 259000 |  |  | 143.13 |  |  | 9 | C1 | 25 | max. 10% at 100.000 hrs |  | Available | 850/339 | Cx=0.3447;Cy=0.3553 | Class I | IK07 |  |  | 60 | 300 | -20 | 1 | 67 | RAL9016 | 50-60Hz | Passive | LED | dimmable | High Bay Rectangular | Tungsram High-bay IP66 | Indoor industrial |  |  | 9590 | No sensor |  |  |  | Bracket kit. Suspension holder kit. Protective Cover
TBD | TU HB IP65 G1 1S30 5K80 C1 SN ST QC W1 | image | datasheet | deeplink | TUNGSRAM - Tungsram High-bay IP66 - 28030lm - 201W - 5000K - 80CRI - TBD[SKU] - Bracket. Y-cable | 8 | Bracket. Y-cable | LED | 1 | 201 | [8 empty] | CE. ENEC | [6 empty] | 65 | 5000 | 515x380x90 |  | 220-240V |  | 5 |  | 120° | 3 | 80 |  | 5000 |  |  | >=0.9 | 117000 |  |  | 139.45 |  |  | 9 | C1 | 25 | max. 10% at 100.000 hrs |  | Available | 850/339 | Cx=0.3447;Cy=0.3553 | Class I | IK02 |  |  | 60 | 890 | -20 | 1 | 201 | RAL9016 | 50-60Hz | Passive | LED | dimmable | High Bay Rectangular | Tungsram High-bay IP66 | Indoor industrial |  |  | 28030 | Yes |  |  |  | Bracket kit. Suspension holder kit. Protective Cover
TBD | TU HB IP65 G1 1S20 5K80 C1 SN ST QC W1 | image | datasheet | deeplink | TUNGSRAM - Tungsram High-bay IP66 - 19770lm - 143W - 5000K - 80CRI - TBD[SKU] - Bracket. Y-cable | 8 | Bracket. Y-cable | LED | 1 | 143 | [8 empty] | CE. ENEC | [6 empty] | 65 | 5000 | 515x380x90 |  | 220-240V |  | 5 |  | 120° | 3 | 80 |  | 5000 |  |  | >=0.9 | 197000 |  |  | 138.25 |  |  | 9 | C1 | 25 | max. 10% at 100.000 hrs |  | Available | 850/339 | Cx=0.3447;Cy=0.3553 | Class I | IK02 |  |  | 60 | 630 | -20 | 1 | 143 | RAL9016 | 50-60Hz | Passive | LED | dimmable | High Bay Rectangular | Tungsram High-bay IP66 | Indoor industrial |  |  | 19770 | Yes |  |  |  | Bracket kit. Suspension holder kit. Protective Cover
TBD | TU HB IP65 G1 1S10 5K80 C1 SN ST QC W1 | image | datasheet | deeplink | TUNGSRAM - Tungsram High-bay IP66 - 9590lm - 69W - 5000K - 80CRI - TBD[SKU] - Bracket. Y-cable | 8 | Bracket. Y-cable | LED | 1 | 69 | [8 empty] | CE. ENEC | [6 empty] | 65 | 5000 | 515x380x90 |  | 220-240V |  | 5 |  | 120° | 3 | 80 |  | 5000 |  |  | >=0.9 | 259000 |  |  | 138.99 |  |  | 9 | C1 | 25 | max. 10% at 100.000 hrs |  | Available | 850/339 | Cx=0.3447;Cy=0.3553 | Class I | IK02 |  |  | 60 | 300 | -20 | 1 | 69 | RAL9016 | 50-60Hz | Passive | LED | dimmable | High Bay Rectangular | Tungsram High-bay IP66 | Indoor industrial |  |  | 9590 | Yes |  |  |  | Bracket kit. Suspension holder kit. Protective Cover
TBD | TU HB IP66 G1 1S30 5K80 C1 FX ST QC W1 | image | datasheet | deeplink | TUNGSRAM - Tungsram High-bay IP66 - 28030lm - 199W - 5000K - 80CRI - TBD[SKU] - Bracket. Y-cable | 8 | Bracket. Y-cable | LED | 1 | 199 | [8 empty] | CE. ENEC | [6 empty] | 66 | 5000 | 450x380x90 |  | 220-240V |  | 5 |  | 120° | 3 | 80 |  | 5000 |  |  | >=0.9 | 117000 |  |  | 140.85 |  |  | 9 | C1 | 25 | max. 10% at 100.000 hrs |  | Available | 850/339 | Cx=0.3447;Cy=0.3553 | Class I | IK07 |  |  | 60 | 880 | -20 | 1 | 199 | RAL9016 | 50-60Hz | Passive | LED | none | High Bay Rectangular | Tungsram High-bay IP66 | Indoor industrial |  |  | 28030 | No sensor |  |  |  | Bracket kit. Suspension holder kit. Protective Cover
TBD | TU HB IP66 G1 1S20 5K80 C1 FX ST QC W1 | image | datasheet | deeplink | TUNGSRAM - Tungsram High-bay IP66 - 19770lm - 141W - 5000K - 80CRI - TBD[SKU] - Bracket. Y-cable | 8 | Bracket. Y-cable | LED | 1 | 141 | [8 empty] | CE. ENEC | [6 empty] | 66 | 5000 | 450x380x90 |  | 220-240V |  | 5 |  | 120° | 3 | 80 |  | 5000 |  |  | >=0.9 | 197000 |  |  | 140.21 |  |  | 9 | C1 | 25 | max. 10% at 100.000 hrs |  | Available | 850/339 | Cx=0.3447;Cy=0.3553 | Class I | IK07 |  |  | 60 | 630 | -20 | 1 | 141 | RAL9016 | 50-60Hz | Passive | LED | none | High Bay Rectangular | Tungsram High-bay IP66 | Indoor industrial |  |  | 19770 | No sensor |  |  |  | Bracket kit. Suspension holder kit. Protective Cover
TBD | TU HB IP66 G1 1S10 5K80 C1 FX ST QC W1 | image | datasheet | deeplink | TUNGSRAM - Tungsram High-bay IP66 - 9590lm - 67W - 5000K - 80CRI - TBD[SKU] - Bracket. Y-cable | 8 | Bracket. Y-cable | LED | 1 | 67 | [8 empty] | CE. ENEC | [6 empty] | 66 | 5000 | 450x380x90 |  | 220-240V |  | 5 |  | 120° | 3 | 80 |  | 5000 |  |  | >=0.9 | 259000 |  |  | 143.13 |  |  | 9 | C1 | 25 | max. 10% at 100.000 hrs |  | Available | 850/339 | Cx=0.3447;Cy=0.3553 | Class I | IK07 |  |  | 60 | 300 | -20 | 1 | 67 | RAL9016 | 50-60Hz | Passive | LED | none | High Bay Rectangular | Tungsram High-bay IP66 | Indoor industrial |  |  | 9590 | No sensor |  |  |  | Bracket kit. Suspension holder kit. Protective Cover
TBD | TU HB IP66 G1 2H45 4K80 C1 NL ST QC W1 | image | datasheet | deeplink | TUNGSRAM - Tungsram High-bay IP66 - 41890lm - 261W - 4000K - 80CRI - TBD[SKU] - Bracket. Y-cable | 12 | Bracket. Y-cable | LED | 1 | 261 | [8 empty] | CE | [6 empty] | 66 | 4000 | 817x380x110 |  | 220-240V |  | 5 |  | 120° | 3 | 80 |  | 4000 |  |  | >=0.9 | 116000 |  |  | 160.5 |  |  | 9 | C1 | 25 | max. 10% at 100.000 hrs |  | Available | 840/339 | Cx=0.4338;Cy=0.4030 | Class I | IK02 |  |  | 60 | 1160 | -20 | 1 | 261 | RAL9016 | 50-60Hz | Passive | LED | dimmable | High Bay Rectangular | Tungsram High-bay IP66 | Indoor industrial |  |  | 41890 | Yes |  |  |  | Bracket kit. Suspension holder kit. Protective Cover
TBD | TU HB IP66 G1 2H30 4K80 C1 NL ST QC W1 | image | datasheet | deeplink | TUNGSRAM - Tungsram High-bay IP66 - 28690lm - 171W - 4000K - 80CRI - TBD[SKU] - Bracket. Y-cable | 12 | Bracket. Y-cable | LED | 1 | 171 | [8 empty] | CE. ENEC | [6 empty] | 66 | 4000 | 817x380x110 |  | 220-240V |  | 5 |  | 120° | 3 | 80 |  | 4000 |  |  | >=0.9 | 105000 |  |  | 167.78 |  |  | 9 | C1 | 25 | max. 10% at 100.000 hrs |  | Available | 840/339 | Cx=0.4338;Cy=0.4030 | Class I | IK02 |  |  | 60 | 760 | -20 | 1 | 171 | RAL9016 | 50-60Hz | Passive | LED | dimmable | High Bay Rectangular | Tungsram High-bay IP66 | Indoor industrial |  |  | 28690 | Yes |  |  |  | Bracket kit. Suspension holder kit. Protective Cover
TBD | TU HB IP66 G1 1H20 4K80 C1 NL ST QC W1 | image | datasheet | deeplink | TUNGSRAM - Tungsram High-bay IP66 - 19190lm - 117W - 4000K - 80CRI - TBD[SKU] - Bracket. Y-cable | 8 | Bracket. Y-cable | LED | 1 | 117 | [8 empty] | CE. ENEC | [6 empty] | 66 | 4000 | 450x380x110 |  | 220-240V |  | 5 |  | 120° | 3 | 80 |  | 4000 |  |  | >=0.9 | 100000 |  |  | 164.02 |  |  | 9 | C1 | 25 | max. 10% at 100.000 hrs |  | Available | 840/339 | Cx=0.4338;Cy=0.4030 | Class I | IK02 |  |  | 60 | 520 | -20 | 1 | 117 | RAL9016 | 50-60Hz | Passive | LED | dimmable | High Bay Rectangular | Tungsram High-bay IP66 | Indoor industrial |  |  | 19190 | Yes |  |  |  | Bracket kit. Suspension holder kit. Protective Cover
TBD | TU HB IP66 G1 1H10 4K80 C1 NL ST QC W1 | image | datasheet | deeplink | TUNGSRAM - Tungsram High-bay IP66 - 9690lm - 57W - 4000K - 80CRI - TBD[SKU] - Bracket. Y-cable | 8 | Bracket. Y-cable | LED | 1 | 57 | [8 empty] | CE. ENEC | [6 empty] | 66 | 4000 | 450x380x110 |  | 220-240V |  | 5 |  | 120° | 3 | 80 |  | 4000 |  |  | >=0.9 | 115000 |  |  | 170 |  |  | 9 | C1 | 25 | max. 10% at 100.000 hrs |  | Available | 840/339 | Cx=0.4338;Cy=0.4030 | Class I | IK02 |  |  | 60 | 250 | -20 | 1 | 57 | RAL9016 | 50-60Hz | Passive | LED | dimmable | High Bay Rectangular | Tungsram High-bay IP66 | Indoor industrial |  |  | 9690 | Yes |  |  |  | Bracket kit. Suspension holder kit. Protective Cover
TBD | TU HB IP65 G1 2H45 4K80 C1 RF ST QC W1 | image | datasheet | deeplink | TUNGSRAM - Tungsram High-bay IP66 - 41890lm - 263W - 4000K - 80CRI - TBD[SKU] - Bracket. Y-cable | 12 | Bracket. Y-cable | LED | 1 | 263 | [8 empty] | CE | [6 empty] | 65 | 4000 | 882x380x90 |  | 220-240V |  | 5 |  | 120° | 3 | 80 |  | 4000 |  |  | >=0.9 | 116000 |  |  | 159.28 |  |  | 9 | C1 | 25 | max. 10% at 100.000 hrs |  | Available | 840/339 | Cx=0.4338;Cy=0.4030 | Class I | IK02 |  |  | 60 | 1170 | -20 | 1 | 263 | RAL9016 | 50-60Hz | Passive | LED | dimmable | High Bay Rectangular | Tungsram High-bay IP66 | Indoor industrial |  |  | 41890 | Yes |  |  |  | Bracket kit. Suspension holder kit. Protective Cover
TBD | TU HB IP65 G1 2H30 4K80 C1 RF ST QC W1 | image | datasheet | deeplink | TUNGSRAM - Tungsram High-bay IP66 - 28690lm - 172W - 4000K - 80CRI - TBD[SKU] - Bracket. Y-cable | 12 | Bracket. Y-cable | LED | 1 | 172 | [8 empty] | CE. ENEC | [6 empty] | 65 | 4000 | 882x380x90 |  | 220-240V |  | 5 |  | 120° | 3 | 80 |  | 4000 |  |  | >=0.9 | 105000 |  |  | 166.8 |  |  | 9 | C1 | 25 | max. 10% at 100.000 hrs |  | Available | 840/339 | Cx=0.4338;Cy=0.4030 | Class I | IK02 |  |  | 60 | 760 | -20 | 1 | 172 | RAL9016 | 50-60Hz | Passive | LED | dimmable | High Bay Rectangular | Tungsram High-bay IP66 | Indoor industrial |  |  | 28690 | Yes |  |  |  | Bracket kit. Suspension holder kit. Protective Cover
TBD | TU HB IP65 G1 1H20 4K80 C1 RF ST QC W1 | image | datasheet | deeplink | TUNGSRAM - Tungsram High-bay IP66 - 19190lm - 118W - 4000K - 80CRI - TBD[SKU] - Bracket. Y-cable | 8 | Bracket. Y-cable | LED | 1 | 118 | [8 empty] | CE. ENEC | [6 empty] | 65 | 4000 | 515x380x90 |  | 220-240V |  | 5 |  | 120° | 3 | 80 |  | 4000 |  |  | >=0.9 | 100000 |  |  | 162.63 |  |  | 9 | C1 | 25 | max. 10% at 100.000 hrs |  | Available | 840/339 | Cx=0.4338;Cy=0.4030 | Class I | IK02 |  |  | 60 | 520 | -20 | 1 | 118 | RAL9016 | 50-60Hz | Passive | LED | dimmable | High Bay Rectangular | Tungsram High-bay IP66 | Indoor industrial |  |  | 19190 | Yes |  |  |  | Bracket kit. Suspension holder kit. Protective Cover
TBD | TU HB IP65 G1 1H10 4K80 C1 RF ST QC W1 | image | datasheet | deeplink | TUNGSRAM - Tungsram High-bay IP66 - 9690lm - 58W - 4000K - 80CRI - TBD[SKU] - Bracket. Y-cable | 8 | Bracket. Y-cable | LED | 1 | 58 | [8 empty] | CE. ENEC | [6 empty] | 65 | 4000 | 515x380x90 |  | 220-240V |  | 5 |  | 120° | 3 | 80 |  | 4000 |  |  | >=0.9 | 115000 |  |  | 167.07 |  |  | 9 | C1 | 25 | max. 10% at 100.000 hrs |  | Available | 840/339 | Cx=0.4338;Cy=0.4030 | Class I | IK02 |  |  | 60 | 260 | -20 | 1 | 58 | RAL9016 | 50-60Hz | Passive | LED | dimmable | High Bay Rectangular | Tungsram High-bay IP66 | Indoor industrial |  |  | 9690 | Yes |  |  |  | Bracket kit. Suspension holder kit. Protective Cover
TBD | TU HB IP66 G1 2H45 4K80 C1 DL ST QC W1 | image | datasheet | deeplink | TUNGSRAM - Tungsram High-bay IP66 - 41890lm - 261W - 4000K - 80CRI - TBD[SKU] - Bracket. Y-cable | 12 | Bracket. Y-cable | LED | 1 | 261 | [8 empty] | CE | [6 empty] | 66 | 4000 | 817x380x90 |  | 220-240V |  | 5 |  | 120° | 3 | 80 |  | 4000 |  |  | >=0.9 | 116000 |  |  | 160.5 |  |  | 9 | C1 | 25 | max. 10% at 100.000 hrs |  | Available | 840/339 | Cx=0.4338;Cy=0.4030 | Class I | IK07 |  |  | 60 | 1160 | -20 | 1 | 261 | RAL9016 | 50-60Hz | Passive | LED | dimmable | High Bay Rectangular | Tungsram High-bay IP66 | Indoor industrial |  |  | 41890 | No sensor |  |  |  | Bracket kit. Suspension holder kit. Protective Cover
TBD | TU HB IP66 G1 2H30 4K80 C1 DL ST QC W1 | image | datasheet | deeplink | TUNGSRAM - Tungsram High-bay IP66 - 28690lm - 170W - 4000K - 80CRI - TBD[SKU] - Bracket. Y-cable | 12 | Bracket. Y-cable | LED | 1 | 170 | [8 empty] | CE. ENEC | [6 empty] | 66 | 4000 | 817x380x90 |  | 220-240V |  | 5 |  | 120° | 3 | 80 |  | 4000 |  |  | >=0.9 | 105000 |  |  | 168.76 |  |  | 9 | C1 | 25 | max. 10% at 100.000 hrs |  | Available | 840/339 | Cx=0.4338;Cy=0.4030 | Class I | IK07 |  |  | 60 | 750 | -20 | 1 | 170 | RAL9016 | 50-60Hz | Passive | LED | dimmable | High Bay Rectangular | Tungsram High-bay IP66 | Indoor industrial |  |  | 28690 | No sensor |  |  |  | Bracket kit. Suspension holder kit. Protective Cover
TBD | TU HB IP66 G1 1H20 4K80 C1 DL ST QC W1 | image | datasheet | deeplink | TUNGSRAM - Tungsram High-bay IP66 - 19190lm - 116W - 4000K - 80CRI - TBD[SKU] - Bracket. Y-cable | 8 | Bracket. Y-cable | LED | 1 | 116 | [8 empty] | CE. ENEC | [6 empty] | 66 | 4000 | 450x380x90 |  | 220-240V |  | 5 |  | 120° | 3 | 80 |  | 4000 |  |  | >=0.9 | 100000 |  |  | 165.43 |  |  | 9 | C1 | 25 | max. 10% at 100.000 hrs |  | Available | 840/339 | Cx=0.4338;Cy=0.4030 | Class I | IK07 |  |  | 60 | 510 | -20 | 1 | 116 | RAL9016 | 50-60Hz | Passive | LED | dimmable | High Bay Rectangular | Tungsram High-bay IP66 | Indoor industrial |  |  | 19190 | No sensor |  |  |  | Bracket kit. Suspension holder kit. Protective Cover
TBD | TU HB IP66 G1 1H10 4K80 C1 DL ST QC W1 | image | datasheet | deeplink | TUNGSRAM - Tungsram High-bay IP66 - 9690lm - 56W - 4000K - 80CRI - TBD[SKU] - Bracket. Y-cable | 8 | Bracket. Y-cable | LED | 1 | 56 | [8 empty] | CE. ENEC | [6 empty] | 66 | 4000 | 450x380x90 |  | 220-240V |  | 5 |  | 120° | 3 | 80 |  | 4000 |  |  | >=0.9 | 115000 |  |  | 173.04 |  |  | 9 | C1 | 25 | max. 10% at 100.000 hrs |  | Available | 840/339 | Cx=0.4338;Cy=0.4030 | Class I | IK07 |  |  | 60 | 250 | -20 | 1 | 56 | RAL9016 | 50-60Hz | Passive | LED | dimmable | High Bay Rectangular | Tungsram High-bay IP66 | Indoor industrial |  |  | 9690 | No sensor |  |  |  | Bracket kit. Suspension holder kit. Protective Cover
TBD | TU HB IP65 G1 1S30 4K80 C1 RF ST QC W1 | image | datasheet | deeplink | TUNGSRAM - Tungsram High-bay IP66 - 27740lm - 201W - 4000K - 80CRI - TBD[SKU] - Bracket. Y-cable | 8 | Bracket. Y-cable | LED | 1 | 201 | [8 empty] | CE. ENEC | [6 empty] | 65 | 4000 | 515x380x90 |  | 220-240V |  | 5 |  | 120° | 3 | 80 |  | 4000 |  |  | >=0.9 | 117000 |  |  | 138.01 |  |  | 9 | C1 | 25 | max. 10% at 100.000 hrs |  | Available | 840/339 | Cx=0.4338;Cy=0.4030 | Class I | IK02 |  |  | 60 | 890 | -20 | 1 | 201 | RAL9016 | 50-60Hz | Passive | LED | dimmable | High Bay Rectangular | Tungsram High-bay IP66 | Indoor industrial |  |  | 27740 | Yes |  |  |  | Bracket kit. Suspension holder kit. Protective Cover
TBD | TU HB IP65 G1 1S20 4K80 C1 RF ST QC W1 | image | datasheet | deeplink | TUNGSRAM - Tungsram High-bay IP66 - 19570lm - 143W - 4000K - 80CRI - TBD[SKU] - Bracket. Y-cable | 8 | Bracket. Y-cable | LED | 1 | 143 | [8 empty] | CE. ENEC | [6 empty] | 65 | 4000 | 515x380x90 |  | 220-240V |  | 5 |  | 120° | 3 | 80 |  | 4000 |  |  | >=0.9 | 197000 |  |  | 136.85 |  |  | 9 | C1 | 25 | max. 10% at 100.000 hrs |  | Available | 840/339 | Cx=0.4338;Cy=0.4030 | Class I | IK02 |  |  | 60 | 630 | -20 | 1 | 143 | RAL9016 | 50-60Hz | Passive | LED | dimmable | High Bay Rectangular | Tungsram High-bay IP66 | Indoor industrial |  |  | 19570 | Yes |  |  |  | Bracket kit. Suspension holder kit. Protective Cover
TBD | TU HB IP65 G1 1S10 4K80 C1 RF ST QC W1 | image | datasheet | deeplink | TUNGSRAM - Tungsram High-bay IP66 - 9490lm - 69W - 4000K - 80CRI - TBD[SKU] - Bracket. Y-cable | 8 | Bracket. Y-cable | LED | 1 | 69 | [8 empty] | CE. ENEC | [6 empty] | 65 | 4000 | 515x380x90 |  | 220-240V |  | 5 |  | 120° | 3 | 80 |  | 4000 |  |  | >=0.9 | 259000 |  |  | 137.54 |  |  | 9 | C1 | 25 | max. 10% at 100.000 hrs |  | Available | 840/339 | Cx=0.4338;Cy=0.4030 | Class I | IK02 |  |  | 60 | 300 | -20 | 1 | 69 | RAL9016 | 50-60Hz | Passive | LED | dimmable | High Bay Rectangular | Tungsram High-bay IP66 | Indoor industrial |  |  | 9490 | Yes |  |  |  | Bracket kit. Suspension holder kit. Protective Cover
TBD | TU HB IP66 G1 1S30 4K80 C1 DL ST QC W1 | image | datasheet | deeplink | TUNGSRAM - Tungsram High-bay IP66 - 27740lm - 199W - 4000K - 80CRI - TBD[SKU] - Bracket. Y-cable | 8 | Bracket. Y-cable | LED | 1 | 199 | [8 empty] | CE. ENEC | [6 empty] | 66 | 4000 | 450x380x90 |  | 220-240V |  | 5 |  | 120° | 3 | 80 |  | 4000 |  |  | >=0.9 | 117000 |  |  | 139.4 |  |  | 9 | C1 | 25 | max. 10% at 100.000 hrs |  | Available | 840/339 | Cx=0.4338;Cy=0.4030 | Class I | IK07 |  |  | 60 | 880 | -20 | 1 | 199 | RAL9016 | 50-60Hz | Passive | LED | dimmable | High Bay Rectangular | Tungsram High-bay IP66 | Indoor industrial |  |  | 27740 | No sensor |  |  |  | Bracket kit. Suspension holder kit. Protective Cover
TBD | TU HB IP66 G1 1S20 4K80 C1 DL ST QC W1 | image | datasheet | deeplink | TUNGSRAM - Tungsram High-bay IP66 - 19570lm - 141W - 4000K - 80CRI - TBD[SKU] - Bracket. Y-cable | 8 | Bracket. Y-cable | LED | 1 | 141 | [8 empty] | CE. ENEC | [6 empty] | 66 | 4000 | 450x380x90 |  | 220-240V |  | 5 |  | 120° | 3 | 80 |  | 4000 |  |  | >=0.9 | 197000 |  |  | 138.79 |  |  | 9 | C1 | 25 | max. 10% at 100.000 hrs |  | Available | 840/339 | Cx=0.4338;Cy=0.4030 | Class I | IK07 |  |  | 60 | 630 | -20 | 1 | 141 | RAL9016 | 50-60Hz | Passive | LED | dimmable | High Bay Rectangular | Tungsram High-bay IP66 | Indoor industrial |  |  | 19570 | No sensor |  |  |  | Bracket kit. Suspension holder kit. Protective Cover
TBD | TU HB IP66 G1 1S10 4K80 C1 DL ST QC W1 | image | datasheet | deeplink | TUNGSRAM - Tungsram High-bay IP66 - 9490lm - 67W - 4000K - 80CRI - TBD[SKU] - Bracket. Y-cable | 8 | Bracket. Y-cable | LED | 1 | 67 | [8 empty] | CE. ENEC | [6 empty] | 66 | 4000 | 450x380x90 |  | 220-240V |  | 5 |  | 120° | 3 | 80 |  | 4000 |  |  | >=0.9 | 259000 |  |  | 141.64 |  |  | 9 | C1 | 25 | max. 10% at 100.000 hrs |  | Available | 840/339 | Cx=0.4338;Cy=0.4030 | Class I | IK07 |  |  | 60 | 300 | -20 | 1 | 67 | RAL9016 | 50-60Hz | Passive | LED | dimmable | High Bay Rectangular | Tungsram High-bay IP66 | Indoor industrial |  |  | 9490 | No sensor |  |  |  | Bracket kit. Suspension holder kit. Protective Cover
TBD | TU HB IP65 G1 1S30 4K80 C1 SN ST QC W1 | image | datasheet | deeplink | TUNGSRAM - Tungsram High-bay IP66 - 27740lm - 201W - 4000K - 80CRI - TBD[SKU] - Bracket. Y-cable | 8 | Bracket. Y-cable | LED | 1 | 201 | [8 empty] | CE. ENEC | [6 empty] | 65 | 4000 | 515x380x90 |  | 220-240V |  | 5 |  | 120° | 3 | 80 |  | 4000 |  |  | >=0.9 | 117000 |  |  | 138.01 |  |  | 9 | C1 | 25 | max. 10% at 100.000 hrs |  | Available | 840/339 | Cx=0.4338;Cy=0.4030 | Class I | IK02 |  |  | 60 | 890 | -20 | 1 | 201 | RAL9016 | 50-60Hz | Passive | LED | dimmable | High Bay Rectangular | Tungsram High-bay IP66 | Indoor industrial |  |  | 27740 | Yes |  |  |  | Bracket kit. Suspension holder kit. Protective Cover
TBD | TU HB IP65 G1 1S20 4K80 C1 SN ST QC W1 | image | datasheet | deeplink | TUNGSRAM - Tungsram High-bay IP66 - 19570lm - 143W - 4000K - 80CRI - TBD[SKU] - Bracket. Y-cable | 8 | Bracket. Y-cable | LED | 1 | 143 | [8 empty] | CE. ENEC | [6 empty] | 65 | 4000 | 515x380x90 |  | 220-240V |  | 5 |  | 120° | 3 | 80 |  | 4000 |  |  | >=0.9 | 197000 |  |  | 136.85 |  |  | 9 | C1 | 25 | max. 10% at 100.000 hrs |  | Available | 840/339 | Cx=0.4338;Cy=0.4030 | Class I | IK02 |  |  | 60 | 630 | -20 | 1 | 143 | RAL9016 | 50-60Hz | Passive | LED | dimmable | High Bay Rectangular | Tungsram High-bay IP66 | Indoor industrial |  |  | 19570 | Yes |  |  |  | Bracket kit. Suspension holder kit. Protective Cover
TBD | TU HB IP65 G1 1S10 4K80 C1 SN ST QC W1 | image | datasheet | deeplink | TUNGSRAM - Tungsram High-bay IP66 - 9490lm - 69W - 4000K - 80CRI - TBD[SKU] - Bracket. Y-cable | 8 | Bracket. Y-cable | LED | 1 | 69 | [8 empty] | CE. ENEC | [6 empty] | 65 | 4000 | 515x380x90 |  | 220-240V |  | 5 |  | 120° | 3 | 80 |  | 4000 |  |  | >=0.9 | 259000 |  |  | 137.54 |  |  | 9 | C1 | 25 | max. 10% at 100.000 hrs |  | Available | 840/339 | Cx=0.4338;Cy=0.4030 | Class I | IK02 |  |  | 60 | 300 | -20 | 1 | 69 | RAL9016 | 50-60Hz | Passive | LED | dimmable | High Bay Rectangular | Tungsram High-bay IP66 | Indoor industrial |  |  | 9490 | Yes |  |  |  | Bracket kit. Suspension holder kit. Protective Cover
TBD | TU HB IP66 G1 1S30 4K80 C1 FX ST QC W1 | image | datasheet | deeplink | TUNGSRAM - Tungsram High-bay IP66 - 27740lm - 199W - 4000K - 80CRI - TBD[SKU] - Bracket. Y-cable | 8 | Bracket. Y-cable | LED | 1 | 199 | [8 empty] | CE. ENEC | [6 empty] | 66 | 4000 | 450x380x90 |  | 220-240V |  | 5 |  | 120° | 3 | 80 |  | 4000 |  |  | >=0.9 | 117000 |  |  | 139.4 |  |  | 9 | C1 | 25 | max. 10% at 100.000 hrs |  | Available | 840/339 | Cx=0.4338;Cy=0.4030 | Class I | IK07 |  |  | 60 | 880 | -20 | 1 | 199 | RAL9016 | 50-60Hz | Passive | LED | none | High Bay Rectangular | Tungsram High-bay IP66 | Indoor industrial |  |  | 27740 | No sensor |  |  |  | Bracket kit. Suspension holder kit. Protective Cover
TBD | TU HB IP66 G1 1S20 4K80 C1 FX ST QC W1 | image | datasheet | deeplink | TUNGSRAM - Tungsram High-bay IP66 - 19570lm - 141W - 4000K - 80CRI - TBD[SKU] - Bracket. Y-cable | 8 | Bracket. Y-cable | LED | 1 | 141 | [8 empty] | CE. ENEC | [6 empty] | 66 | 4000 | 450x380x90 |  | 220-240V |  | 5 |  | 120° | 3 | 80 |  | 4000 |  |  | >=0.9 | 197000 |  |  | 138.79 |  |  | 9 | C1 | 25 | max. 10% at 100.000 hrs |  | Available | 840/339 | Cx=0.4338;Cy=0.4030 | Class I | IK07 |  |  | 60 | 630 | -20 | 1 | 141 | RAL9016 | 50-60Hz | Passive | LED | none | High Bay Rectangular | Tungsram High-bay IP66 | Indoor industrial |  |  | 19570 | No sensor |  |  |  | Bracket kit. Suspension holder kit. Protective Cover
TBD | TU HB IP66 G1 1S10 4K80 C1 FX ST QC W1 | image | datasheet | deeplink | TUNGSRAM - Tungsram High-bay IP66 - 9490lm - 67W - 4000K - 80CRI - TBD[SKU] - Bracket. Y-cable | 8 | Bracket. Y-cable | LED | 1 | 67 | [8 empty] | CE. ENEC | [6 empty] | 66 | 4000 | 450x380x90 |  | 220-240V |  | 5 |  | 120° | 3 | 80 |  | 4000 |  |  | >=0.9 | 259000 |  |  | 141.64 |  |  | 9 | C1 | 25 | max. 10% at 100.000 hrs |  | Available | 840/339 | Cx=0.4338;Cy=0.4030 | Class I | IK07 |  |  | 60 | 300 | -20 | 1 | 67 | RAL9016 | 50-60Hz | Passive | LED | none | High Bay Rectangular | Tungsram High-bay IP66 | Indoor industrial |  |  | 9490 | No sensor |  |  |  | Bracket kit. Suspension holder kit. Protective Cover
TBD | TU HB IP66 G1 2H45 5K70 C1 NL ST QC W1 | image | datasheet | deeplink | TUNGSRAM - Tungsram High-bay IP66 - 44100lm - 261W - 5000K - 70CRI - TBD[SKU] - Bracket. Y-cable | 12 | Bracket. Y-cable | LED | 1 | 261 | [8 empty] | CE | [6 empty] | 66 | 5000 | 817x380x110 |  | 220-240V |  | 5 |  | 120° | 3 | 70 |  | 5000 |  |  | >=0.9 | 116000 |  |  | 168.97 |  |  | 9 | C1 | 25 | max. 10% at 100.000 hrs |  | Available | 750/339 | Cx=0.3447;Cy=0.3553 | Class I | IK02 |  |  | 60 | 1160 | -20 | 1 | 261 | RAL9016 | 50-60Hz | Passive | LED | dimmable | High Bay Rectangular | Tungsram High-bay IP66 | Indoor industrial |  |  | 44100 | Yes |  |  |  | Bracket kit. Suspension holder kit. Protective Cover
TBD | TU HB IP66 G1 2H30 5K70 C1 NL ST QC W1 | image | datasheet | deeplink | TUNGSRAM - Tungsram High-bay IP66 - 30200lm - 171W - 5000K - 70CRI - TBD[SKU] - Bracket. Y-cable | 12 | Bracket. Y-cable | LED | 1 | 171 | [8 empty] | CE. ENEC | [6 empty] | 66 | 5000 | 817x380x110 |  | 220-240V |  | 5 |  | 120° | 3 | 70 |  | 5000 |  |  | >=0.9 | 105000 |  |  | 176.61 |  |  | 9 | C1 | 25 | max. 10% at 100.000 hrs |  | Available | 750/339 | Cx=0.3447;Cy=0.3553 | Class I | IK02 |  |  | 60 | 760 | -20 | 1 | 171 | RAL9016 | 50-60Hz | Passive | LED | dimmable | High Bay Rectangular | Tungsram High-bay IP66 | Indoor industrial |  |  | 30200 | Yes |  |  |  | Bracket kit. Suspension holder kit. Protective Cover
TBD | TU HB IP66 G1 1H20 5K70 C1 NL ST QC W1 | image | datasheet | deeplink | TUNGSRAM - Tungsram High-bay IP66 - 20200lm - 117W - 5000K - 70CRI - TBD[SKU] - Bracket. Y-cable | 8 | Bracket. Y-cable | LED | 1 | 117 | [8 empty] | CE. ENEC | [6 empty] | 66 | 5000 | 450x380x110 |  | 220-240V |  | 5 |  | 120° | 3 | 70 |  | 5000 |  |  | >=0.9 | 100000 |  |  | 172.65 |  |  | 9 | C1 | 25 | max. 10% at 100.000 hrs |  | Available | 750/339 | Cx=0.3447;Cy=0.3553 | Class I | IK02 |  |  | 60 | 520 | -20 | 1 | 117 | RAL9016 | 50-60Hz | Passive | LED | dimmable | High Bay Rectangular | Tungsram High-bay IP66 | Indoor industrial |  |  | 20200 | Yes |  |  |  | Bracket kit. Suspension holder kit. Protective Cover
TBD | TU HB IP66 G1 1H10 5K70 C1 NL ST QC W1 | image | datasheet | deeplink | TUNGSRAM - Tungsram High-bay IP66 - 10200lm - 57W - 5000K - 70CRI - TBD[SKU] - Bracket. Y-cable | 8 | Bracket. Y-cable | LED | 1 | 57 | [8 empty] | CE. ENEC | [6 empty] | 66 | 5000 | 450x380x110 |  | 220-240V |  | 5 |  | 120° | 3 | 70 |  | 5000 |  |  | >=0.9 | 115000 |  |  | 178.95 |  |  | 9 | C1 | 25 | max. 10% at 100.000 hrs |  | Available | 750/339 | Cx=0.3447;Cy=0.3553 | Class I | IK02 |  |  | 60 | 250 | -20 | 1 | 57 | RAL9016 | 50-60Hz | Passive | LED | dimmable | High Bay Rectangular | Tungsram High-bay IP66 | Indoor industrial |  |  | 10200 | Yes |  |  |  | Bracket kit. Suspension holder kit. Protective Cover
TBD | TU HB IP65 G1 2H45 5K70 C1 RF ST QC W1 | image | datasheet | deeplink | TUNGSRAM - Tungsram High-bay IP66 - 44100lm - 263W - 5000K - 70CRI - TBD[SKU] - Bracket. Y-cable | 12 | Bracket. Y-cable | LED | 1 | 263 | [8 empty] | CE | [6 empty] | 65 | 5000 | 882x380x90 |  | 220-240V |  | 5 |  | 120° | 3 | 70 |  | 5000 |  |  | >=0.9 | 116000 |  |  | 167.68 |  |  | 9 | C1 | 25 | max. 10% at 100.000 hrs |  | Available | 750/339 | Cx=0.3447;Cy=0.3553 | Class I | IK02 |  |  | 60 | 1170 | -20 | 1 | 263 | RAL9016 | 50-60Hz | Passive | LED | dimmable | High Bay Rectangular | Tungsram High-bay IP66 | Indoor industrial |  |  | 44100 | Yes |  |  |  | Bracket kit. Suspension holder kit. Protective Cover
TBD | TU HB IP65 G1 2H30 5K70 C1 RF ST QC W1 | image | datasheet | deeplink | TUNGSRAM - Tungsram High-bay IP66 - 30200lm - 172W - 5000K - 70CRI - TBD[SKU] - Bracket. Y-cable | 12 | Bracket. Y-cable | LED | 1 | 172 | [8 empty] | CE. ENEC | [6 empty] | 65 | 5000 | 882x380x90 |  | 220-240V |  | 5 |  | 120° | 3 | 70 |  | 5000 |  |  | >=0.9 | 105000 |  |  | 175.58 |  |  | 9 | C1 | 25 | max. 10% at 100.000 hrs |  | Available | 750/339 | Cx=0.3447;Cy=0.3553 | Class I | IK02 |  |  | 60 | 760 | -20 | 1 | 172 | RAL9016 | 50-60Hz | Passive | LED | dimmable | High Bay Rectangular | Tungsram High-bay IP66 | Indoor industrial |  |  | 30200 | Yes |  |  |  | Bracket kit. Suspension holder kit. Protective Cover
TBD | TU HB IP65 G1 1H20 5K70 C1 RF ST QC W1 | image | datasheet | deeplink | TUNGSRAM - Tungsram High-bay IP66 - 20200lm - 118W - 5000K - 70CRI - TBD[SKU] - Bracket. Y-cable | 8 | Bracket. Y-cable | LED | 1 | 118 | [8 empty] | CE. ENEC | [6 empty] | 65 | 5000 | 515x380x90 |  | 220-240V |  | 5 |  | 120° | 3 | 70 |  | 5000 |  |  | >=0.9 | 100000 |  |  | 171.19 |  |  | 9 | C1 | 25 | max. 10% at 100.000 hrs |  | Available | 750/339 | Cx=0.3447;Cy=0.3553 | Class I | IK02 |  |  | 60 | 520 | -20 | 1 | 118 | RAL9016 | 50-60Hz | Passive | LED | dimmable | High Bay Rectangular | Tungsram High-bay IP66 | Indoor industrial |  |  | 20200 | Yes |  |  |  | Bracket kit. Suspension holder kit. Protective Cover
TBD | TU HB IP65 G1 1H10 5K70 C1 RF ST QC W1 | image | datasheet | deeplink | TUNGSRAM - Tungsram High-bay IP66 - 10200lm - 58W - 5000K - 70CRI - TBD[SKU] - Bracket. Y-cable | 8 | Bracket. Y-cable | LED | 1 | 58 | [8 empty] | CE. ENEC | [6 empty] | 65 | 5000 | 515x380x90 |  | 220-240V |  | 5 |  | 120° | 3 | 70 |  | 5000 |  |  | >=0.9 | 115000 |  |  | 175.86 |  |  | 9 | C1 | 25 | max. 10% at 100.000 hrs |  | Available | 750/339 | Cx=0.3447;Cy=0.3553 | Class I | IK02 |  |  | 60 | 260 | -20 | 1 | 58 | RAL9016 | 50-60Hz | Passive | LED | dimmable | High Bay Rectangular | Tungsram High-bay IP66 | Indoor industrial |  |  | 10200 | Yes |  |  |  | Bracket kit. Suspension holder kit. Protective Cover
TBD | TU HB IP66 G1 2H45 5K70 C1 DL ST QC W1 | image | datasheet | deeplink | TUNGSRAM - Tungsram High-bay IP66 - 44100lm - 261W - 5000K - 70CRI - TBD[SKU] - Bracket. Y-cable | 12 | Bracket. Y-cable | LED | 1 | 261 | [8 empty] | CE | [6 empty] | 66 | 5000 | 817x380x90 |  | 220-240V |  | 5 |  | 120° | 3 | 70 |  | 5000 |  |  | >=0.9 | 116000 |  |  | 168.97 |  |  | 9 | C1 | 25 | max. 10% at 100.000 hrs |  | Available | 750/339 | Cx=0.3447;Cy=0.3553 | Class I | IK07 |  |  | 60 | 1160 | -20 | 1 | 261 | RAL9016 | 50-60Hz | Passive | LED | dimmable | High Bay Rectangular | Tungsram High-bay IP66 | Indoor industrial |  |  | 44100 | No sensor |  |  |  | Bracket kit. Suspension holder kit. Protective Cover
TBD | TU HB IP66 G1 2H30 5K70 C1 DL ST QC W1 | image | datasheet | deeplink | TUNGSRAM - Tungsram High-bay IP66 - 30200lm - 170W - 5000K - 70CRI - TBD[SKU] - Bracket. Y-cable | 12 | Bracket. Y-cable | LED | 1 | 170 | [8 empty] | CE. ENEC | [6 empty] | 66 | 5000 | 817x380x90 |  | 220-240V |  | 5 |  | 120° | 3 | 70 |  | 5000 |  |  | >=0.9 | 105000 |  |  | 177.65 |  |  | 9 | C1 | 25 | max. 10% at 100.000 hrs |  | Available | 750/339 | Cx=0.3447;Cy=0.3553 | Class I | IK07 |  |  | 60 | 750 | -20 | 1 | 170 | RAL9016 | 50-60Hz | Passive | LED | dimmable | High Bay Rectangular | Tungsram High-bay IP66 | Indoor industrial |  |  | 30200 | No sensor |  |  |  | Bracket kit. Suspension holder kit. Protective Cover
TBD | TU HB IP66 G1 1H20 5K70 C1 DL ST QC W1 | image | datasheet | deeplink | TUNGSRAM - Tungsram High-bay IP66 - 20200lm - 116W - 5000K - 70CRI - TBD[SKU] - Bracket. Y-cable | 8 | Bracket. Y-cable | LED | 1 | 116 | [8 empty] | CE. ENEC | [6 empty] | 66 | 5000 | 450x380x90 |  | 220-240V |  | 5 |  | 120° | 3 | 70 |  | 5000 |  |  | >=0.9 | 100000 |  |  | 174.14 |  |  | 9 | C1 | 25 | max. 10% at 100.000 hrs |  | Available | 750/339 | Cx=0.3447;Cy=0.3553 | Class I | IK07 |  |  | 60 | 510 | -20 | 1 | 116 | RAL9016 | 50-60Hz | Passive | LED | dimmable | High Bay Rectangular | Tungsram High-bay IP66 | Indoor industrial |  |  | 20200 | No sensor |  |  |  | Bracket kit. Suspension holder kit. Protective Cover
TBD | TU HB IP66 G1 1H10 5K70 C1 DL ST QC W1 | image | datasheet | deeplink | TUNGSRAM - Tungsram High-bay IP66 - 10200lm - 56W - 5000K - 70CRI - TBD[SKU] - Bracket. Y-cable | 8 | Bracket. Y-cable | LED | 1 | 56 | [8 empty] | CE. ENEC | [6 empty] | 66 | 5000 | 450x380x90 |  | 220-240V |  | 5 |  | 120° | 3 | 70 |  | 5000 |  |  | >=0.9 | 115000 |  |  | 182.14 |  |  | 9 | C1 | 25 | max. 10% at 100.000 hrs |  | Available | 750/339 | Cx=0.3447;Cy=0.3553 | Class I | IK07 |  |  | 60 | 250 | -20 | 1 | 56 | RAL9016 | 50-60Hz | Passive | LED | dimmable | High Bay Rectangular | Tungsram High-bay IP66 | Indoor industrial |  |  | 10200 | No sensor |  |  |  | Bracket kit. Suspension holder kit. Protective Cover
TBD | TU HB IP65 G1 1S30 5K70 C1 RF ST QC W1 | image | datasheet | deeplink | TUNGSRAM - Tungsram High-bay IP66 - 29200lm - 201W - 5000K - 70CRI - TBD[SKU] - Bracket. Y-cable | 8 | Bracket. Y-cable | LED | 1 | 201 | [8 empty] | CE. ENEC | [6 empty] | 65 | 5000 | 515x380x90 |  | 220-240V |  | 5 |  | 120° | 3 | 70 |  | 5000 |  |  | >=0.9 | 117000 |  |  | 145.27 |  |  | 9 | C1 | 25 | max. 10% at 100.000 hrs |  | Available | 750/339 | Cx=0.3447;Cy=0.3553 | Class I | IK02 |  |  | 60 | 890 | -20 | 1 | 201 | RAL9016 | 50-60Hz | Passive | LED | dimmable | High Bay Rectangular | Tungsram High-bay IP66 | Indoor industrial |  |  | 29200 | Yes |  |  |  | Bracket kit. Suspension holder kit. Protective Cover
TBD | TU HB IP65 G1 1S20 5K70 C1 RF ST QC W1 | image | datasheet | deeplink | TUNGSRAM - Tungsram High-bay IP66 - 20600lm - 143W - 5000K - 70CRI - TBD[SKU] - Bracket. Y-cable | 8 | Bracket. Y-cable | LED | 1 | 143 | [8 empty] | CE. ENEC | [6 empty] | 65 | 5000 | 515x380x90 |  | 220-240V |  | 5 |  | 120° | 3 | 70 |  | 5000 |  |  | >=0.9 | 197000 |  |  | 144.06 |  |  | 9 | C1 | 25 | max. 10% at 100.000 hrs |  | Available | 750/339 | Cx=0.3447;Cy=0.3553 | Class I | IK02 |  |  | 60 | 630 | -20 | 1 | 143 | RAL9016 | 50-60Hz | Passive | LED | dimmable | High Bay Rectangular | Tungsram High-bay IP66 | Indoor industrial |  |  | 20600 | Yes |  |  |  | Bracket kit. Suspension holder kit. Protective Cover
TBD | TU HB IP65 G1 1S10 5K70 C1 RF ST QC W1 | image | datasheet | deeplink | TUNGSRAM - Tungsram High-bay IP66 - 9990lm - 69W - 5000K - 70CRI - TBD[SKU] - Bracket. Y-cable | 8 | Bracket. Y-cable | LED | 1 | 69 | [8 empty] | CE. ENEC | [6 empty] | 65 | 5000 | 515x380x90 |  | 220-240V |  | 5 |  | 120° | 3 | 70 |  | 5000 |  |  | >=0.9 | 259000 |  |  | 144.78 |  |  | 9 | C1 | 25 | max. 10% at 100.000 hrs |  | Available | 750/339 | Cx=0.3447;Cy=0.3553 | Class I | IK02 |  |  | 60 | 300 | -20 | 1 | 69 | RAL9016 | 50-60Hz | Passive | LED | dimmable | High Bay Rectangular | Tungsram High-bay IP66 | Indoor industrial |  |  | 9990 | Yes |  |  |  | Bracket kit. Suspension holder kit. Protective Cover
TBD | TU HB IP66 G1 1S30 5K70 C1 DL ST QC W1 | image | datasheet | deeplink | TUNGSRAM - Tungsram High-bay IP66 - 29200lm - 199W - 5000K - 70CRI - TBD[SKU] - Bracket. Y-cable | 8 | Bracket. Y-cable | LED | 1 | 199 | [8 empty] | CE. ENEC | [6 empty] | 66 | 5000 | 450x380x90 |  | 220-240V |  | 5 |  | 120° | 3 | 70 |  | 5000 |  |  | >=0.9 | 117000 |  |  | 146.73 |  |  | 9 | C1 | 25 | max. 10% at 100.000 hrs |  | Available | 750/339 | Cx=0.3447;Cy=0.3553 | Class I | IK07 |  |  | 60 | 880 | -20 | 1 | 199 | RAL9016 | 50-60Hz | Passive | LED | dimmable | High Bay Rectangular | Tungsram High-bay IP66 | Indoor industrial |  |  | 29200 | No sensor |  |  |  | Bracket kit. Suspension holder kit. Protective Cover
TBD | TU HB IP66 G1 1S20 5K70 C1 DL ST QC W1 | image | datasheet | deeplink | TUNGSRAM - Tungsram High-bay IP66 - 20600lm - 141W - 5000K - 70CRI - TBD[SKU] - Bracket. Y-cable | 8 | Bracket. Y-cable | LED | 1 | 141 | [8 empty] | CE. ENEC | [6 empty] | 66 | 5000 | 450x380x90 |  | 220-240V |  | 5 |  | 120° | 3 | 70 |  | 5000 |  |  | >=0.9 | 197000 |  |  | 146.1 |  |  | 9 | C1 | 25 | max. 10% at 100.000 hrs |  | Available | 750/339 | Cx=0.3447;Cy=0.3553 | Class I | IK07 |  |  | 60 | 630 | -20 | 1 | 141 | RAL9016 | 50-60Hz | Passive | LED | dimmable | High Bay Rectangular | Tungsram High-bay IP66 | Indoor industrial |  |  | 20600 | No sensor |  |  |  | Bracket kit. Suspension holder kit. Protective Cover
TBD | TU HB IP66 G1 1S10 5K70 C1 DL ST QC W1 | image | datasheet | deeplink | TUNGSRAM - Tungsram High-bay IP66 - 9990lm - 67W - 5000K - 70CRI - TBD[SKU] - Bracket. Y-cable | 8 | Bracket. Y-cable | LED | 1 | 67 | [8 empty] | CE. ENEC | [6 empty] | 66 | 5000 | 450x380x90 |  | 220-240V |  | 5 |  | 120° | 3 | 70 |  | 5000 |  |  | >=0.9 | 259000 |  |  | 149.1 |  |  | 9 | C1 | 25 | max. 10% at 100.000 hrs |  | Available | 750/339 | Cx=0.3447;Cy=0.3553 | Class I | IK07 |  |  | 60 | 300 | -20 | 1 | 67 | RAL9016 | 50-60Hz | Passive | LED | dimmable | High Bay Rectangular | Tungsram High-bay IP66 | Indoor industrial |  |  | 9990 | No sensor |  |  |  | Bracket kit. Suspension holder kit. Protective Cover
TBD | TU HB IP65 G1 1S30 5K70 C1 SN ST QC W1 | image | datasheet | deeplink | TUNGSRAM - Tungsram High-bay IP66 - 29200lm - 201W - 5000K - 70CRI - TBD[SKU] - Bracket. Y-cable | 8 | Bracket. Y-cable | LED | 1 | 201 | [8 empty] | CE. ENEC | [6 empty] | 65 | 5000 | 515x380x90 |  | 220-240V |  | 5 |  | 120° | 3 | 70 |  | 5000 |  |  | >=0.9 | 117000 |  |  | 145.27 |  |  | 9 | C1 | 25 | max. 10% at 100.000 hrs |  | Available | 750/339 | Cx=0.3447;Cy=0.3553 | Class I | IK02 |  |  | 60 | 890 | -20 | 1 | 201 | RAL9016 | 50-60Hz | Passive | LED | dimmable | High Bay Rectangular | Tungsram High-bay IP66 | Indoor industrial |  |  | 29200 | Yes |  |  |  | Bracket kit. Suspension holder kit. Protective Cover
TBD | TU HB IP65 G1 1S20 5K70 C1 SN ST QC W1 | image | datasheet | deeplink | TUNGSRAM - Tungsram High-bay IP66 - 20600lm - 143W - 5000K - 70CRI - TBD[SKU] - Bracket. Y-cable | 8 | Bracket. Y-cable | LED | 1 | 143 | [8 empty] | CE. ENEC | [6 empty] | 65 | 5000 | 515x380x90 |  | 220-240V |  | 5 |  | 120° | 3 | 70 |  | 5000 |  |  | >=0.9 | 197000 |  |  | 144.06 |  |  | 9 | C1 | 25 | max. 10% at 100.000 hrs |  | Available | 750/339 | Cx=0.3447;Cy=0.3553 | Class I | IK02 |  |  | 60 | 630 | -20 | 1 | 143 | RAL9016 | 50-60Hz | Passive | LED | dimmable | High Bay Rectangular | Tungsram High-bay IP66 | Indoor industrial |  |  | 20600 | Yes |  |  |  | Bracket kit. Suspension holder kit. Protective Cover
TBD | TU HB IP65 G1 1S10 5K70 C1 SN ST QC W1 | image | datasheet | deeplink | TUNGSRAM - Tungsram High-bay IP66 - 9990lm - 69W - 5000K - 70CRI - TBD[SKU] - Bracket. Y-cable | 8 | Bracket. Y-cable | LED | 1 | 69 | [8 empty] | CE. ENEC | [6 empty] | 65 | 5000 | 515x380x90 |  | 220-240V |  | 5 |  | 120° | 3 | 70 |  | 5000 |  |  | >=0.9 | 259000 |  |  | 144.78 |  |  | 9 | C1 | 25 | max. 10% at 100.000 hrs |  | Available | 750/339 | Cx=0.3447;Cy=0.3553 | Class I | IK02 |  |  | 60 | 300 | -20 | 1 | 69 | RAL9016 | 50-60Hz | Passive | LED | dimmable | High Bay Rectangular | Tungsram High-bay IP66 | Indoor industrial |  |  | 9990 | Yes |  |  |  | Bracket kit. Suspension holder kit. Protective Cover
TBD | TU HB IP66 G1 1S30 5K70 C1 FX ST QC W1 | image | datasheet | deeplink | TUNGSRAM - Tungsram High-bay IP66 - 29200lm - 199W - 5000K - 70CRI - TBD[SKU] - Bracket. Y-cable | 8 | Bracket. Y-cable | LED | 1 | 199 | [8 empty] | CE. ENEC | [6 empty] | 66 | 5000 | 450x380x90 |  | 220-240V |  | 5 |  | 120° | 3 | 70 |  | 5000 |  |  | >=0.9 | 117000 |  |  | 146.73 |  |  | 9 | C1 | 25 | max. 10% at 100.000 hrs |  | Available | 750/339 | Cx=0.3447;Cy=0.3553 | Class I | IK07 |  |  | 60 | 880 | -20 | 1 | 199 | RAL9016 | 50-60Hz | Passive | LED | none | High Bay Rectangular | Tungsram High-bay IP66 | Indoor industrial |  |  | 29200 | No sensor |  |  |  | Bracket kit. Suspension holder kit. Protective Cover
TBD | TU HB IP66 G1 1S20 5K70 C1 FX ST QC W1 | image | datasheet | deeplink | TUNGSRAM - Tungsram High-bay IP66 - 20600lm - 141W - 5000K - 70CRI - TBD[SKU] - Bracket. Y-cable | 8 | Bracket. Y-cable | LED | 1 | 141 | [8 empty] | CE. ENEC | [6 empty] | 66 | 5000 | 450x380x90 |  | 220-240V |  | 5 |  | 120° | 3 | 70 |  | 5000 |  |  | >=0.9 | 197000 |  |  | 146.1 |  |  | 9 | C1 | 25 | max. 10% at 100.000 hrs |  | Available | 750/339 | Cx=0.3447;Cy=0.3553 | Class I | IK07 |  |  | 60 | 630 | -20 | 1 | 141 | RAL9016 | 50-60Hz | Passive | LED | none | High Bay Rectangular | Tungsram High-bay IP66 | Indoor industrial |  |  | 20600 | No sensor |  |  |  | Bracket kit. Suspension holder kit. Protective Cover
TBD | TU HB IP66 G1 1S10 5K70 C1 FX ST QC W1 | image | datasheet | deeplink | TUNGSRAM - Tungsram High-bay IP66 - 9990lm - 67W - 5000K - 70CRI - TBD[SKU] - Bracket. Y-cable | 8 | Bracket. Y-cable | LED | 1 | 67 | [8 empty] | CE. ENEC | [6 empty] | 66 | 5000 | 450x380x90 |  | 220-240V |  | 5 |  | 120° | 3 | 70 |  | 5000 |  |  | >=0.9 | 259000 |  |  | 149.1 |  |  | 9 | C1 | 25 | max. 10% at 100.000 hrs |  | Available | 750/339 | Cx=0.3447;Cy=0.3553 | Class I | IK07 |  |  | 60 | 300 | -20 | 1 | 67 | RAL9016 | 50-60Hz | Passive | LED | none | High Bay Rectangular | Tungsram High-bay IP66 | Indoor industrial |  |  | 9990 | No sensor |  |  |  | Bracket kit. Suspension holder kit. Protective Cover
TBD | TU HB IP66 G1 2H45 4K70 C1 NL ST QC W1 | image | datasheet | deeplink | TUNGSRAM - Tungsram High-bay IP66 - 42330lm - 261W - 4000K - 70CRI - TBD[SKU] - Bracket. Y-cable | 12 | Bracket. Y-cable | LED | 1 | 261 | [8 empty] | CE | [6 empty] | 66 | 4000 | 817x380x110 |  | 220-240V |  | 5 |  | 120° | 3 | 70 |  | 4000 |  |  | >=0.9 | 116000 |  |  | 162.18 |  |  | 9 | C1 | 25 | max. 10% at 100.000 hrs |  | Available | 740/339 | Cx=0.4338;Cy=0.4030 | Class I | IK02 |  |  | 60 | 1160 | -20 | 1 | 261 | RAL9016 | 50-60Hz | Passive | LED | dimmable | High Bay Rectangular | Tungsram High-bay IP66 | Indoor industrial |  |  | 42330 | Yes |  |  |  | Bracket kit. Suspension holder kit. Protective Cover
TBD | TU HB IP66 G1 2H30 4K70 C1 NL ST QC W1 | image | datasheet | deeplink | TUNGSRAM - Tungsram High-bay IP66 - 28990lm - 171W - 4000K - 70CRI - TBD[SKU] - Bracket. Y-cable | 12 | Bracket. Y-cable | LED | 1 | 171 | [8 empty] | CE. ENEC | [6 empty] | 66 | 4000 | 817x380x110 |  | 220-240V |  | 5 |  | 120° | 3 | 70 |  | 4000 |  |  | >=0.9 | 105000 |  |  | 169.53 |  |  | 9 | C1 | 25 | max. 10% at 100.000 hrs |  | Available | 740/339 | Cx=0.4338;Cy=0.4030 | Class I | IK02 |  |  | 60 | 760 | -20 | 1 | 171 | RAL9016 | 50-60Hz | Passive | LED | dimmable | High Bay Rectangular | Tungsram High-bay IP66 | Indoor industrial |  |  | 28990 | Yes |  |  |  | Bracket kit. Suspension holder kit. Protective Cover
TBD | TU HB IP66 G1 1H20 4K70 C1 NL ST QC W1 | image | datasheet | deeplink | TUNGSRAM - Tungsram High-bay IP66 - 19390lm - 117W - 4000K - 70CRI - TBD[SKU] - Bracket. Y-cable | 8 | Bracket. Y-cable | LED | 1 | 117 | [8 empty] | CE. ENEC | [6 empty] | 66 | 4000 | 450x380x110 |  | 220-240V |  | 5 |  | 120° | 3 | 70 |  | 4000 |  |  | >=0.9 | 100000 |  |  | 165.73 |  |  | 9 | C1 | 25 | max. 10% at 100.000 hrs |  | Available | 740/339 | Cx=0.4338;Cy=0.4030 | Class I | IK02 |  |  | 60 | 520 | -20 | 1 | 117 | RAL9016 | 50-60Hz | Passive | LED | dimmable | High Bay Rectangular | Tungsram High-bay IP66 | Indoor industrial |  |  | 19390 | Yes |  |  |  | Bracket kit. Suspension holder kit. Protective Cover
TBD | TU HB IP66 G1 1H10 4K70 C1 NL ST QC W1 | image | datasheet | deeplink | TUNGSRAM - Tungsram High-bay IP66 - 9790lm - 57W - 4000K - 70CRI - TBD[SKU] - Bracket. Y-cable | 8 | Bracket. Y-cable | LED | 1 | 57 | [8 empty] | CE. ENEC | [6 empty] | 66 | 4000 | 450x380x110 |  | 220-240V |  | 5 |  | 120° | 3 | 70 |  | 4000 |  |  | >=0.9 | 115000 |  |  | 171.75 |  |  | 9 | C1 | 25 | max. 10% at 100.000 hrs |  | Available | 740/339 | Cx=0.4338;Cy=0.4030 | Class I | IK02 |  |  | 60 | 250 | -20 | 1 | 57 | RAL9016 | 50-60Hz | Passive | LED | dimmable | High Bay Rectangular | Tungsram High-bay IP66 | Indoor industrial |  |  | 9790 | Yes |  |  |  | Bracket kit. Suspension holder kit. Protective Cover
TBD | TU HB IP65 G1 2H45 4K70 C1 RF ST QC W1 | image | datasheet | deeplink | TUNGSRAM - Tungsram High-bay IP66 - 42330lm - 263W - 4000K - 70CRI - TBD[SKU] - Bracket. Y-cable | 12 | Bracket. Y-cable | LED | 1 | 263 | [8 empty] | CE | [6 empty] | 65 | 4000 | 882x380x90 |  | 220-240V |  | 5 |  | 120° | 3 | 70 |  | 4000 |  |  | >=0.9 | 116000 |  |  | 160.95 |  |  | 9 | C1 | 25 | max. 10% at 100.000 hrs |  | Available | 740/339 | Cx=0.4338;Cy=0.4030 | Class I | IK02 |  |  | 60 | 1170 | -20 | 1 | 263 | RAL9016 | 50-60Hz | Passive | LED | dimmable | High Bay Rectangular | Tungsram High-bay IP66 | Indoor industrial |  |  | 42330 | Yes |  |  |  | Bracket kit. Suspension holder kit. Protective Cover
TBD | TU HB IP65 G1 2H30 4K70 C1 RF ST QC W1 | image | datasheet | deeplink | TUNGSRAM - Tungsram High-bay IP66 - 28990lm - 172W - 4000K - 70CRI - TBD[SKU] - Bracket. Y-cable | 12 | Bracket. Y-cable | LED | 1 | 172 | [8 empty] | CE. ENEC | [6 empty] | 65 | 4000 | 882x380x90 |  | 220-240V |  | 5 |  | 120° | 3 | 70 |  | 4000 |  |  | >=0.9 | 105000 |  |  | 168.55 |  |  | 9 | C1 | 25 | max. 10% at 100.000 hrs |  | Available | 740/339 | Cx=0.4338;Cy=0.4030 | Class I | IK02 |  |  | 60 | 760 | -20 | 1 | 172 | RAL9016 | 50-60Hz | Passive | LED | dimmable | High Bay Rectangular | Tungsram High-bay IP66 | Indoor industrial |  |  | 28990 | Yes |  |  |  | Bracket kit. Suspension holder kit. Protective Cover
TBD | TU HB IP65 G1 1H20 4K70 C1 RF ST QC W1 | image | datasheet | deeplink | TUNGSRAM - Tungsram High-bay IP66 - 19390lm - 118W - 4000K - 70CRI - TBD[SKU] - Bracket. Y-cable | 8 | Bracket. Y-cable | LED | 1 | 118 | [8 empty] | CE. ENEC | [6 empty] | 65 | 4000 | 515x380x90 |  | 220-240V |  | 5 |  | 120° | 3 | 70 |  | 4000 |  |  | >=0.9 | 100000 |  |  | 164.32 |  |  | 9 | C1 | 25 | max. 10% at 100.000 hrs |  | Available | 740/339 | Cx=0.4338;Cy=0.4030 | Class I | IK02 |  |  | 60 | 520 | -20 | 1 | 118 | RAL9016 | 50-60Hz | Passive | LED | dimmable | High Bay Rectangular | Tungsram High-bay IP66 | Indoor industrial |  |  | 19390 | Yes |  |  |  | Bracket kit. Suspension holder kit. Protective Cover
TBD | TU HB IP65 G1 1H10 4K70 C1 RF ST QC W1 | image | datasheet | deeplink | TUNGSRAM - Tungsram High-bay IP66 - 9790lm - 58W - 4000K - 70CRI - TBD[SKU] - Bracket. Y-cable | 8 | Bracket. Y-cable | LED | 1 | 58 | [8 empty] | CE. ENEC | [6 empty] | 65 | 4000 | 515x380x90 |  | 220-240V |  | 5 |  | 120° | 3 | 70 |  | 4000 |  |  | >=0.9 | 115000 |  |  | 168.79 |  |  | 9 | C1 | 25 | max. 10% at 100.000 hrs |  | Available | 740/339 | Cx=0.4338;Cy=0.4030 | Class I | IK02 |  |  | 60 | 260 | -20 | 1 | 58 | RAL9016 | 50-60Hz | Passive | LED | dimmable | High Bay Rectangular | Tungsram High-bay IP66 | Indoor industrial |  |  | 9790 | Yes |  |  |  | Bracket kit. Suspension holder kit. Protective Cover
TBD | TU HB IP66 G1 2H45 4K70 C1 DL ST QC W1 | image | datasheet | deeplink | TUNGSRAM - Tungsram High-bay IP66 - 42330lm - 261W - 4000K - 70CRI - TBD[SKU] - Bracket. Y-cable | 12 | Bracket. Y-cable | LED | 1 | 261 | [8 empty] | CE | [6 empty] | 66 | 4000 | 817x380x90 |  | 220-240V |  | 5 |  | 120° | 3 | 70 |  | 4000 |  |  | >=0.9 | 116000 |  |  | 162.18 |  |  | 9 | C1 | 25 | max. 10% at 100.000 hrs |  | Available | 740/339 | Cx=0.4338;Cy=0.4030 | Class I | IK07 |  |  | 60 | 1160 | -20 | 1 | 261 | RAL9016 | 50-60Hz | Passive | LED | dimmable | High Bay Rectangular | Tungsram High-bay IP66 | Indoor industrial |  |  | 42330 | No sensor |  |  |  | Bracket kit. Suspension holder kit. Protective Cover
TBD | TU HB IP66 G1 2H30 4K70 C1 DL ST QC W1 | image | datasheet | deeplink | TUNGSRAM - Tungsram High-bay IP66 - 28990lm - 170W - 4000K - 70CRI - TBD[SKU] - Bracket. Y-cable | 12 | Bracket. Y-cable | LED | 1 | 170 | [8 empty] | CE. ENEC | [6 empty] | 66 | 4000 | 817x380x90 |  | 220-240V |  | 5 |  | 120° | 3 | 70 |  | 4000 |  |  | >=0.9 | 105000 |  |  | 170.53 |  |  | 9 | C1 | 25 | max. 10% at 100.000 hrs |  | Available | 740/339 | Cx=0.4338;Cy=0.4030 | Class I | IK07 |  |  | 60 | 750 | -20 | 1 | 170 | RAL9016 | 50-60Hz | Passive | LED | dimmable | High Bay Rectangular | Tungsram High-bay IP66 | Indoor industrial |  |  | 28990 | No sensor |  |  |  | Bracket kit. Suspension holder kit. Protective Cover
TBD | TU HB IP66 G1 1H20 4K70 C1 DL ST QC W1 | image | datasheet | deeplink | TUNGSRAM - Tungsram High-bay IP66 - 19390lm - 116W - 4000K - 70CRI - TBD[SKU] - Bracket. Y-cable | 8 | Bracket. Y-cable | LED | 1 | 116 | [8 empty] | CE. ENEC | [6 empty] | 66 | 4000 | 450x380x90 |  | 220-240V |  | 5 |  | 120° | 3 | 70 |  | 4000 |  |  | >=0.9 | 100000 |  |  | 167.16 |  |  | 9 | C1 | 25 | max. 10% at 100.000 hrs |  | Available | 740/339 | Cx=0.4338;Cy=0.4030 | Class I | IK07 |  |  | 60 | 510 | -20 | 1 | 116 | RAL9016 | 50-60Hz | Passive | LED | dimmable | High Bay Rectangular | Tungsram High-bay IP66 | Indoor industrial |  |  | 19390 | No sensor |  |  |  | Bracket kit. Suspension holder kit. Protective Cover
TBD | TU HB IP66 G1 1H10 4K70 C1 DL ST QC W1 | image | datasheet | deeplink | TUNGSRAM - Tungsram High-bay IP66 - 9790lm - 56W - 4000K - 70CRI - TBD[SKU] - Bracket. Y-cable | 8 | Bracket. Y-cable | LED | 1 | 56 | [8 empty] | CE. ENEC | [6 empty] | 66 | 4000 | 450x380x90 |  | 220-240V |  | 5 |  | 120° | 3 | 70 |  | 4000 |  |  | >=0.9 | 115000 |  |  | 174.82 |  |  | 9 | C1 | 25 | max. 10% at 100.000 hrs |  | Available | 740/339 | Cx=0.4338;Cy=0.4030 | Class I | IK07 |  |  | 60 | 250 | -20 | 1 | 56 | RAL9016 | 50-60Hz | Passive | LED | dimmable | High Bay Rectangular | Tungsram High-bay IP66 | Indoor industrial |  |  | 9790 | No sensor |  |  |  | Bracket kit. Suspension holder kit. Protective Cover
TBD | TU HB IP65 G1 1S30 4K70 C1 RF ST QC W1 | image | datasheet | deeplink | TUNGSRAM - Tungsram High-bay IP66 - 28030lm - 201W - 4000K - 70CRI - TBD[SKU] - Bracket. Y-cable | 8 | Bracket. Y-cable | LED | 1 | 201 | [8 empty] | CE. ENEC | [6 empty] | 65 | 4000 | 515x380x90 |  | 220-240V |  | 5 |  | 120° | 3 | 70 |  | 4000 |  |  | >=0.9 | 117000 |  |  | 139.45 |  |  | 9 | C1 | 25 | max. 10% at 100.000 hrs |  | Available | 740/339 | Cx=0.4338;Cy=0.4030 | Class I | IK02 |  |  | 60 | 890 | -20 | 1 | 201 | RAL9016 | 50-60Hz | Passive | LED | dimmable | High Bay Rectangular | Tungsram High-bay IP66 | Indoor industrial |  |  | 28030 | Yes |  |  |  | Bracket kit. Suspension holder kit. Protective Cover
TBD | TU HB IP65 G1 1S20 4K70 C1 RF ST QC W1 | image | datasheet | deeplink | TUNGSRAM - Tungsram High-bay IP66 - 19770lm - 143W - 4000K - 70CRI - TBD[SKU] - Bracket. Y-cable | 8 | Bracket. Y-cable | LED | 1 | 143 | [8 empty] | CE. ENEC | [6 empty] | 65 | 4000 | 515x380x90 |  | 220-240V |  | 5 |  | 120° | 3 | 70 |  | 4000 |  |  | >=0.9 | 197000 |  |  | 138.25 |  |  | 9 | C1 | 25 | max. 10% at 100.000 hrs |  | Available | 740/339 | Cx=0.4338;Cy=0.4030 | Class I | IK02 |  |  | 60 | 630 | -20 | 1 | 143 | RAL9016 | 50-60Hz | Passive | LED | dimmable | High Bay Rectangular | Tungsram High-bay IP66 | Indoor industrial |  |  | 19770 | Yes |  |  |  | Bracket kit. Suspension holder kit. Protective Cover
TBD | TU HB IP65 G1 1S10 4K70 C1 RF ST QC W1 | image | datasheet | deeplink | TUNGSRAM - Tungsram High-bay IP66 - 9590lm - 69W - 4000K - 70CRI - TBD[SKU] - Bracket. Y-cable | 8 | Bracket. Y-cable | LED | 1 | 69 | [8 empty] | CE. ENEC | [6 empty] | 65 | 4000 | 515x380x90 |  | 220-240V |  | 5 |  | 120° | 3 | 70 |  | 4000 |  |  | >=0.9 | 259000 |  |  | 138.99 |  |  | 9 | C1 | 25 | max. 10% at 100.000 hrs |  | Available | 740/339 | Cx=0.4338;Cy=0.4030 | Class I | IK02 |  |  | 60 | 300 | -20 | 1 | 69 | RAL9016 | 50-60Hz | Passive | LED | dimmable | High Bay Rectangular | Tungsram High-bay IP66 | Indoor industrial |  |  | 9590 | Yes |  |  |  | Bracket kit. Suspension holder kit. Protective Cover
TBD | TU HB IP66 G1 1S30 4K70 C1 DL ST QC W1 | image | datasheet | deeplink | TUNGSRAM - Tungsram High-bay IP66 - 28030lm - 199W - 4000K - 70CRI - TBD[SKU] - Bracket. Y-cable | 8 | Bracket. Y-cable | LED | 1 | 199 | [8 empty] | CE. ENEC | [6 empty] | 66 | 4000 | 450x380x90 |  | 220-240V |  | 5 |  | 120° | 3 | 70 |  | 4000 |  |  | >=0.9 | 117000 |  |  | 140.85 |  |  | 9 | C1 | 25 | max. 10% at 100.000 hrs |  | Available | 740/339 | Cx=0.4338;Cy=0.4030 | Class I | IK07 |  |  | 60 | 880 | -20 | 1 | 199 | RAL9016 | 50-60Hz | Passive | LED | dimmable | High Bay Rectangular | Tungsram High-bay IP66 | Indoor industrial |  |  | 28030 | No sensor |  |  |  | Bracket kit. Suspension holder kit. Protective Cover
TBD | TU HB IP66 G1 1S20 4K70 C1 DL ST QC W1 | image | datasheet | deeplink | TUNGSRAM - Tungsram High-bay IP66 - 19770lm - 141W - 4000K - 70CRI - TBD[SKU] - Bracket. Y-cable | 8 | Bracket. Y-cable | LED | 1 | 141 | [8 empty] | CE. ENEC | [6 empty] | 66 | 4000 | 450x380x90 |  | 220-240V |  | 5 |  | 120° | 3 | 70 |  | 4000 |  |  | >=0.9 | 197000 |  |  | 140.21 |  |  | 9 | C1 | 25 | max. 10% at 100.000 hrs |  | Available | 740/339 | Cx=0.4338;Cy=0.4030 | Class I | IK07 |  |  | 60 | 630 | -20 | 1 | 141 | RAL9016 | 50-60Hz | Passive | LED | dimmable | High Bay Rectangular | Tungsram High-bay IP66 | Indoor industrial |  |  | 19770 | No sensor |  |  |  | Bracket kit. Suspension holder kit. Protective Cover
TBD | TU HB IP66 G1 1S10 4K70 C1 DL ST QC W1 | image | datasheet | deeplink | TUNGSRAM - Tungsram High-bay IP66 - 9590lm - 67W - 4000K - 70CRI - TBD[SKU] - Bracket. Y-cable | 8 | Bracket. Y-cable | LED | 1 | 67 | [8 empty] | CE. ENEC | [6 empty] | 66 | 4000 | 450x380x90 |  | 220-240V |  | 5 |  | 120° | 3 | 70 |  | 4000 |  |  | >=0.9 | 259000 |  |  | 143.13 |  |  | 9 | C1 | 25 | max. 10% at 100.000 hrs |  | Available | 740/339 | Cx=0.4338;Cy=0.4030 | Class I | IK07 |  |  | 60 | 300 | -20 | 1 | 67 | RAL9016 | 50-60Hz | Passive | LED | dimmable | High Bay Rectangular | Tungsram High-bay IP66 | Indoor industrial |  |  | 9590 | No sensor |  |  |  | Bracket kit. Suspension holder kit. Protective Cover
TBD | TU HB IP65 G1 1S30 4K70 C1 SN ST QC W1 | image | datasheet | deeplink | TUNGSRAM - Tungsram High-bay IP66 - 28030lm - 201W - 4000K - 70CRI - TBD[SKU] - Bracket. Y-cable | 8 | Bracket. Y-cable | LED | 1 | 201 | [8 empty] | CE. ENEC | [6 empty] | 65 | 4000 | 515x380x90 |  | 220-240V |  | 5 |  | 120° | 3 | 70 |  | 4000 |  |  | >=0.9 | 117000 |  |  | 139.45 |  |  | 9 | C1 | 25 | max. 10% at 100.000 hrs |  | Available | 740/339 | Cx=0.4338;Cy=0.4030 | Class I | IK02 |  |  | 60 | 890 | -20 | 1 | 201 | RAL9016 | 50-60Hz | Passive | LED | dimmable | High Bay Rectangular | Tungsram High-bay IP66 | Indoor industrial |  |  | 28030 | Yes |  |  |  | Bracket kit. Suspension holder kit. Protective Cover
TBD | TU HB IP65 G1 1S20 4K70 C1 SN ST QC W1 | image | datasheet | deeplink | TUNGSRAM - Tungsram High-bay IP66 - 19770lm - 143W - 4000K - 70CRI - TBD[SKU] - Bracket. Y-cable | 8 | Bracket. Y-cable | LED | 1 | 143 | [8 empty] | CE. ENEC | [6 empty] | 65 | 4000 | 515x380x90 |  | 220-240V |  | 5 |  | 120° | 3 | 70 |  | 4000 |  |  | >=0.9 | 197000 |  |  | 138.25 |  |  | 9 | C1 | 25 | max. 10% at 100.000 hrs |  | Available | 740/339 | Cx=0.4338;Cy=0.4030 | Class I | IK02 |  |  | 60 | 630 | -20 | 1 | 143 | RAL9016 | 50-60Hz | Passive | LED | dimmable | High Bay Rectangular | Tungsram High-bay IP66 | Indoor industrial |  |  | 19770 | Yes |  |  |  | Bracket kit. Suspension holder kit. Protective Cover
TBD | TU HB IP65 G1 1S10 4K70 C1 SN ST QC W1 | image | datasheet | deeplink | TUNGSRAM - Tungsram High-bay IP66 - 9590lm - 69W - 4000K - 70CRI - TBD[SKU] - Bracket. Y-cable | 8 | Bracket. Y-cable | LED | 1 | 69 | [8 empty] | CE. ENEC | [6 empty] | 65 | 4000 | 515x380x90 |  | 220-240V |  | 5 |  | 120° | 3 | 70 |  | 4000 |  |  | >=0.9 | 259000 |  |  | 138.99 |  |  | 9 | C1 | 25 | max. 10% at 100.000 hrs |  | Available | 740/339 | Cx=0.4338;Cy=0.4030 | Class I | IK02 |  |  | 60 | 300 | -20 | 1 | 69 | RAL9016 | 50-60Hz | Passive | LED | dimmable | High Bay Rectangular | Tungsram High-bay IP66 | Indoor industrial |  |  | 9590 | Yes |  |  |  | Bracket kit. Suspension holder kit. Protective Cover
TBD | TU HB IP66 G1 1S30 4K70 C1 FX ST QC W1 | image | datasheet | deeplink | TUNGSRAM - Tungsram High-bay IP66 - 28030lm - 199W - 4000K - 70CRI - TBD[SKU] - Bracket. Y-cable | 8 | Bracket. Y-cable | LED | 1 | 199 | [8 empty] | CE. ENEC | [6 empty] | 66 | 4000 | 450x380x90 |  | 220-240V |  | 5 |  | 120° | 3 | 70 |  | 4000 |  |  | >=0.9 | 117000 |  |  | 140.85 |  |  | 9 | C1 | 25 | max. 10% at 100.000 hrs |  | Available | 740/339 | Cx=0.4338;Cy=0.4030 | Class I | IK07 |  |  | 60 | 880 | -20 | 1 | 199 | RAL9016 | 50-60Hz | Passive | LED | none | High Bay Rectangular | Tungsram High-bay IP66 | Indoor industrial |  |  | 28030 | No sensor |  |  |  | Bracket kit. Suspension holder kit. Protective Cover
TBD | TU HB IP66 G1 1S20 4K70 C1 FX ST QC W1 | image | datasheet | deeplink | TUNGSRAM - Tungsram High-bay IP66 - 19770lm - 141W - 4000K - 70CRI - TBD[SKU] - Bracket. Y-cable | 8 | Bracket. Y-cable | LED | 1 | 141 | [8 empty] | CE. ENEC | [6 empty] | 66 | 4000 | 450x380x90 |  | 220-240V |  | 5 |  | 120° | 3 | 70 |  | 4000 |  |  | >=0.9 | 197000 |  |  | 140.21 |  |  | 9 | C1 | 25 | max. 10% at 100.000 hrs |  | Available | 740/339 | Cx=0.4338;Cy=0.4030 | Class I | IK07 |  |  | 60 | 630 | -20 | 1 | 141 | RAL9016 | 50-60Hz | Passive | LED | none | High Bay Rectangular | Tungsram High-bay IP66 | Indoor industrial |  |  | 19770 | No sensor |  |  |  | Bracket kit. Suspension holder kit. Protective Cover
TBD | TU HB IP66 G1 1S10 4K70 C1 FX ST QC W1 | image | datasheet | deeplink | TUNGSRAM - Tungsram High-bay IP66 - 9590lm - 67W - 4000K - 70CRI - TBD[SKU] - Bracket. Y-cable | 8 | Bracket. Y-cable | LED | 1 | 67 | [8 empty] | CE. ENEC | [6 empty] | 66 | 4000 | 450x380x90 |  | 220-240V |  | 5 |  | 120° | 3 | 70 |  | 4000 |  |  | >=0.9 | 259000 |  |  | 143.13 |  |  | 9 | C1 | 25 | max. 10% at 100.000 hrs |  | Available | 740/339 | Cx=0.4338;Cy=0.4030 | Class I | IK07 |  |  | 60 | 300 | -20 | 1 | 67 | RAL9016 | 50-60Hz | Passive | LED | none | High Bay Rectangular | Tungsram High-bay IP66 | Indoor industrial |  |  | 9590 | No sensor |  |  |  | Bracket kit. Suspension holder kit. Protective Cover
TBD | TU HB IP66 G1 2H45 5K80 L9 NL ST PC W1 | image | datasheet | deeplink | TUNGSRAM - Tungsram High-bay IP66 - 39160lm - 261W - 5000K - 80CRI - TBD[SKU] - Bracket. Y-cable | 12 | Bracket. Y-cable | LED | 1 | 261 | [8 empty] | CE | [6 empty] | 66 | 5000 | 817x380x110 |  | 220-240V |  | 5 |  | 90° | 3 | 80 |  | 5000 |  |  | >=0.9 | 116000 |  |  | 150.04 |  |  | 9 | L9 | 25 | max. 10% at 100.000 hrs |  | Available | 850/339 | Cx=0.3447;Cy=0.3553 | Class I | IK02 |  |  | 60 | 1160 | -20 | 1 | 261 | RAL9016 | 50-60Hz | Passive | LED | dimmable | High Bay Rectangular | Tungsram High-bay IP66 | Indoor industrial |  |  | 39160 | Yes |  |  |  | Bracket kit. Suspension holder kit. Protective Cover
TBD | TU HB IP66 G1 2H30 5K80 L9 NL ST PC W1 | image | datasheet | deeplink | TUNGSRAM - Tungsram High-bay IP66 - 26810lm - 171W - 5000K - 80CRI - TBD[SKU] - Bracket. Y-cable | 12 | Bracket. Y-cable | LED | 1 | 171 | [8 empty] | CE. ENEC | [6 empty] | 66 | 5000 | 817x380x110 |  | 220-240V |  | 5 |  | 90° | 3 | 80 |  | 5000 |  |  | >=0.9 | 105000 |  |  | 156.78 |  |  | 9 | L9 | 25 | max. 10% at 100.000 hrs |  | Available | 850/339 | Cx=0.3447;Cy=0.3553 | Class I | IK02 |  |  | 60 | 760 | -20 | 1 | 171 | RAL9016 | 50-60Hz | Passive | LED | dimmable | High Bay Rectangular | Tungsram High-bay IP66 | Indoor industrial |  |  | 26810 | Yes |  |  |  | Bracket kit. Suspension holder kit. Protective Cover
TBD | TU HB IP66 G1 1H20 5K80 L9 NL ST PC W1 | image | datasheet | deeplink | TUNGSRAM - Tungsram High-bay IP66 - 17930lm - 117W - 5000K - 80CRI - TBD[SKU] - Bracket. Y-cable | 8 | Bracket. Y-cable | LED | 1 | 117 | [8 empty] | CE. ENEC | [6 empty] | 66 | 5000 | 450x380x110 |  | 220-240V |  | 5 |  | 90° | 3 | 80 |  | 5000 |  |  | >=0.9 | 100000 |  |  | 153.25 |  |  | 9 | L9 | 25 | max. 10% at 100.000 hrs |  | Available | 850/339 | Cx=0.3447;Cy=0.3553 | Class I | IK02 |  |  | 60 | 520 | -20 | 1 | 117 | RAL9016 | 50-60Hz | Passive | LED | dimmable | High Bay Rectangular | Tungsram High-bay IP66 | Indoor industrial |  |  | 17930 | Yes |  |  |  | Bracket kit. Suspension holder kit. Protective Cover
TBD | TU HB IP66 G1 1H10 5K80 L9 NL ST PC W1 | image | datasheet | deeplink | TUNGSRAM - Tungsram High-bay IP66 - 9050lm - 57W - 5000K - 80CRI - TBD[SKU] - Bracket. Y-cable | 8 | Bracket. Y-cable | LED | 1 | 57 | [8 empty] | CE. ENEC | [6 empty] | 66 | 5000 | 450x380x110 |  | 220-240V |  | 5 |  | 90° | 3 | 80 |  | 5000 |  |  | >=0.9 | 115000 |  |  | 158.77 |  |  | 9 | L9 | 25 | max. 10% at 100.000 hrs |  | Available | 850/339 | Cx=0.3447;Cy=0.3553 | Class I | IK02 |  |  | 60 | 250 | -20 | 1 | 57 | RAL9016 | 50-60Hz | Passive | LED | dimmable | High Bay Rectangular | Tungsram High-bay IP66 | Indoor industrial |  |  | 9050 | Yes |  |  |  | Bracket kit. Suspension holder kit. Protective Cover
TBD | TU HB IP65 G1 2H45 5K80 L9 RF ST PC W1 | image | datasheet | deeplink | TUNGSRAM - Tungsram High-bay IP66 - 39160lm - 263W - 5000K - 80CRI - TBD[SKU] - Bracket. Y-cable | 12 | Bracket. Y-cable | LED | 1 | 263 | [8 empty] | CE | [6 empty] | 65 | 5000 | 882x380x90 |  | 220-240V |  | 5 |  | 90° | 3 | 80 |  | 5000 |  |  | >=0.9 | 116000 |  |  | 148.9 |  |  | 9 | L9 | 25 | max. 10% at 100.000 hrs |  | Available | 850/339 | Cx=0.3447;Cy=0.3553 | Class I | IK02 |  |  | 60 | 1170 | -20 | 1 | 263 | RAL9016 | 50-60Hz | Passive | LED | dimmable | High Bay Rectangular | Tungsram High-bay IP66 | Indoor industrial |  |  | 39160 | Yes |  |  |  | Bracket kit. Suspension holder kit. Protective Cover
TBD | TU HB IP65 G1 2H30 5K80 L9 RF ST PC W1 | image | datasheet | deeplink | TUNGSRAM - Tungsram High-bay IP66 - 26810lm - 172W - 5000K - 80CRI - TBD[SKU] - Bracket. Y-cable | 12 | Bracket. Y-cable | LED | 1 | 172 | [8 empty] | CE. ENEC | [6 empty] | 65 | 5000 | 882x380x90 |  | 220-240V |  | 5 |  | 90° | 3 | 80 |  | 5000 |  |  | >=0.9 | 105000 |  |  | 155.87 |  |  | 9 | L9 | 25 | max. 10% at 100.000 hrs |  | Available | 850/339 | Cx=0.3447;Cy=0.3553 | Class I | IK02 |  |  | 60 | 760 | -20 | 1 | 172 | RAL9016 | 50-60Hz | Passive | LED | dimmable | High Bay Rectangular | Tungsram High-bay IP66 | Indoor industrial |  |  | 26810 | Yes |  |  |  | Bracket kit. Suspension holder kit. Protective Cover
TBD | TU HB IP65 G1 1H20 5K80 L9 RF ST PC W1 | image | datasheet | deeplink | TUNGSRAM - Tungsram High-bay IP66 - 17930lm - 118W - 5000K - 80CRI - TBD[SKU] - Bracket. Y-cable | 8 | Bracket. Y-cable | LED | 1 | 118 | [8 empty] | CE. ENEC | [6 empty] | 65 | 5000 | 515x380x90 |  | 220-240V |  | 5 |  | 90° | 3 | 80 |  | 5000 |  |  | >=0.9 | 100000 |  |  | 151.95 |  |  | 9 | L9 | 25 | max. 10% at 100.000 hrs |  | Available | 850/339 | Cx=0.3447;Cy=0.3553 | Class I | IK02 |  |  | 60 | 520 | -20 | 1 | 118 | RAL9016 | 50-60Hz | Passive | LED | dimmable | High Bay Rectangular | Tungsram High-bay IP66 | Indoor industrial |  |  | 17930 | Yes |  |  |  | Bracket kit. Suspension holder kit. Protective Cover
TBD | TU HB IP65 G1 1H10 5K80 L9 RF ST PC W1 | image | datasheet | deeplink | TUNGSRAM - Tungsram High-bay IP66 - 9050lm - 58W - 5000K - 80CRI - TBD[SKU] - Bracket. Y-cable | 8 | Bracket. Y-cable | LED | 1 | 58 | [8 empty] | CE. ENEC | [6 empty] | 65 | 5000 | 515x380x90 |  | 220-240V |  | 5 |  | 90° | 3 | 80 |  | 5000 |  |  | >=0.9 | 115000 |  |  | 156.03 |  |  | 9 | L9 | 25 | max. 10% at 100.000 hrs |  | Available | 850/339 | Cx=0.3447;Cy=0.3553 | Class I | IK02 |  |  | 60 | 260 | -20 | 1 | 58 | RAL9016 | 50-60Hz | Passive | LED | dimmable | High Bay Rectangular | Tungsram High-bay IP66 | Indoor industrial |  |  | 9050 | Yes |  |  |  | Bracket kit. Suspension holder kit. Protective Cover
TBD | TU HB IP66 G1 2H45 5K80 L9 DL ST PC W1 | image | datasheet | deeplink | TUNGSRAM - Tungsram High-bay IP66 - 39160lm - 261W - 5000K - 80CRI - TBD[SKU] - Bracket. Y-cable | 12 | Bracket. Y-cable | LED | 1 | 261 | [8 empty] | CE | [6 empty] | 66 | 5000 | 817x380x90 |  | 220-240V |  | 5 |  | 90° | 3 | 80 |  | 5000 |  |  | >=0.9 | 116000 |  |  | 150.04 |  |  | 9 | L9 | 25 | max. 10% at 100.000 hrs |  | Available | 850/339 | Cx=0.3447;Cy=0.3553 | Class I | IK07 |  |  | 60 | 1160 | -20 | 1 | 261 | RAL9016 | 50-60Hz | Passive | LED | dimmable | High Bay Rectangular | Tungsram High-bay IP66 | Indoor industrial |  |  | 39160 | No sensor |  |  |  | Bracket kit. Suspension holder kit. Protective Cover
TBD | TU HB IP66 G1 2H30 5K80 L9 DL ST PC W1 | image | datasheet | deeplink | TUNGSRAM - Tungsram High-bay IP66 - 26810lm - 170W - 5000K - 80CRI - TBD[SKU] - Bracket. Y-cable | 12 | Bracket. Y-cable | LED | 1 | 170 | [8 empty] | CE. ENEC | [6 empty] | 66 | 5000 | 817x380x90 |  | 220-240V |  | 5 |  | 90° | 3 | 80 |  | 5000 |  |  | >=0.9 | 105000 |  |  | 157.71 |  |  | 9 | L9 | 25 | max. 10% at 100.000 hrs |  | Available | 850/339 | Cx=0.3447;Cy=0.3553 | Class I | IK07 |  |  | 60 | 750 | -20 | 1 | 170 | RAL9016 | 50-60Hz | Passive | LED | dimmable | High Bay Rectangular | Tungsram High-bay IP66 | Indoor industrial |  |  | 26810 | No sensor |  |  |  | Bracket kit. Suspension holder kit. Protective Cover
TBD | TU HB IP66 G1 1H20 5K80 L9 DL ST PC W1 | image | datasheet | deeplink | TUNGSRAM - Tungsram High-bay IP66 - 17930lm - 116W - 5000K - 80CRI - TBD[SKU] - Bracket. Y-cable | 8 | Bracket. Y-cable | LED | 1 | 116 | [8 empty] | CE. ENEC | [6 empty] | 66 | 5000 | 450x380x90 |  | 220-240V |  | 5 |  | 90° | 3 | 80 |  | 5000 |  |  | >=0.9 | 100000 |  |  | 154.57 |  |  | 9 | L9 | 25 | max. 10% at 100.000 hrs |  | Available | 850/339 | Cx=0.3447;Cy=0.3553 | Class I | IK07 |  |  | 60 | 510 | -20 | 1 | 116 | RAL9016 | 50-60Hz | Passive | LED | dimmable | High Bay Rectangular | Tungsram High-bay IP66 | Indoor industrial |  |  | 17930 | No sensor |  |  |  | Bracket kit. Suspension holder kit. Protective Cover
TBD | TU HB IP66 G1 1H10 5K80 L9 DL ST PC W1 | image | datasheet | deeplink | TUNGSRAM - Tungsram High-bay IP66 - 9050lm - 56W - 5000K - 80CRI - TBD[SKU] - Bracket. Y-cable | 8 | Bracket. Y-cable | LED | 1 | 56 | [8 empty] | CE. ENEC | [6 empty] | 66 | 5000 | 450x380x90 |  | 220-240V |  | 5 |  | 90° | 3 | 80 |  | 5000 |  |  | >=0.9 | 115000 |  |  | 161.61 |  |  | 9 | L9 | 25 | max. 10% at 100.000 hrs |  | Available | 850/339 | Cx=0.3447;Cy=0.3553 | Class I | IK07 |  |  | 60 | 250 | -20 | 1 | 56 | RAL9016 | 50-60Hz | Passive | LED | dimmable | High Bay Rectangular | Tungsram High-bay IP66 | Indoor industrial |  |  | 9050 | No sensor |  |  |  | Bracket kit. Suspension holder kit. Protective Cover
TBD | TU HB IP65 G1 1S30 5K80 L9 RF ST PC W1 | image | datasheet | deeplink | TUNGSRAM - Tungsram High-bay IP66 - 25920lm - 201W - 5000K - 80CRI - TBD[SKU] - Bracket. Y-cable | 8 | Bracket. Y-cable | LED | 1 | 201 | [8 empty] | CE. ENEC | [6 empty] | 65 | 5000 | 515x380x90 |  | 220-240V |  | 5 |  | 90° | 3 | 80 |  | 5000 |  |  | >=0.9 | 117000 |  |  | 128.96 |  |  | 9 | L9 | 25 | max. 10% at 100.000 hrs |  | Available | 850/339 | Cx=0.3447;Cy=0.3553 | Class I | IK02 |  |  | 60 | 890 | -20 | 1 | 201 | RAL9016 | 50-60Hz | Passive | LED | dimmable | High Bay Rectangular | Tungsram High-bay IP66 | Indoor industrial |  |  | 25920 | Yes |  |  |  | Bracket kit. Suspension holder kit. Protective Cover
TBD | TU HB IP65 G1 1S20 5K80 L9 RF ST PC W1 | image | datasheet | deeplink | TUNGSRAM - Tungsram High-bay IP66 - 18290lm - 143W - 5000K - 80CRI - TBD[SKU] - Bracket. Y-cable | 8 | Bracket. Y-cable | LED | 1 | 143 | [8 empty] | CE. ENEC | [6 empty] | 65 | 5000 | 515x380x90 |  | 220-240V |  | 5 |  | 90° | 3 | 80 |  | 5000 |  |  | >=0.9 | 197000 |  |  | 127.9 |  |  | 9 | L9 | 25 | max. 10% at 100.000 hrs |  | Available | 850/339 | Cx=0.3447;Cy=0.3553 | Class I | IK02 |  |  | 60 | 630 | -20 | 1 | 143 | RAL9016 | 50-60Hz | Passive | LED | dimmable | High Bay Rectangular | Tungsram High-bay IP66 | Indoor industrial |  |  | 18290 | Yes |  |  |  | Bracket kit. Suspension holder kit. Protective Cover
TBD | TU HB IP65 G1 1S10 5K80 L9 RF ST PC W1 | image | datasheet | deeplink | TUNGSRAM - Tungsram High-bay IP66 - 8870lm - 69W - 5000K - 80CRI - TBD[SKU] - Bracket. Y-cable | 8 | Bracket. Y-cable | LED | 1 | 69 | [8 empty] | CE. ENEC | [6 empty] | 65 | 5000 | 515x380x90 |  | 220-240V |  | 5 |  | 90° | 3 | 80 |  | 5000 |  |  | >=0.9 | 259000 |  |  | 128.55 |  |  | 9 | L9 | 25 | max. 10% at 100.000 hrs |  | Available | 850/339 | Cx=0.3447;Cy=0.3553 | Class I | IK02 |  |  | 60 | 300 | -20 | 1 | 69 | RAL9016 | 50-60Hz | Passive | LED | dimmable | High Bay Rectangular | Tungsram High-bay IP66 | Indoor industrial |  |  | 8870 | Yes |  |  |  | Bracket kit. Suspension holder kit. Protective Cover
TBD | TU HB IP66 G1 1S30 5K80 L9 DL ST PC W1 | image | datasheet | deeplink | TUNGSRAM - Tungsram High-bay IP66 - 25920lm - 199W - 5000K - 80CRI - TBD[SKU] - Bracket. Y-cable | 8 | Bracket. Y-cable | LED | 1 | 199 | [8 empty] | CE. ENEC | [6 empty] | 66 | 5000 | 450x380x90 |  | 220-240V |  | 5 |  | 90° | 3 | 80 |  | 5000 |  |  | >=0.9 | 117000 |  |  | 130.25 |  |  | 9 | L9 | 25 | max. 10% at 100.000 hrs |  | Available | 850/339 | Cx=0.3447;Cy=0.3553 | Class I | IK07 |  |  | 60 | 880 | -20 | 1 | 199 | RAL9016 | 50-60Hz | Passive | LED | dimmable | High Bay Rectangular | Tungsram High-bay IP66 | Indoor industrial |  |  | 25920 | No sensor |  |  |  | Bracket kit. Suspension holder kit. Protective Cover
TBD | TU HB IP66 G1 1S20 5K80 L9 DL ST PC W1 | image | datasheet | deeplink | TUNGSRAM - Tungsram High-bay IP66 - 18290lm - 141W - 5000K - 80CRI - TBD[SKU] - Bracket. Y-cable | 8 | Bracket. Y-cable | LED | 1 | 141 | [8 empty] | CE. ENEC | [6 empty] | 66 | 5000 | 450x380x90 |  | 220-240V |  | 5 |  | 90° | 3 | 80 |  | 5000 |  |  | >=0.9 | 197000 |  |  | 129.72 |  |  | 9 | L9 | 25 | max. 10% at 100.000 hrs |  | Available | 850/339 | Cx=0.3447;Cy=0.3553 | Class I | IK07 |  |  | 60 | 630 | -20 | 1 | 141 | RAL9016 | 50-60Hz | Passive | LED | dimmable | High Bay Rectangular | Tungsram High-bay IP66 | Indoor industrial |  |  | 18290 | No sensor |  |  |  | Bracket kit. Suspension holder kit. Protective Cover
TBD | TU HB IP66 G1 1S10 5K80 L9 DL ST PC W1 | image | datasheet | deeplink | TUNGSRAM - Tungsram High-bay IP66 - 8870lm - 67W - 5000K - 80CRI - TBD[SKU] - Bracket. Y-cable | 8 | Bracket. Y-cable | LED | 1 | 67 | [8 empty] | CE. ENEC | [6 empty] | 66 | 5000 | 450x380x90 |  | 220-240V |  | 5 |  | 90° | 3 | 80 |  | 5000 |  |  | >=0.9 | 259000 |  |  | 132.39 |  |  | 9 | L9 | 25 | max. 10% at 100.000 hrs |  | Available | 850/339 | Cx=0.3447;Cy=0.3553 | Class I | IK07 |  |  | 60 | 300 | -20 | 1 | 67 | RAL9016 | 50-60Hz | Passive | LED | dimmable | High Bay Rectangular | Tungsram High-bay IP66 | Indoor industrial |  |  | 8870 | No sensor |  |  |  | Bracket kit. Suspension holder kit. Protective Cover
TBD | TU HB IP65 G1 1S30 5K80 L9 SN ST PC W1 | image | datasheet | deeplink | TUNGSRAM - Tungsram High-bay IP66 - 25920lm - 201W - 5000K - 80CRI - TBD[SKU] - Bracket. Y-cable | 8 | Bracket. Y-cable | LED | 1 | 201 | [8 empty] | CE. ENEC | [6 empty] | 65 | 5000 | 515x380x90 |  | 220-240V |  | 5 |  | 90° | 3 | 80 |  | 5000 |  |  | >=0.9 | 117000 |  |  | 128.96 |  |  | 9 | L9 | 25 | max. 10% at 100.000 hrs |  | Available | 850/339 | Cx=0.3447;Cy=0.3553 | Class I | IK02 |  |  | 60 | 890 | -20 | 1 | 201 | RAL9016 | 50-60Hz | Passive | LED | dimmable | High Bay Rectangular | Tungsram High-bay IP66 | Indoor industrial |  |  | 25920 | Yes |  |  |  | Bracket kit. Suspension holder kit. Protective Cover
TBD | TU HB IP65 G1 1S20 5K80 L9 SN ST PC W1 | image | datasheet | deeplink | TUNGSRAM - Tungsram High-bay IP66 - 18290lm - 143W - 5000K - 80CRI - TBD[SKU] - Bracket. Y-cable | 8 | Bracket. Y-cable | LED | 1 | 143 | [8 empty] | CE. ENEC | [6 empty] | 65 | 5000 | 515x380x90 |  | 220-240V |  | 5 |  | 90° | 3 | 80 |  | 5000 |  |  | >=0.9 | 197000 |  |  | 127.9 |  |  | 9 | L9 | 25 | max. 10% at 100.000 hrs |  | Available | 850/339 | Cx=0.3447;Cy=0.3553 | Class I | IK02 |  |  | 60 | 630 | -20 | 1 | 143 | RAL9016 | 50-60Hz | Passive | LED | dimmable | High Bay Rectangular | Tungsram High-bay IP66 | Indoor industrial |  |  | 18290 | Yes |  |  |  | Bracket kit. Suspension holder kit. Protective Cover
TBD | TU HB IP65 G1 1S10 5K80 L9 SN ST PC W1 | image | datasheet | deeplink | TUNGSRAM - Tungsram High-bay IP66 - 8870lm - 69W - 5000K - 80CRI - TBD[SKU] - Bracket. Y-cable | 8 | Bracket. Y-cable | LED | 1 | 69 | [8 empty] | CE. ENEC | [6 empty] | 65 | 5000 | 515x380x90 |  | 220-240V |  | 5 |  | 90° | 3 | 80 |  | 5000 |  |  | >=0.9 | 259000 |  |  | 128.55 |  |  | 9 | L9 | 25 | max. 10% at 100.000 hrs |  | Available | 850/339 | Cx=0.3447;Cy=0.3553 | Class I | IK02 |  |  | 60 | 300 | -20 | 1 | 69 | RAL9016 | 50-60Hz | Passive | LED | dimmable | High Bay Rectangular | Tungsram High-bay IP66 | Indoor industrial |  |  | 8870 | Yes |  |  |  | Bracket kit. Suspension holder kit. Protective Cover
TBD | TU HB IP66 G1 1S30 5K80 L9 FX ST PC W1 | image | datasheet | deeplink | TUNGSRAM - Tungsram High-bay IP66 - 25920lm - 199W - 5000K - 80CRI - TBD[SKU] - Bracket. Y-cable | 8 | Bracket. Y-cable | LED | 1 | 199 | [8 empty] | CE. ENEC | [6 empty] | 66 | 5000 | 450x380x90 |  | 220-240V |  | 5 |  | 90° | 3 | 80 |  | 5000 |  |  | >=0.9 | 117000 |  |  | 130.25 |  |  | 9 | L9 | 25 | max. 10% at 100.000 hrs |  | Available | 850/339 | Cx=0.3447;Cy=0.3553 | Class I | IK07 |  |  | 60 | 880 | -20 | 1 | 199 | RAL9016 | 50-60Hz | Passive | LED | none | High Bay Rectangular | Tungsram High-bay IP66 | Indoor industrial |  |  | 25920 | No sensor |  |  |  | Bracket kit. Suspension holder kit. Protective Cover
TBD | TU HB IP66 G1 1S20 5K80 L9 FX ST PC W1 | image | datasheet | deeplink | TUNGSRAM - Tungsram High-bay IP66 - 18290lm - 141W - 5000K - 80CRI - TBD[SKU] - Bracket. Y-cable | 8 | Bracket. Y-cable | LED | 1 | 141 | [8 empty] | CE. ENEC | [6 empty] | 66 | 5000 | 450x380x90 |  | 220-240V |  | 5 |  | 90° | 3 | 80 |  | 5000 |  |  | >=0.9 | 197000 |  |  | 129.72 |  |  | 9 | L9 | 25 | max. 10% at 100.000 hrs |  | Available | 850/339 | Cx=0.3447;Cy=0.3553 | Class I | IK07 |  |  | 60 | 630 | -20 | 1 | 141 | RAL9016 | 50-60Hz | Passive | LED | none | High Bay Rectangular | Tungsram High-bay IP66 | Indoor industrial |  |  | 18290 | No sensor |  |  |  | Bracket kit. Suspension holder kit. Protective Cover
TBD | TU HB IP66 G1 1S10 5K80 L9 FX ST PC W1 | image | datasheet | deeplink | TUNGSRAM - Tungsram High-bay IP66 - 8870lm - 67W - 5000K - 80CRI - TBD[SKU] - Bracket. Y-cable | 8 | Bracket. Y-cable | LED | 1 | 67 | [8 empty] | CE. ENEC | [6 empty] | 66 | 5000 | 450x380x90 |  | 220-240V |  | 5 |  | 90° | 3 | 80 |  | 5000 |  |  | >=0.9 | 259000 |  |  | 132.39 |  |  | 9 | L9 | 25 | max. 10% at 100.000 hrs |  | Available | 850/339 | Cx=0.3447;Cy=0.3553 | Class I | IK07 |  |  | 60 | 300 | -20 | 1 | 67 | RAL9016 | 50-60Hz | Passive | LED | none | High Bay Rectangular | Tungsram High-bay IP66 | Indoor industrial |  |  | 8870 | No sensor |  |  |  | Bracket kit. Suspension holder kit. Protective Cover
TBD | TU HB IP66 G1 2H45 4K80 L9 NL ST PC W1 | image | datasheet | deeplink | TUNGSRAM - Tungsram High-bay IP66 - 38750lm - 261W - 4000K - 80CRI - TBD[SKU] - Bracket. Y-cable | 12 | Bracket. Y-cable | LED | 1 | 261 | [8 empty] | CE | [6 empty] | 66 | 4000 | 817x380x110 |  | 220-240V |  | 5 |  | 90° | 3 | 80 |  | 4000 |  |  | >=0.9 | 116000 |  |  | 148.47 |  |  | 9 | L9 | 25 | max. 10% at 100.000 hrs |  | Available | 840/339 | Cx=0.4338;Cy=0.4030 | Class I | IK02 |  |  | 60 | 1160 | -20 | 1 | 261 | RAL9016 | 50-60Hz | Passive | LED | dimmable | High Bay Rectangular | Tungsram High-bay IP66 | Indoor industrial |  |  | 38750 | Yes |  |  |  | Bracket kit. Suspension holder kit. Protective Cover
TBD | TU HB IP66 G1 2H30 4K80 L9 NL ST PC W1 | image | datasheet | deeplink | TUNGSRAM - Tungsram High-bay IP66 - 26530lm - 171W - 4000K - 80CRI - TBD[SKU] - Bracket. Y-cable | 12 | Bracket. Y-cable | LED | 1 | 171 | [8 empty] | CE. ENEC | [6 empty] | 66 | 4000 | 817x380x110 |  | 220-240V |  | 5 |  | 90° | 3 | 80 |  | 4000 |  |  | >=0.9 | 105000 |  |  | 155.15 |  |  | 9 | L9 | 25 | max. 10% at 100.000 hrs |  | Available | 840/339 | Cx=0.4338;Cy=0.4030 | Class I | IK02 |  |  | 60 | 760 | -20 | 1 | 171 | RAL9016 | 50-60Hz | Passive | LED | dimmable | High Bay Rectangular | Tungsram High-bay IP66 | Indoor industrial |  |  | 26530 | Yes |  |  |  | Bracket kit. Suspension holder kit. Protective Cover
TBD | TU HB IP66 G1 1H20 4K80 L9 NL ST PC W1 | image | datasheet | deeplink | TUNGSRAM - Tungsram High-bay IP66 - 17750lm - 117W - 4000K - 80CRI - TBD[SKU] - Bracket. Y-cable | 8 | Bracket. Y-cable | LED | 1 | 117 | [8 empty] | CE. ENEC | [6 empty] | 66 | 4000 | 450x380x110 |  | 220-240V |  | 5 |  | 90° | 3 | 80 |  | 4000 |  |  | >=0.9 | 100000 |  |  | 151.71 |  |  | 9 | L9 | 25 | max. 10% at 100.000 hrs |  | Available | 840/339 | Cx=0.4338;Cy=0.4030 | Class I | IK02 |  |  | 60 | 520 | -20 | 1 | 117 | RAL9016 | 50-60Hz | Passive | LED | dimmable | High Bay Rectangular | Tungsram High-bay IP66 | Indoor industrial |  |  | 17750 | Yes |  |  |  | Bracket kit. Suspension holder kit. Protective Cover
TBD | TU HB IP66 G1 1H10 4K80 L9 NL ST PC W1 | image | datasheet | deeplink | TUNGSRAM - Tungsram High-bay IP66 - 8960lm - 57W - 4000K - 80CRI - TBD[SKU] - Bracket. Y-cable | 8 | Bracket. Y-cable | LED | 1 | 57 | [8 empty] | CE. ENEC | [6 empty] | 66 | 4000 | 450x380x110 |  | 220-240V |  | 5 |  | 90° | 3 | 80 |  | 4000 |  |  | >=0.9 | 115000 |  |  | 157.19 |  |  | 9 | L9 | 25 | max. 10% at 100.000 hrs |  | Available | 840/339 | Cx=0.4338;Cy=0.4030 | Class I | IK02 |  |  | 60 | 250 | -20 | 1 | 57 | RAL9016 | 50-60Hz | Passive | LED | dimmable | High Bay Rectangular | Tungsram High-bay IP66 | Indoor industrial |  |  | 8960 | Yes |  |  |  | Bracket kit. Suspension holder kit. Protective Cover
TBD | TU HB IP65 G1 2H45 4K80 L9 RF ST PC W1 | image | datasheet | deeplink | TUNGSRAM - Tungsram High-bay IP66 - 38750lm - 263W - 4000K - 80CRI - TBD[SKU] - Bracket. Y-cable | 12 | Bracket. Y-cable | LED | 1 | 263 | [8 empty] | CE | [6 empty] | 65 | 4000 | 882x380x90 |  | 220-240V |  | 5 |  | 90° | 3 | 80 |  | 4000 |  |  | >=0.9 | 116000 |  |  | 147.34 |  |  | 9 | L9 | 25 | max. 10% at 100.000 hrs |  | Available | 840/339 | Cx=0.4338;Cy=0.4030 | Class I | IK02 |  |  | 60 | 1170 | -20 | 1 | 263 | RAL9016 | 50-60Hz | Passive | LED | dimmable | High Bay Rectangular | Tungsram High-bay IP66 | Indoor industrial |  |  | 38750 | Yes |  |  |  | Bracket kit. Suspension holder kit. Protective Cover
TBD | TU HB IP65 G1 2H30 4K80 L9 RF ST PC W1 | image | datasheet | deeplink | TUNGSRAM - Tungsram High-bay IP66 - 26530lm - 172W - 4000K - 80CRI - TBD[SKU] - Bracket. Y-cable | 12 | Bracket. Y-cable | LED | 1 | 172 | [8 empty] | CE. ENEC | [6 empty] | 65 | 4000 | 882x380x90 |  | 220-240V |  | 5 |  | 90° | 3 | 80 |  | 4000 |  |  | >=0.9 | 105000 |  |  | 154.24 |  |  | 9 | L9 | 25 | max. 10% at 100.000 hrs |  | Available | 840/339 | Cx=0.4338;Cy=0.4030 | Class I | IK02 |  |  | 60 | 760 | -20 | 1 | 172 | RAL9016 | 50-60Hz | Passive | LED | dimmable | High Bay Rectangular | Tungsram High-bay IP66 | Indoor industrial |  |  | 26530 | Yes |  |  |  | Bracket kit. Suspension holder kit. Protective Cover
TBD | TU HB IP65 G1 1H20 4K80 L9 RF ST PC W1 | image | datasheet | deeplink | TUNGSRAM - Tungsram High-bay IP66 - 17750lm - 118W - 4000K - 80CRI - TBD[SKU] - Bracket. Y-cable | 8 | Bracket. Y-cable | LED | 1 | 118 | [8 empty] | CE. ENEC | [6 empty] | 65 | 4000 | 515x380x90 |  | 220-240V |  | 5 |  | 90° | 3 | 80 |  | 4000 |  |  | >=0.9 | 100000 |  |  | 150.42 |  |  | 9 | L9 | 25 | max. 10% at 100.000 hrs |  | Available | 840/339 | Cx=0.4338;Cy=0.4030 | Class I | IK02 |  |  | 60 | 520 | -20 | 1 | 118 | RAL9016 | 50-60Hz | Passive | LED | dimmable | High Bay Rectangular | Tungsram High-bay IP66 | Indoor industrial |  |  | 17750 | Yes |  |  |  | Bracket kit. Suspension holder kit. Protective Cover
TBD | TU HB IP65 G1 1H10 4K80 L9 RF ST PC W1 | image | datasheet | deeplink | TUNGSRAM - Tungsram High-bay IP66 - 8960lm - 58W - 4000K - 80CRI - TBD[SKU] - Bracket. Y-cable | 8 | Bracket. Y-cable | LED | 1 | 58 | [8 empty] | CE. ENEC | [6 empty] | 65 | 4000 | 515x380x90 |  | 220-240V |  | 5 |  | 90° | 3 | 80 |  | 4000 |  |  | >=0.9 | 115000 |  |  | 154.48 |  |  | 9 | L9 | 25 | max. 10% at 100.000 hrs |  | Available | 840/339 | Cx=0.4338;Cy=0.4030 | Class I | IK02 |  |  | 60 | 260 | -20 | 1 | 58 | RAL9016 | 50-60Hz | Passive | LED | dimmable | High Bay Rectangular | Tungsram High-bay IP66 | Indoor industrial |  |  | 8960 | Yes |  |  |  | Bracket kit. Suspension holder kit. Protective Cover
TBD | TU HB IP66 G1 2H45 4K80 L9 DL ST PC W1 | image | datasheet | deeplink | TUNGSRAM - Tungsram High-bay IP66 - 38750lm - 261W - 4000K - 80CRI - TBD[SKU] - Bracket. Y-cable | 12 | Bracket. Y-cable | LED | 1 | 261 | [8 empty] | CE | [6 empty] | 66 | 4000 | 817x380x90 |  | 220-240V |  | 5 |  | 90° | 3 | 80 |  | 4000 |  |  | >=0.9 | 116000 |  |  | 148.47 |  |  | 9 | L9 | 25 | max. 10% at 100.000 hrs |  | Available | 840/339 | Cx=0.4338;Cy=0.4030 | Class I | IK07 |  |  | 60 | 1160 | -20 | 1 | 261 | RAL9016 | 50-60Hz | Passive | LED | dimmable | High Bay Rectangular | Tungsram High-bay IP66 | Indoor industrial |  |  | 38750 | No sensor |  |  |  | Bracket kit. Suspension holder kit. Protective Cover
TBD | TU HB IP66 G1 2H30 4K80 L9 DL ST PC W1 | image | datasheet | deeplink | TUNGSRAM - Tungsram High-bay IP66 - 26530lm - 170W - 4000K - 80CRI - TBD[SKU] - Bracket. Y-cable | 12 | Bracket. Y-cable | LED | 1 | 170 | [8 empty] | CE. ENEC | [6 empty] | 66 | 4000 | 817x380x90 |  | 220-240V |  | 5 |  | 90° | 3 | 80 |  | 4000 |  |  | >=0.9 | 105000 |  |  | 156.06 |  |  | 9 | L9 | 25 | max. 10% at 100.000 hrs |  | Available | 840/339 | Cx=0.4338;Cy=0.4030 | Class I | IK07 |  |  | 60 | 750 | -20 | 1 | 170 | RAL9016 | 50-60Hz | Passive | LED | dimmable | High Bay Rectangular | Tungsram High-bay IP66 | Indoor industrial |  |  | 26530 | No sensor |  |  |  | Bracket kit. Suspension holder kit. Protective Cover
TBD | TU HB IP66 G1 1H20 4K80 L9 DL ST PC W1 | image | datasheet | deeplink | TUNGSRAM - Tungsram High-bay IP66 - 17750lm - 116W - 4000K - 80CRI - TBD[SKU] - Bracket. Y-cable | 8 | Bracket. Y-cable | LED | 1 | 116 | [8 empty] | CE. ENEC | [6 empty] | 66 | 4000 | 450x380x90 |  | 220-240V |  | 5 |  | 90° | 3 | 80 |  | 4000 |  |  | >=0.9 | 100000 |  |  | 153.02 |  |  | 9 | L9 | 25 | max. 10% at 100.000 hrs |  | Available | 840/339 | Cx=0.4338;Cy=0.4030 | Class I | IK07 |  |  | 60 | 510 | -20 | 1 | 116 | RAL9016 | 50-60Hz | Passive | LED | dimmable | High Bay Rectangular | Tungsram High-bay IP66 | Indoor industrial |  |  | 17750 | No sensor |  |  |  | Bracket kit. Suspension holder kit. Protective Cover
TBD | TU HB IP66 G1 1H10 4K80 L9 DL ST PC W1 | image | datasheet | deeplink | TUNGSRAM - Tungsram High-bay IP66 - 8960lm - 56W - 4000K - 80CRI - TBD[SKU] - Bracket. Y-cable | 8 | Bracket. Y-cable | LED | 1 | 56 | [8 empty] | CE. ENEC | [6 empty] | 66 | 4000 | 450x380x90 |  | 220-240V |  | 5 |  | 90° | 3 | 80 |  | 4000 |  |  | >=0.9 | 115000 |  |  | 160 |  |  | 9 | L9 | 25 | max. 10% at 100.000 hrs |  | Available | 840/339 | Cx=0.4338;Cy=0.4030 | Class I | IK07 |  |  | 60 | 250 | -20 | 1 | 56 | RAL9016 | 50-60Hz | Passive | LED | dimmable | High Bay Rectangular | Tungsram High-bay IP66 | Indoor industrial |  |  | 8960 | No sensor |  |  |  | Bracket kit. Suspension holder kit. Protective Cover
TBD | TU HB IP65 G1 1S30 4K80 L9 RF ST PC W1 | image | datasheet | deeplink | TUNGSRAM - Tungsram High-bay IP66 - 25650lm - 201W - 4000K - 80CRI - TBD[SKU] - Bracket. Y-cable | 8 | Bracket. Y-cable | LED | 1 | 201 | [8 empty] | CE. ENEC | [6 empty] | 65 | 4000 | 515x380x90 |  | 220-240V |  | 5 |  | 90° | 3 | 80 |  | 4000 |  |  | >=0.9 | 117000 |  |  | 127.61 |  |  | 9 | L9 | 25 | max. 10% at 100.000 hrs |  | Available | 840/339 | Cx=0.4338;Cy=0.4030 | Class I | IK02 |  |  | 60 | 890 | -20 | 1 | 201 | RAL9016 | 50-60Hz | Passive | LED | dimmable | High Bay Rectangular | Tungsram High-bay IP66 | Indoor industrial |  |  | 25650 | Yes |  |  |  | Bracket kit. Suspension holder kit. Protective Cover
TBD | TU HB IP65 G1 1S20 4K80 L9 RF ST PC W1 | image | datasheet | deeplink | TUNGSRAM - Tungsram High-bay IP66 - 18100lm - 143W - 4000K - 80CRI - TBD[SKU] - Bracket. Y-cable | 8 | Bracket. Y-cable | LED | 1 | 143 | [8 empty] | CE. ENEC | [6 empty] | 65 | 4000 | 515x380x90 |  | 220-240V |  | 5 |  | 90° | 3 | 80 |  | 4000 |  |  | >=0.9 | 197000 |  |  | 126.57 |  |  | 9 | L9 | 25 | max. 10% at 100.000 hrs |  | Available | 840/339 | Cx=0.4338;Cy=0.4030 | Class I | IK02 |  |  | 60 | 630 | -20 | 1 | 143 | RAL9016 | 50-60Hz | Passive | LED | dimmable | High Bay Rectangular | Tungsram High-bay IP66 | Indoor industrial |  |  | 18100 | Yes |  |  |  | Bracket kit. Suspension holder kit. Protective Cover
TBD | TU HB IP65 G1 1S10 4K80 L9 RF ST PC W1 | image | datasheet | deeplink | TUNGSRAM - Tungsram High-bay IP66 - 8780lm - 69W - 4000K - 80CRI - TBD[SKU] - Bracket. Y-cable | 8 | Bracket. Y-cable | LED | 1 | 69 | [8 empty] | CE. ENEC | [6 empty] | 65 | 4000 | 515x380x90 |  | 220-240V |  | 5 |  | 90° | 3 | 80 |  | 4000 |  |  | >=0.9 | 259000 |  |  | 127.25 |  |  | 9 | L9 | 25 | max. 10% at 100.000 hrs |  | Available | 840/339 | Cx=0.4338;Cy=0.4030 | Class I | IK02 |  |  | 60 | 300 | -20 | 1 | 69 | RAL9016 | 50-60Hz | Passive | LED | dimmable | High Bay Rectangular | Tungsram High-bay IP66 | Indoor industrial |  |  | 8780 | Yes |  |  |  | Bracket kit. Suspension holder kit. Protective Cover
TBD | TU HB IP66 G1 1S30 4K80 L9 DL ST PC W1 | image | datasheet | deeplink | TUNGSRAM - Tungsram High-bay IP66 - 25650lm - 199W - 4000K - 80CRI - TBD[SKU] - Bracket. Y-cable | 8 | Bracket. Y-cable | LED | 1 | 199 | [8 empty] | CE. ENEC | [6 empty] | 66 | 4000 | 450x380x90 |  | 220-240V |  | 5 |  | 90° | 3 | 80 |  | 4000 |  |  | >=0.9 | 117000 |  |  | 128.89 |  |  | 9 | L9 | 25 | max. 10% at 100.000 hrs |  | Available | 840/339 | Cx=0.4338;Cy=0.4030 | Class I | IK07 |  |  | 60 | 880 | -20 | 1 | 199 | RAL9016 | 50-60Hz | Passive | LED | dimmable | High Bay Rectangular | Tungsram High-bay IP66 | Indoor industrial |  |  | 25650 | No sensor |  |  |  | Bracket kit. Suspension holder kit. Protective Cover
TBD | TU HB IP66 G1 1S20 4K80 L9 DL ST PC W1 | image | datasheet | deeplink | TUNGSRAM - Tungsram High-bay IP66 - 18100lm - 141W - 4000K - 80CRI - TBD[SKU] - Bracket. Y-cable | 8 | Bracket. Y-cable | LED | 1 | 141 | [8 empty] | CE. ENEC | [6 empty] | 66 | 4000 | 450x380x90 |  | 220-240V |  | 5 |  | 90° | 3 | 80 |  | 4000 |  |  | >=0.9 | 197000 |  |  | 128.37 |  |  | 9 | L9 | 25 | max. 10% at 100.000 hrs |  | Available | 840/339 | Cx=0.4338;Cy=0.4030 | Class I | IK07 |  |  | 60 | 630 | -20 | 1 | 141 | RAL9016 | 50-60Hz | Passive | LED | dimmable | High Bay Rectangular | Tungsram High-bay IP66 | Indoor industrial |  |  | 18100 | No sensor |  |  |  | Bracket kit. Suspension holder kit. Protective Cover
TBD | TU HB IP66 G1 1S10 4K80 L9 DL ST PC W1 | image | datasheet | deeplink | TUNGSRAM - Tungsram High-bay IP66 - 8780lm - 67W - 4000K - 80CRI - TBD[SKU] - Bracket. Y-cable | 8 | Bracket. Y-cable | LED | 1 | 67 | [8 empty] | CE. ENEC | [6 empty] | 66 | 4000 | 450x380x90 |  | 220-240V |  | 5 |  | 90° | 3 | 80 |  | 4000 |  |  | >=0.9 | 259000 |  |  | 131.04 |  |  | 9 | L9 | 25 | max. 10% at 100.000 hrs |  | Available | 840/339 | Cx=0.4338;Cy=0.4030 | Class I | IK07 |  |  | 60 | 300 | -20 | 1 | 67 | RAL9016 | 50-60Hz | Passive | LED | dimmable | High Bay Rectangular | Tungsram High-bay IP66 | Indoor industrial |  |  | 8780 | No sensor |  |  |  | Bracket kit. Suspension holder kit. Protective Cover
TBD | TU HB IP65 G1 1S30 4K80 L9 SN ST PC W1 | image | datasheet | deeplink | TUNGSRAM - Tungsram High-bay IP66 - 25650lm - 201W - 4000K - 80CRI - TBD[SKU] - Bracket. Y-cable | 8 | Bracket. Y-cable | LED | 1 | 201 | [8 empty] | CE. ENEC | [6 empty] | 65 | 4000 | 515x380x90 |  | 220-240V |  | 5 |  | 90° | 3 | 80 |  | 4000 |  |  | >=0.9 | 117000 |  |  | 127.61 |  |  | 9 | L9 | 25 | max. 10% at 100.000 hrs |  | Available | 840/339 | Cx=0.4338;Cy=0.4030 | Class I | IK02 |  |  | 60 | 890 | -20 | 1 | 201 | RAL9016 | 50-60Hz | Passive | LED | dimmable | High Bay Rectangular | Tungsram High-bay IP66 | Indoor industrial |  |  | 25650 | Yes |  |  |  | Bracket kit. Suspension holder kit. Protective Cover
TBD | TU HB IP65 G1 1S20 4K80 L9 SN ST PC W1 | image | datasheet | deeplink | TUNGSRAM - Tungsram High-bay IP66 - 18100lm - 143W - 4000K - 80CRI - TBD[SKU] - Bracket. Y-cable | 8 | Bracket. Y-cable | LED | 1 | 143 | [8 empty] | CE. ENEC | [6 empty] | 65 | 4000 | 515x380x90 |  | 220-240V |  | 5 |  | 90° | 3 | 80 |  | 4000 |  |  | >=0.9 | 197000 |  |  | 126.57 |  |  | 9 | L9 | 25 | max. 10% at 100.000 hrs |  | Available | 840/339 | Cx=0.4338;Cy=0.4030 | Class I | IK02 |  |  | 60 | 630 | -20 | 1 | 143 | RAL9016 | 50-60Hz | Passive | LED | dimmable | High Bay Rectangular | Tungsram High-bay IP66 | Indoor industrial |  |  | 18100 | Yes |  |  |  | Bracket kit. Suspension holder kit. Protective Cover
TBD | TU HB IP65 G1 1S10 4K80 L9 SN ST PC W1 | image | datasheet | deeplink | TUNGSRAM - Tungsram High-bay IP66 - 8780lm - 69W - 4000K - 80CRI - TBD[SKU] - Bracket. Y-cable | 8 | Bracket. Y-cable | LED | 1 | 69 | [8 empty] | CE. ENEC | [6 empty] | 65 | 4000 | 515x380x90 |  | 220-240V |  | 5 |  | 90° | 3 | 80 |  | 4000 |  |  | >=0.9 | 259000 |  |  | 127.25 |  |  | 9 | L9 | 25 | max. 10% at 100.000 hrs |  | Available | 840/339 | Cx=0.4338;Cy=0.4030 | Class I | IK02 |  |  | 60 | 300 | -20 | 1 | 69 | RAL9016 | 50-60Hz | Passive | LED | dimmable | High Bay Rectangular | Tungsram High-bay IP66 | Indoor industrial |  |  | 8780 | Yes |  |  |  | Bracket kit. Suspension holder kit. Protective Cover
TBD | TU HB IP66 G1 1S30 4K80 L9 FX ST PC W1 | image | datasheet | deeplink | TUNGSRAM - Tungsram High-bay IP66 - 25650lm - 199W - 4000K - 80CRI - TBD[SKU] - Bracket. Y-cable | 8 | Bracket. Y-cable | LED | 1 | 199 | [8 empty] | CE. ENEC | [6 empty] | 66 | 4000 | 450x380x90 |  | 220-240V |  | 5 |  | 90° | 3 | 80 |  | 4000 |  |  | >=0.9 | 117000 |  |  | 128.89 |  |  | 9 | L9 | 25 | max. 10% at 100.000 hrs |  | Available | 840/339 | Cx=0.4338;Cy=0.4030 | Class I | IK07 |  |  | 60 | 880 | -20 | 1 | 199 | RAL9016 | 50-60Hz | Passive | LED | none | High Bay Rectangular | Tungsram High-bay IP66 | Indoor industrial |  |  | 25650 | No sensor |  |  |  | Bracket kit. Suspension holder kit. Protective Cover
TBD | TU HB IP66 G1 1S20 4K80 L9 FX ST PC W1 | image | datasheet | deeplink | TUNGSRAM - Tungsram High-bay IP66 - 18100lm - 141W - 4000K - 80CRI - TBD[SKU] - Bracket. Y-cable | 8 | Bracket. Y-cable | LED | 1 | 141 | [8 empty] | CE. ENEC | [6 empty] | 66 | 4000 | 450x380x90 |  | 220-240V |  | 5 |  | 90° | 3 | 80 |  | 4000 |  |  | >=0.9 | 197000 |  |  | 128.37 |  |  | 9 | L9 | 25 | max. 10% at 100.000 hrs |  | Available | 840/339 | Cx=0.4338;Cy=0.4030 | Class I | IK07 |  |  | 60 | 630 | -20 | 1 | 141 | RAL9016 | 50-60Hz | Passive | LED | none | High Bay Rectangular | Tungsram High-bay IP66 | Indoor industrial |  |  | 18100 | No sensor |  |  |  | Bracket kit. Suspension holder kit. Protective Cover
TBD | TU HB IP66 G1 1S10 4K80 L9 FX ST PC W1 | image | datasheet | deeplink | TUNGSRAM - Tungsram High-bay IP66 - 8780lm - 67W - 4000K - 80CRI - TBD[SKU] - Bracket. Y-cable | 8 | Bracket. Y-cable | LED | 1 | 67 | [8 empty] | CE. ENEC | [6 empty] | 66 | 4000 | 450x380x90 |  | 220-240V |  | 5 |  | 90° | 3 | 80 |  | 4000 |  |  | >=0.9 | 259000 |  |  | 131.04 |  |  | 9 | L9 | 25 | max. 10% at 100.000 hrs |  | Available | 840/339 | Cx=0.4338;Cy=0.4030 | Class I | IK07 |  |  | 60 | 300 | -20 | 1 | 67 | RAL9016 | 50-60Hz | Passive | LED | none | High Bay Rectangular | Tungsram High-bay IP66 | Indoor industrial |  |  | 8780 | No sensor |  |  |  | Bracket kit. Suspension holder kit. Protective Cover
TBD | TU HB IP66 G1 2H45 5K70 L9 NL ST PC W1 | image | datasheet | deeplink | TUNGSRAM - Tungsram High-bay IP66 - 40790lm - 261W - 5000K - 70CRI - TBD[SKU] - Bracket. Y-cable | 12 | Bracket. Y-cable | LED | 1 | 261 | [8 empty] | CE | [6 empty] | 66 | 5000 | 817x380x110 |  | 220-240V |  | 5 |  | 90° | 3 | 70 |  | 5000 |  |  | >=0.9 | 116000 |  |  | 156.28 |  |  | 9 | L9 | 25 | max. 10% at 100.000 hrs |  | Available | 750/339 | Cx=0.3447;Cy=0.3553 | Class I | IK02 |  |  | 60 | 1160 | -20 | 1 | 261 | RAL9016 | 50-60Hz | Passive | LED | dimmable | High Bay Rectangular | Tungsram High-bay IP66 | Indoor industrial |  |  | 40790 | Yes |  |  |  | Bracket kit. Suspension holder kit. Protective Cover
TBD | TU HB IP66 G1 2H30 5K70 L9 NL ST PC W1 | image | datasheet | deeplink | TUNGSRAM - Tungsram High-bay IP66 - 27930lm - 171W - 5000K - 70CRI - TBD[SKU] - Bracket. Y-cable | 12 | Bracket. Y-cable | LED | 1 | 171 | [8 empty] | CE. ENEC | [6 empty] | 66 | 5000 | 817x380x110 |  | 220-240V |  | 5 |  | 90° | 3 | 70 |  | 5000 |  |  | >=0.9 | 105000 |  |  | 163.33 |  |  | 9 | L9 | 25 | max. 10% at 100.000 hrs |  | Available | 750/339 | Cx=0.3447;Cy=0.3553 | Class I | IK02 |  |  | 60 | 760 | -20 | 1 | 171 | RAL9016 | 50-60Hz | Passive | LED | dimmable | High Bay Rectangular | Tungsram High-bay IP66 | Indoor industrial |  |  | 27930 | Yes |  |  |  | Bracket kit. Suspension holder kit. Protective Cover
TBD | TU HB IP66 G1 1H20 5K70 L9 NL ST PC W1 | image | datasheet | deeplink | TUNGSRAM - Tungsram High-bay IP66 - 18680lm - 117W - 5000K - 70CRI - TBD[SKU] - Bracket. Y-cable | 8 | Bracket. Y-cable | LED | 1 | 117 | [8 empty] | CE. ENEC | [6 empty] | 66 | 5000 | 450x380x110 |  | 220-240V |  | 5 |  | 90° | 3 | 70 |  | 5000 |  |  | >=0.9 | 100000 |  |  | 159.66 |  |  | 9 | L9 | 25 | max. 10% at 100.000 hrs |  | Available | 750/339 | Cx=0.3447;Cy=0.3553 | Class I | IK02 |  |  | 60 | 520 | -20 | 1 | 117 | RAL9016 | 50-60Hz | Passive | LED | dimmable | High Bay Rectangular | Tungsram High-bay IP66 | Indoor industrial |  |  | 18680 | Yes |  |  |  | Bracket kit. Suspension holder kit. Protective Cover
TBD | TU HB IP66 G1 1H10 5K70 L9 NL ST PC W1 | image | datasheet | deeplink | TUNGSRAM - Tungsram High-bay IP66 - 9430lm - 57W - 5000K - 70CRI - TBD[SKU] - Bracket. Y-cable | 8 | Bracket. Y-cable | LED | 1 | 57 | [8 empty] | CE. ENEC | [6 empty] | 66 | 5000 | 450x380x110 |  | 220-240V |  | 5 |  | 90° | 3 | 70 |  | 5000 |  |  | >=0.9 | 115000 |  |  | 165.44 |  |  | 9 | L9 | 25 | max. 10% at 100.000 hrs |  | Available | 750/339 | Cx=0.3447;Cy=0.3553 | Class I | IK02 |  |  | 60 | 250 | -20 | 1 | 57 | RAL9016 | 50-60Hz | Passive | LED | dimmable | High Bay Rectangular | Tungsram High-bay IP66 | Indoor industrial |  |  | 9430 | Yes |  |  |  | Bracket kit. Suspension holder kit. Protective Cover
TBD | TU HB IP65 G1 2H45 5K70 L9 RF ST PC W1 | image | datasheet | deeplink | TUNGSRAM - Tungsram High-bay IP66 - 40790lm - 263W - 5000K - 70CRI - TBD[SKU] - Bracket. Y-cable | 12 | Bracket. Y-cable | LED | 1 | 263 | [8 empty] | CE | [6 empty] | 65 | 5000 | 882x380x90 |  | 220-240V |  | 5 |  | 90° | 3 | 70 |  | 5000 |  |  | >=0.9 | 116000 |  |  | 155.1 |  |  | 9 | L9 | 25 | max. 10% at 100.000 hrs |  | Available | 750/339 | Cx=0.3447;Cy=0.3553 | Class I | IK02 |  |  | 60 | 1170 | -20 | 1 | 263 | RAL9016 | 50-60Hz | Passive | LED | dimmable | High Bay Rectangular | Tungsram High-bay IP66 | Indoor industrial |  |  | 40790 | Yes |  |  |  | Bracket kit. Suspension holder kit. Protective Cover
TBD | TU HB IP65 G1 2H30 5K70 L9 RF ST PC W1 | image | datasheet | deeplink | TUNGSRAM - Tungsram High-bay IP66 - 27930lm - 172W - 5000K - 70CRI - TBD[SKU] - Bracket. Y-cable | 12 | Bracket. Y-cable | LED | 1 | 172 | [8 empty] | CE. ENEC | [6 empty] | 65 | 5000 | 882x380x90 |  | 220-240V |  | 5 |  | 90° | 3 | 70 |  | 5000 |  |  | >=0.9 | 105000 |  |  | 162.38 |  |  | 9 | L9 | 25 | max. 10% at 100.000 hrs |  | Available | 750/339 | Cx=0.3447;Cy=0.3553 | Class I | IK02 |  |  | 60 | 760 | -20 | 1 | 172 | RAL9016 | 50-60Hz | Passive | LED | dimmable | High Bay Rectangular | Tungsram High-bay IP66 | Indoor industrial |  |  | 27930 | Yes |  |  |  | Bracket kit. Suspension holder kit. Protective Cover
TBD | TU HB IP65 G1 1H20 5K70 L9 RF ST PC W1 | image | datasheet | deeplink | TUNGSRAM - Tungsram High-bay IP66 - 18680lm - 118W - 5000K - 70CRI - TBD[SKU] - Bracket. Y-cable | 8 | Bracket. Y-cable | LED | 1 | 118 | [8 empty] | CE. ENEC | [6 empty] | 65 | 5000 | 515x380x90 |  | 220-240V |  | 5 |  | 90° | 3 | 70 |  | 5000 |  |  | >=0.9 | 100000 |  |  | 158.31 |  |  | 9 | L9 | 25 | max. 10% at 100.000 hrs |  | Available | 750/339 | Cx=0.3447;Cy=0.3553 | Class I | IK02 |  |  | 60 | 520 | -20 | 1 | 118 | RAL9016 | 50-60Hz | Passive | LED | dimmable | High Bay Rectangular | Tungsram High-bay IP66 | Indoor industrial |  |  | 18680 | Yes |  |  |  | Bracket kit. Suspension holder kit. Protective Cover
TBD | TU HB IP65 G1 1H10 5K70 L9 RF ST PC W1 | image | datasheet | deeplink | TUNGSRAM - Tungsram High-bay IP66 - 9430lm - 58W - 5000K - 70CRI - TBD[SKU] - Bracket. Y-cable | 8 | Bracket. Y-cable | LED | 1 | 58 | [8 empty] | CE. ENEC | [6 empty] | 65 | 5000 | 515x380x90 |  | 220-240V |  | 5 |  | 90° | 3 | 70 |  | 5000 |  |  | >=0.9 | 115000 |  |  | 162.59 |  |  | 9 | L9 | 25 | max. 10% at 100.000 hrs |  | Available | 750/339 | Cx=0.3447;Cy=0.3553 | Class I | IK02 |  |  | 60 | 260 | -20 | 1 | 58 | RAL9016 | 50-60Hz | Passive | LED | dimmable | High Bay Rectangular | Tungsram High-bay IP66 | Indoor industrial |  |  | 9430 | Yes |  |  |  | Bracket kit. Suspension holder kit. Protective Cover
TBD | TU HB IP66 G1 2H45 5K70 L9 DL ST PC W1 | image | datasheet | deeplink | TUNGSRAM - Tungsram High-bay IP66 - 40790lm - 261W - 5000K - 70CRI - TBD[SKU] - Bracket. Y-cable | 12 | Bracket. Y-cable | LED | 1 | 261 | [8 empty] | CE | [6 empty] | 66 | 5000 | 817x380x90 |  | 220-240V |  | 5 |  | 90° | 3 | 70 |  | 5000 |  |  | >=0.9 | 116000 |  |  | 156.28 |  |  | 9 | L9 | 25 | max. 10% at 100.000 hrs |  | Available | 750/339 | Cx=0.3447;Cy=0.3553 | Class I | IK07 |  |  | 60 | 1160 | -20 | 1 | 261 | RAL9016 | 50-60Hz | Passive | LED | dimmable | High Bay Rectangular | Tungsram High-bay IP66 | Indoor industrial |  |  | 40790 | No sensor |  |  |  | Bracket kit. Suspension holder kit. Protective Cover
TBD | TU HB IP66 G1 2H30 5K70 L9 DL ST PC W1 | image | datasheet | deeplink | TUNGSRAM - Tungsram High-bay IP66 - 27930lm - 170W - 5000K - 70CRI - TBD[SKU] - Bracket. Y-cable | 12 | Bracket. Y-cable | LED | 1 | 170 | [8 empty] | CE. ENEC | [6 empty] | 66 | 5000 | 817x380x90 |  | 220-240V |  | 5 |  | 90° | 3 | 70 |  | 5000 |  |  | >=0.9 | 105000 |  |  | 164.29 |  |  | 9 | L9 | 25 | max. 10% at 100.000 hrs |  | Available | 750/339 | Cx=0.3447;Cy=0.3553 | Class I | IK07 |  |  | 60 | 750 | -20 | 1 | 170 | RAL9016 | 50-60Hz | Passive | LED | dimmable | High Bay Rectangular | Tungsram High-bay IP66 | Indoor industrial |  |  | 27930 | No sensor |  |  |  | Bracket kit. Suspension holder kit. Protective Cover
TBD | TU HB IP66 G1 1H20 5K70 L9 DL ST PC W1 | image | datasheet | deeplink | TUNGSRAM - Tungsram High-bay IP66 - 18680lm - 116W - 5000K - 70CRI - TBD[SKU] - Bracket. Y-cable | 8 | Bracket. Y-cable | LED | 1 | 116 | [8 empty] | CE. ENEC | [6 empty] | 66 | 5000 | 450x380x90 |  | 220-240V |  | 5 |  | 90° | 3 | 70 |  | 5000 |  |  | >=0.9 | 100000 |  |  | 161.03 |  |  | 9 | L9 | 25 | max. 10% at 100.000 hrs |  | Available | 750/339 | Cx=0.3447;Cy=0.3553 | Class I | IK07 |  |  | 60 | 510 | -20 | 1 | 116 | RAL9016 | 50-60Hz | Passive | LED | dimmable | High Bay Rectangular | Tungsram High-bay IP66 | Indoor industrial |  |  | 18680 | No sensor |  |  |  | Bracket kit. Suspension holder kit. Protective Cover
TBD | TU HB IP66 G1 1H10 5K70 L9 DL ST PC W1 | image | datasheet | deeplink | TUNGSRAM - Tungsram High-bay IP66 - 9430lm - 56W - 5000K - 70CRI - TBD[SKU] - Bracket. Y-cable | 8 | Bracket. Y-cable | LED | 1 | 56 | [8 empty] | CE. ENEC | [6 empty] | 66 | 5000 | 450x380x90 |  | 220-240V |  | 5 |  | 90° | 3 | 70 |  | 5000 |  |  | >=0.9 | 115000 |  |  | 168.39 |  |  | 9 | L9 | 25 | max. 10% at 100.000 hrs |  | Available | 750/339 | Cx=0.3447;Cy=0.3553 | Class I | IK07 |  |  | 60 | 250 | -20 | 1 | 56 | RAL9016 | 50-60Hz | Passive | LED | dimmable | High Bay Rectangular | Tungsram High-bay IP66 | Indoor industrial |  |  | 9430 | No sensor |  |  |  | Bracket kit. Suspension holder kit. Protective Cover
TBD | TU HB IP65 G1 1S30 5K70 L9 RF ST PC W1 | image | datasheet | deeplink | TUNGSRAM - Tungsram High-bay IP66 - 27010lm - 201W - 5000K - 70CRI - TBD[SKU] - Bracket. Y-cable | 8 | Bracket. Y-cable | LED | 1 | 201 | [8 empty] | CE. ENEC | [6 empty] | 65 | 5000 | 515x380x90 |  | 220-240V |  | 5 |  | 90° | 3 | 70 |  | 5000 |  |  | >=0.9 | 117000 |  |  | 134.38 |  |  | 9 | L9 | 25 | max. 10% at 100.000 hrs |  | Available | 750/339 | Cx=0.3447;Cy=0.3553 | Class I | IK02 |  |  | 60 | 890 | -20 | 1 | 201 | RAL9016 | 50-60Hz | Passive | LED | dimmable | High Bay Rectangular | Tungsram High-bay IP66 | Indoor industrial |  |  | 27010 | Yes |  |  |  | Bracket kit. Suspension holder kit. Protective Cover
TBD | TU HB IP65 G1 1S20 5K70 L9 RF ST PC W1 | image | datasheet | deeplink | TUNGSRAM - Tungsram High-bay IP66 - 19050lm - 143W - 5000K - 70CRI - TBD[SKU] - Bracket. Y-cable | 8 | Bracket. Y-cable | LED | 1 | 143 | [8 empty] | CE. ENEC | [6 empty] | 65 | 5000 | 515x380x90 |  | 220-240V |  | 5 |  | 90° | 3 | 70 |  | 5000 |  |  | >=0.9 | 197000 |  |  | 133.22 |  |  | 9 | L9 | 25 | max. 10% at 100.000 hrs |  | Available | 750/339 | Cx=0.3447;Cy=0.3553 | Class I | IK02 |  |  | 60 | 630 | -20 | 1 | 143 | RAL9016 | 50-60Hz | Passive | LED | dimmable | High Bay Rectangular | Tungsram High-bay IP66 | Indoor industrial |  |  | 19050 | Yes |  |  |  | Bracket kit. Suspension holder kit. Protective Cover
TBD | TU HB IP65 G1 1S10 5K70 L9 RF ST PC W1 | image | datasheet | deeplink | TUNGSRAM - Tungsram High-bay IP66 - 9240lm - 69W - 5000K - 70CRI - TBD[SKU] - Bracket. Y-cable | 8 | Bracket. Y-cable | LED | 1 | 69 | [8 empty] | CE. ENEC | [6 empty] | 65 | 5000 | 515x380x90 |  | 220-240V |  | 5 |  | 90° | 3 | 70 |  | 5000 |  |  | >=0.9 | 259000 |  |  | 133.91 |  |  | 9 | L9 | 25 | max. 10% at 100.000 hrs |  | Available | 750/339 | Cx=0.3447;Cy=0.3553 | Class I | IK02 |  |  | 60 | 300 | -20 | 1 | 69 | RAL9016 | 50-60Hz | Passive | LED | dimmable | High Bay Rectangular | Tungsram High-bay IP66 | Indoor industrial |  |  | 9240 | Yes |  |  |  | Bracket kit. Suspension holder kit. Protective Cover
TBD | TU HB IP66 G1 1S30 5K70 L9 DL ST PC W1 | image | datasheet | deeplink | TUNGSRAM - Tungsram High-bay IP66 - 27010lm - 199W - 5000K - 70CRI - TBD[SKU] - Bracket. Y-cable | 8 | Bracket. Y-cable | LED | 1 | 199 | [8 empty] | CE. ENEC | [6 empty] | 66 | 5000 | 450x380x90 |  | 220-240V |  | 5 |  | 90° | 3 | 70 |  | 5000 |  |  | >=0.9 | 117000 |  |  | 135.73 |  |  | 9 | L9 | 25 | max. 10% at 100.000 hrs |  | Available | 750/339 | Cx=0.3447;Cy=0.3553 | Class I | IK07 |  |  | 60 | 880 | -20 | 1 | 199 | RAL9016 | 50-60Hz | Passive | LED | dimmable | High Bay Rectangular | Tungsram High-bay IP66 | Indoor industrial |  |  | 27010 | No sensor |  |  |  | Bracket kit. Suspension holder kit. Protective Cover
TBD | TU HB IP66 G1 1S20 5K70 L9 DL ST PC W1 | image | datasheet | deeplink | TUNGSRAM - Tungsram High-bay IP66 - 19050lm - 141W - 5000K - 70CRI - TBD[SKU] - Bracket. Y-cable | 8 | Bracket. Y-cable | LED | 1 | 141 | [8 empty] | CE. ENEC | [6 empty] | 66 | 5000 | 450x380x90 |  | 220-240V |  | 5 |  | 90° | 3 | 70 |  | 5000 |  |  | >=0.9 | 197000 |  |  | 135.11 |  |  | 9 | L9 | 25 | max. 10% at 100.000 hrs |  | Available | 750/339 | Cx=0.3447;Cy=0.3553 | Class I | IK07 |  |  | 60 | 630 | -20 | 1 | 141 | RAL9016 | 50-60Hz | Passive | LED | dimmable | High Bay Rectangular | Tungsram High-bay IP66 | Indoor industrial |  |  | 19050 | No sensor |  |  |  | Bracket kit. Suspension holder kit. Protective Cover
TBD | TU HB IP66 G1 1S10 5K70 L9 DL ST PC W1 | image | datasheet | deeplink | TUNGSRAM - Tungsram High-bay IP66 - 9240lm - 67W - 5000K - 70CRI - TBD[SKU] - Bracket. Y-cable | 8 | Bracket. Y-cable | LED | 1 | 67 | [8 empty] | CE. ENEC | [6 empty] | 66 | 5000 | 450x380x90 |  | 220-240V |  | 5 |  | 90° | 3 | 70 |  | 5000 |  |  | >=0.9 | 259000 |  |  | 137.91 |  |  | 9 | L9 | 25 | max. 10% at 100.000 hrs |  | Available | 750/339 | Cx=0.3447;Cy=0.3553 | Class I | IK07 |  |  | 60 | 300 | -20 | 1 | 67 | RAL9016 | 50-60Hz | Passive | LED | dimmable | High Bay Rectangular | Tungsram High-bay IP66 | Indoor industrial |  |  | 9240 | No sensor |  |  |  | Bracket kit. Suspension holder kit. Protective Cover
TBD | TU HB IP65 G1 1S30 5K70 L9 SN ST PC W1 | image | datasheet | deeplink | TUNGSRAM - Tungsram High-bay IP66 - 27010lm - 201W - 5000K - 70CRI - TBD[SKU] - Bracket. Y-cable | 8 | Bracket. Y-cable | LED | 1 | 201 | [8 empty] | CE. ENEC | [6 empty] | 65 | 5000 | 515x380x90 |  | 220-240V |  | 5 |  | 90° | 3 | 70 |  | 5000 |  |  | >=0.9 | 117000 |  |  | 134.38 |  |  | 9 | L9 | 25 | max. 10% at 100.000 hrs |  | Available | 750/339 | Cx=0.3447;Cy=0.3553 | Class I | IK02 |  |  | 60 | 890 | -20 | 1 | 201 | RAL9016 | 50-60Hz | Passive | LED | dimmable | High Bay Rectangular | Tungsram High-bay IP66 | Indoor industrial |  |  | 27010 | Yes |  |  |  | Bracket kit. Suspension holder kit. Protective Cover
TBD | TU HB IP65 G1 1S20 5K70 L9 SN ST PC W1 | image | datasheet | deeplink | TUNGSRAM - Tungsram High-bay IP66 - 19050lm - 143W - 5000K - 70CRI - TBD[SKU] - Bracket. Y-cable | 8 | Bracket. Y-cable | LED | 1 | 143 | [8 empty] | CE. ENEC | [6 empty] | 65 | 5000 | 515x380x90 |  | 220-240V |  | 5 |  | 90° | 3 | 70 |  | 5000 |  |  | >=0.9 | 197000 |  |  | 133.22 |  |  | 9 | L9 | 25 | max. 10% at 100.000 hrs |  | Available | 750/339 | Cx=0.3447;Cy=0.3553 | Class I | IK02 |  |  | 60 | 630 | -20 | 1 | 143 | RAL9016 | 50-60Hz | Passive | LED | dimmable | High Bay Rectangular | Tungsram High-bay IP66 | Indoor industrial |  |  | 19050 | Yes |  |  |  | Bracket kit. Suspension holder kit. Protective Cover
TBD | TU HB IP65 G1 1S10 5K70 L9 SN ST PC W1 | image | datasheet | deeplink | TUNGSRAM - Tungsram High-bay IP66 - 9240lm - 69W - 5000K - 70CRI - TBD[SKU] - Bracket. Y-cable | 8 | Bracket. Y-cable | LED | 1 | 69 | [8 empty] | CE. ENEC | [6 empty] | 65 | 5000 | 515x380x90 |  | 220-240V |  | 5 |  | 90° | 3 | 70 |  | 5000 |  |  | >=0.9 | 259000 |  |  | 133.91 |  |  | 9 | L9 | 25 | max. 10% at 100.000 hrs |  | Available | 750/339 | Cx=0.3447;Cy=0.3553 | Class I | IK02 |  |  | 60 | 300 | -20 | 1 | 69 | RAL9016 | 50-60Hz | Passive | LED | dimmable | High Bay Rectangular | Tungsram High-bay IP66 | Indoor industrial |  |  | 9240 | Yes |  |  |  | Bracket kit. Suspension holder kit. Protective Cover
TBD | TU HB IP66 G1 1S30 5K70 L9 FX ST PC W1 | image | datasheet | deeplink | TUNGSRAM - Tungsram High-bay IP66 - 27010lm - 199W - 5000K - 70CRI - TBD[SKU] - Bracket. Y-cable | 8 | Bracket. Y-cable | LED | 1 | 199 | [8 empty] | CE. ENEC | [6 empty] | 66 | 5000 | 450x380x90 |  | 220-240V |  | 5 |  | 90° | 3 | 70 |  | 5000 |  |  | >=0.9 | 117000 |  |  | 135.73 |  |  | 9 | L9 | 25 | max. 10% at 100.000 hrs |  | Available | 750/339 | Cx=0.3447;Cy=0.3553 | Class I | IK07 |  |  | 60 | 880 | -20 | 1 | 199 | RAL9016 | 50-60Hz | Passive | LED | none | High Bay Rectangular | Tungsram High-bay IP66 | Indoor industrial |  |  | 27010 | No sensor |  |  |  | Bracket kit. Suspension holder kit. Protective Cover
TBD | TU HB IP66 G1 1S20 5K70 L9 FX ST PC W1 | image | datasheet | deeplink | TUNGSRAM - Tungsram High-bay IP66 - 19050lm - 141W - 5000K - 70CRI - TBD[SKU] - Bracket. Y-cable | 8 | Bracket. Y-cable | LED | 1 | 141 | [8 empty] | CE. ENEC | [6 empty] | 66 | 5000 | 450x380x90 |  | 220-240V |  | 5 |  | 90° | 3 | 70 |  | 5000 |  |  | >=0.9 | 197000 |  |  | 135.11 |  |  | 9 | L9 | 25 | max. 10% at 100.000 hrs |  | Available | 750/339 | Cx=0.3447;Cy=0.3553 | Class I | IK07 |  |  | 60 | 630 | -20 | 1 | 141 | RAL9016 | 50-60Hz | Passive | LED | none | High Bay Rectangular | Tungsram High-bay IP66 | Indoor industrial |  |  | 19050 | No sensor |  |  |  | Bracket kit. Suspension holder kit. Protective Cover
TBD | TU HB IP66 G1 1S10 5K70 L9 FX ST PC W1 | image | datasheet | deeplink | TUNGSRAM - Tungsram High-bay IP66 - 9240lm - 67W - 5000K - 70CRI - TBD[SKU] - Bracket. Y-cable | 8 | Bracket. Y-cable | LED | 1 | 67 | [8 empty] | CE. ENEC | [6 empty] | 66 | 5000 | 450x380x90 |  | 220-240V |  | 5 |  | 90° | 3 | 70 |  | 5000 |  |  | >=0.9 | 259000 |  |  | 137.91 |  |  | 9 | L9 | 25 | max. 10% at 100.000 hrs |  | Available | 750/339 | Cx=0.3447;Cy=0.3553 | Class I | IK07 |  |  | 60 | 300 | -20 | 1 | 67 | RAL9016 | 50-60Hz | Passive | LED | none | High Bay Rectangular | Tungsram High-bay IP66 | Indoor industrial |  |  | 9240 | No sensor |  |  |  | Bracket kit. Suspension holder kit. Protective Cover
TBD | TU HB IP66 G1 2H45 4K70 L9 NL ST PC W1 | image | datasheet | deeplink | TUNGSRAM - Tungsram High-bay IP66 - 39160lm - 261W - 4000K - 70CRI - TBD[SKU] - Bracket. Y-cable | 12 | Bracket. Y-cable | LED | 1 | 261 | [8 empty] | CE | [6 empty] | 66 | 4000 | 817x380x110 |  | 220-240V |  | 5 |  | 90° | 3 | 70 |  | 4000 |  |  | >=0.9 | 116000 |  |  | 150.04 |  |  | 9 | L9 | 25 | max. 10% at 100.000 hrs |  | Available | 740/339 | Cx=0.4338;Cy=0.4030 | Class I | IK02 |  |  | 60 | 1160 | -20 | 1 | 261 | RAL9016 | 50-60Hz | Passive | LED | dimmable | High Bay Rectangular | Tungsram High-bay IP66 | Indoor industrial |  |  | 39160 | Yes |  |  |  | Bracket kit. Suspension holder kit. Protective Cover
TBD | TU HB IP66 G1 2H30 4K70 L9 NL ST PC W1 | image | datasheet | deeplink | TUNGSRAM - Tungsram High-bay IP66 - 26810lm - 171W - 4000K - 70CRI - TBD[SKU] - Bracket. Y-cable | 12 | Bracket. Y-cable | LED | 1 | 171 | [8 empty] | CE. ENEC | [6 empty] | 66 | 4000 | 817x380x110 |  | 220-240V |  | 5 |  | 90° | 3 | 70 |  | 4000 |  |  | >=0.9 | 105000 |  |  | 156.78 |  |  | 9 | L9 | 25 | max. 10% at 100.000 hrs |  | Available | 740/339 | Cx=0.4338;Cy=0.4030 | Class I | IK02 |  |  | 60 | 760 | -20 | 1 | 171 | RAL9016 | 50-60Hz | Passive | LED | dimmable | High Bay Rectangular | Tungsram High-bay IP66 | Indoor industrial |  |  | 26810 | Yes |  |  |  | Bracket kit. Suspension holder kit. Protective Cover
TBD | TU HB IP66 G1 1H20 4K70 L9 NL ST PC W1 | image | datasheet | deeplink | TUNGSRAM - Tungsram High-bay IP66 - 17930lm - 117W - 4000K - 70CRI - TBD[SKU] - Bracket. Y-cable | 8 | Bracket. Y-cable | LED | 1 | 117 | [8 empty] | CE. ENEC | [6 empty] | 66 | 4000 | 450x380x110 |  | 220-240V |  | 5 |  | 90° | 3 | 70 |  | 4000 |  |  | >=0.9 | 100000 |  |  | 153.25 |  |  | 9 | L9 | 25 | max. 10% at 100.000 hrs |  | Available | 740/339 | Cx=0.4338;Cy=0.4030 | Class I | IK02 |  |  | 60 | 520 | -20 | 1 | 117 | RAL9016 | 50-60Hz | Passive | LED | dimmable | High Bay Rectangular | Tungsram High-bay IP66 | Indoor industrial |  |  | 17930 | Yes |  |  |  | Bracket kit. Suspension holder kit. Protective Cover
TBD | TU HB IP66 G1 1H10 4K70 L9 NL ST PC W1 | image | datasheet | deeplink | TUNGSRAM - Tungsram High-bay IP66 - 9050lm - 57W - 4000K - 70CRI - TBD[SKU] - Bracket. Y-cable | 8 | Bracket. Y-cable | LED | 1 | 57 | [8 empty] | CE. ENEC | [6 empty] | 66 | 4000 | 450x380x110 |  | 220-240V |  | 5 |  | 90° | 3 | 70 |  | 4000 |  |  | >=0.9 | 115000 |  |  | 158.77 |  |  | 9 | L9 | 25 | max. 10% at 100.000 hrs |  | Available | 740/339 | Cx=0.4338;Cy=0.4030 | Class I | IK02 |  |  | 60 | 250 | -20 | 1 | 57 | RAL9016 | 50-60Hz | Passive | LED | dimmable | High Bay Rectangular | Tungsram High-bay IP66 | Indoor industrial |  |  | 9050 | Yes |  |  |  | Bracket kit. Suspension holder kit. Protective Cover
TBD | TU HB IP65 G1 2H45 4K70 L9 RF ST PC W1 | image | datasheet | deeplink | TUNGSRAM - Tungsram High-bay IP66 - 39160lm - 263W - 4000K - 70CRI - TBD[SKU] - Bracket. Y-cable | 12 | Bracket. Y-cable | LED | 1 | 263 | [8 empty] | CE | [6 empty] | 65 | 4000 | 882x380x90 |  | 220-240V |  | 5 |  | 90° | 3 | 70 |  | 4000 |  |  | >=0.9 | 116000 |  |  | 148.9 |  |  | 9 | L9 | 25 | max. 10% at 100.000 hrs |  | Available | 740/339 | Cx=0.4338;Cy=0.4030 | Class I | IK02 |  |  | 60 | 1170 | -20 | 1 | 263 | RAL9016 | 50-60Hz | Passive | LED | dimmable | High Bay Rectangular | Tungsram High-bay IP66 | Indoor industrial |  |  | 39160 | Yes |  |  |  | Bracket kit. Suspension holder kit. Protective Cover
TBD | TU HB IP65 G1 2H30 4K70 L9 RF ST PC W1 | image | datasheet | deeplink | TUNGSRAM - Tungsram High-bay IP66 - 26810lm - 172W - 4000K - 70CRI - TBD[SKU] - Bracket. Y-cable | 12 | Bracket. Y-cable | LED | 1 | 172 | [8 empty] | CE. ENEC | [6 empty] | 65 | 4000 | 882x380x90 |  | 220-240V |  | 5 |  | 90° | 3 | 70 |  | 4000 |  |  | >=0.9 | 105000 |  |  | 155.87 |  |  | 9 | L9 | 25 | max. 10% at 100.000 hrs |  | Available | 740/339 | Cx=0.4338;Cy=0.4030 | Class I | IK02 |  |  | 60 | 760 | -20 | 1 | 172 | RAL9016 | 50-60Hz | Passive | LED | dimmable | High Bay Rectangular | Tungsram High-bay IP66 | Indoor industrial |  |  | 26810 | Yes |  |  |  | Bracket kit. Suspension holder kit. Protective Cover
TBD | TU HB IP65 G1 1H20 4K70 L9 RF ST PC W1 | image | datasheet | deeplink | TUNGSRAM - Tungsram High-bay IP66 - 17930lm - 118W - 4000K - 70CRI - TBD[SKU] - Bracket. Y-cable | 8 | Bracket. Y-cable | LED | 1 | 118 | [8 empty] | CE. ENEC | [6 empty] | 65 | 4000 | 515x380x90 |  | 220-240V |  | 5 |  | 90° | 3 | 70 |  | 4000 |  |  | >=0.9 | 100000 |  |  | 151.95 |  |  | 9 | L9 | 25 | max. 10% at 100.000 hrs |  | Available | 740/339 | Cx=0.4338;Cy=0.4030 | Class I | IK02 |  |  | 60 | 520 | -20 | 1 | 118 | RAL9016 | 50-60Hz | Passive | LED | dimmable | High Bay Rectangular | Tungsram High-bay IP66 | Indoor industrial |  |  | 17930 | Yes |  |  |  | Bracket kit. Suspension holder kit. Protective Cover
TBD | TU HB IP65 G1 1H10 4K70 L9 RF ST PC W1 | image | datasheet | deeplink | TUNGSRAM - Tungsram High-bay IP66 - 9050lm - 58W - 4000K - 70CRI - TBD[SKU] - Bracket. Y-cable | 8 | Bracket. Y-cable | LED | 1 | 58 | [8 empty] | CE. ENEC | [6 empty] | 65 | 4000 | 515x380x90 |  | 220-240V |  | 5 |  | 90° | 3 | 70 |  | 4000 |  |  | >=0.9 | 115000 |  |  | 156.03 |  |  | 9 | L9 | 25 | max. 10% at 100.000 hrs |  | Available | 740/339 | Cx=0.4338;Cy=0.4030 | Class I | IK02 |  |  | 60 | 260 | -20 | 1 | 58 | RAL9016 | 50-60Hz | Passive | LED | dimmable | High Bay Rectangular | Tungsram High-bay IP66 | Indoor industrial |  |  | 9050 | Yes |  |  |  | Bracket kit. Suspension holder kit. Protective Cover
TBD | TU HB IP66 G1 2H45 4K70 L9 DL ST PC W1 | image | datasheet | deeplink | TUNGSRAM - Tungsram High-bay IP66 - 39160lm - 261W - 4000K - 70CRI - TBD[SKU] - Bracket. Y-cable | 12 | Bracket. Y-cable | LED | 1 | 261 | [8 empty] | CE | [6 empty] | 66 | 4000 | 817x380x90 |  | 220-240V |  | 5 |  | 90° | 3 | 70 |  | 4000 |  |  | >=0.9 | 116000 |  |  | 150.04 |  |  | 9 | L9 | 25 | max. 10% at 100.000 hrs |  | Available | 740/339 | Cx=0.4338;Cy=0.4030 | Class I | IK07 |  |  | 60 | 1160 | -20 | 1 | 261 | RAL9016 | 50-60Hz | Passive | LED | dimmable | High Bay Rectangular | Tungsram High-bay IP66 | Indoor industrial |  |  | 39160 | No sensor |  |  |  | Bracket kit. Suspension holder kit. Protective Cover
TBD | TU HB IP66 G1 2H30 4K70 L9 DL ST PC W1 | image | datasheet | deeplink | TUNGSRAM - Tungsram High-bay IP66 - 26810lm - 170W - 4000K - 70CRI - TBD[SKU] - Bracket. Y-cable | 12 | Bracket. Y-cable | LED | 1 | 170 | [8 empty] | CE. ENEC | [6 empty] | 66 | 4000 | 817x380x90 |  | 220-240V |  | 5 |  | 90° | 3 | 70 |  | 4000 |  |  | >=0.9 | 105000 |  |  | 157.71 |  |  | 9 | L9 | 25 | max. 10% at 100.000 hrs |  | Available | 740/339 | Cx=0.4338;Cy=0.4030 | Class I | IK07 |  |  | 60 | 750 | -20 | 1 | 170 | RAL9016 | 50-60Hz | Passive | LED | dimmable | High Bay Rectangular | Tungsram High-bay IP66 | Indoor industrial |  |  | 26810 | No sensor |  |  |  | Bracket kit. Suspension holder kit. Protective Cover
TBD | TU HB IP66 G1 1H20 4K70 L9 DL ST PC W1 | image | datasheet | deeplink | TUNGSRAM - Tungsram High-bay IP66 - 17930lm - 116W - 4000K - 70CRI - TBD[SKU] - Bracket. Y-cable | 8 | Bracket. Y-cable | LED | 1 | 116 | [8 empty] | CE. ENEC | [6 empty] | 66 | 4000 | 450x380x90 |  | 220-240V |  | 5 |  | 90° | 3 | 70 |  | 4000 |  |  | >=0.9 | 100000 |  |  | 154.57 |  |  | 9 | L9 | 25 | max. 10% at 100.000 hrs |  | Available | 740/339 | Cx=0.4338;Cy=0.4030 | Class I | IK07 |  |  | 60 | 510 | -20 | 1 | 116 | RAL9016 | 50-60Hz | Passive | LED | dimmable | High Bay Rectangular | Tungsram High-bay IP66 | Indoor industrial |  |  | 17930 | No sensor |  |  |  | Bracket kit. Suspension holder kit. Protective Cover
TBD | TU HB IP66 G1 1H10 4K70 L9 DL ST PC W1 | image | datasheet | deeplink | TUNGSRAM - Tungsram High-bay IP66 - 9050lm - 56W - 4000K - 70CRI - TBD[SKU] - Bracket. Y-cable | 8 | Bracket. Y-cable | LED | 1 | 56 | [8 empty] | CE. ENEC | [6 empty] | 66 | 4000 | 450x380x90 |  | 220-240V |  | 5 |  | 90° | 3 | 70 |  | 4000 |  |  | >=0.9 | 115000 |  |  | 161.61 |  |  | 9 | L9 | 25 | max. 10% at 100.000 hrs |  | Available | 740/339 | Cx=0.4338;Cy=0.4030 | Class I | IK07 |  |  | 60 | 250 | -20 | 1 | 56 | RAL9016 | 50-60Hz | Passive | LED | dimmable | High Bay Rectangular | Tungsram High-bay IP66 | Indoor industrial |  |  | 9050 | No sensor |  |  |  | Bracket kit. Suspension holder kit. Protective Cover
TBD | TU HB IP65 G1 1S30 4K70 L9 RF ST PC W1 | image | datasheet | deeplink | TUNGSRAM - Tungsram High-bay IP66 - 25920lm - 201W - 4000K - 70CRI - TBD[SKU] - Bracket. Y-cable | 8 | Bracket. Y-cable | LED | 1 | 201 | [8 empty] | CE. ENEC | [6 empty] | 65 | 4000 | 515x380x90 |  | 220-240V |  | 5 |  | 90° | 3 | 70 |  | 4000 |  |  | >=0.9 | 117000 |  |  | 128.96 |  |  | 9 | L9 | 25 | max. 10% at 100.000 hrs |  | Available | 740/339 | Cx=0.4338;Cy=0.4030 | Class I | IK02 |  |  | 60 | 890 | -20 | 1 | 201 | RAL9016 | 50-60Hz | Passive | LED | dimmable | High Bay Rectangular | Tungsram High-bay IP66 | Indoor industrial |  |  | 25920 | Yes |  |  |  | Bracket kit. Suspension holder kit. Protective Cover
TBD | TU HB IP65 G1 1S20 4K70 L9 RF ST PC W1 | image | datasheet | deeplink | TUNGSRAM - Tungsram High-bay IP66 - 18290lm - 143W - 4000K - 70CRI - TBD[SKU] - Bracket. Y-cable | 8 | Bracket. Y-cable | LED | 1 | 143 | [8 empty] | CE. ENEC | [6 empty] | 65 | 4000 | 515x380x90 |  | 220-240V |  | 5 |  | 90° | 3 | 70 |  | 4000 |  |  | >=0.9 | 197000 |  |  | 127.9 |  |  | 9 | L9 | 25 | max. 10% at 100.000 hrs |  | Available | 740/339 | Cx=0.4338;Cy=0.4030 | Class I | IK02 |  |  | 60 | 630 | -20 | 1 | 143 | RAL9016 | 50-60Hz | Passive | LED | dimmable | High Bay Rectangular | Tungsram High-bay IP66 | Indoor industrial |  |  | 18290 | Yes |  |  |  | Bracket kit. Suspension holder kit. Protective Cover
TBD | TU HB IP65 G1 1S10 4K70 L9 RF ST PC W1 | image | datasheet | deeplink | TUNGSRAM - Tungsram High-bay IP66 - 8870lm - 69W - 4000K - 70CRI - TBD[SKU] - Bracket. Y-cable | 8 | Bracket. Y-cable | LED | 1 | 69 | [8 empty] | CE. ENEC | [6 empty] | 65 | 4000 | 515x380x90 |  | 220-240V |  | 5 |  | 90° | 3 | 70 |  | 4000 |  |  | >=0.9 | 259000 |  |  | 128.55 |  |  | 9 | L9 | 25 | max. 10% at 100.000 hrs |  | Available | 740/339 | Cx=0.4338;Cy=0.4030 | Class I | IK02 |  |  | 60 | 300 | -20 | 1 | 69 | RAL9016 | 50-60Hz | Passive | LED | dimmable | High Bay Rectangular | Tungsram High-bay IP66 | Indoor industrial |  |  | 8870 | Yes |  |  |  | Bracket kit. Suspension holder kit. Protective Cover
TBD | TU HB IP66 G1 1S30 4K70 L9 DL ST PC W1 | image | datasheet | deeplink | TUNGSRAM - Tungsram High-bay IP66 - 25920lm - 199W - 4000K - 70CRI - TBD[SKU] - Bracket. Y-cable | 8 | Bracket. Y-cable | LED | 1 | 199 | [8 empty] | CE. ENEC | [6 empty] | 66 | 4000 | 450x380x90 |  | 220-240V |  | 5 |  | 90° | 3 | 70 |  | 4000 |  |  | >=0.9 | 117000 |  |  | 130.25 |  |  | 9 | L9 | 25 | max. 10% at 100.000 hrs |  | Available | 740/339 | Cx=0.4338;Cy=0.4030 | Class I | IK07 |  |  | 60 | 880 | -20 | 1 | 199 | RAL9016 | 50-60Hz | Passive | LED | dimmable | High Bay Rectangular | Tungsram High-bay IP66 | Indoor industrial |  |  | 25920 | No sensor |  |  |  | Bracket kit. Suspension holder kit. Protective Cover
TBD | TU HB IP66 G1 1S20 4K70 L9 DL ST PC W1 | image | datasheet | deeplink | TUNGSRAM - Tungsram High-bay IP66 - 18290lm - 141W - 4000K - 70CRI - TBD[SKU] - Bracket. Y-cable | 8 | Bracket. Y-cable | LED | 1 | 141 | [8 empty] | CE. ENEC | [6 empty] | 66 | 4000 | 450x380x90 |  | 220-240V |  | 5 |  | 90° | 3 | 70 |  | 4000 |  |  | >=0.9 | 197000 |  |  | 129.72 |  |  | 9 | L9 | 25 | max. 10% at 100.000 hrs |  | Available | 740/339 | Cx=0.4338;Cy=0.4030 | Class I | IK07 |  |  | 60 | 630 | -20 | 1 | 141 | RAL9016 | 50-60Hz | Passive | LED | dimmable | High Bay Rectangular | Tungsram High-bay IP66 | Indoor industrial |  |  | 18290 | No sensor |  |  |  | Bracket kit. Suspension holder kit. Protective Cover
TBD | TU HB IP66 G1 1S10 4K70 L9 DL ST PC W1 | image | datasheet | deeplink | TUNGSRAM - Tungsram High-bay IP66 - 8870lm - 67W - 4000K - 70CRI - TBD[SKU] - Bracket. Y-cable | 8 | Bracket. Y-cable | LED | 1 | 67 | [8 empty] | CE. ENEC | [6 empty] | 66 | 4000 | 450x380x90 |  | 220-240V |  | 5 |  | 90° | 3 | 70 |  | 4000 |  |  | >=0.9 | 259000 |  |  | 132.39 |  |  | 9 | L9 | 25 | max. 10% at 100.000 hrs |  | Available | 740/339 | Cx=0.4338;Cy=0.4030 | Class I | IK07 |  |  | 60 | 300 | -20 | 1 | 67 | RAL9016 | 50-60Hz | Passive | LED | dimmable | High Bay Rectangular | Tungsram High-bay IP66 | Indoor industrial |  |  | 8870 | No sensor |  |  |  | Bracket kit. Suspension holder kit. Protective Cover
TBD | TU HB IP65 G1 1S30 4K70 L9 SN ST PC W1 | image | datasheet | deeplink | TUNGSRAM - Tungsram High-bay IP66 - 25920lm - 201W - 4000K - 70CRI - TBD[SKU] - Bracket. Y-cable | 8 | Bracket. Y-cable | LED | 1 | 201 | [8 empty] | CE. ENEC | [6 empty] | 65 | 4000 | 515x380x90 |  | 220-240V |  | 5 |  | 90° | 3 | 70 |  | 4000 |  |  | >=0.9 | 117000 |  |  | 128.96 |  |  | 9 | L9 | 25 | max. 10% at 100.000 hrs |  | Available | 740/339 | Cx=0.4338;Cy=0.4030 | Class I | IK02 |  |  | 60 | 890 | -20 | 1 | 201 | RAL9016 | 50-60Hz | Passive | LED | dimmable | High Bay Rectangular | Tungsram High-bay IP66 | Indoor industrial |  |  | 25920 | Yes |  |  |  | Bracket kit. Suspension holder kit. Protective Cover
TBD | TU HB IP65 G1 1S20 4K70 L9 SN ST PC W1 | image | datasheet | deeplink | TUNGSRAM - Tungsram High-bay IP66 - 18290lm - 143W - 4000K - 70CRI - TBD[SKU] - Bracket. Y-cable | 8 | Bracket. Y-cable | LED | 1 | 143 | [8 empty] | CE. ENEC | [6 empty] | 65 | 4000 | 515x380x90 |  | 220-240V |  | 5 |  | 90° | 3 | 70 |  | 4000 |  |  | >=0.9 | 197000 |  |  | 127.9 |  |  | 9 | L9 | 25 | max. 10% at 100.000 hrs |  | Available | 740/339 | Cx=0.4338;Cy=0.4030 | Class I | IK02 |  |  | 60 | 630 | -20 | 1 | 143 | RAL9016 | 50-60Hz | Passive | LED | dimmable | High Bay Rectangular | Tungsram High-bay IP66 | Indoor industrial |  |  | 18290 | Yes |  |  |  | Bracket kit. Suspension holder kit. Protective Cover
TBD | TU HB IP65 G1 1S10 4K70 L9 SN ST PC W1 | image | datasheet | deeplink | TUNGSRAM - Tungsram High-bay IP66 - 8870lm - 69W - 4000K - 70CRI - TBD[SKU] - Bracket. Y-cable | 8 | Bracket. Y-cable | LED | 1 | 69 | [8 empty] | CE. ENEC | [6 empty] | 65 | 4000 | 515x380x90 |  | 220-240V |  | 5 |  | 90° | 3 | 70 |  | 4000 |  |  | >=0.9 | 259000 |  |  | 128.55 |  |  | 9 | L9 | 25 | max. 10% at 100.000 hrs |  | Available | 740/339 | Cx=0.4338;Cy=0.4030 | Class I | IK02 |  |  | 60 | 300 | -20 | 1 | 69 | RAL9016 | 50-60Hz | Passive | LED | dimmable | High Bay Rectangular | Tungsram High-bay IP66 | Indoor industrial |  |  | 8870 | Yes |  |  |  | Bracket kit. Suspension holder kit. Protective Cover
TBD | TU HB IP66 G1 1S30 4K70 L9 FX ST PC W1 | image | datasheet | deeplink | TUNGSRAM - Tungsram High-bay IP66 - 25920lm - 199W - 4000K - 70CRI - TBD[SKU] - Bracket. Y-cable | 8 | Bracket. Y-cable | LED | 1 | 199 | [8 empty] | CE. ENEC | [6 empty] | 66 | 4000 | 450x380x90 |  | 220-240V |  | 5 |  | 90° | 3 | 70 |  | 4000 |  |  | >=0.9 | 117000 |  |  | 130.25 |  |  | 9 | L9 | 25 | max. 10% at 100.000 hrs |  | Available | 740/339 | Cx=0.4338;Cy=0.4030 | Class I | IK07 |  |  | 60 | 880 | -20 | 1 | 199 | RAL9016 | 50-60Hz | Passive | LED | none | High Bay Rectangular | Tungsram High-bay IP66 | Indoor industrial |  |  | 25920 | No sensor |  |  |  | Bracket kit. Suspension holder kit. Protective Cover
TBD | TU HB IP66 G1 1S20 4K70 L9 FX ST PC W1 | image | datasheet | deeplink | TUNGSRAM - Tungsram High-bay IP66 - 18290lm - 141W - 4000K - 70CRI - TBD[SKU] - Bracket. Y-cable | 8 | Bracket. Y-cable | LED | 1 | 141 | [8 empty] | CE. ENEC | [6 empty] | 66 | 4000 | 450x380x90 |  | 220-240V |  | 5 |  | 90° | 3 | 70 |  | 4000 |  |  | >=0.9 | 197000 |  |  | 129.72 |  |  | 9 | L9 | 25 | max. 10% at 100.000 hrs |  | Available | 740/339 | Cx=0.4338;Cy=0.4030 | Class I | IK07 |  |  | 60 | 630 | -20 | 1 | 141 | RAL9016 | 50-60Hz | Passive | LED | none | High Bay Rectangular | Tungsram High-bay IP66 | Indoor industrial |  |  | 18290 | No sensor |  |  |  | Bracket kit. Suspension holder kit. Protective Cover
TBD | TU HB IP66 G1 1S10 4K70 L9 FX ST PC W1 | image | datasheet | deeplink | TUNGSRAM - Tungsram High-bay IP66 - 8870lm - 67W - 4000K - 70CRI - TBD[SKU] - Bracket. Y-cable | 8 | Bracket. Y-cable | LED | 1 | 67 | [8 empty] | CE. ENEC | [6 empty] | 66 | 4000 | 450x380x90 |  | 220-240V |  | 5 |  | 90° | 3 | 70 |  | 4000 |  |  | >=0.9 | 259000 |  |  | 132.39 |  |  | 9 | L9 | 25 | max. 10% at 100.000 hrs |  | Available | 740/339 | Cx=0.4338;Cy=0.4030 | Class I | IK07 |  |  | 60 | 300 | -20 | 1 | 67 | RAL9016 | 50-60Hz | Passive | LED | none | High Bay Rectangular | Tungsram High-bay IP66 | Indoor industrial |  |  | 8870 | No sensor |  |  |  | Bracket kit. Suspension holder kit. Protective Cover
TBD | TU HB IP66 G1 2H45 5K80 L6 NL ST PC W1 | image | datasheet | deeplink | TUNGSRAM - Tungsram High-bay IP66 - 39410lm - 261W - 5000K - 80CRI - TBD[SKU] - Bracket. Y-cable | 12 | Bracket. Y-cable | LED | 1 | 261 | [8 empty] | CE | [6 empty] | 66 | 5000 | 817x380x110 |  | 220-240V |  | 5 |  | 60° | 3 | 80 |  | 5000 |  |  | >=0.9 | 116000 |  |  | 151 |  |  | 9 | L6 | 25 | max. 10% at 100.000 hrs |  | Available | 850/339 | Cx=0.3447;Cy=0.3553 | Class I | IK02 |  |  | 60 | 1160 | -20 | 1 | 261 | RAL9016 | 50-60Hz | Passive | LED | dimmable | High Bay Rectangular | Tungsram High-bay IP66 | Indoor industrial |  |  | 39410 | Yes |  |  |  | Bracket kit. Suspension holder kit. Protective Cover
TBD | TU HB IP66 G1 2H30 5K80 L6 NL ST PC W1 | image | datasheet | deeplink | TUNGSRAM - Tungsram High-bay IP66 - 26990lm - 171W - 5000K - 80CRI - TBD[SKU] - Bracket. Y-cable | 12 | Bracket. Y-cable | LED | 1 | 171 | [8 empty] | CE. ENEC | [6 empty] | 66 | 5000 | 817x380x110 |  | 220-240V |  | 5 |  | 60° | 3 | 80 |  | 5000 |  |  | >=0.9 | 105000 |  |  | 157.84 |  |  | 9 | L6 | 25 | max. 10% at 100.000 hrs |  | Available | 850/339 | Cx=0.3447;Cy=0.3553 | Class I | IK02 |  |  | 60 | 760 | -20 | 1 | 171 | RAL9016 | 50-60Hz | Passive | LED | dimmable | High Bay Rectangular | Tungsram High-bay IP66 | Indoor industrial |  |  | 26990 | Yes |  |  |  | Bracket kit. Suspension holder kit. Protective Cover
TBD | TU HB IP66 G1 1H20 5K80 L6 NL ST PC W1 | image | datasheet | deeplink | TUNGSRAM - Tungsram High-bay IP66 - 18050lm - 117W - 5000K - 80CRI - TBD[SKU] - Bracket. Y-cable | 8 | Bracket. Y-cable | LED | 1 | 117 | [8 empty] | CE. ENEC | [6 empty] | 66 | 5000 | 450x380x110 |  | 220-240V |  | 5 |  | 60° | 3 | 80 |  | 5000 |  |  | >=0.9 | 100000 |  |  | 154.27 |  |  | 9 | L6 | 25 | max. 10% at 100.000 hrs |  | Available | 850/339 | Cx=0.3447;Cy=0.3553 | Class I | IK02 |  |  | 60 | 520 | -20 | 1 | 117 | RAL9016 | 50-60Hz | Passive | LED | dimmable | High Bay Rectangular | Tungsram High-bay IP66 | Indoor industrial |  |  | 18050 | Yes |  |  |  | Bracket kit. Suspension holder kit. Protective Cover
TBD | TU HB IP66 G1 1H10 5K80 L6 NL ST PC W1 | image | datasheet | deeplink | TUNGSRAM - Tungsram High-bay IP66 - 9110lm - 57W - 5000K - 80CRI - TBD[SKU] - Bracket. Y-cable | 8 | Bracket. Y-cable | LED | 1 | 57 | [8 empty] | CE. ENEC | [6 empty] | 66 | 5000 | 450x380x110 |  | 220-240V |  | 5 |  | 60° | 3 | 80 |  | 5000 |  |  | >=0.9 | 115000 |  |  | 159.82 |  |  | 9 | L6 | 25 | max. 10% at 100.000 hrs |  | Available | 850/339 | Cx=0.3447;Cy=0.3553 | Class I | IK02 |  |  | 60 | 250 | -20 | 1 | 57 | RAL9016 | 50-60Hz | Passive | LED | dimmable | High Bay Rectangular | Tungsram High-bay IP66 | Indoor industrial |  |  | 9110 | Yes |  |  |  | Bracket kit. Suspension holder kit. Protective Cover
TBD | TU HB IP65 G1 2H45 5K80 L6 RF ST PC W1 | image | datasheet | deeplink | TUNGSRAM - Tungsram High-bay IP66 - 39410lm - 263W - 5000K - 80CRI - TBD[SKU] - Bracket. Y-cable | 12 | Bracket. Y-cable | LED | 1 | 263 | [8 empty] | CE | [6 empty] | 65 | 5000 | 882x380x90 |  | 220-240V |  | 5 |  | 60° | 3 | 80 |  | 5000 |  |  | >=0.9 | 116000 |  |  | 149.85 |  |  | 9 | L6 | 25 | max. 10% at 100.000 hrs |  | Available | 850/339 | Cx=0.3447;Cy=0.3553 | Class I | IK02 |  |  | 60 | 1170 | -20 | 1 | 263 | RAL9016 | 50-60Hz | Passive | LED | dimmable | High Bay Rectangular | Tungsram High-bay IP66 | Indoor industrial |  |  | 39410 | Yes |  |  |  | Bracket kit. Suspension holder kit. Protective Cover
TBD | TU HB IP65 G1 2H30 5K80 L6 RF ST PC W1 | image | datasheet | deeplink | TUNGSRAM - Tungsram High-bay IP66 - 26990lm - 172W - 5000K - 80CRI - TBD[SKU] - Bracket. Y-cable | 12 | Bracket. Y-cable | LED | 1 | 172 | [8 empty] | CE. ENEC | [6 empty] | 65 | 5000 | 882x380x90 |  | 220-240V |  | 5 |  | 60° | 3 | 80 |  | 5000 |  |  | >=0.9 | 105000 |  |  | 156.92 |  |  | 9 | L6 | 25 | max. 10% at 100.000 hrs |  | Available | 850/339 | Cx=0.3447;Cy=0.3553 | Class I | IK02 |  |  | 60 | 760 | -20 | 1 | 172 | RAL9016 | 50-60Hz | Passive | LED | dimmable | High Bay Rectangular | Tungsram High-bay IP66 | Indoor industrial |  |  | 26990 | Yes |  |  |  | Bracket kit. Suspension holder kit. Protective Cover
TBD | TU HB IP65 G1 1H20 5K80 L6 RF ST PC W1 | image | datasheet | deeplink | TUNGSRAM - Tungsram High-bay IP66 - 18050lm - 118W - 5000K - 80CRI - TBD[SKU] - Bracket. Y-cable | 8 | Bracket. Y-cable | LED | 1 | 118 | [8 empty] | CE. ENEC | [6 empty] | 65 | 5000 | 515x380x90 |  | 220-240V |  | 5 |  | 60° | 3 | 80 |  | 5000 |  |  | >=0.9 | 100000 |  |  | 152.97 |  |  | 9 | L6 | 25 | max. 10% at 100.000 hrs |  | Available | 850/339 | Cx=0.3447;Cy=0.3553 | Class I | IK02 |  |  | 60 | 520 | -20 | 1 | 118 | RAL9016 | 50-60Hz | Passive | LED | dimmable | High Bay Rectangular | Tungsram High-bay IP66 | Indoor industrial |  |  | 18050 | Yes |  |  |  | Bracket kit. Suspension holder kit. Protective Cover
TBD | TU HB IP65 G1 1H10 5K80 L6 RF ST PC W1 | image | datasheet | deeplink | TUNGSRAM - Tungsram High-bay IP66 - 9110lm - 58W - 5000K - 80CRI - TBD[SKU] - Bracket. Y-cable | 8 | Bracket. Y-cable | LED | 1 | 58 | [8 empty] | CE. ENEC | [6 empty] | 65 | 5000 | 515x380x90 |  | 220-240V |  | 5 |  | 60° | 3 | 80 |  | 5000 |  |  | >=0.9 | 115000 |  |  | 157.07 |  |  | 9 | L6 | 25 | max. 10% at 100.000 hrs |  | Available | 850/339 | Cx=0.3447;Cy=0.3553 | Class I | IK02 |  |  | 60 | 260 | -20 | 1 | 58 | RAL9016 | 50-60Hz | Passive | LED | dimmable | High Bay Rectangular | Tungsram High-bay IP66 | Indoor industrial |  |  | 9110 | Yes |  |  |  | Bracket kit. Suspension holder kit. Protective Cover
TBD | TU HB IP66 G1 2H45 5K80 L6 DL ST PC W1 | image | datasheet | deeplink | TUNGSRAM - Tungsram High-bay IP66 - 39410lm - 261W - 5000K - 80CRI - TBD[SKU] - Bracket. Y-cable | 12 | Bracket. Y-cable | LED | 1 | 261 | [8 empty] | CE | [6 empty] | 66 | 5000 | 817x380x90 |  | 220-240V |  | 5 |  | 60° | 3 | 80 |  | 5000 |  |  | >=0.9 | 116000 |  |  | 151 |  |  | 9 | L6 | 25 | max. 10% at 100.000 hrs |  | Available | 850/339 | Cx=0.3447;Cy=0.3553 | Class I | IK07 |  |  | 60 | 1160 | -20 | 1 | 261 | RAL9016 | 50-60Hz | Passive | LED | dimmable | High Bay Rectangular | Tungsram High-bay IP66 | Indoor industrial |  |  | 39410 | No sensor |  |  |  | Bracket kit. Suspension holder kit. Protective Cover
TBD | TU HB IP66 G1 2H30 5K80 L6 DL ST PC W1 | image | datasheet | deeplink | TUNGSRAM - Tungsram High-bay IP66 - 26990lm - 170W - 5000K - 80CRI - TBD[SKU] - Bracket. Y-cable | 12 | Bracket. Y-cable | LED | 1 | 170 | [8 empty] | CE. ENEC | [6 empty] | 66 | 5000 | 817x380x90 |  | 220-240V |  | 5 |  | 60° | 3 | 80 |  | 5000 |  |  | >=0.9 | 105000 |  |  | 158.76 |  |  | 9 | L6 | 25 | max. 10% at 100.000 hrs |  | Available | 850/339 | Cx=0.3447;Cy=0.3553 | Class I | IK07 |  |  | 60 | 750 | -20 | 1 | 170 | RAL9016 | 50-60Hz | Passive | LED | dimmable | High Bay Rectangular | Tungsram High-bay IP66 | Indoor industrial |  |  | 26990 | No sensor |  |  |  | Bracket kit. Suspension holder kit. Protective Cover
TBD | TU HB IP66 G1 1H20 5K80 L6 DL ST PC W1 | image | datasheet | deeplink | TUNGSRAM - Tungsram High-bay IP66 - 18050lm - 116W - 5000K - 80CRI - TBD[SKU] - Bracket. Y-cable | 8 | Bracket. Y-cable | LED | 1 | 116 | [8 empty] | CE. ENEC | [6 empty] | 66 | 5000 | 450x380x90 |  | 220-240V |  | 5 |  | 60° | 3 | 80 |  | 5000 |  |  | >=0.9 | 100000 |  |  | 155.6 |  |  | 9 | L6 | 25 | max. 10% at 100.000 hrs |  | Available | 850/339 | Cx=0.3447;Cy=0.3553 | Class I | IK07 |  |  | 60 | 510 | -20 | 1 | 116 | RAL9016 | 50-60Hz | Passive | LED | dimmable | High Bay Rectangular | Tungsram High-bay IP66 | Indoor industrial |  |  | 18050 | No sensor |  |  |  | Bracket kit. Suspension holder kit. Protective Cover
TBD | TU HB IP66 G1 1H10 5K80 L6 DL ST PC W1 | image | datasheet | deeplink | TUNGSRAM - Tungsram High-bay IP66 - 9110lm - 56W - 5000K - 80CRI - TBD[SKU] - Bracket. Y-cable | 8 | Bracket. Y-cable | LED | 1 | 56 | [8 empty] | CE. ENEC | [6 empty] | 66 | 5000 | 450x380x90 |  | 220-240V |  | 5 |  | 60° | 3 | 80 |  | 5000 |  |  | >=0.9 | 115000 |  |  | 162.68 |  |  | 9 | L6 | 25 | max. 10% at 100.000 hrs |  | Available | 850/339 | Cx=0.3447;Cy=0.3553 | Class I | IK07 |  |  | 60 | 250 | -20 | 1 | 56 | RAL9016 | 50-60Hz | Passive | LED | dimmable | High Bay Rectangular | Tungsram High-bay IP66 | Indoor industrial |  |  | 9110 | No sensor |  |  |  | Bracket kit. Suspension holder kit. Protective Cover
TBD | TU HB IP65 G1 1S30 5K80 L6 RF ST PC W1 | image | datasheet | deeplink | TUNGSRAM - Tungsram High-bay IP66 - 26090lm - 201W - 5000K - 80CRI - TBD[SKU] - Bracket. Y-cable | 8 | Bracket. Y-cable | LED | 1 | 201 | [8 empty] | CE. ENEC | [6 empty] | 65 | 5000 | 515x380x90 |  | 220-240V |  | 5 |  | 60° | 3 | 80 |  | 5000 |  |  | >=0.9 | 117000 |  |  | 129.8 |  |  | 9 | L6 | 25 | max. 10% at 100.000 hrs |  | Available | 850/339 | Cx=0.3447;Cy=0.3553 | Class I | IK02 |  |  | 60 | 890 | -20 | 1 | 201 | RAL9016 | 50-60Hz | Passive | LED | dimmable | High Bay Rectangular | Tungsram High-bay IP66 | Indoor industrial |  |  | 26090 | Yes |  |  |  | Bracket kit. Suspension holder kit. Protective Cover
TBD | TU HB IP65 G1 1S20 5K80 L6 RF ST PC W1 | image | datasheet | deeplink | TUNGSRAM - Tungsram High-bay IP66 - 18410lm - 143W - 5000K - 80CRI - TBD[SKU] - Bracket. Y-cable | 8 | Bracket. Y-cable | LED | 1 | 143 | [8 empty] | CE. ENEC | [6 empty] | 65 | 5000 | 515x380x90 |  | 220-240V |  | 5 |  | 60° | 3 | 80 |  | 5000 |  |  | >=0.9 | 197000 |  |  | 128.74 |  |  | 9 | L6 | 25 | max. 10% at 100.000 hrs |  | Available | 850/339 | Cx=0.3447;Cy=0.3553 | Class I | IK02 |  |  | 60 | 630 | -20 | 1 | 143 | RAL9016 | 50-60Hz | Passive | LED | dimmable | High Bay Rectangular | Tungsram High-bay IP66 | Indoor industrial |  |  | 18410 | Yes |  |  |  | Bracket kit. Suspension holder kit. Protective Cover
TBD | TU HB IP65 G1 1S10 5K80 L6 RF ST PC W1 | image | datasheet | deeplink | TUNGSRAM - Tungsram High-bay IP66 - 8930lm - 69W - 5000K - 80CRI - TBD[SKU] - Bracket. Y-cable | 8 | Bracket. Y-cable | LED | 1 | 69 | [8 empty] | CE. ENEC | [6 empty] | 65 | 5000 | 515x380x90 |  | 220-240V |  | 5 |  | 60° | 3 | 80 |  | 5000 |  |  | >=0.9 | 259000 |  |  | 129.42 |  |  | 9 | L6 | 25 | max. 10% at 100.000 hrs |  | Available | 850/339 | Cx=0.3447;Cy=0.3553 | Class I | IK02 |  |  | 60 | 300 | -20 | 1 | 69 | RAL9016 | 50-60Hz | Passive | LED | dimmable | High Bay Rectangular | Tungsram High-bay IP66 | Indoor industrial |  |  | 8930 | Yes |  |  |  | Bracket kit. Suspension holder kit. Protective Cover
TBD | TU HB IP66 G1 1S30 5K80 L6 DL ST PC W1 | image | datasheet | deeplink | TUNGSRAM - Tungsram High-bay IP66 - 26090lm - 199W - 5000K - 80CRI - TBD[SKU] - Bracket. Y-cable | 8 | Bracket. Y-cable | LED | 1 | 199 | [8 empty] | CE. ENEC | [6 empty] | 66 | 5000 | 450x380x90 |  | 220-240V |  | 5 |  | 60° | 3 | 80 |  | 5000 |  |  | >=0.9 | 117000 |  |  | 131.11 |  |  | 9 | L6 | 25 | max. 10% at 100.000 hrs |  | Available | 850/339 | Cx=0.3447;Cy=0.3553 | Class I | IK07 |  |  | 60 | 880 | -20 | 1 | 199 | RAL9016 | 50-60Hz | Passive | LED | dimmable | High Bay Rectangular | Tungsram High-bay IP66 | Indoor industrial |  |  | 26090 | No sensor |  |  |  | Bracket kit. Suspension holder kit. Protective Cover
TBD | TU HB IP66 G1 1S20 5K80 L6 DL ST PC W1 | image | datasheet | deeplink | TUNGSRAM - Tungsram High-bay IP66 - 18410lm - 141W - 5000K - 80CRI - TBD[SKU] - Bracket. Y-cable | 8 | Bracket. Y-cable | LED | 1 | 141 | [8 empty] | CE. ENEC | [6 empty] | 66 | 5000 | 450x380x90 |  | 220-240V |  | 5 |  | 60° | 3 | 80 |  | 5000 |  |  | >=0.9 | 197000 |  |  | 130.57 |  |  | 9 | L6 | 25 | max. 10% at 100.000 hrs |  | Available | 850/339 | Cx=0.3447;Cy=0.3553 | Class I | IK07 |  |  | 60 | 630 | -20 | 1 | 141 | RAL9016 | 50-60Hz | Passive | LED | dimmable | High Bay Rectangular | Tungsram High-bay IP66 | Indoor industrial |  |  | 18410 | No sensor |  |  |  | Bracket kit. Suspension holder kit. Protective Cover
TBD | TU HB IP66 G1 1S10 5K80 L6 DL ST PC W1 | image | datasheet | deeplink | TUNGSRAM - Tungsram High-bay IP66 - 8930lm - 67W - 5000K - 80CRI - TBD[SKU] - Bracket. Y-cable | 8 | Bracket. Y-cable | LED | 1 | 67 | [8 empty] | CE. ENEC | [6 empty] | 66 | 5000 | 450x380x90 |  | 220-240V |  | 5 |  | 60° | 3 | 80 |  | 5000 |  |  | >=0.9 | 259000 |  |  | 133.28 |  |  | 9 | L6 | 25 | max. 10% at 100.000 hrs |  | Available | 850/339 | Cx=0.3447;Cy=0.3553 | Class I | IK07 |  |  | 60 | 300 | -20 | 1 | 67 | RAL9016 | 50-60Hz | Passive | LED | dimmable | High Bay Rectangular | Tungsram High-bay IP66 | Indoor industrial |  |  | 8930 | No sensor |  |  |  | Bracket kit. Suspension holder kit. Protective Cover
TBD | TU HB IP65 G1 1S30 5K80 L6 SN ST PC W1 | image | datasheet | deeplink | TUNGSRAM - Tungsram High-bay IP66 - 26090lm - 201W - 5000K - 80CRI - TBD[SKU] - Bracket. Y-cable | 8 | Bracket. Y-cable | LED | 1 | 201 | [8 empty] | CE. ENEC | [6 empty] | 65 | 5000 | 515x380x90 |  | 220-240V |  | 5 |  | 60° | 3 | 80 |  | 5000 |  |  | >=0.9 | 117000 |  |  | 129.8 |  |  | 9 | L6 | 25 | max. 10% at 100.000 hrs |  | Available | 850/339 | Cx=0.3447;Cy=0.3553 | Class I | IK02 |  |  | 60 | 890 | -20 | 1 | 201 | RAL9016 | 50-60Hz | Passive | LED | dimmable | High Bay Rectangular | Tungsram High-bay IP66 | Indoor industrial |  |  | 26090 | Yes |  |  |  | Bracket kit. Suspension holder kit. Protective Cover
TBD | TU HB IP65 G1 1S20 5K80 L6 SN ST PC W1 | image | datasheet | deeplink | TUNGSRAM - Tungsram High-bay IP66 - 18410lm - 143W - 5000K - 80CRI - TBD[SKU] - Bracket. Y-cable | 8 | Bracket. Y-cable | LED | 1 | 143 | [8 empty] | CE. ENEC | [6 empty] | 65 | 5000 | 515x380x90 |  | 220-240V |  | 5 |  | 60° | 3 | 80 |  | 5000 |  |  | >=0.9 | 197000 |  |  | 128.74 |  |  | 9 | L6 | 25 | max. 10% at 100.000 hrs |  | Available | 850/339 | Cx=0.3447;Cy=0.3553 | Class I | IK02 |  |  | 60 | 630 | -20 | 1 | 143 | RAL9016 | 50-60Hz | Passive | LED | dimmable | High Bay Rectangular | Tungsram High-bay IP66 | Indoor industrial |  |  | 18410 | Yes |  |  |  | Bracket kit. Suspension holder kit. Protective Cover
TBD | TU HB IP65 G1 1S10 5K80 L6 SN ST PC W1 | image | datasheet | deeplink | TUNGSRAM - Tungsram High-bay IP66 - 8930lm - 69W - 5000K - 80CRI - TBD[SKU] - Bracket. Y-cable | 8 | Bracket. Y-cable | LED | 1 | 69 | [8 empty] | CE. ENEC | [6 empty] | 65 | 5000 | 515x380x90 |  | 220-240V |  | 5 |  | 60° | 3 | 80 |  | 5000 |  |  | >=0.9 | 259000 |  |  | 129.42 |  |  | 9 | L6 | 25 | max. 10% at 100.000 hrs |  | Available | 850/339 | Cx=0.3447;Cy=0.3553 | Class I | IK02 |  |  | 60 | 300 | -20 | 1 | 69 | RAL9016 | 50-60Hz | Passive | LED | dimmable | High Bay Rectangular | Tungsram High-bay IP66 | Indoor industrial |  |  | 8930 | Yes |  |  |  | Bracket kit. Suspension holder kit. Protective Cover
TBD | TU HB IP66 G1 1S30 5K80 L6 FX ST PC W1 | image | datasheet | deeplink | TUNGSRAM - Tungsram High-bay IP66 - 26090lm - 199W - 5000K - 80CRI - TBD[SKU] - Bracket. Y-cable | 8 | Bracket. Y-cable | LED | 1 | 199 | [8 empty] | CE. ENEC | [6 empty] | 66 | 5000 | 450x380x90 |  | 220-240V |  | 5 |  | 60° | 3 | 80 |  | 5000 |  |  | >=0.9 | 117000 |  |  | 131.11 |  |  | 9 | L6 | 25 | max. 10% at 100.000 hrs |  | Available | 850/339 | Cx=0.3447;Cy=0.3553 | Class I | IK07 |  |  | 60 | 880 | -20 | 1 | 199 | RAL9016 | 50-60Hz | Passive | LED | none | High Bay Rectangular | Tungsram High-bay IP66 | Indoor industrial |  |  | 26090 | No sensor |  |  |  | Bracket kit. Suspension holder kit. Protective Cover
TBD | TU HB IP66 G1 1S20 5K80 L6 FX ST PC W1 | image | datasheet | deeplink | TUNGSRAM - Tungsram High-bay IP66 - 18410lm - 141W - 5000K - 80CRI - TBD[SKU] - Bracket. Y-cable | 8 | Bracket. Y-cable | LED | 1 | 141 | [8 empty] | CE. ENEC | [6 empty] | 66 | 5000 | 450x380x90 |  | 220-240V |  | 5 |  | 60° | 3 | 80 |  | 5000 |  |  | >=0.9 | 197000 |  |  | 130.57 |  |  | 9 | L6 | 25 | max. 10% at 100.000 hrs |  | Available | 850/339 | Cx=0.3447;Cy=0.3553 | Class I | IK07 |  |  | 60 | 630 | -20 | 1 | 141 | RAL9016 | 50-60Hz | Passive | LED | none | High Bay Rectangular | Tungsram High-bay IP66 | Indoor industrial |  |  | 18410 | No sensor |  |  |  | Bracket kit. Suspension holder kit. Protective Cover
TBD | TU HB IP66 G1 1S10 5K80 L6 FX ST PC W1 | image | datasheet | deeplink | TUNGSRAM - Tungsram High-bay IP66 - 8930lm - 67W - 5000K - 80CRI - TBD[SKU] - Bracket. Y-cable | 8 | Bracket. Y-cable | LED | 1 | 67 | [8 empty] | CE. ENEC | [6 empty] | 66 | 5000 | 450x380x90 |  | 220-240V |  | 5 |  | 60° | 3 | 80 |  | 5000 |  |  | >=0.9 | 259000 |  |  | 133.28 |  |  | 9 | L6 | 25 | max. 10% at 100.000 hrs |  | Available | 850/339 | Cx=0.3447;Cy=0.3553 | Class I | IK07 |  |  | 60 | 300 | -20 | 1 | 67 | RAL9016 | 50-60Hz | Passive | LED | none | High Bay Rectangular | Tungsram High-bay IP66 | Indoor industrial |  |  | 8930 | No sensor |  |  |  | Bracket kit. Suspension holder kit. Protective Cover
TBD | TU HB IP66 G1 2H45 4K80 L6 NL ST PC W1 | image | datasheet | deeplink | TUNGSRAM - Tungsram High-bay IP66 - 39000lm - 261W - 4000K - 80CRI - TBD[SKU] - Bracket. Y-cable | 12 | Bracket. Y-cable | LED | 1 | 261 | [8 empty] | CE | [6 empty] | 66 | 4000 | 817x380x110 |  | 220-240V |  | 5 |  | 60° | 3 | 80 |  | 4000 |  |  | >=0.9 | 116000 |  |  | 149.43 |  |  | 9 | L6 | 25 | max. 10% at 100.000 hrs |  | Available | 840/339 | Cx=0.4338;Cy=0.4030 | Class I | IK02 |  |  | 60 | 1160 | -20 | 1 | 261 | RAL9016 | 50-60Hz | Passive | LED | dimmable | High Bay Rectangular | Tungsram High-bay IP66 | Indoor industrial |  |  | 39000 | Yes |  |  |  | Bracket kit. Suspension holder kit. Protective Cover
TBD | TU HB IP66 G1 2H30 4K80 L6 NL ST PC W1 | image | datasheet | deeplink | TUNGSRAM - Tungsram High-bay IP66 - 26710lm - 171W - 4000K - 80CRI - TBD[SKU] - Bracket. Y-cable | 12 | Bracket. Y-cable | LED | 1 | 171 | [8 empty] | CE. ENEC | [6 empty] | 66 | 4000 | 817x380x110 |  | 220-240V |  | 5 |  | 60° | 3 | 80 |  | 4000 |  |  | >=0.9 | 105000 |  |  | 156.2 |  |  | 9 | L6 | 25 | max. 10% at 100.000 hrs |  | Available | 840/339 | Cx=0.4338;Cy=0.4030 | Class I | IK02 |  |  | 60 | 760 | -20 | 1 | 171 | RAL9016 | 50-60Hz | Passive | LED | dimmable | High Bay Rectangular | Tungsram High-bay IP66 | Indoor industrial |  |  | 26710 | Yes |  |  |  | Bracket kit. Suspension holder kit. Protective Cover
TBD | TU HB IP66 G1 1H20 4K80 L6 NL ST PC W1 | image | datasheet | deeplink | TUNGSRAM - Tungsram High-bay IP66 - 17860lm - 117W - 4000K - 80CRI - TBD[SKU] - Bracket. Y-cable | 8 | Bracket. Y-cable | LED | 1 | 117 | [8 empty] | CE. ENEC | [6 empty] | 66 | 4000 | 450x380x110 |  | 220-240V |  | 5 |  | 60° | 3 | 80 |  | 4000 |  |  | >=0.9 | 100000 |  |  | 152.65 |  |  | 9 | L6 | 25 | max. 10% at 100.000 hrs |  | Available | 840/339 | Cx=0.4338;Cy=0.4030 | Class I | IK02 |  |  | 60 | 520 | -20 | 1 | 117 | RAL9016 | 50-60Hz | Passive | LED | dimmable | High Bay Rectangular | Tungsram High-bay IP66 | Indoor industrial |  |  | 17860 | Yes |  |  |  | Bracket kit. Suspension holder kit. Protective Cover
TBD | TU HB IP66 G1 1H10 4K80 L6 NL ST PC W1 | image | datasheet | deeplink | TUNGSRAM - Tungsram High-bay IP66 - 9020lm - 57W - 4000K - 80CRI - TBD[SKU] - Bracket. Y-cable | 8 | Bracket. Y-cable | LED | 1 | 57 | [8 empty] | CE. ENEC | [6 empty] | 66 | 4000 | 450x380x110 |  | 220-240V |  | 5 |  | 60° | 3 | 80 |  | 4000 |  |  | >=0.9 | 115000 |  |  | 158.25 |  |  | 9 | L6 | 25 | max. 10% at 100.000 hrs |  | Available | 840/339 | Cx=0.4338;Cy=0.4030 | Class I | IK02 |  |  | 60 | 250 | -20 | 1 | 57 | RAL9016 | 50-60Hz | Passive | LED | dimmable | High Bay Rectangular | Tungsram High-bay IP66 | Indoor industrial |  |  | 9020 | Yes |  |  |  | Bracket kit. Suspension holder kit. Protective Cover
TBD | TU HB IP65 G1 2H45 4K80 L6 RF ST PC W1 | image | datasheet | deeplink | TUNGSRAM - Tungsram High-bay IP66 - 39000lm - 263W - 4000K - 80CRI - TBD[SKU] - Bracket. Y-cable | 12 | Bracket. Y-cable | LED | 1 | 263 | [8 empty] | CE | [6 empty] | 65 | 4000 | 882x380x90 |  | 220-240V |  | 5 |  | 60° | 3 | 80 |  | 4000 |  |  | >=0.9 | 116000 |  |  | 148.29 |  |  | 9 | L6 | 25 | max. 10% at 100.000 hrs |  | Available | 840/339 | Cx=0.4338;Cy=0.4030 | Class I | IK02 |  |  | 60 | 1170 | -20 | 1 | 263 | RAL9016 | 50-60Hz | Passive | LED | dimmable | High Bay Rectangular | Tungsram High-bay IP66 | Indoor industrial |  |  | 39000 | Yes |  |  |  | Bracket kit. Suspension holder kit. Protective Cover
TBD | TU HB IP65 G1 2H30 4K80 L6 RF ST PC W1 | image | datasheet | deeplink | TUNGSRAM - Tungsram High-bay IP66 - 26710lm - 172W - 4000K - 80CRI - TBD[SKU] - Bracket. Y-cable | 12 | Bracket. Y-cable | LED | 1 | 172 | [8 empty] | CE. ENEC | [6 empty] | 65 | 4000 | 882x380x90 |  | 220-240V |  | 5 |  | 60° | 3 | 80 |  | 4000 |  |  | >=0.9 | 105000 |  |  | 155.29 |  |  | 9 | L6 | 25 | max. 10% at 100.000 hrs |  | Available | 840/339 | Cx=0.4338;Cy=0.4030 | Class I | IK02 |  |  | 60 | 760 | -20 | 1 | 172 | RAL9016 | 50-60Hz | Passive | LED | dimmable | High Bay Rectangular | Tungsram High-bay IP66 | Indoor industrial |  |  | 26710 | Yes |  |  |  | Bracket kit. Suspension holder kit. Protective Cover
TBD | TU HB IP65 G1 1H20 4K80 L6 RF ST PC W1 | image | datasheet | deeplink | TUNGSRAM - Tungsram High-bay IP66 - 17860lm - 118W - 4000K - 80CRI - TBD[SKU] - Bracket. Y-cable | 8 | Bracket. Y-cable | LED | 1 | 118 | [8 empty] | CE. ENEC | [6 empty] | 65 | 4000 | 515x380x90 |  | 220-240V |  | 5 |  | 60° | 3 | 80 |  | 4000 |  |  | >=0.9 | 100000 |  |  | 151.36 |  |  | 9 | L6 | 25 | max. 10% at 100.000 hrs |  | Available | 840/339 | Cx=0.4338;Cy=0.4030 | Class I | IK02 |  |  | 60 | 520 | -20 | 1 | 118 | RAL9016 | 50-60Hz | Passive | LED | dimmable | High Bay Rectangular | Tungsram High-bay IP66 | Indoor industrial |  |  | 17860 | Yes |  |  |  | Bracket kit. Suspension holder kit. Protective Cover
TBD | TU HB IP65 G1 1H10 4K80 L6 RF ST PC W1 | image | datasheet | deeplink | TUNGSRAM - Tungsram High-bay IP66 - 9020lm - 58W - 4000K - 80CRI - TBD[SKU] - Bracket. Y-cable | 8 | Bracket. Y-cable | LED | 1 | 58 | [8 empty] | CE. ENEC | [6 empty] | 65 | 4000 | 515x380x90 |  | 220-240V |  | 5 |  | 60° | 3 | 80 |  | 4000 |  |  | >=0.9 | 115000 |  |  | 155.52 |  |  | 9 | L6 | 25 | max. 10% at 100.000 hrs |  | Available | 840/339 | Cx=0.4338;Cy=0.4030 | Class I | IK02 |  |  | 60 | 260 | -20 | 1 | 58 | RAL9016 | 50-60Hz | Passive | LED | dimmable | High Bay Rectangular | Tungsram High-bay IP66 | Indoor industrial |  |  | 9020 | Yes |  |  |  | Bracket kit. Suspension holder kit. Protective Cover
TBD | TU HB IP66 G1 2H45 4K80 L6 DL ST PC W1 | image | datasheet | deeplink | TUNGSRAM - Tungsram High-bay IP66 - 39000lm - 261W - 4000K - 80CRI - TBD[SKU] - Bracket. Y-cable | 12 | Bracket. Y-cable | LED | 1 | 261 | [8 empty] | CE | [6 empty] | 66 | 4000 | 817x380x90 |  | 220-240V |  | 5 |  | 60° | 3 | 80 |  | 4000 |  |  | >=0.9 | 116000 |  |  | 149.43 |  |  | 9 | L6 | 25 | max. 10% at 100.000 hrs |  | Available | 840/339 | Cx=0.4338;Cy=0.4030 | Class I | IK07 |  |  | 60 | 1160 | -20 | 1 | 261 | RAL9016 | 50-60Hz | Passive | LED | dimmable | High Bay Rectangular | Tungsram High-bay IP66 | Indoor industrial |  |  | 39000 | No sensor |  |  |  | Bracket kit. Suspension holder kit. Protective Cover
TBD | TU HB IP66 G1 2H30 4K80 L6 DL ST PC W1 | image | datasheet | deeplink | TUNGSRAM - Tungsram High-bay IP66 - 26710lm - 170W - 4000K - 80CRI - TBD[SKU] - Bracket. Y-cable | 12 | Bracket. Y-cable | LED | 1 | 170 | [8 empty] | CE. ENEC | [6 empty] | 66 | 4000 | 817x380x90 |  | 220-240V |  | 5 |  | 60° | 3 | 80 |  | 4000 |  |  | >=0.9 | 105000 |  |  | 157.12 |  |  | 9 | L6 | 25 | max. 10% at 100.000 hrs |  | Available | 840/339 | Cx=0.4338;Cy=0.4030 | Class I | IK07 |  |  | 60 | 750 | -20 | 1 | 170 | RAL9016 | 50-60Hz | Passive | LED | dimmable | High Bay Rectangular | Tungsram High-bay IP66 | Indoor industrial |  |  | 26710 | No sensor |  |  |  | Bracket kit. Suspension holder kit. Protective Cover
TBD | TU HB IP66 G1 1H20 4K80 L6 DL ST PC W1 | image | datasheet | deeplink | TUNGSRAM - Tungsram High-bay IP66 - 17860lm - 116W - 4000K - 80CRI - TBD[SKU] - Bracket. Y-cable | 8 | Bracket. Y-cable | LED | 1 | 116 | [8 empty] | CE. ENEC | [6 empty] | 66 | 4000 | 450x380x90 |  | 220-240V |  | 5 |  | 60° | 3 | 80 |  | 4000 |  |  | >=0.9 | 100000 |  |  | 153.97 |  |  | 9 | L6 | 25 | max. 10% at 100.000 hrs |  | Available | 840/339 | Cx=0.4338;Cy=0.4030 | Class I | IK07 |  |  | 60 | 510 | -20 | 1 | 116 | RAL9016 | 50-60Hz | Passive | LED | dimmable | High Bay Rectangular | Tungsram High-bay IP66 | Indoor industrial |  |  | 17860 | No sensor |  |  |  | Bracket kit. Suspension holder kit. Protective Cover
TBD | TU HB IP66 G1 1H10 4K80 L6 DL ST PC W1 | image | datasheet | deeplink | TUNGSRAM - Tungsram High-bay IP66 - 9020lm - 56W - 4000K - 80CRI - TBD[SKU] - Bracket. Y-cable | 8 | Bracket. Y-cable | LED | 1 | 56 | [8 empty] | CE. ENEC | [6 empty] | 66 | 4000 | 450x380x90 |  | 220-240V |  | 5 |  | 60° | 3 | 80 |  | 4000 |  |  | >=0.9 | 115000 |  |  | 161.07 |  |  | 9 | L6 | 25 | max. 10% at 100.000 hrs |  | Available | 840/339 | Cx=0.4338;Cy=0.4030 | Class I | IK07 |  |  | 60 | 250 | -20 | 1 | 56 | RAL9016 | 50-60Hz | Passive | LED | dimmable | High Bay Rectangular | Tungsram High-bay IP66 | Indoor industrial |  |  | 9020 | No sensor |  |  |  | Bracket kit. Suspension holder kit. Protective Cover
TBD | TU HB IP65 G1 1S30 4K80 L6 RF ST PC W1 | image | datasheet | deeplink | TUNGSRAM - Tungsram High-bay IP66 - 25820lm - 201W - 4000K - 80CRI - TBD[SKU] - Bracket. Y-cable | 8 | Bracket. Y-cable | LED | 1 | 201 | [8 empty] | CE. ENEC | [6 empty] | 65 | 4000 | 515x380x90 |  | 220-240V |  | 5 |  | 60° | 3 | 80 |  | 4000 |  |  | >=0.9 | 117000 |  |  | 128.46 |  |  | 9 | L6 | 25 | max. 10% at 100.000 hrs |  | Available | 840/339 | Cx=0.4338;Cy=0.4030 | Class I | IK02 |  |  | 60 | 890 | -20 | 1 | 201 | RAL9016 | 50-60Hz | Passive | LED | dimmable | High Bay Rectangular | Tungsram High-bay IP66 | Indoor industrial |  |  | 25820 | Yes |  |  |  | Bracket kit. Suspension holder kit. Protective Cover
TBD | TU HB IP65 G1 1S20 4K80 L6 RF ST PC W1 | image | datasheet | deeplink | TUNGSRAM - Tungsram High-bay IP66 - 18210lm - 143W - 4000K - 80CRI - TBD[SKU] - Bracket. Y-cable | 8 | Bracket. Y-cable | LED | 1 | 143 | [8 empty] | CE. ENEC | [6 empty] | 65 | 4000 | 515x380x90 |  | 220-240V |  | 5 |  | 60° | 3 | 80 |  | 4000 |  |  | >=0.9 | 197000 |  |  | 127.34 |  |  | 9 | L6 | 25 | max. 10% at 100.000 hrs |  | Available | 840/339 | Cx=0.4338;Cy=0.4030 | Class I | IK02 |  |  | 60 | 630 | -20 | 1 | 143 | RAL9016 | 50-60Hz | Passive | LED | dimmable | High Bay Rectangular | Tungsram High-bay IP66 | Indoor industrial |  |  | 18210 | Yes |  |  |  | Bracket kit. Suspension holder kit. Protective Cover
TBD | TU HB IP65 G1 1S10 4K80 L6 RF ST PC W1 | image | datasheet | deeplink | TUNGSRAM - Tungsram High-bay IP66 - 8840lm - 69W - 4000K - 80CRI - TBD[SKU] - Bracket. Y-cable | 8 | Bracket. Y-cable | LED | 1 | 69 | [8 empty] | CE. ENEC | [6 empty] | 65 | 4000 | 515x380x90 |  | 220-240V |  | 5 |  | 60° | 3 | 80 |  | 4000 |  |  | >=0.9 | 259000 |  |  | 128.12 |  |  | 9 | L6 | 25 | max. 10% at 100.000 hrs |  | Available | 840/339 | Cx=0.4338;Cy=0.4030 | Class I | IK02 |  |  | 60 | 300 | -20 | 1 | 69 | RAL9016 | 50-60Hz | Passive | LED | dimmable | High Bay Rectangular | Tungsram High-bay IP66 | Indoor industrial |  |  | 8840 | Yes |  |  |  | Bracket kit. Suspension holder kit. Protective Cover
TBD | TU HB IP66 G1 1S30 4K80 L6 DL ST PC W1 | image | datasheet | deeplink | TUNGSRAM - Tungsram High-bay IP66 - 25820lm - 199W - 4000K - 80CRI - TBD[SKU] - Bracket. Y-cable | 8 | Bracket. Y-cable | LED | 1 | 199 | [8 empty] | CE. ENEC | [6 empty] | 66 | 4000 | 450x380x90 |  | 220-240V |  | 5 |  | 60° | 3 | 80 |  | 4000 |  |  | >=0.9 | 117000 |  |  | 129.75 |  |  | 9 | L6 | 25 | max. 10% at 100.000 hrs |  | Available | 840/339 | Cx=0.4338;Cy=0.4030 | Class I | IK07 |  |  | 60 | 880 | -20 | 1 | 199 | RAL9016 | 50-60Hz | Passive | LED | dimmable | High Bay Rectangular | Tungsram High-bay IP66 | Indoor industrial |  |  | 25820 | No sensor |  |  |  | Bracket kit. Suspension holder kit. Protective Cover
TBD | TU HB IP66 G1 1S20 4K80 L6 DL ST PC W1 | image | datasheet | deeplink | TUNGSRAM - Tungsram High-bay IP66 - 18210lm - 141W - 4000K - 80CRI - TBD[SKU] - Bracket. Y-cable | 8 | Bracket. Y-cable | LED | 1 | 141 | [8 empty] | CE. ENEC | [6 empty] | 66 | 4000 | 450x380x90 |  | 220-240V |  | 5 |  | 60° | 3 | 80 |  | 4000 |  |  | >=0.9 | 197000 |  |  | 129.15 |  |  | 9 | L6 | 25 | max. 10% at 100.000 hrs |  | Available | 840/339 | Cx=0.4338;Cy=0.4030 | Class I | IK07 |  |  | 60 | 630 | -20 | 1 | 141 | RAL9016 | 50-60Hz | Passive | LED | dimmable | High Bay Rectangular | Tungsram High-bay IP66 | Indoor industrial |  |  | 18210 | No sensor |  |  |  | Bracket kit. Suspension holder kit. Protective Cover
TBD | TU HB IP66 G1 1S10 4K80 L6 DL ST PC W1 | image | datasheet | deeplink | TUNGSRAM - Tungsram High-bay IP66 - 8840lm - 67W - 4000K - 80CRI - TBD[SKU] - Bracket. Y-cable | 8 | Bracket. Y-cable | LED | 1 | 67 | [8 empty] | CE. ENEC | [6 empty] | 66 | 4000 | 450x380x90 |  | 220-240V |  | 5 |  | 60° | 3 | 80 |  | 4000 |  |  | >=0.9 | 259000 |  |  | 131.94 |  |  | 9 | L6 | 25 | max. 10% at 100.000 hrs |  | Available | 840/339 | Cx=0.4338;Cy=0.4030 | Class I | IK07 |  |  | 60 | 300 | -20 | 1 | 67 | RAL9016 | 50-60Hz | Passive | LED | dimmable | High Bay Rectangular | Tungsram High-bay IP66 | Indoor industrial |  |  | 8840 | No sensor |  |  |  | Bracket kit. Suspension holder kit. Protective Cover
TBD | TU HB IP65 G1 1S30 4K80 L6 SN ST PC W1 | image | datasheet | deeplink | TUNGSRAM - Tungsram High-bay IP66 - 25820lm - 201W - 4000K - 80CRI - TBD[SKU] - Bracket. Y-cable | 8 | Bracket. Y-cable | LED | 1 | 201 | [8 empty] | CE. ENEC | [6 empty] | 65 | 4000 | 515x380x90 |  | 220-240V |  | 5 |  | 60° | 3 | 80 |  | 4000 |  |  | >=0.9 | 117000 |  |  | 128.46 |  |  | 9 | L6 | 25 | max. 10% at 100.000 hrs |  | Available | 840/339 | Cx=0.4338;Cy=0.4030 | Class I | IK02 |  |  | 60 | 890 | -20 | 1 | 201 | RAL9016 | 50-60Hz | Passive | LED | dimmable | High Bay Rectangular | Tungsram High-bay IP66 | Indoor industrial |  |  | 25820 | Yes |  |  |  | Bracket kit. Suspension holder kit. Protective Cover
TBD | TU HB IP65 G1 1S20 4K80 L6 SN ST PC W1 | image | datasheet | deeplink | TUNGSRAM - Tungsram High-bay IP66 - 18210lm - 143W - 4000K - 80CRI - TBD[SKU] - Bracket. Y-cable | 8 | Bracket. Y-cable | LED | 1 | 143 | [8 empty] | CE. ENEC | [6 empty] | 65 | 4000 | 515x380x90 |  | 220-240V |  | 5 |  | 60° | 3 | 80 |  | 4000 |  |  | >=0.9 | 197000 |  |  | 127.34 |  |  | 9 | L6 | 25 | max. 10% at 100.000 hrs |  | Available | 840/339 | Cx=0.4338;Cy=0.4030 | Class I | IK02 |  |  | 60 | 630 | -20 | 1 | 143 | RAL9016 | 50-60Hz | Passive | LED | dimmable | High Bay Rectangular | Tungsram High-bay IP66 | Indoor industrial |  |  | 18210 | Yes |  |  |  | Bracket kit. Suspension holder kit. Protective Cover
TBD | TU HB IP65 G1 1S10 4K80 L6 SN ST PC W1 | image | datasheet | deeplink | TUNGSRAM - Tungsram High-bay IP66 - 8840lm - 69W - 4000K - 80CRI - TBD[SKU] - Bracket. Y-cable | 8 | Bracket. Y-cable | LED | 1 | 69 | [8 empty] | CE. ENEC | [6 empty] | 65 | 4000 | 515x380x90 |  | 220-240V |  | 5 |  | 60° | 3 | 80 |  | 4000 |  |  | >=0.9 | 259000 |  |  | 128.12 |  |  | 9 | L6 | 25 | max. 10% at 100.000 hrs |  | Available | 840/339 | Cx=0.4338;Cy=0.4030 | Class I | IK02 |  |  | 60 | 300 | -20 | 1 | 69 | RAL9016 | 50-60Hz | Passive | LED | dimmable | High Bay Rectangular | Tungsram High-bay IP66 | Indoor industrial |  |  | 8840 | Yes |  |  |  | Bracket kit. Suspension holder kit. Protective Cover
TBD | TU HB IP66 G1 1S30 4K80 L6 FX ST PC W1 | image | datasheet | deeplink | TUNGSRAM - Tungsram High-bay IP66 - 25820lm - 199W - 4000K - 80CRI - TBD[SKU] - Bracket. Y-cable | 8 | Bracket. Y-cable | LED | 1 | 199 | [8 empty] | CE. ENEC | [6 empty] | 66 | 4000 | 450x380x90 |  | 220-240V |  | 5 |  | 60° | 3 | 80 |  | 4000 |  |  | >=0.9 | 117000 |  |  | 129.75 |  |  | 9 | L6 | 25 | max. 10% at 100.000 hrs |  | Available | 840/339 | Cx=0.4338;Cy=0.4030 | Class I | IK07 |  |  | 60 | 880 | -20 | 1 | 199 | RAL9016 | 50-60Hz | Passive | LED | none | High Bay Rectangular | Tungsram High-bay IP66 | Indoor industrial |  |  | 25820 | No sensor |  |  |  | Bracket kit. Suspension holder kit. Protective Cover
TBD | TU HB IP66 G1 1S20 4K80 L6 FX ST PC W1 | image | datasheet | deeplink | TUNGSRAM - Tungsram High-bay IP66 - 18210lm - 141W - 4000K - 80CRI - TBD[SKU] - Bracket. Y-cable | 8 | Bracket. Y-cable | LED | 1 | 141 | [8 empty] | CE. ENEC | [6 empty] | 66 | 4000 | 450x380x90 |  | 220-240V |  | 5 |  | 60° | 3 | 80 |  | 4000 |  |  | >=0.9 | 197000 |  |  | 129.15 |  |  | 9 | L6 | 25 | max. 10% at 100.000 hrs |  | Available | 840/339 | Cx=0.4338;Cy=0.4030 | Class I | IK07 |  |  | 60 | 630 | -20 | 1 | 141 | RAL9016 | 50-60Hz | Passive | LED | none | High Bay Rectangular | Tungsram High-bay IP66 | Indoor industrial |  |  | 18210 | No sensor |  |  |  | Bracket kit. Suspension holder kit. Protective Cover
TBD | TU HB IP66 G1 1S10 4K80 L6 FX ST PC W1 | image | datasheet | deeplink | TUNGSRAM - Tungsram High-bay IP66 - 8840lm - 67W - 4000K - 80CRI - TBD[SKU] - Bracket. Y-cable | 8 | Bracket. Y-cable | LED | 1 | 67 | [8 empty] | CE. ENEC | [6 empty] | 66 | 4000 | 450x380x90 |  | 220-240V |  | 5 |  | 60° | 3 | 80 |  | 4000 |  |  | >=0.9 | 259000 |  |  | 131.94 |  |  | 9 | L6 | 25 | max. 10% at 100.000 hrs |  | Available | 840/339 | Cx=0.4338;Cy=0.4030 | Class I | IK07 |  |  | 60 | 300 | -20 | 1 | 67 | RAL9016 | 50-60Hz | Passive | LED | none | High Bay Rectangular | Tungsram High-bay IP66 | Indoor industrial |  |  | 8840 | No sensor |  |  |  | Bracket kit. Suspension holder kit. Protective Cover
TBD | TU HB IP66 G1 2H45 5K70 L6 NL ST PC W1 | image | datasheet | deeplink | TUNGSRAM - Tungsram High-bay IP66 - 41050lm - 261W - 5000K - 70CRI - TBD[SKU] - Bracket. Y-cable | 12 | Bracket. Y-cable | LED | 1 | 261 | [8 empty] | CE | [6 empty] | 66 | 5000 | 817x380x110 |  | 220-240V |  | 5 |  | 60° | 3 | 70 |  | 5000 |  |  | >=0.9 | 116000 |  |  | 157.28 |  |  | 9 | L6 | 25 | max. 10% at 100.000 hrs |  | Available | 750/339 | Cx=0.3447;Cy=0.3553 | Class I | IK02 |  |  | 60 | 1160 | -20 | 1 | 261 | RAL9016 | 50-60Hz | Passive | LED | dimmable | High Bay Rectangular | Tungsram High-bay IP66 | Indoor industrial |  |  | 41050 | Yes |  |  |  | Bracket kit. Suspension holder kit. Protective Cover
TBD | TU HB IP66 G1 2H30 5K70 L6 NL ST PC W1 | image | datasheet | deeplink | TUNGSRAM - Tungsram High-bay IP66 - 28110lm - 171W - 5000K - 70CRI - TBD[SKU] - Bracket. Y-cable | 12 | Bracket. Y-cable | LED | 1 | 171 | [8 empty] | CE. ENEC | [6 empty] | 66 | 5000 | 817x380x110 |  | 220-240V |  | 5 |  | 60° | 3 | 70 |  | 5000 |  |  | >=0.9 | 105000 |  |  | 164.39 |  |  | 9 | L6 | 25 | max. 10% at 100.000 hrs |  | Available | 750/339 | Cx=0.3447;Cy=0.3553 | Class I | IK02 |  |  | 60 | 760 | -20 | 1 | 171 | RAL9016 | 50-60Hz | Passive | LED | dimmable | High Bay Rectangular | Tungsram High-bay IP66 | Indoor industrial |  |  | 28110 | Yes |  |  |  | Bracket kit. Suspension holder kit. Protective Cover
TBD | TU HB IP66 G1 1H20 5K70 L6 NL ST PC W1 | image | datasheet | deeplink | TUNGSRAM - Tungsram High-bay IP66 - 18800lm - 117W - 5000K - 70CRI - TBD[SKU] - Bracket. Y-cable | 8 | Bracket. Y-cable | LED | 1 | 117 | [8 empty] | CE. ENEC | [6 empty] | 66 | 5000 | 450x380x110 |  | 220-240V |  | 5 |  | 60° | 3 | 70 |  | 5000 |  |  | >=0.9 | 100000 |  |  | 160.68 |  |  | 9 | L6 | 25 | max. 10% at 100.000 hrs |  | Available | 750/339 | Cx=0.3447;Cy=0.3553 | Class I | IK02 |  |  | 60 | 520 | -20 | 1 | 117 | RAL9016 | 50-60Hz | Passive | LED | dimmable | High Bay Rectangular | Tungsram High-bay IP66 | Indoor industrial |  |  | 18800 | Yes |  |  |  | Bracket kit. Suspension holder kit. Protective Cover
TBD | TU HB IP66 G1 1H10 5K70 L6 NL ST PC W1 | image | datasheet | deeplink | TUNGSRAM - Tungsram High-bay IP66 - 9490lm - 57W - 5000K - 70CRI - TBD[SKU] - Bracket. Y-cable | 8 | Bracket. Y-cable | LED | 1 | 57 | [8 empty] | CE. ENEC | [6 empty] | 66 | 5000 | 450x380x110 |  | 220-240V |  | 5 |  | 60° | 3 | 70 |  | 5000 |  |  | >=0.9 | 115000 |  |  | 166.49 |  |  | 9 | L6 | 25 | max. 10% at 100.000 hrs |  | Available | 750/339 | Cx=0.3447;Cy=0.3553 | Class I | IK02 |  |  | 60 | 250 | -20 | 1 | 57 | RAL9016 | 50-60Hz | Passive | LED | dimmable | High Bay Rectangular | Tungsram High-bay IP66 | Indoor industrial |  |  | 9490 | Yes |  |  |  | Bracket kit. Suspension holder kit. Protective Cover
TBD | TU HB IP65 G1 2H45 5K70 L6 RF ST PC W1 | image | datasheet | deeplink | TUNGSRAM - Tungsram High-bay IP66 - 41050lm - 263W - 5000K - 70CRI - TBD[SKU] - Bracket. Y-cable | 12 | Bracket. Y-cable | LED | 1 | 263 | [8 empty] | CE | [6 empty] | 65 | 5000 | 882x380x90 |  | 220-240V |  | 5 |  | 60° | 3 | 70 |  | 5000 |  |  | >=0.9 | 116000 |  |  | 156.08 |  |  | 9 | L6 | 25 | max. 10% at 100.000 hrs |  | Available | 750/339 | Cx=0.3447;Cy=0.3553 | Class I | IK02 |  |  | 60 | 1170 | -20 | 1 | 263 | RAL9016 | 50-60Hz | Passive | LED | dimmable | High Bay Rectangular | Tungsram High-bay IP66 | Indoor industrial |  |  | 41050 | Yes |  |  |  | Bracket kit. Suspension holder kit. Protective Cover
TBD | TU HB IP65 G1 2H30 5K70 L6 RF ST PC W1 | image | datasheet | deeplink | TUNGSRAM - Tungsram High-bay IP66 - 28110lm - 172W - 5000K - 70CRI - TBD[SKU] - Bracket. Y-cable | 12 | Bracket. Y-cable | LED | 1 | 172 | [8 empty] | CE. ENEC | [6 empty] | 65 | 5000 | 882x380x90 |  | 220-240V |  | 5 |  | 60° | 3 | 70 |  | 5000 |  |  | >=0.9 | 105000 |  |  | 163.43 |  |  | 9 | L6 | 25 | max. 10% at 100.000 hrs |  | Available | 750/339 | Cx=0.3447;Cy=0.3553 | Class I | IK02 |  |  | 60 | 760 | -20 | 1 | 172 | RAL9016 | 50-60Hz | Passive | LED | dimmable | High Bay Rectangular | Tungsram High-bay IP66 | Indoor industrial |  |  | 28110 | Yes |  |  |  | Bracket kit. Suspension holder kit. Protective Cover
TBD | TU HB IP65 G1 1H20 5K70 L6 RF ST PC W1 | image | datasheet | deeplink | TUNGSRAM - Tungsram High-bay IP66 - 18800lm - 118W - 5000K - 70CRI - TBD[SKU] - Bracket. Y-cable | 8 | Bracket. Y-cable | LED | 1 | 118 | [8 empty] | CE. ENEC | [6 empty] | 65 | 5000 | 515x380x90 |  | 220-240V |  | 5 |  | 60° | 3 | 70 |  | 5000 |  |  | >=0.9 | 100000 |  |  | 159.32 |  |  | 9 | L6 | 25 | max. 10% at 100.000 hrs |  | Available | 750/339 | Cx=0.3447;Cy=0.3553 | Class I | IK02 |  |  | 60 | 520 | -20 | 1 | 118 | RAL9016 | 50-60Hz | Passive | LED | dimmable | High Bay Rectangular | Tungsram High-bay IP66 | Indoor industrial |  |  | 18800 | Yes |  |  |  | Bracket kit. Suspension holder kit. Protective Cover
TBD | TU HB IP65 G1 1H10 5K70 L6 RF ST PC W1 | image | datasheet | deeplink | TUNGSRAM - Tungsram High-bay IP66 - 9490lm - 58W - 5000K - 70CRI - TBD[SKU] - Bracket. Y-cable | 8 | Bracket. Y-cable | LED | 1 | 58 | [8 empty] | CE. ENEC | [6 empty] | 65 | 5000 | 515x380x90 |  | 220-240V |  | 5 |  | 60° | 3 | 70 |  | 5000 |  |  | >=0.9 | 115000 |  |  | 163.62 |  |  | 9 | L6 | 25 | max. 10% at 100.000 hrs |  | Available | 750/339 | Cx=0.3447;Cy=0.3553 | Class I | IK02 |  |  | 60 | 260 | -20 | 1 | 58 | RAL9016 | 50-60Hz | Passive | LED | dimmable | High Bay Rectangular | Tungsram High-bay IP66 | Indoor industrial |  |  | 9490 | Yes |  |  |  | Bracket kit. Suspension holder kit. Protective Cover
TBD | TU HB IP66 G1 2H45 5K70 L6 DL ST PC W1 | image | datasheet | deeplink | TUNGSRAM - Tungsram High-bay IP66 - 41050lm - 261W - 5000K - 70CRI - TBD[SKU] - Bracket. Y-cable | 12 | Bracket. Y-cable | LED | 1 | 261 | [8 empty] | CE | [6 empty] | 66 | 5000 | 817x380x90 |  | 220-240V |  | 5 |  | 60° | 3 | 70 |  | 5000 |  |  | >=0.9 | 116000 |  |  | 157.28 |  |  | 9 | L6 | 25 | max. 10% at 100.000 hrs |  | Available | 750/339 | Cx=0.3447;Cy=0.3553 | Class I | IK07 |  |  | 60 | 1160 | -20 | 1 | 261 | RAL9016 | 50-60Hz | Passive | LED | dimmable | High Bay Rectangular | Tungsram High-bay IP66 | Indoor industrial |  |  | 41050 | No sensor |  |  |  | Bracket kit. Suspension holder kit. Protective Cover
TBD | TU HB IP66 G1 2H30 5K70 L6 DL ST PC W1 | image | datasheet | deeplink | TUNGSRAM - Tungsram High-bay IP66 - 28110lm - 170W - 5000K - 70CRI - TBD[SKU] - Bracket. Y-cable | 12 | Bracket. Y-cable | LED | 1 | 170 | [8 empty] | CE. ENEC | [6 empty] | 66 | 5000 | 817x380x90 |  | 220-240V |  | 5 |  | 60° | 3 | 70 |  | 5000 |  |  | >=0.9 | 105000 |  |  | 165.35 |  |  | 9 | L6 | 25 | max. 10% at 100.000 hrs |  | Available | 750/339 | Cx=0.3447;Cy=0.3553 | Class I | IK07 |  |  | 60 | 750 | -20 | 1 | 170 | RAL9016 | 50-60Hz | Passive | LED | dimmable | High Bay Rectangular | Tungsram High-bay IP66 | Indoor industrial |  |  | 28110 | No sensor |  |  |  | Bracket kit. Suspension holder kit. Protective Cover
TBD | TU HB IP66 G1 1H20 5K70 L6 DL ST PC W1 | image | datasheet | deeplink | TUNGSRAM - Tungsram High-bay IP66 - 18800lm - 116W - 5000K - 70CRI - TBD[SKU] - Bracket. Y-cable | 8 | Bracket. Y-cable | LED | 1 | 116 | [8 empty] | CE. ENEC | [6 empty] | 66 | 5000 | 450x380x90 |  | 220-240V |  | 5 |  | 60° | 3 | 70 |  | 5000 |  |  | >=0.9 | 100000 |  |  | 162.07 |  |  | 9 | L6 | 25 | max. 10% at 100.000 hrs |  | Available | 750/339 | Cx=0.3447;Cy=0.3553 | Class I | IK07 |  |  | 60 | 510 | -20 | 1 | 116 | RAL9016 | 50-60Hz | Passive | LED | dimmable | High Bay Rectangular | Tungsram High-bay IP66 | Indoor industrial |  |  | 18800 | No sensor |  |  |  | Bracket kit. Suspension holder kit. Protective Cover
TBD | TU HB IP66 G1 1H10 5K70 L6 DL ST PC W1 | image | datasheet | deeplink | TUNGSRAM - Tungsram High-bay IP66 - 9490lm - 56W - 5000K - 70CRI - TBD[SKU] - Bracket. Y-cable | 8 | Bracket. Y-cable | LED | 1 | 56 | [8 empty] | CE. ENEC | [6 empty] | 66 | 5000 | 450x380x90 |  | 220-240V |  | 5 |  | 60° | 3 | 70 |  | 5000 |  |  | >=0.9 | 115000 |  |  | 169.46 |  |  | 9 | L6 | 25 | max. 10% at 100.000 hrs |  | Available | 750/339 | Cx=0.3447;Cy=0.3553 | Class I | IK07 |  |  | 60 | 250 | -20 | 1 | 56 | RAL9016 | 50-60Hz | Passive | LED | dimmable | High Bay Rectangular | Tungsram High-bay IP66 | Indoor industrial |  |  | 9490 | No sensor |  |  |  | Bracket kit. Suspension holder kit. Protective Cover
TBD | TU HB IP65 G1 1S30 5K70 L6 RF ST PC W1 | image | datasheet | deeplink | TUNGSRAM - Tungsram High-bay IP66 - 27180lm - 201W - 5000K - 70CRI - TBD[SKU] - Bracket. Y-cable | 8 | Bracket. Y-cable | LED | 1 | 201 | [8 empty] | CE. ENEC | [6 empty] | 65 | 5000 | 515x380x90 |  | 220-240V |  | 5 |  | 60° | 3 | 70 |  | 5000 |  |  | >=0.9 | 117000 |  |  | 135.22 |  |  | 9 | L6 | 25 | max. 10% at 100.000 hrs |  | Available | 750/339 | Cx=0.3447;Cy=0.3553 | Class I | IK02 |  |  | 60 | 890 | -20 | 1 | 201 | RAL9016 | 50-60Hz | Passive | LED | dimmable | High Bay Rectangular | Tungsram High-bay IP66 | Indoor industrial |  |  | 27180 | Yes |  |  |  | Bracket kit. Suspension holder kit. Protective Cover
TBD | TU HB IP65 G1 1S20 5K70 L6 RF ST PC W1 | image | datasheet | deeplink | TUNGSRAM - Tungsram High-bay IP66 - 19170lm - 143W - 5000K - 70CRI - TBD[SKU] - Bracket. Y-cable | 8 | Bracket. Y-cable | LED | 1 | 143 | [8 empty] | CE. ENEC | [6 empty] | 65 | 5000 | 515x380x90 |  | 220-240V |  | 5 |  | 60° | 3 | 70 |  | 5000 |  |  | >=0.9 | 197000 |  |  | 134.06 |  |  | 9 | L6 | 25 | max. 10% at 100.000 hrs |  | Available | 750/339 | Cx=0.3447;Cy=0.3553 | Class I | IK02 |  |  | 60 | 630 | -20 | 1 | 143 | RAL9016 | 50-60Hz | Passive | LED | dimmable | High Bay Rectangular | Tungsram High-bay IP66 | Indoor industrial |  |  | 19170 | Yes |  |  |  | Bracket kit. Suspension holder kit. Protective Cover
TBD | TU HB IP65 G1 1S10 5K70 L6 RF ST PC W1 | image | datasheet | deeplink | TUNGSRAM - Tungsram High-bay IP66 - 9300lm - 69W - 5000K - 70CRI - TBD[SKU] - Bracket. Y-cable | 8 | Bracket. Y-cable | LED | 1 | 69 | [8 empty] | CE. ENEC | [6 empty] | 65 | 5000 | 515x380x90 |  | 220-240V |  | 5 |  | 60° | 3 | 70 |  | 5000 |  |  | >=0.9 | 259000 |  |  | 134.78 |  |  | 9 | L6 | 25 | max. 10% at 100.000 hrs |  | Available | 750/339 | Cx=0.3447;Cy=0.3553 | Class I | IK02 |  |  | 60 | 300 | -20 | 1 | 69 | RAL9016 | 50-60Hz | Passive | LED | dimmable | High Bay Rectangular | Tungsram High-bay IP66 | Indoor industrial |  |  | 9300 | Yes |  |  |  | Bracket kit. Suspension holder kit. Protective Cover
TBD | TU HB IP66 G1 1S30 5K70 L6 DL ST PC W1 | image | datasheet | deeplink | TUNGSRAM - Tungsram High-bay IP66 - 27180lm - 199W - 5000K - 70CRI - TBD[SKU] - Bracket. Y-cable | 8 | Bracket. Y-cable | LED | 1 | 199 | [8 empty] | CE. ENEC | [6 empty] | 66 | 5000 | 450x380x90 |  | 220-240V |  | 5 |  | 60° | 3 | 70 |  | 5000 |  |  | >=0.9 | 117000 |  |  | 136.58 |  |  | 9 | L6 | 25 | max. 10% at 100.000 hrs |  | Available | 750/339 | Cx=0.3447;Cy=0.3553 | Class I | IK07 |  |  | 60 | 880 | -20 | 1 | 199 | RAL9016 | 50-60Hz | Passive | LED | dimmable | High Bay Rectangular | Tungsram High-bay IP66 | Indoor industrial |  |  | 27180 | No sensor |  |  |  | Bracket kit. Suspension holder kit. Protective Cover
TBD | TU HB IP66 G1 1S20 5K70 L6 DL ST PC W1 | image | datasheet | deeplink | TUNGSRAM - Tungsram High-bay IP66 - 19170lm - 141W - 5000K - 70CRI - TBD[SKU] - Bracket. Y-cable | 8 | Bracket. Y-cable | LED | 1 | 141 | [8 empty] | CE. ENEC | [6 empty] | 66 | 5000 | 450x380x90 |  | 220-240V |  | 5 |  | 60° | 3 | 70 |  | 5000 |  |  | >=0.9 | 197000 |  |  | 135.96 |  |  | 9 | L6 | 25 | max. 10% at 100.000 hrs |  | Available | 750/339 | Cx=0.3447;Cy=0.3553 | Class I | IK07 |  |  | 60 | 630 | -20 | 1 | 141 | RAL9016 | 50-60Hz | Passive | LED | dimmable | High Bay Rectangular | Tungsram High-bay IP66 | Indoor industrial |  |  | 19170 | No sensor |  |  |  | Bracket kit. Suspension holder kit. Protective Cover
TBD | TU HB IP66 G1 1S10 5K70 L6 DL ST PC W1 | image | datasheet | deeplink | TUNGSRAM - Tungsram High-bay IP66 - 9300lm - 67W - 5000K - 70CRI - TBD[SKU] - Bracket. Y-cable | 8 | Bracket. Y-cable | LED | 1 | 67 | [8 empty] | CE. ENEC | [6 empty] | 66 | 5000 | 450x380x90 |  | 220-240V |  | 5 |  | 60° | 3 | 70 |  | 5000 |  |  | >=0.9 | 259000 |  |  | 138.81 |  |  | 9 | L6 | 25 | max. 10% at 100.000 hrs |  | Available | 750/339 | Cx=0.3447;Cy=0.3553 | Class I | IK07 |  |  | 60 | 300 | -20 | 1 | 67 | RAL9016 | 50-60Hz | Passive | LED | dimmable | High Bay Rectangular | Tungsram High-bay IP66 | Indoor industrial |  |  | 9300 | No sensor |  |  |  | Bracket kit. Suspension holder kit. Protective Cover
TBD | TU HB IP65 G1 1S30 5K70 L6 SN ST PC W1 | image | datasheet | deeplink | TUNGSRAM - Tungsram High-bay IP66 - 27180lm - 201W - 5000K - 70CRI - TBD[SKU] - Bracket. Y-cable | 8 | Bracket. Y-cable | LED | 1 | 201 | [8 empty] | CE. ENEC | [6 empty] | 65 | 5000 | 515x380x90 |  | 220-240V |  | 5 |  | 60° | 3 | 70 |  | 5000 |  |  | >=0.9 | 117000 |  |  | 135.22 |  |  | 9 | L6 | 25 | max. 10% at 100.000 hrs |  | Available | 750/339 | Cx=0.3447;Cy=0.3553 | Class I | IK02 |  |  | 60 | 890 | -20 | 1 | 201 | RAL9016 | 50-60Hz | Passive | LED | dimmable | High Bay Rectangular | Tungsram High-bay IP66 | Indoor industrial |  |  | 27180 | Yes |  |  |  | Bracket kit. Suspension holder kit. Protective Cover
TBD | TU HB IP65 G1 1S20 5K70 L6 SN ST PC W1 | image | datasheet | deeplink | TUNGSRAM - Tungsram High-bay IP66 - 19170lm - 143W - 5000K - 70CRI - TBD[SKU] - Bracket. Y-cable | 8 | Bracket. Y-cable | LED | 1 | 143 | [8 empty] | CE. ENEC | [6 empty] | 65 | 5000 | 515x380x90 |  | 220-240V |  | 5 |  | 60° | 3 | 70 |  | 5000 |  |  | >=0.9 | 197000 |  |  | 134.06 |  |  | 9 | L6 | 25 | max. 10% at 100.000 hrs |  | Available | 750/339 | Cx=0.3447;Cy=0.3553 | Class I | IK02 |  |  | 60 | 630 | -20 | 1 | 143 | RAL9016 | 50-60Hz | Passive | LED | dimmable | High Bay Rectangular | Tungsram High-bay IP66 | Indoor industrial |  |  | 19170 | Yes |  |  |  | Bracket kit. Suspension holder kit. Protective Cover
TBD | TU HB IP65 G1 1S10 5K70 L6 SN ST PC W1 | image | datasheet | deeplink | TUNGSRAM - Tungsram High-bay IP66 - 9300lm - 69W - 5000K - 70CRI - TBD[SKU] - Bracket. Y-cable | 8 | Bracket. Y-cable | LED | 1 | 69 | [8 empty] | CE. ENEC | [6 empty] | 65 | 5000 | 515x380x90 |  | 220-240V |  | 5 |  | 60° | 3 | 70 |  | 5000 |  |  | >=0.9 | 259000 |  |  | 134.78 |  |  | 9 | L6 | 25 | max. 10% at 100.000 hrs |  | Available | 750/339 | Cx=0.3447;Cy=0.3553 | Class I | IK02 |  |  | 60 | 300 | -20 | 1 | 69 | RAL9016 | 50-60Hz | Passive | LED | dimmable | High Bay Rectangular | Tungsram High-bay IP66 | Indoor industrial |  |  | 9300 | Yes |  |  |  | Bracket kit. Suspension holder kit. Protective Cover
TBD | TU HB IP66 G1 1S30 5K70 L6 FX ST PC W1 | image | datasheet | deeplink | TUNGSRAM - Tungsram High-bay IP66 - 27180lm - 199W - 5000K - 70CRI - TBD[SKU] - Bracket. Y-cable | 8 | Bracket. Y-cable | LED | 1 | 199 | [8 empty] | CE. ENEC | [6 empty] | 66 | 5000 | 450x380x90 |  | 220-240V |  | 5 |  | 60° | 3 | 70 |  | 5000 |  |  | >=0.9 | 117000 |  |  | 136.58 |  |  | 9 | L6 | 25 | max. 10% at 100.000 hrs |  | Available | 750/339 | Cx=0.3447;Cy=0.3553 | Class I | IK07 |  |  | 60 | 880 | -20 | 1 | 199 | RAL9016 | 50-60Hz | Passive | LED | none | High Bay Rectangular | Tungsram High-bay IP66 | Indoor industrial |  |  | 27180 | No sensor |  |  |  | Bracket kit. Suspension holder kit. Protective Cover
TBD | TU HB IP66 G1 1S20 5K70 L6 FX ST PC W1 | image | datasheet | deeplink | TUNGSRAM - Tungsram High-bay IP66 - 19170lm - 141W - 5000K - 70CRI - TBD[SKU] - Bracket. Y-cable | 8 | Bracket. Y-cable | LED | 1 | 141 | [8 empty] | CE. ENEC | [6 empty] | 66 | 5000 | 450x380x90 |  | 220-240V |  | 5 |  | 60° | 3 | 70 |  | 5000 |  |  | >=0.9 | 197000 |  |  | 135.96 |  |  | 9 | L6 | 25 | max. 10% at 100.000 hrs |  | Available | 750/339 | Cx=0.3447;Cy=0.3553 | Class I | IK07 |  |  | 60 | 630 | -20 | 1 | 141 | RAL9016 | 50-60Hz | Passive | LED | none | High Bay Rectangular | Tungsram High-bay IP66 | Indoor industrial |  |  | 19170 | No sensor |  |  |  | Bracket kit. Suspension holder kit. Protective Cover
TBD | TU HB IP66 G1 1S10 5K70 L6 FX ST PC W1 | image | datasheet | deeplink | TUNGSRAM - Tungsram High-bay IP66 - 9300lm - 67W - 5000K - 70CRI - TBD[SKU] - Bracket. Y-cable | 8 | Bracket. Y-cable | LED | 1 | 67 | [8 empty] | CE. ENEC | [6 empty] | 66 | 5000 | 450x380x90 |  | 220-240V |  | 5 |  | 60° | 3 | 70 |  | 5000 |  |  | >=0.9 | 259000 |  |  | 138.81 |  |  | 9 | L6 | 25 | max. 10% at 100.000 hrs |  | Available | 750/339 | Cx=0.3447;Cy=0.3553 | Class I | IK07 |  |  | 60 | 300 | -20 | 1 | 67 | RAL9016 | 50-60Hz | Passive | LED | none | High Bay Rectangular | Tungsram High-bay IP66 | Indoor industrial |  |  | 9300 | No sensor |  |  |  | Bracket kit. Suspension holder kit. Protective Cover
TBD | TU HB IP66 G1 2H45 4K70 L6 NL ST PC W1 | image | datasheet | deeplink | TUNGSRAM - Tungsram High-bay IP66 - 39410lm - 261W - 4000K - 70CRI - TBD[SKU] - Bracket. Y-cable | 12 | Bracket. Y-cable | LED | 1 | 261 | [8 empty] | CE | [6 empty] | 66 | 4000 | 817x380x110 |  | 220-240V |  | 5 |  | 60° | 3 | 70 |  | 4000 |  |  | >=0.9 | 116000 |  |  | 151 |  |  | 9 | L6 | 25 | max. 10% at 100.000 hrs |  | Available | 740/339 | Cx=0.4338;Cy=0.4030 | Class I | IK02 |  |  | 60 | 1160 | -20 | 1 | 261 | RAL9016 | 50-60Hz | Passive | LED | dimmable | High Bay Rectangular | Tungsram High-bay IP66 | Indoor industrial |  |  | 39410 | Yes |  |  |  | Bracket kit. Suspension holder kit. Protective Cover
TBD | TU HB IP66 G1 2H30 4K70 L6 NL ST PC W1 | image | datasheet | deeplink | TUNGSRAM - Tungsram High-bay IP66 - 26990lm - 171W - 4000K - 70CRI - TBD[SKU] - Bracket. Y-cable | 12 | Bracket. Y-cable | LED | 1 | 171 | [8 empty] | CE. ENEC | [6 empty] | 66 | 4000 | 817x380x110 |  | 220-240V |  | 5 |  | 60° | 3 | 70 |  | 4000 |  |  | >=0.9 | 105000 |  |  | 157.84 |  |  | 9 | L6 | 25 | max. 10% at 100.000 hrs |  | Available | 740/339 | Cx=0.4338;Cy=0.4030 | Class I | IK02 |  |  | 60 | 760 | -20 | 1 | 171 | RAL9016 | 50-60Hz | Passive | LED | dimmable | High Bay Rectangular | Tungsram High-bay IP66 | Indoor industrial |  |  | 26990 | Yes |  |  |  | Bracket kit. Suspension holder kit. Protective Cover
TBD | TU HB IP66 G1 1H20 4K70 L6 NL ST PC W1 | image | datasheet | deeplink | TUNGSRAM - Tungsram High-bay IP66 - 18050lm - 117W - 4000K - 70CRI - TBD[SKU] - Bracket. Y-cable | 8 | Bracket. Y-cable | LED | 1 | 117 | [8 empty] | CE. ENEC | [6 empty] | 66 | 4000 | 450x380x110 |  | 220-240V |  | 5 |  | 60° | 3 | 70 |  | 4000 |  |  | >=0.9 | 100000 |  |  | 154.27 |  |  | 9 | L6 | 25 | max. 10% at 100.000 hrs |  | Available | 740/339 | Cx=0.4338;Cy=0.4030 | Class I | IK02 |  |  | 60 | 520 | -20 | 1 | 117 | RAL9016 | 50-60Hz | Passive | LED | dimmable | High Bay Rectangular | Tungsram High-bay IP66 | Indoor industrial |  |  | 18050 | Yes |  |  |  | Bracket kit. Suspension holder kit. Protective Cover
TBD | TU HB IP66 G1 1H10 4K70 L6 NL ST PC W1 | image | datasheet | deeplink | TUNGSRAM - Tungsram High-bay IP66 - 9110lm - 57W - 4000K - 70CRI - TBD[SKU] - Bracket. Y-cable | 8 | Bracket. Y-cable | LED | 1 | 57 | [8 empty] | CE. ENEC | [6 empty] | 66 | 4000 | 450x380x110 |  | 220-240V |  | 5 |  | 60° | 3 | 70 |  | 4000 |  |  | >=0.9 | 115000 |  |  | 159.82 |  |  | 9 | L6 | 25 | max. 10% at 100.000 hrs |  | Available | 740/339 | Cx=0.4338;Cy=0.4030 | Class I | IK02 |  |  | 60 | 250 | -20 | 1 | 57 | RAL9016 | 50-60Hz | Passive | LED | dimmable | High Bay Rectangular | Tungsram High-bay IP66 | Indoor industrial |  |  | 9110 | Yes |  |  |  | Bracket kit. Suspension holder kit. Protective Cover
TBD | TU HB IP65 G1 2H45 4K70 L6 RF ST PC W1 | image | datasheet | deeplink | TUNGSRAM - Tungsram High-bay IP66 - 39410lm - 263W - 4000K - 70CRI - TBD[SKU] - Bracket. Y-cable | 12 | Bracket. Y-cable | LED | 1 | 263 | [8 empty] | CE | [6 empty] | 65 | 4000 | 882x380x90 |  | 220-240V |  | 5 |  | 60° | 3 | 70 |  | 4000 |  |  | >=0.9 | 116000 |  |  | 149.85 |  |  | 9 | L6 | 25 | max. 10% at 100.000 hrs |  | Available | 740/339 | Cx=0.4338;Cy=0.4030 | Class I | IK02 |  |  | 60 | 1170 | -20 | 1 | 263 | RAL9016 | 50-60Hz | Passive | LED | dimmable | High Bay Rectangular | Tungsram High-bay IP66 | Indoor industrial |  |  | 39410 | Yes |  |  |  | Bracket kit. Suspension holder kit. Protective Cover
TBD | TU HB IP65 G1 2H30 4K70 L6 RF ST PC W1 | image | datasheet | deeplink | TUNGSRAM - Tungsram High-bay IP66 - 26990lm - 172W - 4000K - 70CRI - TBD[SKU] - Bracket. Y-cable | 12 | Bracket. Y-cable | LED | 1 | 172 | [8 empty] | CE. ENEC | [6 empty] | 65 | 4000 | 882x380x90 |  | 220-240V |  | 5 |  | 60° | 3 | 70 |  | 4000 |  |  | >=0.9 | 105000 |  |  | 156.92 |  |  | 9 | L6 | 25 | max. 10% at 100.000 hrs |  | Available | 740/339 | Cx=0.4338;Cy=0.4030 | Class I | IK02 |  |  | 60 | 760 | -20 | 1 | 172 | RAL9016 | 50-60Hz | Passive | LED | dimmable | High Bay Rectangular | Tungsram High-bay IP66 | Indoor industrial |  |  | 26990 | Yes |  |  |  | Bracket kit. Suspension holder kit. Protective Cover
TBD | TU HB IP65 G1 1H20 4K70 L6 RF ST PC W1 | image | datasheet | deeplink | TUNGSRAM - Tungsram High-bay IP66 - 18050lm - 118W - 4000K - 70CRI - TBD[SKU] - Bracket. Y-cable | 8 | Bracket. Y-cable | LED | 1 | 118 | [8 empty] | CE. ENEC | [6 empty] | 65 | 4000 | 515x380x90 |  | 220-240V |  | 5 |  | 60° | 3 | 70 |  | 4000 |  |  | >=0.9 | 100000 |  |  | 152.97 |  |  | 9 | L6 | 25 | max. 10% at 100.000 hrs |  | Available | 740/339 | Cx=0.4338;Cy=0.4030 | Class I | IK02 |  |  | 60 | 520 | -20 | 1 | 118 | RAL9016 | 50-60Hz | Passive | LED | dimmable | High Bay Rectangular | Tungsram High-bay IP66 | Indoor industrial |  |  | 18050 | Yes |  |  |  | Bracket kit. Suspension holder kit. Protective Cover
TBD | TU HB IP65 G1 1H10 4K70 L6 RF ST PC W1 | image | datasheet | deeplink | TUNGSRAM - Tungsram High-bay IP66 - 9110lm - 58W - 4000K - 70CRI - TBD[SKU] - Bracket. Y-cable | 8 | Bracket. Y-cable | LED | 1 | 58 | [8 empty] | CE. ENEC | [6 empty] | 65 | 4000 | 515x380x90 |  | 220-240V |  | 5 |  | 60° | 3 | 70 |  | 4000 |  |  | >=0.9 | 115000 |  |  | 157.07 |  |  | 9 | L6 | 25 | max. 10% at 100.000 hrs |  | Available | 740/339 | Cx=0.4338;Cy=0.4030 | Class I | IK02 |  |  | 60 | 260 | -20 | 1 | 58 | RAL9016 | 50-60Hz | Passive | LED | dimmable | High Bay Rectangular | Tungsram High-bay IP66 | Indoor industrial |  |  | 9110 | Yes |  |  |  | Bracket kit. Suspension holder kit. Protective Cover
TBD | TU HB IP66 G1 2H45 4K70 L6 DL ST PC W1 | image | datasheet | deeplink | TUNGSRAM - Tungsram High-bay IP66 - 39410lm - 261W - 4000K - 70CRI - TBD[SKU] - Bracket. Y-cable | 12 | Bracket. Y-cable | LED | 1 | 261 | [8 empty] | CE | [6 empty] | 66 | 4000 | 817x380x90 |  | 220-240V |  | 5 |  | 60° | 3 | 70 |  | 4000 |  |  | >=0.9 | 116000 |  |  | 151 |  |  | 9 | L6 | 25 | max. 10% at 100.000 hrs |  | Available | 740/339 | Cx=0.4338;Cy=0.4030 | Class I | IK07 |  |  | 60 | 1160 | -20 | 1 | 261 | RAL9016 | 50-60Hz | Passive | LED | dimmable | High Bay Rectangular | Tungsram High-bay IP66 | Indoor industrial |  |  | 39410 | No sensor |  |  |  | Bracket kit. Suspension holder kit. Protective Cover
TBD | TU HB IP66 G1 2H30 4K70 L6 DL ST PC W1 | image | datasheet | deeplink | TUNGSRAM - Tungsram High-bay IP66 - 26990lm - 170W - 4000K - 70CRI - TBD[SKU] - Bracket. Y-cable | 12 | Bracket. Y-cable | LED | 1 | 170 | [8 empty] | CE. ENEC | [6 empty] | 66 | 4000 | 817x380x90 |  | 220-240V |  | 5 |  | 60° | 3 | 70 |  | 4000 |  |  | >=0.9 | 105000 |  |  | 158.76 |  |  | 9 | L6 | 25 | max. 10% at 100.000 hrs |  | Available | 740/339 | Cx=0.4338;Cy=0.4030 | Class I | IK07 |  |  | 60 | 750 | -20 | 1 | 170 | RAL9016 | 50-60Hz | Passive | LED | dimmable | High Bay Rectangular | Tungsram High-bay IP66 | Indoor industrial |  |  | 26990 | No sensor |  |  |  | Bracket kit. Suspension holder kit. Protective Cover
TBD | TU HB IP66 G1 1H20 4K70 L6 DL ST PC W1 | image | datasheet | deeplink | TUNGSRAM - Tungsram High-bay IP66 - 18050lm - 116W - 4000K - 70CRI - TBD[SKU] - Bracket. Y-cable | 8 | Bracket. Y-cable | LED | 1 | 116 | [8 empty] | CE. ENEC | [6 empty] | 66 | 4000 | 450x380x90 |  | 220-240V |  | 5 |  | 60° | 3 | 70 |  | 4000 |  |  | >=0.9 | 100000 |  |  | 155.6 |  |  | 9 | L6 | 25 | max. 10% at 100.000 hrs |  | Available | 740/339 | Cx=0.4338;Cy=0.4030 | Class I | IK07 |  |  | 60 | 510 | -20 | 1 | 116 | RAL9016 | 50-60Hz | Passive | LED | dimmable | High Bay Rectangular | Tungsram High-bay IP66 | Indoor industrial |  |  | 18050 | No sensor |  |  |  | Bracket kit. Suspension holder kit. Protective Cover
TBD | TU HB IP66 G1 1H10 4K70 L6 DL ST PC W1 | image | datasheet | deeplink | TUNGSRAM - Tungsram High-bay IP66 - 9110lm - 56W - 4000K - 70CRI - TBD[SKU] - Bracket. Y-cable | 8 | Bracket. Y-cable | LED | 1 | 56 | [8 empty] | CE. ENEC | [6 empty] | 66 | 4000 | 450x380x90 |  | 220-240V |  | 5 |  | 60° | 3 | 70 |  | 4000 |  |  | >=0.9 | 115000 |  |  | 162.68 |  |  | 9 | L6 | 25 | max. 10% at 100.000 hrs |  | Available | 740/339 | Cx=0.4338;Cy=0.4030 | Class I | IK07 |  |  | 60 | 250 | -20 | 1 | 56 | RAL9016 | 50-60Hz | Passive | LED | dimmable | High Bay Rectangular | Tungsram High-bay IP66 | Indoor industrial |  |  | 9110 | No sensor |  |  |  | Bracket kit. Suspension holder kit. Protective Cover
TBD | TU HB IP65 G1 1S30 4K70 L6 RF ST PC W1 | image | datasheet | deeplink | TUNGSRAM - Tungsram High-bay IP66 - 26090lm - 201W - 4000K - 70CRI - TBD[SKU] - Bracket. Y-cable | 8 | Bracket. Y-cable | LED | 1 | 201 | [8 empty] | CE. ENEC | [6 empty] | 65 | 4000 | 515x380x90 |  | 220-240V |  | 5 |  | 60° | 3 | 70 |  | 4000 |  |  | >=0.9 | 117000 |  |  | 129.8 |  |  | 9 | L6 | 25 | max. 10% at 100.000 hrs |  | Available | 740/339 | Cx=0.4338;Cy=0.4030 | Class I | IK02 |  |  | 60 | 890 | -20 | 1 | 201 | RAL9016 | 50-60Hz | Passive | LED | dimmable | High Bay Rectangular | Tungsram High-bay IP66 | Indoor industrial |  |  | 26090 | Yes |  |  |  | Bracket kit. Suspension holder kit. Protective Cover
TBD | TU HB IP65 G1 1S20 4K70 L6 RF ST PC W1 | image | datasheet | deeplink | TUNGSRAM - Tungsram High-bay IP66 - 18410lm - 143W - 4000K - 70CRI - TBD[SKU] - Bracket. Y-cable | 8 | Bracket. Y-cable | LED | 1 | 143 | [8 empty] | CE. ENEC | [6 empty] | 65 | 4000 | 515x380x90 |  | 220-240V |  | 5 |  | 60° | 3 | 70 |  | 4000 |  |  | >=0.9 | 197000 |  |  | 128.74 |  |  | 9 | L6 | 25 | max. 10% at 100.000 hrs |  | Available | 740/339 | Cx=0.4338;Cy=0.4030 | Class I | IK02 |  |  | 60 | 630 | -20 | 1 | 143 | RAL9016 | 50-60Hz | Passive | LED | dimmable | High Bay Rectangular | Tungsram High-bay IP66 | Indoor industrial |  |  | 18410 | Yes |  |  |  | Bracket kit. Suspension holder kit. Protective Cover
TBD | TU HB IP65 G1 1S10 4K70 L6 RF ST PC W1 | image | datasheet | deeplink | TUNGSRAM - Tungsram High-bay IP66 - 8930lm - 69W - 4000K - 70CRI - TBD[SKU] - Bracket. Y-cable | 8 | Bracket. Y-cable | LED | 1 | 69 | [8 empty] | CE. ENEC | [6 empty] | 65 | 4000 | 515x380x90 |  | 220-240V |  | 5 |  | 60° | 3 | 70 |  | 4000 |  |  | >=0.9 | 259000 |  |  | 129.42 |  |  | 9 | L6 | 25 | max. 10% at 100.000 hrs |  | Available | 740/339 | Cx=0.4338;Cy=0.4030 | Class I | IK02 |  |  | 60 | 300 | -20 | 1 | 69 | RAL9016 | 50-60Hz | Passive | LED | dimmable | High Bay Rectangular | Tungsram High-bay IP66 | Indoor industrial |  |  | 8930 | Yes |  |  |  | Bracket kit. Suspension holder kit. Protective Cover
TBD | TU HB IP66 G1 1S30 4K70 L6 DL ST PC W1 | image | datasheet | deeplink | TUNGSRAM - Tungsram High-bay IP66 - 26090lm - 199W - 4000K - 70CRI - TBD[SKU] - Bracket. Y-cable | 8 | Bracket. Y-cable | LED | 1 | 199 | [8 empty] | CE. ENEC | [6 empty] | 66 | 4000 | 450x380x90 |  | 220-240V |  | 5 |  | 60° | 3 | 70 |  | 4000 |  |  | >=0.9 | 117000 |  |  | 131.11 |  |  | 9 | L6 | 25 | max. 10% at 100.000 hrs |  | Available | 740/339 | Cx=0.4338;Cy=0.4030 | Class I | IK07 |  |  | 60 | 880 | -20 | 1 | 199 | RAL9016 | 50-60Hz | Passive | LED | dimmable | High Bay Rectangular | Tungsram High-bay IP66 | Indoor industrial |  |  | 26090 | No sensor |  |  |  | Bracket kit. Suspension holder kit. Protective Cover
TBD | TU HB IP66 G1 1S20 4K70 L6 DL ST PC W1 | image | datasheet | deeplink | TUNGSRAM - Tungsram High-bay IP66 - 18410lm - 141W - 4000K - 70CRI - TBD[SKU] - Bracket. Y-cable | 8 | Bracket. Y-cable | LED | 1 | 141 | [8 empty] | CE. ENEC | [6 empty] | 66 | 4000 | 450x380x90 |  | 220-240V |  | 5 |  | 60° | 3 | 70 |  | 4000 |  |  | >=0.9 | 197000 |  |  | 130.57 |  |  | 9 | L6 | 25 | max. 10% at 100.000 hrs |  | Available | 740/339 | Cx=0.4338;Cy=0.4030 | Class I | IK07 |  |  | 60 | 630 | -20 | 1 | 141 | RAL9016 | 50-60Hz | Passive | LED | dimmable | High Bay Rectangular | Tungsram High-bay IP66 | Indoor industrial |  |  | 18410 | No sensor |  |  |  | Bracket kit. Suspension holder kit. Protective Cover
TBD | TU HB IP66 G1 1S10 4K70 L6 DL ST PC W1 | image | datasheet | deeplink | TUNGSRAM - Tungsram High-bay IP66 - 8930lm - 67W - 4000K - 70CRI - TBD[SKU] - Bracket. Y-cable | 8 | Bracket. Y-cable | LED | 1 | 67 | [8 empty] | CE. ENEC | [6 empty] | 66 | 4000 | 450x380x90 |  | 220-240V |  | 5 |  | 60° | 3 | 70 |  | 4000 |  |  | >=0.9 | 259000 |  |  | 133.28 |  |  | 9 | L6 | 25 | max. 10% at 100.000 hrs |  | Available | 740/339 | Cx=0.4338;Cy=0.4030 | Class I | IK07 |  |  | 60 | 300 | -20 | 1 | 67 | RAL9016 | 50-60Hz | Passive | LED | dimmable | High Bay Rectangular | Tungsram High-bay IP66 | Indoor industrial |  |  | 8930 | No sensor |  |  |  | Bracket kit. Suspension holder kit. Protective Cover
TBD | TU HB IP65 G1 1S30 4K70 L6 SN ST PC W1 | image | datasheet | deeplink | TUNGSRAM - Tungsram High-bay IP66 - 26090lm - 201W - 4000K - 70CRI - TBD[SKU] - Bracket. Y-cable | 8 | Bracket. Y-cable | LED | 1 | 201 | [8 empty] | CE. ENEC | [6 empty] | 65 | 4000 | 515x380x90 |  | 220-240V |  | 5 |  | 60° | 3 | 70 |  | 4000 |  |  | >=0.9 | 117000 |  |  | 129.8 |  |  | 9 | L6 | 25 | max. 10% at 100.000 hrs |  | Available | 740/339 | Cx=0.4338;Cy=0.4030 | Class I | IK02 |  |  | 60 | 890 | -20 | 1 | 201 | RAL9016 | 50-60Hz | Passive | LED | dimmable | High Bay Rectangular | Tungsram High-bay IP66 | Indoor industrial |  |  | 26090 | Yes |  |  |  | Bracket kit. Suspension holder kit. Protective Cover
TBD | TU HB IP65 G1 1S20 4K70 L6 SN ST PC W1 | image | datasheet | deeplink | TUNGSRAM - Tungsram High-bay IP66 - 18410lm - 143W - 4000K - 70CRI - TBD[SKU] - Bracket. Y-cable | 8 | Bracket. Y-cable | LED | 1 | 143 | [8 empty] | CE. ENEC | [6 empty] | 65 | 4000 | 515x380x90 |  | 220-240V |  | 5 |  | 60° | 3 | 70 |  | 4000 |  |  | >=0.9 | 197000 |  |  | 128.74 |  |  | 9 | L6 | 25 | max. 10% at 100.000 hrs |  | Available | 740/339 | Cx=0.4338;Cy=0.4030 | Class I | IK02 |  |  | 60 | 630 | -20 | 1 | 143 | RAL9016 | 50-60Hz | Passive | LED | dimmable | High Bay Rectangular | Tungsram High-bay IP66 | Indoor industrial |  |  | 18410 | Yes |  |  |  | Bracket kit. Suspension holder kit. Protective Cover
TBD | TU HB IP65 G1 1S10 4K70 L6 SN ST PC W1 | image | datasheet | deeplink | TUNGSRAM - Tungsram High-bay IP66 - 8930lm - 69W - 4000K - 70CRI - TBD[SKU] - Bracket. Y-cable | 8 | Bracket. Y-cable | LED | 1 | 69 | [8 empty] | CE. ENEC | [6 empty] | 65 | 4000 | 515x380x90 |  | 220-240V |  | 5 |  | 60° | 3 | 70 |  | 4000 |  |  | >=0.9 | 259000 |  |  | 129.42 |  |  | 9 | L6 | 25 | max. 10% at 100.000 hrs |  | Available | 740/339 | Cx=0.4338;Cy=0.4030 | Class I | IK02 |  |  | 60 | 300 | -20 | 1 | 69 | RAL9016 | 50-60Hz | Passive | LED | dimmable | High Bay Rectangular | Tungsram High-bay IP66 | Indoor industrial |  |  | 8930 | Yes |  |  |  | Bracket kit. Suspension holder kit. Protective Cover
TBD | TU HB IP66 G1 1S30 4K70 L6 FX ST PC W1 | image | datasheet | deeplink | TUNGSRAM - Tungsram High-bay IP66 - 26090lm - 199W - 4000K - 70CRI - TBD[SKU] - Bracket. Y-cable | 8 | Bracket. Y-cable | LED | 1 | 199 | [8 empty] | CE. ENEC | [6 empty] | 66 | 4000 | 450x380x90 |  | 220-240V |  | 5 |  | 60° | 3 | 70 |  | 4000 |  |  | >=0.9 | 117000 |  |  | 131.11 |  |  | 9 | L6 | 25 | max. 10% at 100.000 hrs |  | Available | 740/339 | Cx=0.4338;Cy=0.4030 | Class I | IK07 |  |  | 60 | 880 | -20 | 1 | 199 | RAL9016 | 50-60Hz | Passive | LED | none | High Bay Rectangular | Tungsram High-bay IP66 | Indoor industrial |  |  | 26090 | No sensor |  |  |  | Bracket kit. Suspension holder kit. Protective Cover
TBD | TU HB IP66 G1 1S20 4K70 L6 FX ST PC W1 | image | datasheet | deeplink | TUNGSRAM - Tungsram High-bay IP66 - 18410lm - 141W - 4000K - 70CRI - TBD[SKU] - Bracket. Y-cable | 8 | Bracket. Y-cable | LED | 1 | 141 | [8 empty] | CE. ENEC | [6 empty] | 66 | 4000 | 450x380x90 |  | 220-240V |  | 5 |  | 60° | 3 | 70 |  | 4000 |  |  | >=0.9 | 197000 |  |  | 130.57 |  |  | 9 | L6 | 25 | max. 10% at 100.000 hrs |  | Available | 740/339 | Cx=0.4338;Cy=0.4030 | Class I | IK07 |  |  | 60 | 630 | -20 | 1 | 141 | RAL9016 | 50-60Hz | Passive | LED | none | High Bay Rectangular | Tungsram High-bay IP66 | Indoor industrial |  |  | 18410 | No sensor |  |  |  | Bracket kit. Suspension holder kit. Protective Cover
TBD | TU HB IP66 G1 1S10 4K70 L6 FX ST PC W1 | image | datasheet | deeplink | TUNGSRAM - Tungsram High-bay IP66 - 8930lm - 67W - 4000K - 70CRI - TBD[SKU] - Bracket. Y-cable | 8 | Bracket. Y-cable | LED | 1 | 67 | [8 empty] | CE. ENEC | [6 empty] | 66 | 4000 | 450x380x90 |  | 220-240V |  | 5 |  | 60° | 3 | 70 |  | 4000 |  |  | >=0.9 | 259000 |  |  | 133.28 |  |  | 9 | L6 | 25 | max. 10% at 100.000 hrs |  | Available | 740/339 | Cx=0.4338;Cy=0.4030 | Class I | IK07 |  |  | 60 | 300 | -20 | 1 | 67 | RAL9016 | 50-60Hz | Passive | LED | none | High Bay Rectangular | Tungsram High-bay IP66 | Indoor industrial |  |  | 8930 | No sensor |  |  |  | Bracket kit. Suspension holder kit. Protective Cover
TBD | TU HB IP66 G1 2H45 5K80 L3 NL ST PC W1 | image | datasheet | deeplink | TUNGSRAM - Tungsram High-bay IP66 - 41610lm - 261W - 5000K - 80CRI - TBD[SKU] - Bracket. Y-cable | 12 | Bracket. Y-cable | LED | 1 | 261 | [8 empty] | CE | [6 empty] | 66 | 5000 | 817x380x110 |  | 220-240V |  | 5 |  | 30° | 3 | 80 |  | 5000 |  |  | >=0.9 | 116000 |  |  | 159.43 |  |  | 9 | L3 | 25 | max. 10% at 100.000 hrs |  | Available | 850/339 | Cx=0.3447;Cy=0.3553 | Class I | IK02 |  |  | 60 | 1160 | -20 | 1 | 261 | RAL9016 | 50-60Hz | Passive | LED | dimmable | High Bay Rectangular | Tungsram High-bay IP66 | Indoor industrial |  |  | 41610 | Yes |  |  |  | Bracket kit. Suspension holder kit. Protective Cover
TBD | TU HB IP66 G1 2H30 5K80 L3 NL ST PC W1 | image | datasheet | deeplink | TUNGSRAM - Tungsram High-bay IP66 - 28490lm - 171W - 5000K - 80CRI - TBD[SKU] - Bracket. Y-cable | 12 | Bracket. Y-cable | LED | 1 | 171 | [8 empty] | CE. ENEC | [6 empty] | 66 | 5000 | 817x380x110 |  | 220-240V |  | 5 |  | 30° | 3 | 80 |  | 5000 |  |  | >=0.9 | 105000 |  |  | 166.61 |  |  | 9 | L3 | 25 | max. 10% at 100.000 hrs |  | Available | 850/339 | Cx=0.3447;Cy=0.3553 | Class I | IK02 |  |  | 60 | 760 | -20 | 1 | 171 | RAL9016 | 50-60Hz | Passive | LED | dimmable | High Bay Rectangular | Tungsram High-bay IP66 | Indoor industrial |  |  | 28490 | Yes |  |  |  | Bracket kit. Suspension holder kit. Protective Cover
TBD | TU HB IP66 G1 1H20 5K80 L3 NL ST PC W1 | image | datasheet | deeplink | TUNGSRAM - Tungsram High-bay IP66 - 19060lm - 117W - 5000K - 80CRI - TBD[SKU] - Bracket. Y-cable | 8 | Bracket. Y-cable | LED | 1 | 117 | [8 empty] | CE. ENEC | [6 empty] | 66 | 5000 | 450x380x110 |  | 220-240V |  | 5 |  | 30° | 3 | 80 |  | 5000 |  |  | >=0.9 | 100000 |  |  | 162.91 |  |  | 9 | L3 | 25 | max. 10% at 100.000 hrs |  | Available | 850/339 | Cx=0.3447;Cy=0.3553 | Class I | IK02 |  |  | 60 | 520 | -20 | 1 | 117 | RAL9016 | 50-60Hz | Passive | LED | dimmable | High Bay Rectangular | Tungsram High-bay IP66 | Indoor industrial |  |  | 19060 | Yes |  |  |  | Bracket kit. Suspension holder kit. Protective Cover
TBD | TU HB IP66 G1 1H10 5K80 L3 NL ST PC W1 | image | datasheet | deeplink | TUNGSRAM - Tungsram High-bay IP66 - 9620lm - 57W - 5000K - 80CRI - TBD[SKU] - Bracket. Y-cable | 8 | Bracket. Y-cable | LED | 1 | 57 | [8 empty] | CE. ENEC | [6 empty] | 66 | 5000 | 450x380x110 |  | 220-240V |  | 5 |  | 30° | 3 | 80 |  | 5000 |  |  | >=0.9 | 115000 |  |  | 168.77 |  |  | 9 | L3 | 25 | max. 10% at 100.000 hrs |  | Available | 850/339 | Cx=0.3447;Cy=0.3553 | Class I | IK02 |  |  | 60 | 250 | -20 | 1 | 57 | RAL9016 | 50-60Hz | Passive | LED | dimmable | High Bay Rectangular | Tungsram High-bay IP66 | Indoor industrial |  |  | 9620 | Yes |  |  |  | Bracket kit. Suspension holder kit. Protective Cover
TBD | TU HB IP65 G1 2H45 5K80 L3 RF ST PC W1 | image | datasheet | deeplink | TUNGSRAM - Tungsram High-bay IP66 - 41610lm - 263W - 5000K - 80CRI - TBD[SKU] - Bracket. Y-cable | 12 | Bracket. Y-cable | LED | 1 | 263 | [8 empty] | CE | [6 empty] | 65 | 5000 | 882x380x90 |  | 220-240V |  | 5 |  | 30° | 3 | 80 |  | 5000 |  |  | >=0.9 | 116000 |  |  | 158.21 |  |  | 9 | L3 | 25 | max. 10% at 100.000 hrs |  | Available | 850/339 | Cx=0.3447;Cy=0.3553 | Class I | IK02 |  |  | 60 | 1170 | -20 | 1 | 263 | RAL9016 | 50-60Hz | Passive | LED | dimmable | High Bay Rectangular | Tungsram High-bay IP66 | Indoor industrial |  |  | 41610 | Yes |  |  |  | Bracket kit. Suspension holder kit. Protective Cover
TBD | TU HB IP65 G1 2H30 5K80 L3 RF ST PC W1 | image | datasheet | deeplink | TUNGSRAM - Tungsram High-bay IP66 - 28490lm - 172W - 5000K - 80CRI - TBD[SKU] - Bracket. Y-cable | 12 | Bracket. Y-cable | LED | 1 | 172 | [8 empty] | CE. ENEC | [6 empty] | 65 | 5000 | 882x380x90 |  | 220-240V |  | 5 |  | 30° | 3 | 80 |  | 5000 |  |  | >=0.9 | 105000 |  |  | 165.64 |  |  | 9 | L3 | 25 | max. 10% at 100.000 hrs |  | Available | 850/339 | Cx=0.3447;Cy=0.3553 | Class I | IK02 |  |  | 60 | 760 | -20 | 1 | 172 | RAL9016 | 50-60Hz | Passive | LED | dimmable | High Bay Rectangular | Tungsram High-bay IP66 | Indoor industrial |  |  | 28490 | Yes |  |  |  | Bracket kit. Suspension holder kit. Protective Cover
TBD | TU HB IP65 G1 1H20 5K80 L3 RF ST PC W1 | image | datasheet | deeplink | TUNGSRAM - Tungsram High-bay IP66 - 19060lm - 118W - 5000K - 80CRI - TBD[SKU] - Bracket. Y-cable | 8 | Bracket. Y-cable | LED | 1 | 118 | [8 empty] | CE. ENEC | [6 empty] | 65 | 5000 | 515x380x90 |  | 220-240V |  | 5 |  | 30° | 3 | 80 |  | 5000 |  |  | >=0.9 | 100000 |  |  | 161.53 |  |  | 9 | L3 | 25 | max. 10% at 100.000 hrs |  | Available | 850/339 | Cx=0.3447;Cy=0.3553 | Class I | IK02 |  |  | 60 | 520 | -20 | 1 | 118 | RAL9016 | 50-60Hz | Passive | LED | dimmable | High Bay Rectangular | Tungsram High-bay IP66 | Indoor industrial |  |  | 19060 | Yes |  |  |  | Bracket kit. Suspension holder kit. Protective Cover
TBD | TU HB IP65 G1 1H10 5K80 L3 RF ST PC W1 | image | datasheet | deeplink | TUNGSRAM - Tungsram High-bay IP66 - 9620lm - 58W - 5000K - 80CRI - TBD[SKU] - Bracket. Y-cable | 8 | Bracket. Y-cable | LED | 1 | 58 | [8 empty] | CE. ENEC | [6 empty] | 65 | 5000 | 515x380x90 |  | 220-240V |  | 5 |  | 30° | 3 | 80 |  | 5000 |  |  | >=0.9 | 115000 |  |  | 165.86 |  |  | 9 | L3 | 25 | max. 10% at 100.000 hrs |  | Available | 850/339 | Cx=0.3447;Cy=0.3553 | Class I | IK02 |  |  | 60 | 260 | -20 | 1 | 58 | RAL9016 | 50-60Hz | Passive | LED | dimmable | High Bay Rectangular | Tungsram High-bay IP66 | Indoor industrial |  |  | 9620 | Yes |  |  |  | Bracket kit. Suspension holder kit. Protective Cover
TBD | TU HB IP66 G1 2H45 5K80 L3 DL ST PC W1 | image | datasheet | deeplink | TUNGSRAM - Tungsram High-bay IP66 - 41610lm - 261W - 5000K - 80CRI - TBD[SKU] - Bracket. Y-cable | 12 | Bracket. Y-cable | LED | 1 | 261 | [8 empty] | CE | [6 empty] | 66 | 5000 | 817x380x90 |  | 220-240V |  | 5 |  | 30° | 3 | 80 |  | 5000 |  |  | >=0.9 | 116000 |  |  | 159.43 |  |  | 9 | L3 | 25 | max. 10% at 100.000 hrs |  | Available | 850/339 | Cx=0.3447;Cy=0.3553 | Class I | IK07 |  |  | 60 | 1160 | -20 | 1 | 261 | RAL9016 | 50-60Hz | Passive | LED | dimmable | High Bay Rectangular | Tungsram High-bay IP66 | Indoor industrial |  |  | 41610 | No sensor |  |  |  | Bracket kit. Suspension holder kit. Protective Cover
TBD | TU HB IP66 G1 2H30 5K80 L3 DL ST PC W1 | image | datasheet | deeplink | TUNGSRAM - Tungsram High-bay IP66 - 28490lm - 170W - 5000K - 80CRI - TBD[SKU] - Bracket. Y-cable | 12 | Bracket. Y-cable | LED | 1 | 170 | [8 empty] | CE. ENEC | [6 empty] | 66 | 5000 | 817x380x90 |  | 220-240V |  | 5 |  | 30° | 3 | 80 |  | 5000 |  |  | >=0.9 | 105000 |  |  | 167.59 |  |  | 9 | L3 | 25 | max. 10% at 100.000 hrs |  | Available | 850/339 | Cx=0.3447;Cy=0.3553 | Class I | IK07 |  |  | 60 | 750 | -20 | 1 | 170 | RAL9016 | 50-60Hz | Passive | LED | dimmable | High Bay Rectangular | Tungsram High-bay IP66 | Indoor industrial |  |  | 28490 | No sensor |  |  |  | Bracket kit. Suspension holder kit. Protective Cover
TBD | TU HB IP66 G1 1H20 5K80 L3 DL ST PC W1 | image | datasheet | deeplink | TUNGSRAM - Tungsram High-bay IP66 - 19060lm - 116W - 5000K - 80CRI - TBD[SKU] - Bracket. Y-cable | 8 | Bracket. Y-cable | LED | 1 | 116 | [8 empty] | CE. ENEC | [6 empty] | 66 | 5000 | 450x380x90 |  | 220-240V |  | 5 |  | 30° | 3 | 80 |  | 5000 |  |  | >=0.9 | 100000 |  |  | 164.31 |  |  | 9 | L3 | 25 | max. 10% at 100.000 hrs |  | Available | 850/339 | Cx=0.3447;Cy=0.3553 | Class I | IK07 |  |  | 60 | 510 | -20 | 1 | 116 | RAL9016 | 50-60Hz | Passive | LED | dimmable | High Bay Rectangular | Tungsram High-bay IP66 | Indoor industrial |  |  | 19060 | No sensor |  |  |  | Bracket kit. Suspension holder kit. Protective Cover
TBD | TU HB IP66 G1 1H10 5K80 L3 DL ST PC W1 | image | datasheet | deeplink | TUNGSRAM - Tungsram High-bay IP66 - 9620lm - 56W - 5000K - 80CRI - TBD[SKU] - Bracket. Y-cable | 8 | Bracket. Y-cable | LED | 1 | 56 | [8 empty] | CE. ENEC | [6 empty] | 66 | 5000 | 450x380x90 |  | 220-240V |  | 5 |  | 30° | 3 | 80 |  | 5000 |  |  | >=0.9 | 115000 |  |  | 171.79 |  |  | 9 | L3 | 25 | max. 10% at 100.000 hrs |  | Available | 850/339 | Cx=0.3447;Cy=0.3553 | Class I | IK07 |  |  | 60 | 250 | -20 | 1 | 56 | RAL9016 | 50-60Hz | Passive | LED | dimmable | High Bay Rectangular | Tungsram High-bay IP66 | Indoor industrial |  |  | 9620 | No sensor |  |  |  | Bracket kit. Suspension holder kit. Protective Cover
TBD | TU HB IP65 G1 1S30 5K80 L3 RF ST PC W1 | image | datasheet | deeplink | TUNGSRAM - Tungsram High-bay IP66 - 27550lm - 201W - 5000K - 80CRI - TBD[SKU] - Bracket. Y-cable | 8 | Bracket. Y-cable | LED | 1 | 201 | [8 empty] | CE. ENEC | [6 empty] | 65 | 5000 | 515x380x90 |  | 220-240V |  | 5 |  | 30° | 3 | 80 |  | 5000 |  |  | >=0.9 | 117000 |  |  | 137.06 |  |  | 9 | L3 | 25 | max. 10% at 100.000 hrs |  | Available | 850/339 | Cx=0.3447;Cy=0.3553 | Class I | IK02 |  |  | 60 | 890 | -20 | 1 | 201 | RAL9016 | 50-60Hz | Passive | LED | dimmable | High Bay Rectangular | Tungsram High-bay IP66 | Indoor industrial |  |  | 27550 | Yes |  |  |  | Bracket kit. Suspension holder kit. Protective Cover
TBD | TU HB IP65 G1 1S20 5K80 L3 RF ST PC W1 | image | datasheet | deeplink | TUNGSRAM - Tungsram High-bay IP66 - 19430lm - 143W - 5000K - 80CRI - TBD[SKU] - Bracket. Y-cable | 8 | Bracket. Y-cable | LED | 1 | 143 | [8 empty] | CE. ENEC | [6 empty] | 65 | 5000 | 515x380x90 |  | 220-240V |  | 5 |  | 30° | 3 | 80 |  | 5000 |  |  | >=0.9 | 197000 |  |  | 135.87 |  |  | 9 | L3 | 25 | max. 10% at 100.000 hrs |  | Available | 850/339 | Cx=0.3447;Cy=0.3553 | Class I | IK02 |  |  | 60 | 630 | -20 | 1 | 143 | RAL9016 | 50-60Hz | Passive | LED | dimmable | High Bay Rectangular | Tungsram High-bay IP66 | Indoor industrial |  |  | 19430 | Yes |  |  |  | Bracket kit. Suspension holder kit. Protective Cover
TBD | TU HB IP65 G1 1S10 5K80 L3 RF ST PC W1 | image | datasheet | deeplink | TUNGSRAM - Tungsram High-bay IP66 - 9430lm - 69W - 5000K - 80CRI - TBD[SKU] - Bracket. Y-cable | 8 | Bracket. Y-cable | LED | 1 | 69 | [8 empty] | CE. ENEC | [6 empty] | 65 | 5000 | 515x380x90 |  | 220-240V |  | 5 |  | 30° | 3 | 80 |  | 5000 |  |  | >=0.9 | 259000 |  |  | 136.67 |  |  | 9 | L3 | 25 | max. 10% at 100.000 hrs |  | Available | 850/339 | Cx=0.3447;Cy=0.3553 | Class I | IK02 |  |  | 60 | 300 | -20 | 1 | 69 | RAL9016 | 50-60Hz | Passive | LED | dimmable | High Bay Rectangular | Tungsram High-bay IP66 | Indoor industrial |  |  | 9430 | Yes |  |  |  | Bracket kit. Suspension holder kit. Protective Cover
TBD | TU HB IP66 G1 1S30 5K80 L3 DL ST PC W1 | image | datasheet | deeplink | TUNGSRAM - Tungsram High-bay IP66 - 27550lm - 199W - 5000K - 80CRI - TBD[SKU] - Bracket. Y-cable | 8 | Bracket. Y-cable | LED | 1 | 199 | [8 empty] | CE. ENEC | [6 empty] | 66 | 5000 | 450x380x90 |  | 220-240V |  | 5 |  | 30° | 3 | 80 |  | 5000 |  |  | >=0.9 | 117000 |  |  | 138.44 |  |  | 9 | L3 | 25 | max. 10% at 100.000 hrs |  | Available | 850/339 | Cx=0.3447;Cy=0.3553 | Class I | IK07 |  |  | 60 | 880 | -20 | 1 | 199 | RAL9016 | 50-60Hz | Passive | LED | dimmable | High Bay Rectangular | Tungsram High-bay IP66 | Indoor industrial |  |  | 27550 | No sensor |  |  |  | Bracket kit. Suspension holder kit. Protective Cover
TBD | TU HB IP66 G1 1S20 5K80 L3 DL ST PC W1 | image | datasheet | deeplink | TUNGSRAM - Tungsram High-bay IP66 - 19430lm - 141W - 5000K - 80CRI - TBD[SKU] - Bracket. Y-cable | 8 | Bracket. Y-cable | LED | 1 | 141 | [8 empty] | CE. ENEC | [6 empty] | 66 | 5000 | 450x380x90 |  | 220-240V |  | 5 |  | 30° | 3 | 80 |  | 5000 |  |  | >=0.9 | 197000 |  |  | 137.8 |  |  | 9 | L3 | 25 | max. 10% at 100.000 hrs |  | Available | 850/339 | Cx=0.3447;Cy=0.3553 | Class I | IK07 |  |  | 60 | 630 | -20 | 1 | 141 | RAL9016 | 50-60Hz | Passive | LED | dimmable | High Bay Rectangular | Tungsram High-bay IP66 | Indoor industrial |  |  | 19430 | No sensor |  |  |  | Bracket kit. Suspension holder kit. Protective Cover
TBD | TU HB IP66 G1 1S10 5K80 L3 DL ST PC W1 | image | datasheet | deeplink | TUNGSRAM - Tungsram High-bay IP66 - 9430lm - 67W - 5000K - 80CRI - TBD[SKU] - Bracket. Y-cable | 8 | Bracket. Y-cable | LED | 1 | 67 | [8 empty] | CE. ENEC | [6 empty] | 66 | 5000 | 450x380x90 |  | 220-240V |  | 5 |  | 30° | 3 | 80 |  | 5000 |  |  | >=0.9 | 259000 |  |  | 140.75 |  |  | 9 | L3 | 25 | max. 10% at 100.000 hrs |  | Available | 850/339 | Cx=0.3447;Cy=0.3553 | Class I | IK07 |  |  | 60 | 300 | -20 | 1 | 67 | RAL9016 | 50-60Hz | Passive | LED | dimmable | High Bay Rectangular | Tungsram High-bay IP66 | Indoor industrial |  |  | 9430 | No sensor |  |  |  | Bracket kit. Suspension holder kit. Protective Cover
TBD | TU HB IP65 G1 1S30 5K80 L3 SN ST PC W1 | image | datasheet | deeplink | TUNGSRAM - Tungsram High-bay IP66 - 27550lm - 201W - 5000K - 80CRI - TBD[SKU] - Bracket. Y-cable | 8 | Bracket. Y-cable | LED | 1 | 201 | [8 empty] | CE. ENEC | [6 empty] | 65 | 5000 | 515x380x90 |  | 220-240V |  | 5 |  | 30° | 3 | 80 |  | 5000 |  |  | >=0.9 | 117000 |  |  | 137.06 |  |  | 9 | L3 | 25 | max. 10% at 100.000 hrs |  | Available | 850/339 | Cx=0.3447;Cy=0.3553 | Class I | IK02 |  |  | 60 | 890 | -20 | 1 | 201 | RAL9016 | 50-60Hz | Passive | LED | dimmable | High Bay Rectangular | Tungsram High-bay IP66 | Indoor industrial |  |  | 27550 | Yes |  |  |  | Bracket kit. Suspension holder kit. Protective Cover
TBD | TU HB IP65 G1 1S20 5K80 L3 SN ST PC W1 | image | datasheet | deeplink | TUNGSRAM - Tungsram High-bay IP66 - 19430lm - 143W - 5000K - 80CRI - TBD[SKU] - Bracket. Y-cable | 8 | Bracket. Y-cable | LED | 1 | 143 | [8 empty] | CE. ENEC | [6 empty] | 65 | 5000 | 515x380x90 |  | 220-240V |  | 5 |  | 30° | 3 | 80 |  | 5000 |  |  | >=0.9 | 197000 |  |  | 135.87 |  |  | 9 | L3 | 25 | max. 10% at 100.000 hrs |  | Available | 850/339 | Cx=0.3447;Cy=0.3553 | Class I | IK02 |  |  | 60 | 630 | -20 | 1 | 143 | RAL9016 | 50-60Hz | Passive | LED | dimmable | High Bay Rectangular | Tungsram High-bay IP66 | Indoor industrial |  |  | 19430 | Yes |  |  |  | Bracket kit. Suspension holder kit. Protective Cover
TBD | TU HB IP65 G1 1S10 5K80 L3 SN ST PC W1 | image | datasheet | deeplink | TUNGSRAM - Tungsram High-bay IP66 - 9430lm - 69W - 5000K - 80CRI - TBD[SKU] - Bracket. Y-cable | 8 | Bracket. Y-cable | LED | 1 | 69 | [8 empty] | CE. ENEC | [6 empty] | 65 | 5000 | 515x380x90 |  | 220-240V |  | 5 |  | 30° | 3 | 80 |  | 5000 |  |  | >=0.9 | 259000 |  |  | 136.67 |  |  | 9 | L3 | 25 | max. 10% at 100.000 hrs |  | Available | 850/339 | Cx=0.3447;Cy=0.3553 | Class I | IK02 |  |  | 60 | 300 | -20 | 1 | 69 | RAL9016 | 50-60Hz | Passive | LED | dimmable | High Bay Rectangular | Tungsram High-bay IP66 | Indoor industrial |  |  | 9430 | Yes |  |  |  | Bracket kit. Suspension holder kit. Protective Cover
TBD | TU HB IP66 G1 1S30 5K80 L3 FX ST PC W1 | image | datasheet | deeplink | TUNGSRAM - Tungsram High-bay IP66 - 27550lm - 199W - 5000K - 80CRI - TBD[SKU] - Bracket. Y-cable | 8 | Bracket. Y-cable | LED | 1 | 199 | [8 empty] | CE. ENEC | [6 empty] | 66 | 5000 | 450x380x90 |  | 220-240V |  | 5 |  | 30° | 3 | 80 |  | 5000 |  |  | >=0.9 | 117000 |  |  | 138.44 |  |  | 9 | L3 | 25 | max. 10% at 100.000 hrs |  | Available | 850/339 | Cx=0.3447;Cy=0.3553 | Class I | IK07 |  |  | 60 | 880 | -20 | 1 | 199 | RAL9016 | 50-60Hz | Passive | LED | none | High Bay Rectangular | Tungsram High-bay IP66 | Indoor industrial |  |  | 27550 | No sensor |  |  |  | Bracket kit. Suspension holder kit. Protective Cover
TBD | TU HB IP66 G1 1S20 5K80 L3 FX ST PC W1 | image | datasheet | deeplink | TUNGSRAM - Tungsram High-bay IP66 - 19430lm - 141W - 5000K - 80CRI - TBD[SKU] - Bracket. Y-cable | 8 | Bracket. Y-cable | LED | 1 | 141 | [8 empty] | CE. ENEC | [6 empty] | 66 | 5000 | 450x380x90 |  | 220-240V |  | 5 |  | 30° | 3 | 80 |  | 5000 |  |  | >=0.9 | 197000 |  |  | 137.8 |  |  | 9 | L3 | 25 | max. 10% at 100.000 hrs |  | Available | 850/339 | Cx=0.3447;Cy=0.3553 | Class I | IK07 |  |  | 60 | 630 | -20 | 1 | 141 | RAL9016 | 50-60Hz | Passive | LED | none | High Bay Rectangular | Tungsram High-bay IP66 | Indoor industrial |  |  | 19430 | No sensor |  |  |  | Bracket kit. Suspension holder kit. Protective Cover
TBD | TU HB IP66 G1 1S10 5K80 L3 FX ST PC W1 | image | datasheet | deeplink | TUNGSRAM - Tungsram High-bay IP66 - 9430lm - 67W - 5000K - 80CRI - TBD[SKU] - Bracket. Y-cable | 8 | Bracket. Y-cable | LED | 1 | 67 | [8 empty] | CE. ENEC | [6 empty] | 66 | 5000 | 450x380x90 |  | 220-240V |  | 5 |  | 30° | 3 | 80 |  | 5000 |  |  | >=0.9 | 259000 |  |  | 140.75 |  |  | 9 | L3 | 25 | max. 10% at 100.000 hrs |  | Available | 850/339 | Cx=0.3447;Cy=0.3553 | Class I | IK07 |  |  | 60 | 300 | -20 | 1 | 67 | RAL9016 | 50-60Hz | Passive | LED | none | High Bay Rectangular | Tungsram High-bay IP66 | Indoor industrial |  |  | 9430 | No sensor |  |  |  | Bracket kit. Suspension holder kit. Protective Cover
TBD | TU HB IP66 G1 2H45 4K80 L3 NL ST PC W1 | image | datasheet | deeplink | TUNGSRAM - Tungsram High-bay IP66 - 41180lm - 261W - 4000K - 80CRI - TBD[SKU] - Bracket. Y-cable | 12 | Bracket. Y-cable | LED | 1 | 261 | [8 empty] | CE | [6 empty] | 66 | 4000 | 817x380x110 |  | 220-240V |  | 5 |  | 30° | 3 | 80 |  | 4000 |  |  | >=0.9 | 116000 |  |  | 157.78 |  |  | 9 | L3 | 25 | max. 10% at 100.000 hrs |  | Available | 840/339 | Cx=0.4338;Cy=0.4030 | Class I | IK02 |  |  | 60 | 1160 | -20 | 1 | 261 | RAL9016 | 50-60Hz | Passive | LED | dimmable | High Bay Rectangular | Tungsram High-bay IP66 | Indoor industrial |  |  | 41180 | Yes |  |  |  | Bracket kit. Suspension holder kit. Protective Cover
TBD | TU HB IP66 G1 2H30 4K80 L3 NL ST PC W1 | image | datasheet | deeplink | TUNGSRAM - Tungsram High-bay IP66 - 28200lm - 171W - 4000K - 80CRI - TBD[SKU] - Bracket. Y-cable | 12 | Bracket. Y-cable | LED | 1 | 171 | [8 empty] | CE. ENEC | [6 empty] | 66 | 4000 | 817x380x110 |  | 220-240V |  | 5 |  | 30° | 3 | 80 |  | 4000 |  |  | >=0.9 | 105000 |  |  | 164.91 |  |  | 9 | L3 | 25 | max. 10% at 100.000 hrs |  | Available | 840/339 | Cx=0.4338;Cy=0.4030 | Class I | IK02 |  |  | 60 | 760 | -20 | 1 | 171 | RAL9016 | 50-60Hz | Passive | LED | dimmable | High Bay Rectangular | Tungsram High-bay IP66 | Indoor industrial |  |  | 28200 | Yes |  |  |  | Bracket kit. Suspension holder kit. Protective Cover
TBD | TU HB IP66 G1 1H20 4K80 L3 NL ST PC W1 | image | datasheet | deeplink | TUNGSRAM - Tungsram High-bay IP66 - 18860lm - 117W - 4000K - 80CRI - TBD[SKU] - Bracket. Y-cable | 8 | Bracket. Y-cable | LED | 1 | 117 | [8 empty] | CE. ENEC | [6 empty] | 66 | 4000 | 450x380x110 |  | 220-240V |  | 5 |  | 30° | 3 | 80 |  | 4000 |  |  | >=0.9 | 100000 |  |  | 161.2 |  |  | 9 | L3 | 25 | max. 10% at 100.000 hrs |  | Available | 840/339 | Cx=0.4338;Cy=0.4030 | Class I | IK02 |  |  | 60 | 520 | -20 | 1 | 117 | RAL9016 | 50-60Hz | Passive | LED | dimmable | High Bay Rectangular | Tungsram High-bay IP66 | Indoor industrial |  |  | 18860 | Yes |  |  |  | Bracket kit. Suspension holder kit. Protective Cover
TBD | TU HB IP66 G1 1H10 4K80 L3 NL ST PC W1 | image | datasheet | deeplink | TUNGSRAM - Tungsram High-bay IP66 - 9520lm - 57W - 4000K - 80CRI - TBD[SKU] - Bracket. Y-cable | 8 | Bracket. Y-cable | LED | 1 | 57 | [8 empty] | CE. ENEC | [6 empty] | 66 | 4000 | 450x380x110 |  | 220-240V |  | 5 |  | 30° | 3 | 80 |  | 4000 |  |  | >=0.9 | 115000 |  |  | 167.02 |  |  | 9 | L3 | 25 | max. 10% at 100.000 hrs |  | Available | 840/339 | Cx=0.4338;Cy=0.4030 | Class I | IK02 |  |  | 60 | 250 | -20 | 1 | 57 | RAL9016 | 50-60Hz | Passive | LED | dimmable | High Bay Rectangular | Tungsram High-bay IP66 | Indoor industrial |  |  | 9520 | Yes |  |  |  | Bracket kit. Suspension holder kit. Protective Cover
TBD | TU HB IP65 G1 2H45 4K80 L3 RF ST PC W1 | image | datasheet | deeplink | TUNGSRAM - Tungsram High-bay IP66 - 41180lm - 263W - 4000K - 80CRI - TBD[SKU] - Bracket. Y-cable | 12 | Bracket. Y-cable | LED | 1 | 263 | [8 empty] | CE | [6 empty] | 65 | 4000 | 882x380x90 |  | 220-240V |  | 5 |  | 30° | 3 | 80 |  | 4000 |  |  | >=0.9 | 116000 |  |  | 156.58 |  |  | 9 | L3 | 25 | max. 10% at 100.000 hrs |  | Available | 840/339 | Cx=0.4338;Cy=0.4030 | Class I | IK02 |  |  | 60 | 1170 | -20 | 1 | 263 | RAL9016 | 50-60Hz | Passive | LED | dimmable | High Bay Rectangular | Tungsram High-bay IP66 | Indoor industrial |  |  | 41180 | Yes |  |  |  | Bracket kit. Suspension holder kit. Protective Cover
TBD | TU HB IP65 G1 2H30 4K80 L3 RF ST PC W1 | image | datasheet | deeplink | TUNGSRAM - Tungsram High-bay IP66 - 28200lm - 172W - 4000K - 80CRI - TBD[SKU] - Bracket. Y-cable | 12 | Bracket. Y-cable | LED | 1 | 172 | [8 empty] | CE. ENEC | [6 empty] | 65 | 4000 | 882x380x90 |  | 220-240V |  | 5 |  | 30° | 3 | 80 |  | 4000 |  |  | >=0.9 | 105000 |  |  | 163.95 |  |  | 9 | L3 | 25 | max. 10% at 100.000 hrs |  | Available | 840/339 | Cx=0.4338;Cy=0.4030 | Class I | IK02 |  |  | 60 | 760 | -20 | 1 | 172 | RAL9016 | 50-60Hz | Passive | LED | dimmable | High Bay Rectangular | Tungsram High-bay IP66 | Indoor industrial |  |  | 28200 | Yes |  |  |  | Bracket kit. Suspension holder kit. Protective Cover
TBD | TU HB IP65 G1 1H20 4K80 L3 RF ST PC W1 | image | datasheet | deeplink | TUNGSRAM - Tungsram High-bay IP66 - 18860lm - 118W - 4000K - 80CRI - TBD[SKU] - Bracket. Y-cable | 8 | Bracket. Y-cable | LED | 1 | 118 | [8 empty] | CE. ENEC | [6 empty] | 65 | 4000 | 515x380x90 |  | 220-240V |  | 5 |  | 30° | 3 | 80 |  | 4000 |  |  | >=0.9 | 100000 |  |  | 159.83 |  |  | 9 | L3 | 25 | max. 10% at 100.000 hrs |  | Available | 840/339 | Cx=0.4338;Cy=0.4030 | Class I | IK02 |  |  | 60 | 520 | -20 | 1 | 118 | RAL9016 | 50-60Hz | Passive | LED | dimmable | High Bay Rectangular | Tungsram High-bay IP66 | Indoor industrial |  |  | 18860 | Yes |  |  |  | Bracket kit. Suspension holder kit. Protective Cover
TBD | TU HB IP65 G1 1H10 4K80 L3 RF ST PC W1 | image | datasheet | deeplink | TUNGSRAM - Tungsram High-bay IP66 - 9520lm - 58W - 4000K - 80CRI - TBD[SKU] - Bracket. Y-cable | 8 | Bracket. Y-cable | LED | 1 | 58 | [8 empty] | CE. ENEC | [6 empty] | 65 | 4000 | 515x380x90 |  | 220-240V |  | 5 |  | 30° | 3 | 80 |  | 4000 |  |  | >=0.9 | 115000 |  |  | 164.14 |  |  | 9 | L3 | 25 | max. 10% at 100.000 hrs |  | Available | 840/339 | Cx=0.4338;Cy=0.4030 | Class I | IK02 |  |  | 60 | 260 | -20 | 1 | 58 | RAL9016 | 50-60Hz | Passive | LED | dimmable | High Bay Rectangular | Tungsram High-bay IP66 | Indoor industrial |  |  | 9520 | Yes |  |  |  | Bracket kit. Suspension holder kit. Protective Cover
TBD | TU HB IP66 G1 2H45 4K80 L3 DL ST PC W1 | image | datasheet | deeplink | TUNGSRAM - Tungsram High-bay IP66 - 41180lm - 261W - 4000K - 80CRI - TBD[SKU] - Bracket. Y-cable | 12 | Bracket. Y-cable | LED | 1 | 261 | [8 empty] | CE | [6 empty] | 66 | 4000 | 817x380x90 |  | 220-240V |  | 5 |  | 30° | 3 | 80 |  | 4000 |  |  | >=0.9 | 116000 |  |  | 157.78 |  |  | 9 | L3 | 25 | max. 10% at 100.000 hrs |  | Available | 840/339 | Cx=0.4338;Cy=0.4030 | Class I | IK07 |  |  | 60 | 1160 | -20 | 1 | 261 | RAL9016 | 50-60Hz | Passive | LED | dimmable | High Bay Rectangular | Tungsram High-bay IP66 | Indoor industrial |  |  | 41180 | No sensor |  |  |  | Bracket kit. Suspension holder kit. Protective Cover
TBD | TU HB IP66 G1 2H30 4K80 L3 DL ST PC W1 | image | datasheet | deeplink | TUNGSRAM - Tungsram High-bay IP66 - 28200lm - 170W - 4000K - 80CRI - TBD[SKU] - Bracket. Y-cable | 12 | Bracket. Y-cable | LED | 1 | 170 | [8 empty] | CE. ENEC | [6 empty] | 66 | 4000 | 817x380x90 |  | 220-240V |  | 5 |  | 30° | 3 | 80 |  | 4000 |  |  | >=0.9 | 105000 |  |  | 165.88 |  |  | 9 | L3 | 25 | max. 10% at 100.000 hrs |  | Available | 840/339 | Cx=0.4338;Cy=0.4030 | Class I | IK07 |  |  | 60 | 750 | -20 | 1 | 170 | RAL9016 | 50-60Hz | Passive | LED | dimmable | High Bay Rectangular | Tungsram High-bay IP66 | Indoor industrial |  |  | 28200 | No sensor |  |  |  | Bracket kit. Suspension holder kit. Protective Cover
TBD | TU HB IP66 G1 1H20 4K80 L3 DL ST PC W1 | image | datasheet | deeplink | TUNGSRAM - Tungsram High-bay IP66 - 18860lm - 116W - 4000K - 80CRI - TBD[SKU] - Bracket. Y-cable | 8 | Bracket. Y-cable | LED | 1 | 116 | [8 empty] | CE. ENEC | [6 empty] | 66 | 4000 | 450x380x90 |  | 220-240V |  | 5 |  | 30° | 3 | 80 |  | 4000 |  |  | >=0.9 | 100000 |  |  | 162.59 |  |  | 9 | L3 | 25 | max. 10% at 100.000 hrs |  | Available | 840/339 | Cx=0.4338;Cy=0.4030 | Class I | IK07 |  |  | 60 | 510 | -20 | 1 | 116 | RAL9016 | 50-60Hz | Passive | LED | dimmable | High Bay Rectangular | Tungsram High-bay IP66 | Indoor industrial |  |  | 18860 | No sensor |  |  |  | Bracket kit. Suspension holder kit. Protective Cover
TBD | TU HB IP66 G1 1H10 4K80 L3 DL ST PC W1 | image | datasheet | deeplink | TUNGSRAM - Tungsram High-bay IP66 - 9520lm - 56W - 4000K - 80CRI - TBD[SKU] - Bracket. Y-cable | 8 | Bracket. Y-cable | LED | 1 | 56 | [8 empty] | CE. ENEC | [6 empty] | 66 | 4000 | 450x380x90 |  | 220-240V |  | 5 |  | 30° | 3 | 80 |  | 4000 |  |  | >=0.9 | 115000 |  |  | 170 |  |  | 9 | L3 | 25 | max. 10% at 100.000 hrs |  | Available | 840/339 | Cx=0.4338;Cy=0.4030 | Class I | IK07 |  |  | 60 | 250 | -20 | 1 | 56 | RAL9016 | 50-60Hz | Passive | LED | dimmable | High Bay Rectangular | Tungsram High-bay IP66 | Indoor industrial |  |  | 9520 | No sensor |  |  |  | Bracket kit. Suspension holder kit. Protective Cover
TBD | TU HB IP65 G1 1S30 4K80 L3 RF ST PC W1 | image | datasheet | deeplink | TUNGSRAM - Tungsram High-bay IP66 - 27260lm - 201W - 4000K - 80CRI - TBD[SKU] - Bracket. Y-cable | 8 | Bracket. Y-cable | LED | 1 | 201 | [8 empty] | CE. ENEC | [6 empty] | 65 | 4000 | 515x380x90 |  | 220-240V |  | 5 |  | 30° | 3 | 80 |  | 4000 |  |  | >=0.9 | 117000 |  |  | 135.62 |  |  | 9 | L3 | 25 | max. 10% at 100.000 hrs |  | Available | 840/339 | Cx=0.4338;Cy=0.4030 | Class I | IK02 |  |  | 60 | 890 | -20 | 1 | 201 | RAL9016 | 50-60Hz | Passive | LED | dimmable | High Bay Rectangular | Tungsram High-bay IP66 | Indoor industrial |  |  | 27260 | Yes |  |  |  | Bracket kit. Suspension holder kit. Protective Cover
TBD | TU HB IP65 G1 1S20 4K80 L3 RF ST PC W1 | image | datasheet | deeplink | TUNGSRAM - Tungsram High-bay IP66 - 19230lm - 143W - 4000K - 80CRI - TBD[SKU] - Bracket. Y-cable | 8 | Bracket. Y-cable | LED | 1 | 143 | [8 empty] | CE. ENEC | [6 empty] | 65 | 4000 | 515x380x90 |  | 220-240V |  | 5 |  | 30° | 3 | 80 |  | 4000 |  |  | >=0.9 | 197000 |  |  | 134.48 |  |  | 9 | L3 | 25 | max. 10% at 100.000 hrs |  | Available | 840/339 | Cx=0.4338;Cy=0.4030 | Class I | IK02 |  |  | 60 | 630 | -20 | 1 | 143 | RAL9016 | 50-60Hz | Passive | LED | dimmable | High Bay Rectangular | Tungsram High-bay IP66 | Indoor industrial |  |  | 19230 | Yes |  |  |  | Bracket kit. Suspension holder kit. Protective Cover
TBD | TU HB IP65 G1 1S10 4K80 L3 RF ST PC W1 | image | datasheet | deeplink | TUNGSRAM - Tungsram High-bay IP66 - 9330lm - 69W - 4000K - 80CRI - TBD[SKU] - Bracket. Y-cable | 8 | Bracket. Y-cable | LED | 1 | 69 | [8 empty] | CE. ENEC | [6 empty] | 65 | 4000 | 515x380x90 |  | 220-240V |  | 5 |  | 30° | 3 | 80 |  | 4000 |  |  | >=0.9 | 259000 |  |  | 135.22 |  |  | 9 | L3 | 25 | max. 10% at 100.000 hrs |  | Available | 840/339 | Cx=0.4338;Cy=0.4030 | Class I | IK02 |  |  | 60 | 300 | -20 | 1 | 69 | RAL9016 | 50-60Hz | Passive | LED | dimmable | High Bay Rectangular | Tungsram High-bay IP66 | Indoor industrial |  |  | 9330 | Yes |  |  |  | Bracket kit. Suspension holder kit. Protective Cover
TBD | TU HB IP66 G1 1S30 4K80 L3 DL ST PC W1 | image | datasheet | deeplink | TUNGSRAM - Tungsram High-bay IP66 - 27260lm - 199W - 4000K - 80CRI - TBD[SKU] - Bracket. Y-cable | 8 | Bracket. Y-cable | LED | 1 | 199 | [8 empty] | CE. ENEC | [6 empty] | 66 | 4000 | 450x380x90 |  | 220-240V |  | 5 |  | 30° | 3 | 80 |  | 4000 |  |  | >=0.9 | 117000 |  |  | 136.98 |  |  | 9 | L3 | 25 | max. 10% at 100.000 hrs |  | Available | 840/339 | Cx=0.4338;Cy=0.4030 | Class I | IK07 |  |  | 60 | 880 | -20 | 1 | 199 | RAL9016 | 50-60Hz | Passive | LED | dimmable | High Bay Rectangular | Tungsram High-bay IP66 | Indoor industrial |  |  | 27260 | No sensor |  |  |  | Bracket kit. Suspension holder kit. Protective Cover
TBD | TU HB IP66 G1 1S20 4K80 L3 DL ST PC W1 | image | datasheet | deeplink | TUNGSRAM - Tungsram High-bay IP66 - 19230lm - 141W - 4000K - 80CRI - TBD[SKU] - Bracket. Y-cable | 8 | Bracket. Y-cable | LED | 1 | 141 | [8 empty] | CE. ENEC | [6 empty] | 66 | 4000 | 450x380x90 |  | 220-240V |  | 5 |  | 30° | 3 | 80 |  | 4000 |  |  | >=0.9 | 197000 |  |  | 136.38 |  |  | 9 | L3 | 25 | max. 10% at 100.000 hrs |  | Available | 840/339 | Cx=0.4338;Cy=0.4030 | Class I | IK07 |  |  | 60 | 630 | -20 | 1 | 141 | RAL9016 | 50-60Hz | Passive | LED | dimmable | High Bay Rectangular | Tungsram High-bay IP66 | Indoor industrial |  |  | 19230 | No sensor |  |  |  | Bracket kit. Suspension holder kit. Protective Cover
TBD | TU HB IP66 G1 1S10 4K80 L3 DL ST PC W1 | image | datasheet | deeplink | TUNGSRAM - Tungsram High-bay IP66 - 9330lm - 67W - 4000K - 80CRI - TBD[SKU] - Bracket. Y-cable | 8 | Bracket. Y-cable | LED | 1 | 67 | [8 empty] | CE. ENEC | [6 empty] | 66 | 4000 | 450x380x90 |  | 220-240V |  | 5 |  | 30° | 3 | 80 |  | 4000 |  |  | >=0.9 | 259000 |  |  | 139.25 |  |  | 9 | L3 | 25 | max. 10% at 100.000 hrs |  | Available | 840/339 | Cx=0.4338;Cy=0.4030 | Class I | IK07 |  |  | 60 | 300 | -20 | 1 | 67 | RAL9016 | 50-60Hz | Passive | LED | dimmable | High Bay Rectangular | Tungsram High-bay IP66 | Indoor industrial |  |  | 9330 | No sensor |  |  |  | Bracket kit. Suspension holder kit. Protective Cover
TBD | TU HB IP65 G1 1S30 4K80 L3 SN ST PC W1 | image | datasheet | deeplink | TUNGSRAM - Tungsram High-bay IP66 - 27260lm - 201W - 4000K - 80CRI - TBD[SKU] - Bracket. Y-cable | 8 | Bracket. Y-cable | LED | 1 | 201 | [8 empty] | CE. ENEC | [6 empty] | 65 | 4000 | 515x380x90 |  | 220-240V |  | 5 |  | 30° | 3 | 80 |  | 4000 |  |  | >=0.9 | 117000 |  |  | 135.62 |  |  | 9 | L3 | 25 | max. 10% at 100.000 hrs |  | Available | 840/339 | Cx=0.4338;Cy=0.4030 | Class I | IK02 |  |  | 60 | 890 | -20 | 1 | 201 | RAL9016 | 50-60Hz | Passive | LED | dimmable | High Bay Rectangular | Tungsram High-bay IP66 | Indoor industrial |  |  | 27260 | Yes |  |  |  | Bracket kit. Suspension holder kit. Protective Cover
TBD | TU HB IP65 G1 1S20 4K80 L3 SN ST PC W1 | image | datasheet | deeplink | TUNGSRAM - Tungsram High-bay IP66 - 19230lm - 143W - 4000K - 80CRI - TBD[SKU] - Bracket. Y-cable | 8 | Bracket. Y-cable | LED | 1 | 143 | [8 empty] | CE. ENEC | [6 empty] | 65 | 4000 | 515x380x90 |  | 220-240V |  | 5 |  | 30° | 3 | 80 |  | 4000 |  |  | >=0.9 | 197000 |  |  | 134.48 |  |  | 9 | L3 | 25 | max. 10% at 100.000 hrs |  | Available | 840/339 | Cx=0.4338;Cy=0.4030 | Class I | IK02 |  |  | 60 | 630 | -20 | 1 | 143 | RAL9016 | 50-60Hz | Passive | LED | dimmable | High Bay Rectangular | Tungsram High-bay IP66 | Indoor industrial |  |  | 19230 | Yes |  |  |  | Bracket kit. Suspension holder kit. Protective Cover
TBD | TU HB IP65 G1 1S10 4K80 L3 SN ST PC W1 | image | datasheet | deeplink | TUNGSRAM - Tungsram High-bay IP66 - 9330lm - 69W - 4000K - 80CRI - TBD[SKU] - Bracket. Y-cable | 8 | Bracket. Y-cable | LED | 1 | 69 | [8 empty] | CE. ENEC | [6 empty] | 65 | 4000 | 515x380x90 |  | 220-240V |  | 5 |  | 30° | 3 | 80 |  | 4000 |  |  | >=0.9 | 259000 |  |  | 135.22 |  |  | 9 | L3 | 25 | max. 10% at 100.000 hrs |  | Available | 840/339 | Cx=0.4338;Cy=0.4030 | Class I | IK02 |  |  | 60 | 300 | -20 | 1 | 69 | RAL9016 | 50-60Hz | Passive | LED | dimmable | High Bay Rectangular | Tungsram High-bay IP66 | Indoor industrial |  |  | 9330 | Yes |  |  |  | Bracket kit. Suspension holder kit. Protective Cover
TBD | TU HB IP66 G1 1S30 4K80 L3 FX ST PC W1 | image | datasheet | deeplink | TUNGSRAM - Tungsram High-bay IP66 - 27260lm - 199W - 4000K - 80CRI - TBD[SKU] - Bracket. Y-cable | 8 | Bracket. Y-cable | LED | 1 | 199 | [8 empty] | CE. ENEC | [6 empty] | 66 | 4000 | 450x380x90 |  | 220-240V |  | 5 |  | 30° | 3 | 80 |  | 4000 |  |  | >=0.9 | 117000 |  |  | 136.98 |  |  | 9 | L3 | 25 | max. 10% at 100.000 hrs |  | Available | 840/339 | Cx=0.4338;Cy=0.4030 | Class I | IK07 |  |  | 60 | 880 | -20 | 1 | 199 | RAL9016 | 50-60Hz | Passive | LED | none | High Bay Rectangular | Tungsram High-bay IP66 | Indoor industrial |  |  | 27260 | No sensor |  |  |  | Bracket kit. Suspension holder kit. Protective Cover
TBD | TU HB IP66 G1 1S20 4K80 L3 FX ST PC W1 | image | datasheet | deeplink | TUNGSRAM - Tungsram High-bay IP66 - 19230lm - 141W - 4000K - 80CRI - TBD[SKU] - Bracket. Y-cable | 8 | Bracket. Y-cable | LED | 1 | 141 | [8 empty] | CE. ENEC | [6 empty] | 66 | 4000 | 450x380x90 |  | 220-240V |  | 5 |  | 30° | 3 | 80 |  | 4000 |  |  | >=0.9 | 197000 |  |  | 136.38 |  |  | 9 | L3 | 25 | max. 10% at 100.000 hrs |  | Available | 840/339 | Cx=0.4338;Cy=0.4030 | Class I | IK07 |  |  | 60 | 630 | -20 | 1 | 141 | RAL9016 | 50-60Hz | Passive | LED | none | High Bay Rectangular | Tungsram High-bay IP66 | Indoor industrial |  |  | 19230 | No sensor |  |  |  | Bracket kit. Suspension holder kit. Protective Cover
TBD | TU HB IP66 G1 1S10 4K80 L3 FX ST PC W1 | image | datasheet | deeplink | TUNGSRAM - Tungsram High-bay IP66 - 9330lm - 67W - 4000K - 80CRI - TBD[SKU] - Bracket. Y-cable | 8 | Bracket. Y-cable | LED | 1 | 67 | [8 empty] | CE. ENEC | [6 empty] | 66 | 4000 | 450x380x90 |  | 220-240V |  | 5 |  | 30° | 3 | 80 |  | 4000 |  |  | >=0.9 | 259000 |  |  | 139.25 |  |  | 9 | L3 | 25 | max. 10% at 100.000 hrs |  | Available | 840/339 | Cx=0.4338;Cy=0.4030 | Class I | IK07 |  |  | 60 | 300 | -20 | 1 | 67 | RAL9016 | 50-60Hz | Passive | LED | none | High Bay Rectangular | Tungsram High-bay IP66 | Indoor industrial |  |  | 9330 | No sensor |  |  |  | Bracket kit. Suspension holder kit. Protective Cover
TBD | TU HB IP66 G1 2H45 5K70 L3 NL ST PC W1 | image | datasheet | deeplink | TUNGSRAM - Tungsram High-bay IP66 - 43350lm - 261W - 5000K - 70CRI - TBD[SKU] - Bracket. Y-cable | 12 | Bracket. Y-cable | LED | 1 | 261 | [8 empty] | CE | [6 empty] | 66 | 5000 | 817x380x110 |  | 220-240V |  | 5 |  | 30° | 3 | 70 |  | 5000 |  |  | >=0.9 | 116000 |  |  | 166.09 |  |  | 9 | L3 | 25 | max. 10% at 100.000 hrs |  | Available | 750/339 | Cx=0.3447;Cy=0.3553 | Class I | IK02 |  |  | 60 | 1160 | -20 | 1 | 261 | RAL9016 | 50-60Hz | Passive | LED | dimmable | High Bay Rectangular | Tungsram High-bay IP66 | Indoor industrial |  |  | 43350 | Yes |  |  |  | Bracket kit. Suspension holder kit. Protective Cover
TBD | TU HB IP66 G1 2H30 5K70 L3 NL ST PC W1 | image | datasheet | deeplink | TUNGSRAM - Tungsram High-bay IP66 - 29680lm - 171W - 5000K - 70CRI - TBD[SKU] - Bracket. Y-cable | 12 | Bracket. Y-cable | LED | 1 | 171 | [8 empty] | CE. ENEC | [6 empty] | 66 | 5000 | 817x380x110 |  | 220-240V |  | 5 |  | 30° | 3 | 70 |  | 5000 |  |  | >=0.9 | 105000 |  |  | 173.57 |  |  | 9 | L3 | 25 | max. 10% at 100.000 hrs |  | Available | 750/339 | Cx=0.3447;Cy=0.3553 | Class I | IK02 |  |  | 60 | 760 | -20 | 1 | 171 | RAL9016 | 50-60Hz | Passive | LED | dimmable | High Bay Rectangular | Tungsram High-bay IP66 | Indoor industrial |  |  | 29680 | Yes |  |  |  | Bracket kit. Suspension holder kit. Protective Cover
TBD | TU HB IP66 G1 1H20 5K70 L3 NL ST PC W1 | image | datasheet | deeplink | TUNGSRAM - Tungsram High-bay IP66 - 19850lm - 117W - 5000K - 70CRI - TBD[SKU] - Bracket. Y-cable | 8 | Bracket. Y-cable | LED | 1 | 117 | [8 empty] | CE. ENEC | [6 empty] | 66 | 5000 | 450x380x110 |  | 220-240V |  | 5 |  | 30° | 3 | 70 |  | 5000 |  |  | >=0.9 | 100000 |  |  | 169.66 |  |  | 9 | L3 | 25 | max. 10% at 100.000 hrs |  | Available | 750/339 | Cx=0.3447;Cy=0.3553 | Class I | IK02 |  |  | 60 | 520 | -20 | 1 | 117 | RAL9016 | 50-60Hz | Passive | LED | dimmable | High Bay Rectangular | Tungsram High-bay IP66 | Indoor industrial |  |  | 19850 | Yes |  |  |  | Bracket kit. Suspension holder kit. Protective Cover
TBD | TU HB IP66 G1 1H10 5K70 L3 NL ST PC W1 | image | datasheet | deeplink | TUNGSRAM - Tungsram High-bay IP66 - 10020lm - 57W - 5000K - 70CRI - TBD[SKU] - Bracket. Y-cable | 8 | Bracket. Y-cable | LED | 1 | 57 | [8 empty] | CE. ENEC | [6 empty] | 66 | 5000 | 450x380x110 |  | 220-240V |  | 5 |  | 30° | 3 | 70 |  | 5000 |  |  | >=0.9 | 115000 |  |  | 175.79 |  |  | 9 | L3 | 25 | max. 10% at 100.000 hrs |  | Available | 750/339 | Cx=0.3447;Cy=0.3553 | Class I | IK02 |  |  | 60 | 250 | -20 | 1 | 57 | RAL9016 | 50-60Hz | Passive | LED | dimmable | High Bay Rectangular | Tungsram High-bay IP66 | Indoor industrial |  |  | 10020 | Yes |  |  |  | Bracket kit. Suspension holder kit. Protective Cover
TBD | TU HB IP65 G1 2H45 5K70 L3 RF ST PC W1 | image | datasheet | deeplink | TUNGSRAM - Tungsram High-bay IP66 - 43350lm - 263W - 5000K - 70CRI - TBD[SKU] - Bracket. Y-cable | 12 | Bracket. Y-cable | LED | 1 | 263 | [8 empty] | CE | [6 empty] | 65 | 5000 | 882x380x90 |  | 220-240V |  | 5 |  | 30° | 3 | 70 |  | 5000 |  |  | >=0.9 | 116000 |  |  | 164.83 |  |  | 9 | L3 | 25 | max. 10% at 100.000 hrs |  | Available | 750/339 | Cx=0.3447;Cy=0.3553 | Class I | IK02 |  |  | 60 | 1170 | -20 | 1 | 263 | RAL9016 | 50-60Hz | Passive | LED | dimmable | High Bay Rectangular | Tungsram High-bay IP66 | Indoor industrial |  |  | 43350 | Yes |  |  |  | Bracket kit. Suspension holder kit. Protective Cover
TBD | TU HB IP65 G1 2H30 5K70 L3 RF ST PC W1 | image | datasheet | deeplink | TUNGSRAM - Tungsram High-bay IP66 - 29680lm - 172W - 5000K - 70CRI - TBD[SKU] - Bracket. Y-cable | 12 | Bracket. Y-cable | LED | 1 | 172 | [8 empty] | CE. ENEC | [6 empty] | 65 | 5000 | 882x380x90 |  | 220-240V |  | 5 |  | 30° | 3 | 70 |  | 5000 |  |  | >=0.9 | 105000 |  |  | 172.56 |  |  | 9 | L3 | 25 | max. 10% at 100.000 hrs |  | Available | 750/339 | Cx=0.3447;Cy=0.3553 | Class I | IK02 |  |  | 60 | 760 | -20 | 1 | 172 | RAL9016 | 50-60Hz | Passive | LED | dimmable | High Bay Rectangular | Tungsram High-bay IP66 | Indoor industrial |  |  | 29680 | Yes |  |  |  | Bracket kit. Suspension holder kit. Protective Cover
TBD | TU HB IP65 G1 1H20 5K70 L3 RF ST PC W1 | image | datasheet | deeplink | TUNGSRAM - Tungsram High-bay IP66 - 19850lm - 118W - 5000K - 70CRI - TBD[SKU] - Bracket. Y-cable | 8 | Bracket. Y-cable | LED | 1 | 118 | [8 empty] | CE. ENEC | [6 empty] | 65 | 5000 | 515x380x90 |  | 220-240V |  | 5 |  | 30° | 3 | 70 |  | 5000 |  |  | >=0.9 | 100000 |  |  | 168.22 |  |  | 9 | L3 | 25 | max. 10% at 100.000 hrs |  | Available | 750/339 | Cx=0.3447;Cy=0.3553 | Class I | IK02 |  |  | 60 | 520 | -20 | 1 | 118 | RAL9016 | 50-60Hz | Passive | LED | dimmable | High Bay Rectangular | Tungsram High-bay IP66 | Indoor industrial |  |  | 19850 | Yes |  |  |  | Bracket kit. Suspension holder kit. Protective Cover
TBD | TU HB IP65 G1 1H10 5K70 L3 RF ST PC W1 | image | datasheet | deeplink | TUNGSRAM - Tungsram High-bay IP66 - 10020lm - 58W - 5000K - 70CRI - TBD[SKU] - Bracket. Y-cable | 8 | Bracket. Y-cable | LED | 1 | 58 | [8 empty] | CE. ENEC | [6 empty] | 65 | 5000 | 515x380x90 |  | 220-240V |  | 5 |  | 30° | 3 | 70 |  | 5000 |  |  | >=0.9 | 115000 |  |  | 172.76 |  |  | 9 | L3 | 25 | max. 10% at 100.000 hrs |  | Available | 750/339 | Cx=0.3447;Cy=0.3553 | Class I | IK02 |  |  | 60 | 260 | -20 | 1 | 58 | RAL9016 | 50-60Hz | Passive | LED | dimmable | High Bay Rectangular | Tungsram High-bay IP66 | Indoor industrial |  |  | 10020 | Yes |  |  |  | Bracket kit. Suspension holder kit. Protective Cover
TBD | TU HB IP66 G1 2H45 5K70 L3 DL ST PC W1 | image | datasheet | deeplink | TUNGSRAM - Tungsram High-bay IP66 - 43350lm - 261W - 5000K - 70CRI - TBD[SKU] - Bracket. Y-cable | 12 | Bracket. Y-cable | LED | 1 | 261 | [8 empty] | CE | [6 empty] | 66 | 5000 | 817x380x90 |  | 220-240V |  | 5 |  | 30° | 3 | 70 |  | 5000 |  |  | >=0.9 | 116000 |  |  | 166.09 |  |  | 9 | L3 | 25 | max. 10% at 100.000 hrs |  | Available | 750/339 | Cx=0.3447;Cy=0.3553 | Class I | IK07 |  |  | 60 | 1160 | -20 | 1 | 261 | RAL9016 | 50-60Hz | Passive | LED | dimmable | High Bay Rectangular | Tungsram High-bay IP66 | Indoor industrial |  |  | 43350 | No sensor |  |  |  | Bracket kit. Suspension holder kit. Protective Cover
TBD | TU HB IP66 G1 2H30 5K70 L3 DL ST PC W1 | image | datasheet | deeplink | TUNGSRAM - Tungsram High-bay IP66 - 29680lm - 170W - 5000K - 70CRI - TBD[SKU] - Bracket. Y-cable | 12 | Bracket. Y-cable | LED | 1 | 170 | [8 empty] | CE. ENEC | [6 empty] | 66 | 5000 | 817x380x90 |  | 220-240V |  | 5 |  | 30° | 3 | 70 |  | 5000 |  |  | >=0.9 | 105000 |  |  | 174.59 |  |  | 9 | L3 | 25 | max. 10% at 100.000 hrs |  | Available | 750/339 | Cx=0.3447;Cy=0.3553 | Class I | IK07 |  |  | 60 | 750 | -20 | 1 | 170 | RAL9016 | 50-60Hz | Passive | LED | dimmable | High Bay Rectangular | Tungsram High-bay IP66 | Indoor industrial |  |  | 29680 | No sensor |  |  |  | Bracket kit. Suspension holder kit. Protective Cover
TBD | TU HB IP66 G1 1H20 5K70 L3 DL ST PC W1 | image | datasheet | deeplink | TUNGSRAM - Tungsram High-bay IP66 - 19850lm - 116W - 5000K - 70CRI - TBD[SKU] - Bracket. Y-cable | 8 | Bracket. Y-cable | LED | 1 | 116 | [8 empty] | CE. ENEC | [6 empty] | 66 | 5000 | 450x380x90 |  | 220-240V |  | 5 |  | 30° | 3 | 70 |  | 5000 |  |  | >=0.9 | 100000 |  |  | 171.12 |  |  | 9 | L3 | 25 | max. 10% at 100.000 hrs |  | Available | 750/339 | Cx=0.3447;Cy=0.3553 | Class I | IK07 |  |  | 60 | 510 | -20 | 1 | 116 | RAL9016 | 50-60Hz | Passive | LED | dimmable | High Bay Rectangular | Tungsram High-bay IP66 | Indoor industrial |  |  | 19850 | No sensor |  |  |  | Bracket kit. Suspension holder kit. Protective Cover
TBD | TU HB IP66 G1 1H10 5K70 L3 DL ST PC W1 | image | datasheet | deeplink | TUNGSRAM - Tungsram High-bay IP66 - 10020lm - 56W - 5000K - 70CRI - TBD[SKU] - Bracket. Y-cable | 8 | Bracket. Y-cable | LED | 1 | 56 | [8 empty] | CE. ENEC | [6 empty] | 66 | 5000 | 450x380x90 |  | 220-240V |  | 5 |  | 30° | 3 | 70 |  | 5000 |  |  | >=0.9 | 115000 |  |  | 178.93 |  |  | 9 | L3 | 25 | max. 10% at 100.000 hrs |  | Available | 750/339 | Cx=0.3447;Cy=0.3553 | Class I | IK07 |  |  | 60 | 250 | -20 | 1 | 56 | RAL9016 | 50-60Hz | Passive | LED | dimmable | High Bay Rectangular | Tungsram High-bay IP66 | Indoor industrial |  |  | 10020 | No sensor |  |  |  | Bracket kit. Suspension holder kit. Protective Cover
TBD | TU HB IP65 G1 1S30 5K70 L3 RF ST PC W1 | image | datasheet | deeplink | TUNGSRAM - Tungsram High-bay IP66 - 28700lm - 201W - 5000K - 70CRI - TBD[SKU] - Bracket. Y-cable | 8 | Bracket. Y-cable | LED | 1 | 201 | [8 empty] | CE. ENEC | [6 empty] | 65 | 5000 | 515x380x90 |  | 220-240V |  | 5 |  | 30° | 3 | 70 |  | 5000 |  |  | >=0.9 | 117000 |  |  | 142.79 |  |  | 9 | L3 | 25 | max. 10% at 100.000 hrs |  | Available | 750/339 | Cx=0.3447;Cy=0.3553 | Class I | IK02 |  |  | 60 | 890 | -20 | 1 | 201 | RAL9016 | 50-60Hz | Passive | LED | dimmable | High Bay Rectangular | Tungsram High-bay IP66 | Indoor industrial |  |  | 28700 | Yes |  |  |  | Bracket kit. Suspension holder kit. Protective Cover
TBD | TU HB IP65 G1 1S20 5K70 L3 RF ST PC W1 | image | datasheet | deeplink | TUNGSRAM - Tungsram High-bay IP66 - 20240lm - 143W - 5000K - 70CRI - TBD[SKU] - Bracket. Y-cable | 8 | Bracket. Y-cable | LED | 1 | 143 | [8 empty] | CE. ENEC | [6 empty] | 65 | 5000 | 515x380x90 |  | 220-240V |  | 5 |  | 30° | 3 | 70 |  | 5000 |  |  | >=0.9 | 197000 |  |  | 141.54 |  |  | 9 | L3 | 25 | max. 10% at 100.000 hrs |  | Available | 750/339 | Cx=0.3447;Cy=0.3553 | Class I | IK02 |  |  | 60 | 630 | -20 | 1 | 143 | RAL9016 | 50-60Hz | Passive | LED | dimmable | High Bay Rectangular | Tungsram High-bay IP66 | Indoor industrial |  |  | 20240 | Yes |  |  |  | Bracket kit. Suspension holder kit. Protective Cover
TBD | TU HB IP65 G1 1S10 5K70 L3 RF ST PC W1 | image | datasheet | deeplink | TUNGSRAM - Tungsram High-bay IP66 - 9820lm - 69W - 5000K - 70CRI - TBD[SKU] - Bracket. Y-cable | 8 | Bracket. Y-cable | LED | 1 | 69 | [8 empty] | CE. ENEC | [6 empty] | 65 | 5000 | 515x380x90 |  | 220-240V |  | 5 |  | 30° | 3 | 70 |  | 5000 |  |  | >=0.9 | 259000 |  |  | 142.32 |  |  | 9 | L3 | 25 | max. 10% at 100.000 hrs |  | Available | 750/339 | Cx=0.3447;Cy=0.3553 | Class I | IK02 |  |  | 60 | 300 | -20 | 1 | 69 | RAL9016 | 50-60Hz | Passive | LED | dimmable | High Bay Rectangular | Tungsram High-bay IP66 | Indoor industrial |  |  | 9820 | Yes |  |  |  | Bracket kit. Suspension holder kit. Protective Cover
TBD | TU HB IP66 G1 1S30 5K70 L3 DL ST PC W1 | image | datasheet | deeplink | TUNGSRAM - Tungsram High-bay IP66 - 28700lm - 199W - 5000K - 70CRI - TBD[SKU] - Bracket. Y-cable | 8 | Bracket. Y-cable | LED | 1 | 199 | [8 empty] | CE. ENEC | [6 empty] | 66 | 5000 | 450x380x90 |  | 220-240V |  | 5 |  | 30° | 3 | 70 |  | 5000 |  |  | >=0.9 | 117000 |  |  | 144.22 |  |  | 9 | L3 | 25 | max. 10% at 100.000 hrs |  | Available | 750/339 | Cx=0.3447;Cy=0.3553 | Class I | IK07 |  |  | 60 | 880 | -20 | 1 | 199 | RAL9016 | 50-60Hz | Passive | LED | dimmable | High Bay Rectangular | Tungsram High-bay IP66 | Indoor industrial |  |  | 28700 | No sensor |  |  |  | Bracket kit. Suspension holder kit. Protective Cover
TBD | TU HB IP66 G1 1S20 5K70 L3 DL ST PC W1 | image | datasheet | deeplink | TUNGSRAM - Tungsram High-bay IP66 - 20240lm - 141W - 5000K - 70CRI - TBD[SKU] - Bracket. Y-cable | 8 | Bracket. Y-cable | LED | 1 | 141 | [8 empty] | CE. ENEC | [6 empty] | 66 | 5000 | 450x380x90 |  | 220-240V |  | 5 |  | 30° | 3 | 70 |  | 5000 |  |  | >=0.9 | 197000 |  |  | 143.55 |  |  | 9 | L3 | 25 | max. 10% at 100.000 hrs |  | Available | 750/339 | Cx=0.3447;Cy=0.3553 | Class I | IK07 |  |  | 60 | 630 | -20 | 1 | 141 | RAL9016 | 50-60Hz | Passive | LED | dimmable | High Bay Rectangular | Tungsram High-bay IP66 | Indoor industrial |  |  | 20240 | No sensor |  |  |  | Bracket kit. Suspension holder kit. Protective Cover
TBD | TU HB IP66 G1 1S10 5K70 L3 DL ST PC W1 | image | datasheet | deeplink | TUNGSRAM - Tungsram High-bay IP66 - 9820lm - 67W - 5000K - 70CRI - TBD[SKU] - Bracket. Y-cable | 8 | Bracket. Y-cable | LED | 1 | 67 | [8 empty] | CE. ENEC | [6 empty] | 66 | 5000 | 450x380x90 |  | 220-240V |  | 5 |  | 30° | 3 | 70 |  | 5000 |  |  | >=0.9 | 259000 |  |  | 146.57 |  |  | 9 | L3 | 25 | max. 10% at 100.000 hrs |  | Available | 750/339 | Cx=0.3447;Cy=0.3553 | Class I | IK07 |  |  | 60 | 300 | -20 | 1 | 67 | RAL9016 | 50-60Hz | Passive | LED | dimmable | High Bay Rectangular | Tungsram High-bay IP66 | Indoor industrial |  |  | 9820 | No sensor |  |  |  | Bracket kit. Suspension holder kit. Protective Cover
TBD | TU HB IP65 G1 1S30 5K70 L3 SN ST PC W1 | image | datasheet | deeplink | TUNGSRAM - Tungsram High-bay IP66 - 28700lm - 201W - 5000K - 70CRI - TBD[SKU] - Bracket. Y-cable | 8 | Bracket. Y-cable | LED | 1 | 201 | [8 empty] | CE. ENEC | [6 empty] | 65 | 5000 | 515x380x90 |  | 220-240V |  | 5 |  | 30° | 3 | 70 |  | 5000 |  |  | >=0.9 | 117000 |  |  | 142.79 |  |  | 9 | L3 | 25 | max. 10% at 100.000 hrs |  | Available | 750/339 | Cx=0.3447;Cy=0.3553 | Class I | IK02 |  |  | 60 | 890 | -20 | 1 | 201 | RAL9016 | 50-60Hz | Passive | LED | dimmable | High Bay Rectangular | Tungsram High-bay IP66 | Indoor industrial |  |  | 28700 | Yes |  |  |  | Bracket kit. Suspension holder kit. Protective Cover
TBD | TU HB IP65 G1 1S20 5K70 L3 SN ST PC W1 | image | datasheet | deeplink | TUNGSRAM - Tungsram High-bay IP66 - 20240lm - 143W - 5000K - 70CRI - TBD[SKU] - Bracket. Y-cable | 8 | Bracket. Y-cable | LED | 1 | 143 | [8 empty] | CE. ENEC | [6 empty] | 65 | 5000 | 515x380x90 |  | 220-240V |  | 5 |  | 30° | 3 | 70 |  | 5000 |  |  | >=0.9 | 197000 |  |  | 141.54 |  |  | 9 | L3 | 25 | max. 10% at 100.000 hrs |  | Available | 750/339 | Cx=0.3447;Cy=0.3553 | Class I | IK02 |  |  | 60 | 630 | -20 | 1 | 143 | RAL9016 | 50-60Hz | Passive | LED | dimmable | High Bay Rectangular | Tungsram High-bay IP66 | Indoor industrial |  |  | 20240 | Yes |  |  |  | Bracket kit. Suspension holder kit. Protective Cover
TBD | TU HB IP65 G1 1S10 5K70 L3 SN ST PC W1 | image | datasheet | deeplink | TUNGSRAM - Tungsram High-bay IP66 - 9820lm - 69W - 5000K - 70CRI - TBD[SKU] - Bracket. Y-cable | 8 | Bracket. Y-cable | LED | 1 | 69 | [8 empty] | CE. ENEC | [6 empty] | 65 | 5000 | 515x380x90 |  | 220-240V |  | 5 |  | 30° | 3 | 70 |  | 5000 |  |  | >=0.9 | 259000 |  |  | 142.32 |  |  | 9 | L3 | 25 | max. 10% at 100.000 hrs |  | Available | 750/339 | Cx=0.3447;Cy=0.3553 | Class I | IK02 |  |  | 60 | 300 | -20 | 1 | 69 | RAL9016 | 50-60Hz | Passive | LED | dimmable | High Bay Rectangular | Tungsram High-bay IP66 | Indoor industrial |  |  | 9820 | Yes |  |  |  | Bracket kit. Suspension holder kit. Protective Cover
TBD | TU HB IP66 G1 1S30 5K70 L3 FX ST PC W1 | image | datasheet | deeplink | TUNGSRAM - Tungsram High-bay IP66 - 28700lm - 199W - 5000K - 70CRI - TBD[SKU] - Bracket. Y-cable | 8 | Bracket. Y-cable | LED | 1 | 199 | [8 empty] | CE. ENEC | [6 empty] | 66 | 5000 | 450x380x90 |  | 220-240V |  | 5 |  | 30° | 3 | 70 |  | 5000 |  |  | >=0.9 | 117000 |  |  | 144.22 |  |  | 9 | L3 | 25 | max. 10% at 100.000 hrs |  | Available | 750/339 | Cx=0.3447;Cy=0.3553 | Class I | IK07 |  |  | 60 | 880 | -20 | 1 | 199 | RAL9016 | 50-60Hz | Passive | LED | none | High Bay Rectangular | Tungsram High-bay IP66 | Indoor industrial |  |  | 28700 | No sensor |  |  |  | Bracket kit. Suspension holder kit. Protective Cover
TBD | TU HB IP66 G1 1S20 5K70 L3 FX ST PC W1 | image | datasheet | deeplink | TUNGSRAM - Tungsram High-bay IP66 - 20240lm - 141W - 5000K - 70CRI - TBD[SKU] - Bracket. Y-cable | 8 | Bracket. Y-cable | LED | 1 | 141 | [8 empty] | CE. ENEC | [6 empty] | 66 | 5000 | 450x380x90 |  | 220-240V |  | 5 |  | 30° | 3 | 70 |  | 5000 |  |  | >=0.9 | 197000 |  |  | 143.55 |  |  | 9 | L3 | 25 | max. 10% at 100.000 hrs |  | Available | 750/339 | Cx=0.3447;Cy=0.3553 | Class I | IK07 |  |  | 60 | 630 | -20 | 1 | 141 | RAL9016 | 50-60Hz | Passive | LED | none | High Bay Rectangular | Tungsram High-bay IP66 | Indoor industrial |  |  | 20240 | No sensor |  |  |  | Bracket kit. Suspension holder kit. Protective Cover
TBD | TU HB IP66 G1 1S10 5K70 L3 FX ST PC W1 | image | datasheet | deeplink | TUNGSRAM - Tungsram High-bay IP66 - 9820lm - 67W - 5000K - 70CRI - TBD[SKU] - Bracket. Y-cable | 8 | Bracket. Y-cable | LED | 1 | 67 | [8 empty] | CE. ENEC | [6 empty] | 66 | 5000 | 450x380x90 |  | 220-240V |  | 5 |  | 30° | 3 | 70 |  | 5000 |  |  | >=0.9 | 259000 |  |  | 146.57 |  |  | 9 | L3 | 25 | max. 10% at 100.000 hrs |  | Available | 750/339 | Cx=0.3447;Cy=0.3553 | Class I | IK07 |  |  | 60 | 300 | -20 | 1 | 67 | RAL9016 | 50-60Hz | Passive | LED | none | High Bay Rectangular | Tungsram High-bay IP66 | Indoor industrial |  |  | 9820 | No sensor |  |  |  | Bracket kit. Suspension holder kit. Protective Cover
TBD | TU HB IP66 G1 2H45 4K70 L3 NL ST PC W1 | image | datasheet | deeplink | TUNGSRAM - Tungsram High-bay IP66 - 41610lm - 261W - 4000K - 70CRI - TBD[SKU] - Bracket. Y-cable | 12 | Bracket. Y-cable | LED | 1 | 261 | [8 empty] | CE | [6 empty] | 66 | 4000 | 817x380x110 |  | 220-240V |  | 5 |  | 30° | 3 | 70 |  | 4000 |  |  | >=0.9 | 116000 |  |  | 159.43 |  |  | 9 | L3 | 25 | max. 10% at 100.000 hrs |  | Available | 740/339 | Cx=0.4338;Cy=0.4030 | Class I | IK02 |  |  | 60 | 1160 | -20 | 1 | 261 | RAL9016 | 50-60Hz | Passive | LED | dimmable | High Bay Rectangular | Tungsram High-bay IP66 | Indoor industrial |  |  | 41610 | Yes |  |  |  | Bracket kit. Suspension holder kit. Protective Cover
TBD | TU HB IP66 G1 2H30 4K70 L3 NL ST PC W1 | image | datasheet | deeplink | TUNGSRAM - Tungsram High-bay IP66 - 28490lm - 171W - 4000K - 70CRI - TBD[SKU] - Bracket. Y-cable | 12 | Bracket. Y-cable | LED | 1 | 171 | [8 empty] | CE. ENEC | [6 empty] | 66 | 4000 | 817x380x110 |  | 220-240V |  | 5 |  | 30° | 3 | 70 |  | 4000 |  |  | >=0.9 | 105000 |  |  | 166.61 |  |  | 9 | L3 | 25 | max. 10% at 100.000 hrs |  | Available | 740/339 | Cx=0.4338;Cy=0.4030 | Class I | IK02 |  |  | 60 | 760 | -20 | 1 | 171 | RAL9016 | 50-60Hz | Passive | LED | dimmable | High Bay Rectangular | Tungsram High-bay IP66 | Indoor industrial |  |  | 28490 | Yes |  |  |  | Bracket kit. Suspension holder kit. Protective Cover
TBD | TU HB IP66 G1 1H20 4K70 L3 NL ST PC W1 | image | datasheet | deeplink | TUNGSRAM - Tungsram High-bay IP66 - 19060lm - 117W - 4000K - 70CRI - TBD[SKU] - Bracket. Y-cable | 8 | Bracket. Y-cable | LED | 1 | 117 | [8 empty] | CE. ENEC | [6 empty] | 66 | 4000 | 450x380x110 |  | 220-240V |  | 5 |  | 30° | 3 | 70 |  | 4000 |  |  | >=0.9 | 100000 |  |  | 162.91 |  |  | 9 | L3 | 25 | max. 10% at 100.000 hrs |  | Available | 740/339 | Cx=0.4338;Cy=0.4030 | Class I | IK02 |  |  | 60 | 520 | -20 | 1 | 117 | RAL9016 | 50-60Hz | Passive | LED | dimmable | High Bay Rectangular | Tungsram High-bay IP66 | Indoor industrial |  |  | 19060 | Yes |  |  |  | Bracket kit. Suspension holder kit. Protective Cover
TBD | TU HB IP66 G1 1H10 4K70 L3 NL ST PC W1 | image | datasheet | deeplink | TUNGSRAM - Tungsram High-bay IP66 - 9620lm - 57W - 4000K - 70CRI - TBD[SKU] - Bracket. Y-cable | 8 | Bracket. Y-cable | LED | 1 | 57 | [8 empty] | CE. ENEC | [6 empty] | 66 | 4000 | 450x380x110 |  | 220-240V |  | 5 |  | 30° | 3 | 70 |  | 4000 |  |  | >=0.9 | 115000 |  |  | 168.77 |  |  | 9 | L3 | 25 | max. 10% at 100.000 hrs |  | Available | 740/339 | Cx=0.4338;Cy=0.4030 | Class I | IK02 |  |  | 60 | 250 | -20 | 1 | 57 | RAL9016 | 50-60Hz | Passive | LED | dimmable | High Bay Rectangular | Tungsram High-bay IP66 | Indoor industrial |  |  | 9620 | Yes |  |  |  | Bracket kit. Suspension holder kit. Protective Cover
TBD | TU HB IP65 G1 2H45 4K70 L3 RF ST PC W1 | image | datasheet | deeplink | TUNGSRAM - Tungsram High-bay IP66 - 41610lm - 263W - 4000K - 70CRI - TBD[SKU] - Bracket. Y-cable | 12 | Bracket. Y-cable | LED | 1 | 263 | [8 empty] | CE | [6 empty] | 65 | 4000 | 882x380x90 |  | 220-240V |  | 5 |  | 30° | 3 | 70 |  | 4000 |  |  | >=0.9 | 116000 |  |  | 158.21 |  |  | 9 | L3 | 25 | max. 10% at 100.000 hrs |  | Available | 740/339 | Cx=0.4338;Cy=0.4030 | Class I | IK02 |  |  | 60 | 1170 | -20 | 1 | 263 | RAL9016 | 50-60Hz | Passive | LED | dimmable | High Bay Rectangular | Tungsram High-bay IP66 | Indoor industrial |  |  | 41610 | Yes |  |  |  | Bracket kit. Suspension holder kit. Protective Cover
TBD | TU HB IP65 G1 2H30 4K70 L3 RF ST PC W1 | image | datasheet | deeplink | TUNGSRAM - Tungsram High-bay IP66 - 28490lm - 172W - 4000K - 70CRI - TBD[SKU] - Bracket. Y-cable | 12 | Bracket. Y-cable | LED | 1 | 172 | [8 empty] | CE. ENEC | [6 empty] | 65 | 4000 | 882x380x90 |  | 220-240V |  | 5 |  | 30° | 3 | 70 |  | 4000 |  |  | >=0.9 | 105000 |  |  | 165.64 |  |  | 9 | L3 | 25 | max. 10% at 100.000 hrs |  | Available | 740/339 | Cx=0.4338;Cy=0.4030 | Class I | IK02 |  |  | 60 | 760 | -20 | 1 | 172 | RAL9016 | 50-60Hz | Passive | LED | dimmable | High Bay Rectangular | Tungsram High-bay IP66 | Indoor industrial |  |  | 28490 | Yes |  |  |  | Bracket kit. Suspension holder kit. Protective Cover
TBD | TU HB IP65 G1 1H20 4K70 L3 RF ST PC W1 | image | datasheet | deeplink | TUNGSRAM - Tungsram High-bay IP66 - 19060lm - 118W - 4000K - 70CRI - TBD[SKU] - Bracket. Y-cable | 8 | Bracket. Y-cable | LED | 1 | 118 | [8 empty] | CE. ENEC | [6 empty] | 65 | 4000 | 515x380x90 |  | 220-240V |  | 5 |  | 30° | 3 | 70 |  | 4000 |  |  | >=0.9 | 100000 |  |  | 161.53 |  |  | 9 | L3 | 25 | max. 10% at 100.000 hrs |  | Available | 740/339 | Cx=0.4338;Cy=0.4030 | Class I | IK02 |  |  | 60 | 520 | -20 | 1 | 118 | RAL9016 | 50-60Hz | Passive | LED | dimmable | High Bay Rectangular | Tungsram High-bay IP66 | Indoor industrial |  |  | 19060 | Yes |  |  |  | Bracket kit. Suspension holder kit. Protective Cover
TBD | TU HB IP65 G1 1H10 4K70 L3 RF ST PC W1 | image | datasheet | deeplink | TUNGSRAM - Tungsram High-bay IP66 - 9620lm - 58W - 4000K - 70CRI - TBD[SKU] - Bracket. Y-cable | 8 | Bracket. Y-cable | LED | 1 | 58 | [8 empty] | CE. ENEC | [6 empty] | 65 | 4000 | 515x380x90 |  | 220-240V |  | 5 |  | 30° | 3 | 70 |  | 4000 |  |  | >=0.9 | 115000 |  |  | 165.86 |  |  | 9 | L3 | 25 | max. 10% at 100.000 hrs |  | Available | 740/339 | Cx=0.4338;Cy=0.4030 | Class I | IK02 |  |  | 60 | 260 | -20 | 1 | 58 | RAL9016 | 50-60Hz | Passive | LED | dimmable | High Bay Rectangular | Tungsram High-bay IP66 | Indoor industrial |  |  | 9620 | Yes |  |  |  | Bracket kit. Suspension holder kit. Protective Cover
TBD | TU HB IP66 G1 2H45 4K70 L3 DL ST PC W1 | image | datasheet | deeplink | TUNGSRAM - Tungsram High-bay IP66 - 41610lm - 261W - 4000K - 70CRI - TBD[SKU] - Bracket. Y-cable | 12 | Bracket. Y-cable | LED | 1 | 261 | [8 empty] | CE | [6 empty] | 66 | 4000 | 817x380x90 |  | 220-240V |  | 5 |  | 30° | 3 | 70 |  | 4000 |  |  | >=0.9 | 116000 |  |  | 159.43 |  |  | 9 | L3 | 25 | max. 10% at 100.000 hrs |  | Available | 740/339 | Cx=0.4338;Cy=0.4030 | Class I | IK07 |  |  | 60 | 1160 | -20 | 1 | 261 | RAL9016 | 50-60Hz | Passive | LED | dimmable | High Bay Rectangular | Tungsram High-bay IP66 | Indoor industrial |  |  | 41610 | No sensor |  |  |  | Bracket kit. Suspension holder kit. Protective Cover
TBD | TU HB IP66 G1 2H30 4K70 L3 DL ST PC W1 | image | datasheet | deeplink | TUNGSRAM - Tungsram High-bay IP66 - 28490lm - 170W - 4000K - 70CRI - TBD[SKU] - Bracket. Y-cable | 12 | Bracket. Y-cable | LED | 1 | 170 | [8 empty] | CE. ENEC | [6 empty] | 66 | 4000 | 817x380x90 |  | 220-240V |  | 5 |  | 30° | 3 | 70 |  | 4000 |  |  | >=0.9 | 105000 |  |  | 167.59 |  |  | 9 | L3 | 25 | max. 10% at 100.000 hrs |  | Available | 740/339 | Cx=0.4338;Cy=0.4030 | Class I | IK07 |  |  | 60 | 750 | -20 | 1 | 170 | RAL9016 | 50-60Hz | Passive | LED | dimmable | High Bay Rectangular | Tungsram High-bay IP66 | Indoor industrial |  |  | 28490 | No sensor |  |  |  | Bracket kit. Suspension holder kit. Protective Cover
TBD | TU HB IP66 G1 1H20 4K70 L3 DL ST PC W1 | image | datasheet | deeplink | TUNGSRAM - Tungsram High-bay IP66 - 19060lm - 116W - 4000K - 70CRI - TBD[SKU] - Bracket. Y-cable | 8 | Bracket. Y-cable | LED | 1 | 116 | [8 empty] | CE. ENEC | [6 empty] | 66 | 4000 | 450x380x90 |  | 220-240V |  | 5 |  | 30° | 3 | 70 |  | 4000 |  |  | >=0.9 | 100000 |  |  | 164.31 |  |  | 9 | L3 | 25 | max. 10% at 100.000 hrs |  | Available | 740/339 | Cx=0.4338;Cy=0.4030 | Class I | IK07 |  |  | 60 | 510 | -20 | 1 | 116 | RAL9016 | 50-60Hz | Passive | LED | dimmable | High Bay Rectangular | Tungsram High-bay IP66 | Indoor industrial |  |  | 19060 | No sensor |  |  |  | Bracket kit. Suspension holder kit. Protective Cover
TBD | TU HB IP66 G1 1H10 4K70 L3 DL ST PC W1 | image | datasheet | deeplink | TUNGSRAM - Tungsram High-bay IP66 - 9620lm - 56W - 4000K - 70CRI - TBD[SKU] - Bracket. Y-cable | 8 | Bracket. Y-cable | LED | 1 | 56 | [8 empty] | CE. ENEC | [6 empty] | 66 | 4000 | 450x380x90 |  | 220-240V |  | 5 |  | 30° | 3 | 70 |  | 4000 |  |  | >=0.9 | 115000 |  |  | 171.79 |  |  | 9 | L3 | 25 | max. 10% at 100.000 hrs |  | Available | 740/339 | Cx=0.4338;Cy=0.4030 | Class I | IK07 |  |  | 60 | 250 | -20 | 1 | 56 | RAL9016 | 50-60Hz | Passive | LED | dimmable | High Bay Rectangular | Tungsram High-bay IP66 | Indoor industrial |  |  | 9620 | No sensor |  |  |  | Bracket kit. Suspension holder kit. Protective Cover
TBD | TU HB IP65 G1 1S30 4K70 L3 RF ST PC W1 | image | datasheet | deeplink | TUNGSRAM - Tungsram High-bay IP66 - 27550lm - 201W - 4000K - 70CRI - TBD[SKU] - Bracket. Y-cable | 8 | Bracket. Y-cable | LED | 1 | 201 | [8 empty] | CE. ENEC | [6 empty] | 65 | 4000 | 515x380x90 |  | 220-240V |  | 5 |  | 30° | 3 | 70 |  | 4000 |  |  | >=0.9 | 117000 |  |  | 137.06 |  |  | 9 | L3 | 25 | max. 10% at 100.000 hrs |  | Available | 740/339 | Cx=0.4338;Cy=0.4030 | Class I | IK02 |  |  | 60 | 890 | -20 | 1 | 201 | RAL9016 | 50-60Hz | Passive | LED | dimmable | High Bay Rectangular | Tungsram High-bay IP66 | Indoor industrial |  |  | 27550 | Yes |  |  |  | Bracket kit. Suspension holder kit. Protective Cover
TBD | TU HB IP65 G1 1S20 4K70 L3 RF ST PC W1 | image | datasheet | deeplink | TUNGSRAM - Tungsram High-bay IP66 - 19430lm - 143W - 4000K - 70CRI - TBD[SKU] - Bracket. Y-cable | 8 | Bracket. Y-cable | LED | 1 | 143 | [8 empty] | CE. ENEC | [6 empty] | 65 | 4000 | 515x380x90 |  | 220-240V |  | 5 |  | 30° | 3 | 70 |  | 4000 |  |  | >=0.9 | 197000 |  |  | 135.87 |  |  | 9 | L3 | 25 | max. 10% at 100.000 hrs |  | Available | 740/339 | Cx=0.4338;Cy=0.4030 | Class I | IK02 |  |  | 60 | 630 | -20 | 1 | 143 | RAL9016 | 50-60Hz | Passive | LED | dimmable | High Bay Rectangular | Tungsram High-bay IP66 | Indoor industrial |  |  | 19430 | Yes |  |  |  | Bracket kit. Suspension holder kit. Protective Cover
TBD | TU HB IP65 G1 1S10 4K70 L3 RF ST PC W1 | image | datasheet | deeplink | TUNGSRAM - Tungsram High-bay IP66 - 9430lm - 69W - 4000K - 70CRI - TBD[SKU] - Bracket. Y-cable | 8 | Bracket. Y-cable | LED | 1 | 69 | [8 empty] | CE. ENEC | [6 empty] | 65 | 4000 | 515x380x90 |  | 220-240V |  | 5 |  | 30° | 3 | 70 |  | 4000 |  |  | >=0.9 | 259000 |  |  | 136.67 |  |  | 9 | L3 | 25 | max. 10% at 100.000 hrs |  | Available | 740/339 | Cx=0.4338;Cy=0.4030 | Class I | IK02 |  |  | 60 | 300 | -20 | 1 | 69 | RAL9016 | 50-60Hz | Passive | LED | dimmable | High Bay Rectangular | Tungsram High-bay IP66 | Indoor industrial |  |  | 9430 | Yes |  |  |  | Bracket kit. Suspension holder kit. Protective Cover
TBD | TU HB IP66 G1 1S30 4K70 L3 DL ST PC W1 | image | datasheet | deeplink | TUNGSRAM - Tungsram High-bay IP66 - 27550lm - 199W - 4000K - 70CRI - TBD[SKU] - Bracket. Y-cable | 8 | Bracket. Y-cable | LED | 1 | 199 | [8 empty] | CE. ENEC | [6 empty] | 66 | 4000 | 450x380x90 |  | 220-240V |  | 5 |  | 30° | 3 | 70 |  | 4000 |  |  | >=0.9 | 117000 |  |  | 138.44 |  |  | 9 | L3 | 25 | max. 10% at 100.000 hrs |  | Available | 740/339 | Cx=0.4338;Cy=0.4030 | Class I | IK07 |  |  | 60 | 880 | -20 | 1 | 199 | RAL9016 | 50-60Hz | Passive | LED | dimmable | High Bay Rectangular | Tungsram High-bay IP66 | Indoor industrial |  |  | 27550 | No sensor |  |  |  | Bracket kit. Suspension holder kit. Protective Cover
TBD | TU HB IP66 G1 1S20 4K70 L3 DL ST PC W1 | image | datasheet | deeplink | TUNGSRAM - Tungsram High-bay IP66 - 19430lm - 141W - 4000K - 70CRI - TBD[SKU] - Bracket. Y-cable | 8 | Bracket. Y-cable | LED | 1 | 141 | [8 empty] | CE. ENEC | [6 empty] | 66 | 4000 | 450x380x90 |  | 220-240V |  | 5 |  | 30° | 3 | 70 |  | 4000 |  |  | >=0.9 | 197000 |  |  | 137.8 |  |  | 9 | L3 | 25 | max. 10% at 100.000 hrs |  | Available | 740/339 | Cx=0.4338;Cy=0.4030 | Class I | IK07 |  |  | 60 | 630 | -20 | 1 | 141 | RAL9016 | 50-60Hz | Passive | LED | dimmable | High Bay Rectangular | Tungsram High-bay IP66 | Indoor industrial |  |  | 19430 | No sensor |  |  |  | Bracket kit. Suspension holder kit. Protective Cover
TBD | TU HB IP66 G1 1S10 4K70 L3 DL ST PC W1 | image | datasheet | deeplink | TUNGSRAM - Tungsram High-bay IP66 - 9430lm - 67W - 4000K - 70CRI - TBD[SKU] - Bracket. Y-cable | 8 | Bracket. Y-cable | LED | 1 | 67 | [8 empty] | CE. ENEC | [6 empty] | 66 | 4000 | 450x380x90 |  | 220-240V |  | 5 |  | 30° | 3 | 70 |  | 4000 |  |  | >=0.9 | 259000 |  |  | 140.75 |  |  | 9 | L3 | 25 | max. 10% at 100.000 hrs |  | Available | 740/339 | Cx=0.4338;Cy=0.4030 | Class I | IK07 |  |  | 60 | 300 | -20 | 1 | 67 | RAL9016 | 50-60Hz | Passive | LED | dimmable | High Bay Rectangular | Tungsram High-bay IP66 | Indoor industrial |  |  | 9430 | No sensor |  |  |  | Bracket kit. Suspension holder kit. Protective Cover
TBD | TU HB IP65 G1 1S30 4K70 L3 SN ST PC W1 | image | datasheet | deeplink | TUNGSRAM - Tungsram High-bay IP66 - 27550lm - 201W - 4000K - 70CRI - TBD[SKU] - Bracket. Y-cable | 8 | Bracket. Y-cable | LED | 1 | 201 | [8 empty] | CE. ENEC | [6 empty] | 65 | 4000 | 515x380x90 |  | 220-240V |  | 5 |  | 30° | 3 | 70 |  | 4000 |  |  | >=0.9 | 117000 |  |  | 137.06 |  |  | 9 | L3 | 25 | max. 10% at 100.000 hrs |  | Available | 740/339 | Cx=0.4338;Cy=0.4030 | Class I | IK02 |  |  | 60 | 890 | -20 | 1 | 201 | RAL9016 | 50-60Hz | Passive | LED | dimmable | High Bay Rectangular | Tungsram High-bay IP66 | Indoor industrial |  |  | 27550 | Yes |  |  |  | Bracket kit. Suspension holder kit. Protective Cover
TBD | TU HB IP65 G1 1S20 4K70 L3 SN ST PC W1 | image | datasheet | deeplink | TUNGSRAM - Tungsram High-bay IP66 - 19430lm - 143W - 4000K - 70CRI - TBD[SKU] - Bracket. Y-cable | 8 | Bracket. Y-cable | LED | 1 | 143 | [8 empty] | CE. ENEC | [6 empty] | 65 | 4000 | 515x380x90 |  | 220-240V |  | 5 |  | 30° | 3 | 70 |  | 4000 |  |  | >=0.9 | 197000 |  |  | 135.87 |  |  | 9 | L3 | 25 | max. 10% at 100.000 hrs |  | Available | 740/339 | Cx=0.4338;Cy=0.4030 | Class I | IK02 |  |  | 60 | 630 | -20 | 1 | 143 | RAL9016 | 50-60Hz | Passive | LED | dimmable | High Bay Rectangular | Tungsram High-bay IP66 | Indoor industrial |  |  | 19430 | Yes |  |  |  | Bracket kit. Suspension holder kit. Protective Cover
TBD | TU HB IP65 G1 1S10 4K70 L3 SN ST PC W1 | image | datasheet | deeplink | TUNGSRAM - Tungsram High-bay IP66 - 9430lm - 69W - 4000K - 70CRI - TBD[SKU] - Bracket. Y-cable | 8 | Bracket. Y-cable | LED | 1 | 69 | [8 empty] | CE. ENEC | [6 empty] | 65 | 4000 | 515x380x90 |  | 220-240V |  | 5 |  | 30° | 3 | 70 |  | 4000 |  |  | >=0.9 | 259000 |  |  | 136.67 |  |  | 9 | L3 | 25 | max. 10% at 100.000 hrs |  | Available | 740/339 | Cx=0.4338;Cy=0.4030 | Class I | IK02 |  |  | 60 | 300 | -20 | 1 | 69 | RAL9016 | 50-60Hz | Passive | LED | dimmable | High Bay Rectangular | Tungsram High-bay IP66 | Indoor industrial |  |  | 9430 | Yes |  |  |  | Bracket kit. Suspension holder kit. Protective Cover
TBD | TU HB IP66 G1 1S30 4K70 L3 FX ST PC W1 | image | datasheet | deeplink | TUNGSRAM - Tungsram High-bay IP66 - 27550lm - 199W - 4000K - 70CRI - TBD[SKU] - Bracket. Y-cable | 8 | Bracket. Y-cable | LED | 1 | 199 | [8 empty] | CE. ENEC | [6 empty] | 66 | 4000 | 450x380x90 |  | 220-240V |  | 5 |  | 30° | 3 | 70 |  | 4000 |  |  | >=0.9 | 117000 |  |  | 138.44 |  |  | 9 | L3 | 25 | max. 10% at 100.000 hrs |  | Available | 740/339 | Cx=0.4338;Cy=0.4030 | Class I | IK07 |  |  | 60 | 880 | -20 | 1 | 199 | RAL9016 | 50-60Hz | Passive | LED | none | High Bay Rectangular | Tungsram High-bay IP66 | Indoor industrial |  |  | 27550 | No sensor |  |  |  | Bracket kit. Suspension holder kit. Protective Cover
TBD | TU HB IP66 G1 1S20 4K70 L3 FX ST PC W1 | image | datasheet | deeplink | TUNGSRAM - Tungsram High-bay IP66 - 19430lm - 141W - 4000K - 70CRI - TBD[SKU] - Bracket. Y-cable | 8 | Bracket. Y-cable | LED | 1 | 141 | [8 empty] | CE. ENEC | [6 empty] | 66 | 4000 | 450x380x90 |  | 220-240V |  | 5 |  | 30° | 3 | 70 |  | 4000 |  |  | >=0.9 | 197000 |  |  | 137.8 |  |  | 9 | L3 | 25 | max. 10% at 100.000 hrs |  | Available | 740/339 | Cx=0.4338;Cy=0.4030 | Class I | IK07 |  |  | 60 | 630 | -20 | 1 | 141 | RAL9016 | 50-60Hz | Passive | LED | none | High Bay Rectangular | Tungsram High-bay IP66 | Indoor industrial |  |  | 19430 | No sensor |  |  |  | Bracket kit. Suspension holder kit. Protective Cover
TBD | TU HB IP66 G1 1S10 4K70 L3 FX ST PC W1 | image | datasheet | deeplink | TUNGSRAM - Tungsram High-bay IP66 - 9430lm - 67W - 4000K - 70CRI - TBD[SKU] - Bracket. Y-cable | 8 | Bracket. Y-cable | LED | 1 | 67 | [8 empty] | CE. ENEC | [6 empty] | 66 | 4000 | 450x380x90 |  | 220-240V |  | 5 |  | 30° | 3 | 70 |  | 4000 |  |  | >=0.9 | 259000 |  |  | 140.75 |  |  | 9 | L3 | 25 | max. 10% at 100.000 hrs |  | Available | 740/339 | Cx=0.4338;Cy=0.4030 | Class I | IK07 |  |  | 60 | 300 | -20 | 1 | 67 | RAL9016 | 50-60Hz | Passive | LED | none | High Bay Rectangular | Tungsram High-bay IP66 | Indoor industrial |  |  | 9430 | No sensor |  |  |  | Bracket kit. Suspension holder kit. Protective Cover
TBD | TU HB IP66 G1 2H45 5K80 C1 NL ST PC W1 | image | datasheet | deeplink | TUNGSRAM - Tungsram High-bay IP66 - 42330lm - 261W - 5000K - 80CRI - TBD[SKU] - Bracket. Y-cable | 12 | Bracket. Y-cable | LED | 1 | 261 | [8 empty] | CE | [6 empty] | 66 | 5000 | 817x380x110 |  | 220-240V |  | 5 |  | 120° | 3 | 80 |  | 5000 |  |  | >=0.9 | 116000 |  |  | 162.18 |  |  | 9 | C1 | 25 | max. 10% at 100.000 hrs |  | Available | 850/339 | Cx=0.3447;Cy=0.3553 | Class I | IK02 |  |  | 60 | 1160 | -20 | 1 | 261 | RAL9016 | 50-60Hz | Passive | LED | dimmable | High Bay Rectangular | Tungsram High-bay IP66 | Indoor industrial |  |  | 42330 | Yes |  |  |  | Bracket kit. Suspension holder kit. Protective Cover
TBD | TU HB IP66 G1 2H30 5K80 C1 NL ST PC W1 | image | datasheet | deeplink | TUNGSRAM - Tungsram High-bay IP66 - 28990lm - 171W - 5000K - 80CRI - TBD[SKU] - Bracket. Y-cable | 12 | Bracket. Y-cable | LED | 1 | 171 | [8 empty] | CE. ENEC | [6 empty] | 66 | 5000 | 817x380x110 |  | 220-240V |  | 5 |  | 120° | 3 | 80 |  | 5000 |  |  | >=0.9 | 105000 |  |  | 169.53 |  |  | 9 | C1 | 25 | max. 10% at 100.000 hrs |  | Available | 850/339 | Cx=0.3447;Cy=0.3553 | Class I | IK02 |  |  | 60 | 760 | -20 | 1 | 171 | RAL9016 | 50-60Hz | Passive | LED | dimmable | High Bay Rectangular | Tungsram High-bay IP66 | Indoor industrial |  |  | 28990 | Yes |  |  |  | Bracket kit. Suspension holder kit. Protective Cover
TBD | TU HB IP66 G1 1H20 5K80 C1 NL ST PC W1 | image | datasheet | deeplink | TUNGSRAM - Tungsram High-bay IP66 - 19390lm - 117W - 5000K - 80CRI - TBD[SKU] - Bracket. Y-cable | 8 | Bracket. Y-cable | LED | 1 | 117 | [8 empty] | CE. ENEC | [6 empty] | 66 | 5000 | 450x380x110 |  | 220-240V |  | 5 |  | 120° | 3 | 80 |  | 5000 |  |  | >=0.9 | 100000 |  |  | 165.73 |  |  | 9 | C1 | 25 | max. 10% at 100.000 hrs |  | Available | 850/339 | Cx=0.3447;Cy=0.3553 | Class I | IK02 |  |  | 60 | 520 | -20 | 1 | 117 | RAL9016 | 50-60Hz | Passive | LED | dimmable | High Bay Rectangular | Tungsram High-bay IP66 | Indoor industrial |  |  | 19390 | Yes |  |  |  | Bracket kit. Suspension holder kit. Protective Cover
TBD | TU HB IP66 G1 1H10 5K80 C1 NL ST PC W1 | image | datasheet | deeplink | TUNGSRAM - Tungsram High-bay IP66 - 9790lm - 57W - 5000K - 80CRI - TBD[SKU] - Bracket. Y-cable | 8 | Bracket. Y-cable | LED | 1 | 57 | [8 empty] | CE. ENEC | [6 empty] | 66 | 5000 | 450x380x110 |  | 220-240V |  | 5 |  | 120° | 3 | 80 |  | 5000 |  |  | >=0.9 | 115000 |  |  | 171.75 |  |  | 9 | C1 | 25 | max. 10% at 100.000 hrs |  | Available | 850/339 | Cx=0.3447;Cy=0.3553 | Class I | IK02 |  |  | 60 | 250 | -20 | 1 | 57 | RAL9016 | 50-60Hz | Passive | LED | dimmable | High Bay Rectangular | Tungsram High-bay IP66 | Indoor industrial |  |  | 9790 | Yes |  |  |  | Bracket kit. Suspension holder kit. Protective Cover
TBD | TU HB IP65 G1 2H45 5K80 C1 RF ST PC W1 | image | datasheet | deeplink | TUNGSRAM - Tungsram High-bay IP66 - 42330lm - 263W - 5000K - 80CRI - TBD[SKU] - Bracket. Y-cable | 12 | Bracket. Y-cable | LED | 1 | 263 | [8 empty] | CE | [6 empty] | 65 | 5000 | 882x380x90 |  | 220-240V |  | 5 |  | 120° | 3 | 80 |  | 5000 |  |  | >=0.9 | 116000 |  |  | 160.95 |  |  | 9 | C1 | 25 | max. 10% at 100.000 hrs |  | Available | 850/339 | Cx=0.3447;Cy=0.3553 | Class I | IK02 |  |  | 60 | 1170 | -20 | 1 | 263 | RAL9016 | 50-60Hz | Passive | LED | dimmable | High Bay Rectangular | Tungsram High-bay IP66 | Indoor industrial |  |  | 42330 | Yes |  |  |  | Bracket kit. Suspension holder kit. Protective Cover
TBD | TU HB IP65 G1 2H30 5K80 C1 RF ST PC W1 | image | datasheet | deeplink | TUNGSRAM - Tungsram High-bay IP66 - 28990lm - 172W - 5000K - 80CRI - TBD[SKU] - Bracket. Y-cable | 12 | Bracket. Y-cable | LED | 1 | 172 | [8 empty] | CE. ENEC | [6 empty] | 65 | 5000 | 882x380x90 |  | 220-240V |  | 5 |  | 120° | 3 | 80 |  | 5000 |  |  | >=0.9 | 105000 |  |  | 168.55 |  |  | 9 | C1 | 25 | max. 10% at 100.000 hrs |  | Available | 850/339 | Cx=0.3447;Cy=0.3553 | Class I | IK02 |  |  | 60 | 760 | -20 | 1 | 172 | RAL9016 | 50-60Hz | Passive | LED | dimmable | High Bay Rectangular | Tungsram High-bay IP66 | Indoor industrial |  |  | 28990 | Yes |  |  |  | Bracket kit. Suspension holder kit. Protective Cover
TBD | TU HB IP65 G1 1H20 5K80 C1 RF ST PC W1 | image | datasheet | deeplink | TUNGSRAM - Tungsram High-bay IP66 - 19390lm - 118W - 5000K - 80CRI - TBD[SKU] - Bracket. Y-cable | 8 | Bracket. Y-cable | LED | 1 | 118 | [8 empty] | CE. ENEC | [6 empty] | 65 | 5000 | 515x380x90 |  | 220-240V |  | 5 |  | 120° | 3 | 80 |  | 5000 |  |  | >=0.9 | 100000 |  |  | 164.32 |  |  | 9 | C1 | 25 | max. 10% at 100.000 hrs |  | Available | 850/339 | Cx=0.3447;Cy=0.3553 | Class I | IK02 |  |  | 60 | 520 | -20 | 1 | 118 | RAL9016 | 50-60Hz | Passive | LED | dimmable | High Bay Rectangular | Tungsram High-bay IP66 | Indoor industrial |  |  | 19390 | Yes |  |  |  | Bracket kit. Suspension holder kit. Protective Cover
TBD | TU HB IP65 G1 1H10 5K80 C1 RF ST PC W1 | image | datasheet | deeplink | TUNGSRAM - Tungsram High-bay IP66 - 9790lm - 58W - 5000K - 80CRI - TBD[SKU] - Bracket. Y-cable | 8 | Bracket. Y-cable | LED | 1 | 58 | [8 empty] | CE. ENEC | [6 empty] | 65 | 5000 | 515x380x90 |  | 220-240V |  | 5 |  | 120° | 3 | 80 |  | 5000 |  |  | >=0.9 | 115000 |  |  | 168.79 |  |  | 9 | C1 | 25 | max. 10% at 100.000 hrs |  | Available | 850/339 | Cx=0.3447;Cy=0.3553 | Class I | IK02 |  |  | 60 | 260 | -20 | 1 | 58 | RAL9016 | 50-60Hz | Passive | LED | dimmable | High Bay Rectangular | Tungsram High-bay IP66 | Indoor industrial |  |  | 9790 | Yes |  |  |  | Bracket kit. Suspension holder kit. Protective Cover
TBD | TU HB IP66 G1 2H45 5K80 C1 DL ST PC W1 | image | datasheet | deeplink | TUNGSRAM - Tungsram High-bay IP66 - 42330lm - 261W - 5000K - 80CRI - TBD[SKU] - Bracket. Y-cable | 12 | Bracket. Y-cable | LED | 1 | 261 | [8 empty] | CE | [6 empty] | 66 | 5000 | 817x380x90 |  | 220-240V |  | 5 |  | 120° | 3 | 80 |  | 5000 |  |  | >=0.9 | 116000 |  |  | 162.18 |  |  | 9 | C1 | 25 | max. 10% at 100.000 hrs |  | Available | 850/339 | Cx=0.3447;Cy=0.3553 | Class I | IK07 |  |  | 60 | 1160 | -20 | 1 | 261 | RAL9016 | 50-60Hz | Passive | LED | dimmable | High Bay Rectangular | Tungsram High-bay IP66 | Indoor industrial |  |  | 42330 | No sensor |  |  |  | Bracket kit. Suspension holder kit. Protective Cover
TBD | TU HB IP66 G1 2H30 5K80 C1 DL ST PC W1 | image | datasheet | deeplink | TUNGSRAM - Tungsram High-bay IP66 - 28990lm - 170W - 5000K - 80CRI - TBD[SKU] - Bracket. Y-cable | 12 | Bracket. Y-cable | LED | 1 | 170 | [8 empty] | CE. ENEC | [6 empty] | 66 | 5000 | 817x380x90 |  | 220-240V |  | 5 |  | 120° | 3 | 80 |  | 5000 |  |  | >=0.9 | 105000 |  |  | 170.53 |  |  | 9 | C1 | 25 | max. 10% at 100.000 hrs |  | Available | 850/339 | Cx=0.3447;Cy=0.3553 | Class I | IK07 |  |  | 60 | 750 | -20 | 1 | 170 | RAL9016 | 50-60Hz | Passive | LED | dimmable | High Bay Rectangular | Tungsram High-bay IP66 | Indoor industrial |  |  | 28990 | No sensor |  |  |  | Bracket kit. Suspension holder kit. Protective Cover
TBD | TU HB IP66 G1 1H20 5K80 C1 DL ST PC W1 | image | datasheet | deeplink | TUNGSRAM - Tungsram High-bay IP66 - 19390lm - 116W - 5000K - 80CRI - TBD[SKU] - Bracket. Y-cable | 8 | Bracket. Y-cable | LED | 1 | 116 | [8 empty] | CE. ENEC | [6 empty] | 66 | 5000 | 450x380x90 |  | 220-240V |  | 5 |  | 120° | 3 | 80 |  | 5000 |  |  | >=0.9 | 100000 |  |  | 167.16 |  |  | 9 | C1 | 25 | max. 10% at 100.000 hrs |  | Available | 850/339 | Cx=0.3447;Cy=0.3553 | Class I | IK07 |  |  | 60 | 510 | -20 | 1 | 116 | RAL9016 | 50-60Hz | Passive | LED | dimmable | High Bay Rectangular | Tungsram High-bay IP66 | Indoor industrial |  |  | 19390 | No sensor |  |  |  | Bracket kit. Suspension holder kit. Protective Cover
TBD | TU HB IP66 G1 1H10 5K80 C1 DL ST PC W1 | image | datasheet | deeplink | TUNGSRAM - Tungsram High-bay IP66 - 9790lm - 56W - 5000K - 80CRI - TBD[SKU] - Bracket. Y-cable | 8 | Bracket. Y-cable | LED | 1 | 56 | [8 empty] | CE. ENEC | [6 empty] | 66 | 5000 | 450x380x90 |  | 220-240V |  | 5 |  | 120° | 3 | 80 |  | 5000 |  |  | >=0.9 | 115000 |  |  | 174.82 |  |  | 9 | C1 | 25 | max. 10% at 100.000 hrs |  | Available | 850/339 | Cx=0.3447;Cy=0.3553 | Class I | IK07 |  |  | 60 | 250 | -20 | 1 | 56 | RAL9016 | 50-60Hz | Passive | LED | dimmable | High Bay Rectangular | Tungsram High-bay IP66 | Indoor industrial |  |  | 9790 | No sensor |  |  |  | Bracket kit. Suspension holder kit. Protective Cover
TBD | TU HB IP65 G1 1S30 5K80 C1 RF ST PC W1 | image | datasheet | deeplink | TUNGSRAM - Tungsram High-bay IP66 - 28030lm - 201W - 5000K - 80CRI - TBD[SKU] - Bracket. Y-cable | 8 | Bracket. Y-cable | LED | 1 | 201 | [8 empty] | CE. ENEC | [6 empty] | 65 | 5000 | 515x380x90 |  | 220-240V |  | 5 |  | 120° | 3 | 80 |  | 5000 |  |  | >=0.9 | 117000 |  |  | 139.45 |  |  | 9 | C1 | 25 | max. 10% at 100.000 hrs |  | Available | 850/339 | Cx=0.3447;Cy=0.3553 | Class I | IK02 |  |  | 60 | 890 | -20 | 1 | 201 | RAL9016 | 50-60Hz | Passive | LED | dimmable | High Bay Rectangular | Tungsram High-bay IP66 | Indoor industrial |  |  | 28030 | Yes |  |  |  | Bracket kit. Suspension holder kit. Protective Cover
TBD | TU HB IP65 G1 1S20 5K80 C1 RF ST PC W1 | image | datasheet | deeplink | TUNGSRAM - Tungsram High-bay IP66 - 19770lm - 143W - 5000K - 80CRI - TBD[SKU] - Bracket. Y-cable | 8 | Bracket. Y-cable | LED | 1 | 143 | [8 empty] | CE. ENEC | [6 empty] | 65 | 5000 | 515x380x90 |  | 220-240V |  | 5 |  | 120° | 3 | 80 |  | 5000 |  |  | >=0.9 | 197000 |  |  | 138.25 |  |  | 9 | C1 | 25 | max. 10% at 100.000 hrs |  | Available | 850/339 | Cx=0.3447;Cy=0.3553 | Class I | IK02 |  |  | 60 | 630 | -20 | 1 | 143 | RAL9016 | 50-60Hz | Passive | LED | dimmable | High Bay Rectangular | Tungsram High-bay IP66 | Indoor industrial |  |  | 19770 | Yes |  |  |  | Bracket kit. Suspension holder kit. Protective Cover
TBD | TU HB IP65 G1 1S10 5K80 C1 RF ST PC W1 | image | datasheet | deeplink | TUNGSRAM - Tungsram High-bay IP66 - 9590lm - 69W - 5000K - 80CRI - TBD[SKU] - Bracket. Y-cable | 8 | Bracket. Y-cable | LED | 1 | 69 | [8 empty] | CE. ENEC | [6 empty] | 65 | 5000 | 515x380x90 |  | 220-240V |  | 5 |  | 120° | 3 | 80 |  | 5000 |  |  | >=0.9 | 259000 |  |  | 138.99 |  |  | 9 | C1 | 25 | max. 10% at 100.000 hrs |  | Available | 850/339 | Cx=0.3447;Cy=0.3553 | Class I | IK02 |  |  | 60 | 300 | -20 | 1 | 69 | RAL9016 | 50-60Hz | Passive | LED | dimmable | High Bay Rectangular | Tungsram High-bay IP66 | Indoor industrial |  |  | 9590 | Yes |  |  |  | Bracket kit. Suspension holder kit. Protective Cover
TBD | TU HB IP66 G1 1S30 5K80 C1 DL ST PC W1 | image | datasheet | deeplink | TUNGSRAM - Tungsram High-bay IP66 - 28030lm - 199W - 5000K - 80CRI - TBD[SKU] - Bracket. Y-cable | 8 | Bracket. Y-cable | LED | 1 | 199 | [8 empty] | CE. ENEC | [6 empty] | 66 | 5000 | 450x380x90 |  | 220-240V |  | 5 |  | 120° | 3 | 80 |  | 5000 |  |  | >=0.9 | 117000 |  |  | 140.85 |  |  | 9 | C1 | 25 | max. 10% at 100.000 hrs |  | Available | 850/339 | Cx=0.3447;Cy=0.3553 | Class I | IK07 |  |  | 60 | 880 | -20 | 1 | 199 | RAL9016 | 50-60Hz | Passive | LED | dimmable | High Bay Rectangular | Tungsram High-bay IP66 | Indoor industrial |  |  | 28030 | No sensor |  |  |  | Bracket kit. Suspension holder kit. Protective Cover
TBD | TU HB IP66 G1 1S20 5K80 C1 DL ST PC W1 | image | datasheet | deeplink | TUNGSRAM - Tungsram High-bay IP66 - 19770lm - 141W - 5000K - 80CRI - TBD[SKU] - Bracket. Y-cable | 8 | Bracket. Y-cable | LED | 1 | 141 | [8 empty] | CE. ENEC | [6 empty] | 66 | 5000 | 450x380x90 |  | 220-240V |  | 5 |  | 120° | 3 | 80 |  | 5000 |  |  | >=0.9 | 197000 |  |  | 140.21 |  |  | 9 | C1 | 25 | max. 10% at 100.000 hrs |  | Available | 850/339 | Cx=0.3447;Cy=0.3553 | Class I | IK07 |  |  | 60 | 630 | -20 | 1 | 141 | RAL9016 | 50-60Hz | Passive | LED | dimmable | High Bay Rectangular | Tungsram High-bay IP66 | Indoor industrial |  |  | 19770 | No sensor |  |  |  | Bracket kit. Suspension holder kit. Protective Cover
TBD | TU HB IP66 G1 1S10 5K80 C1 DL ST PC W1 | image | datasheet | deeplink | TUNGSRAM - Tungsram High-bay IP66 - 9590lm - 67W - 5000K - 80CRI - TBD[SKU] - Bracket. Y-cable | 8 | Bracket. Y-cable | LED | 1 | 67 | [8 empty] | CE. ENEC | [6 empty] | 66 | 5000 | 450x380x90 |  | 220-240V |  | 5 |  | 120° | 3 | 80 |  | 5000 |  |  | >=0.9 | 259000 |  |  | 143.13 |  |  | 9 | C1 | 25 | max. 10% at 100.000 hrs |  | Available | 850/339 | Cx=0.3447;Cy=0.3553 | Class I | IK07 |  |  | 60 | 300 | -20 | 1 | 67 | RAL9016 | 50-60Hz | Passive | LED | dimmable | High Bay Rectangular | Tungsram High-bay IP66 | Indoor industrial |  |  | 9590 | No sensor |  |  |  | Bracket kit. Suspension holder kit. Protective Cover
TBD | TU HB IP65 G1 1S30 5K80 C1 SN ST PC W1 | image | datasheet | deeplink | TUNGSRAM - Tungsram High-bay IP66 - 28030lm - 201W - 5000K - 80CRI - TBD[SKU] - Bracket. Y-cable | 8 | Bracket. Y-cable | LED | 1 | 201 | [8 empty] | CE. ENEC | [6 empty] | 65 | 5000 | 515x380x90 |  | 220-240V |  | 5 |  | 120° | 3 | 80 |  | 5000 |  |  | >=0.9 | 117000 |  |  | 139.45 |  |  | 9 | C1 | 25 | max. 10% at 100.000 hrs |  | Available | 850/339 | Cx=0.3447;Cy=0.3553 | Class I | IK02 |  |  | 60 | 890 | -20 | 1 | 201 | RAL9016 | 50-60Hz | Passive | LED | dimmable | High Bay Rectangular | Tungsram High-bay IP66 | Indoor industrial |  |  | 28030 | Yes |  |  |  | Bracket kit. Suspension holder kit. Protective Cover
TBD | TU HB IP65 G1 1S20 5K80 C1 SN ST PC W1 | image | datasheet | deeplink | TUNGSRAM - Tungsram High-bay IP66 - 19770lm - 143W - 5000K - 80CRI - TBD[SKU] - Bracket. Y-cable | 8 | Bracket. Y-cable | LED | 1 | 143 | [8 empty] | CE. ENEC | [6 empty] | 65 | 5000 | 515x380x90 |  | 220-240V |  | 5 |  | 120° | 3 | 80 |  | 5000 |  |  | >=0.9 | 197000 |  |  | 138.25 |  |  | 9 | C1 | 25 | max. 10% at 100.000 hrs |  | Available | 850/339 | Cx=0.3447;Cy=0.3553 | Class I | IK02 |  |  | 60 | 630 | -20 | 1 | 143 | RAL9016 | 50-60Hz | Passive | LED | dimmable | High Bay Rectangular | Tungsram High-bay IP66 | Indoor industrial |  |  | 19770 | Yes |  |  |  | Bracket kit. Suspension holder kit. Protective Cover
TBD | TU HB IP65 G1 1S10 5K80 C1 SN ST PC W1 | image | datasheet | deeplink | TUNGSRAM - Tungsram High-bay IP66 - 9590lm - 69W - 5000K - 80CRI - TBD[SKU] - Bracket. Y-cable | 8 | Bracket. Y-cable | LED | 1 | 69 | [8 empty] | CE. ENEC | [6 empty] | 65 | 5000 | 515x380x90 |  | 220-240V |  | 5 |  | 120° | 3 | 80 |  | 5000 |  |  | >=0.9 | 259000 |  |  | 138.99 |  |  | 9 | C1 | 25 | max. 10% at 100.000 hrs |  | Available | 850/339 | Cx=0.3447;Cy=0.3553 | Class I | IK02 |  |  | 60 | 300 | -20 | 1 | 69 | RAL9016 | 50-60Hz | Passive | LED | dimmable | High Bay Rectangular | Tungsram High-bay IP66 | Indoor industrial |  |  | 9590 | Yes |  |  |  | Bracket kit. Suspension holder kit. Protective Cover
TBD | TU HB IP66 G1 1S30 5K80 C1 FX ST PC W1 | image | datasheet | deeplink | TUNGSRAM - Tungsram High-bay IP66 - 28030lm - 199W - 5000K - 80CRI - TBD[SKU] - Bracket. Y-cable | 8 | Bracket. Y-cable | LED | 1 | 199 | [8 empty] | CE. ENEC | [6 empty] | 66 | 5000 | 450x380x90 |  | 220-240V |  | 5 |  | 120° | 3 | 80 |  | 5000 |  |  | >=0.9 | 117000 |  |  | 140.85 |  |  | 9 | C1 | 25 | max. 10% at 100.000 hrs |  | Available | 850/339 | Cx=0.3447;Cy=0.3553 | Class I | IK07 |  |  | 60 | 880 | -20 | 1 | 199 | RAL9016 | 50-60Hz | Passive | LED | none | High Bay Rectangular | Tungsram High-bay IP66 | Indoor industrial |  |  | 28030 | No sensor |  |  |  | Bracket kit. Suspension holder kit. Protective Cover
TBD | TU HB IP66 G1 1S20 5K80 C1 FX ST PC W1 | image | datasheet | deeplink | TUNGSRAM - Tungsram High-bay IP66 - 19770lm - 141W - 5000K - 80CRI - TBD[SKU] - Bracket. Y-cable | 8 | Bracket. Y-cable | LED | 1 | 141 | [8 empty] | CE. ENEC | [6 empty] | 66 | 5000 | 450x380x90 |  | 220-240V |  | 5 |  | 120° | 3 | 80 |  | 5000 |  |  | >=0.9 | 197000 |  |  | 140.21 |  |  | 9 | C1 | 25 | max. 10% at 100.000 hrs |  | Available | 850/339 | Cx=0.3447;Cy=0.3553 | Class I | IK07 |  |  | 60 | 630 | -20 | 1 | 141 | RAL9016 | 50-60Hz | Passive | LED | none | High Bay Rectangular | Tungsram High-bay IP66 | Indoor industrial |  |  | 19770 | No sensor |  |  |  | Bracket kit. Suspension holder kit. Protective Cover
TBD | TU HB IP66 G1 1S10 5K80 C1 FX ST PC W1 | image | datasheet | deeplink | TUNGSRAM - Tungsram High-bay IP66 - 9590lm - 67W - 5000K - 80CRI - TBD[SKU] - Bracket. Y-cable | 8 | Bracket. Y-cable | LED | 1 | 67 | [8 empty] | CE. ENEC | [6 empty] | 66 | 5000 | 450x380x90 |  | 220-240V |  | 5 |  | 120° | 3 | 80 |  | 5000 |  |  | >=0.9 | 259000 |  |  | 143.13 |  |  | 9 | C1 | 25 | max. 10% at 100.000 hrs |  | Available | 850/339 | Cx=0.3447;Cy=0.3553 | Class I | IK07 |  |  | 60 | 300 | -20 | 1 | 67 | RAL9016 | 50-60Hz | Passive | LED | none | High Bay Rectangular | Tungsram High-bay IP66 | Indoor industrial |  |  | 9590 | No sensor |  |  |  | Bracket kit. Suspension holder kit. Protective Cover
TBD | TU HB IP66 G1 2H45 4K80 C1 NL ST PC W1 | image | datasheet | deeplink | TUNGSRAM - Tungsram High-bay IP66 - 41890lm - 261W - 4000K - 80CRI - TBD[SKU] - Bracket. Y-cable | 12 | Bracket. Y-cable | LED | 1 | 261 | [8 empty] | CE | [6 empty] | 66 | 4000 | 817x380x110 |  | 220-240V |  | 5 |  | 120° | 3 | 80 |  | 4000 |  |  | >=0.9 | 116000 |  |  | 160.5 |  |  | 9 | C1 | 25 | max. 10% at 100.000 hrs |  | Available | 840/339 | Cx=0.4338;Cy=0.4030 | Class I | IK02 |  |  | 60 | 1160 | -20 | 1 | 261 | RAL9016 | 50-60Hz | Passive | LED | dimmable | High Bay Rectangular | Tungsram High-bay IP66 | Indoor industrial |  |  | 41890 | Yes |  |  |  | Bracket kit. Suspension holder kit. Protective Cover
TBD | TU HB IP66 G1 2H30 4K80 C1 NL ST PC W1 | image | datasheet | deeplink | TUNGSRAM - Tungsram High-bay IP66 - 28690lm - 171W - 4000K - 80CRI - TBD[SKU] - Bracket. Y-cable | 12 | Bracket. Y-cable | LED | 1 | 171 | [8 empty] | CE. ENEC | [6 empty] | 66 | 4000 | 817x380x110 |  | 220-240V |  | 5 |  | 120° | 3 | 80 |  | 4000 |  |  | >=0.9 | 105000 |  |  | 167.78 |  |  | 9 | C1 | 25 | max. 10% at 100.000 hrs |  | Available | 840/339 | Cx=0.4338;Cy=0.4030 | Class I | IK02 |  |  | 60 | 760 | -20 | 1 | 171 | RAL9016 | 50-60Hz | Passive | LED | dimmable | High Bay Rectangular | Tungsram High-bay IP66 | Indoor industrial |  |  | 28690 | Yes |  |  |  | Bracket kit. Suspension holder kit. Protective Cover
TBD | TU HB IP66 G1 1H20 4K80 C1 NL ST PC W1 | image | datasheet | deeplink | TUNGSRAM - Tungsram High-bay IP66 - 19190lm - 117W - 4000K - 80CRI - TBD[SKU] - Bracket. Y-cable | 8 | Bracket. Y-cable | LED | 1 | 117 | [8 empty] | CE. ENEC | [6 empty] | 66 | 4000 | 450x380x110 |  | 220-240V |  | 5 |  | 120° | 3 | 80 |  | 4000 |  |  | >=0.9 | 100000 |  |  | 164.02 |  |  | 9 | C1 | 25 | max. 10% at 100.000 hrs |  | Available | 840/339 | Cx=0.4338;Cy=0.4030 | Class I | IK02 |  |  | 60 | 520 | -20 | 1 | 117 | RAL9016 | 50-60Hz | Passive | LED | dimmable | High Bay Rectangular | Tungsram High-bay IP66 | Indoor industrial |  |  | 19190 | Yes |  |  |  | Bracket kit. Suspension holder kit. Protective Cover
TBD | TU HB IP66 G1 1H10 4K80 C1 NL ST PC W1 | image | datasheet | deeplink | TUNGSRAM - Tungsram High-bay IP66 - 9690lm - 57W - 4000K - 80CRI - TBD[SKU] - Bracket. Y-cable | 8 | Bracket. Y-cable | LED | 1 | 57 | [8 empty] | CE. ENEC | [6 empty] | 66 | 4000 | 450x380x110 |  | 220-240V |  | 5 |  | 120° | 3 | 80 |  | 4000 |  |  | >=0.9 | 115000 |  |  | 170 |  |  | 9 | C1 | 25 | max. 10% at 100.000 hrs |  | Available | 840/339 | Cx=0.4338;Cy=0.4030 | Class I | IK02 |  |  | 60 | 250 | -20 | 1 | 57 | RAL9016 | 50-60Hz | Passive | LED | dimmable | High Bay Rectangular | Tungsram High-bay IP66 | Indoor industrial |  |  | 9690 | Yes |  |  |  | Bracket kit. Suspension holder kit. Protective Cover
TBD | TU HB IP65 G1 2H45 4K80 C1 RF ST PC W1 | image | datasheet | deeplink | TUNGSRAM - Tungsram High-bay IP66 - 41890lm - 263W - 4000K - 80CRI - TBD[SKU] - Bracket. Y-cable | 12 | Bracket. Y-cable | LED | 1 | 263 | [8 empty] | CE | [6 empty] | 65 | 4000 | 882x380x90 |  | 220-240V |  | 5 |  | 120° | 3 | 80 |  | 4000 |  |  | >=0.9 | 116000 |  |  | 159.28 |  |  | 9 | C1 | 25 | max. 10% at 100.000 hrs |  | Available | 840/339 | Cx=0.4338;Cy=0.4030 | Class I | IK02 |  |  | 60 | 1170 | -20 | 1 | 263 | RAL9016 | 50-60Hz | Passive | LED | dimmable | High Bay Rectangular | Tungsram High-bay IP66 | Indoor industrial |  |  | 41890 | Yes |  |  |  | Bracket kit. Suspension holder kit. Protective Cover
TBD | TU HB IP65 G1 2H30 4K80 C1 RF ST PC W1 | image | datasheet | deeplink | TUNGSRAM - Tungsram High-bay IP66 - 28690lm - 172W - 4000K - 80CRI - TBD[SKU] - Bracket. Y-cable | 12 | Bracket. Y-cable | LED | 1 | 172 | [8 empty] | CE. ENEC | [6 empty] | 65 | 4000 | 882x380x90 |  | 220-240V |  | 5 |  | 120° | 3 | 80 |  | 4000 |  |  | >=0.9 | 105000 |  |  | 166.8 |  |  | 9 | C1 | 25 | max. 10% at 100.000 hrs |  | Available | 840/339 | Cx=0.4338;Cy=0.4030 | Class I | IK02 |  |  | 60 | 760 | -20 | 1 | 172 | RAL9016 | 50-60Hz | Passive | LED | dimmable | High Bay Rectangular | Tungsram High-bay IP66 | Indoor industrial |  |  | 28690 | Yes |  |  |  | Bracket kit. Suspension holder kit. Protective Cover
TBD | TU HB IP65 G1 1H20 4K80 C1 RF ST PC W1 | image | datasheet | deeplink | TUNGSRAM - Tungsram High-bay IP66 - 19190lm - 118W - 4000K - 80CRI - TBD[SKU] - Bracket. Y-cable | 8 | Bracket. Y-cable | LED | 1 | 118 | [8 empty] | CE. ENEC | [6 empty] | 65 | 4000 | 515x380x90 |  | 220-240V |  | 5 |  | 120° | 3 | 80 |  | 4000 |  |  | >=0.9 | 100000 |  |  | 162.63 |  |  | 9 | C1 | 25 | max. 10% at 100.000 hrs |  | Available | 840/339 | Cx=0.4338;Cy=0.4030 | Class I | IK02 |  |  | 60 | 520 | -20 | 1 | 118 | RAL9016 | 50-60Hz | Passive | LED | dimmable | High Bay Rectangular | Tungsram High-bay IP66 | Indoor industrial |  |  | 19190 | Yes |  |  |  | Bracket kit. Suspension holder kit. Protective Cover
TBD | TU HB IP65 G1 1H10 4K80 C1 RF ST PC W1 | image | datasheet | deeplink | TUNGSRAM - Tungsram High-bay IP66 - 9690lm - 58W - 4000K - 80CRI - TBD[SKU] - Bracket. Y-cable | 8 | Bracket. Y-cable | LED | 1 | 58 | [8 empty] | CE. ENEC | [6 empty] | 65 | 4000 | 515x380x90 |  | 220-240V |  | 5 |  | 120° | 3 | 80 |  | 4000 |  |  | >=0.9 | 115000 |  |  | 167.07 |  |  | 9 | C1 | 25 | max. 10% at 100.000 hrs |  | Available | 840/339 | Cx=0.4338;Cy=0.4030 | Class I | IK02 |  |  | 60 | 260 | -20 | 1 | 58 | RAL9016 | 50-60Hz | Passive | LED | dimmable | High Bay Rectangular | Tungsram High-bay IP66 | Indoor industrial |  |  | 9690 | Yes |  |  |  | Bracket kit. Suspension holder kit. Protective Cover
TBD | TU HB IP66 G1 2H45 4K80 C1 DL ST PC W1 | image | datasheet | deeplink | TUNGSRAM - Tungsram High-bay IP66 - 41890lm - 261W - 4000K - 80CRI - TBD[SKU] - Bracket. Y-cable | 12 | Bracket. Y-cable | LED | 1 | 261 | [8 empty] | CE | [6 empty] | 66 | 4000 | 817x380x90 |  | 220-240V |  | 5 |  | 120° | 3 | 80 |  | 4000 |  |  | >=0.9 | 116000 |  |  | 160.5 |  |  | 9 | C1 | 25 | max. 10% at 100.000 hrs |  | Available | 840/339 | Cx=0.4338;Cy=0.4030 | Class I | IK07 |  |  | 60 | 1160 | -20 | 1 | 261 | RAL9016 | 50-60Hz | Passive | LED | dimmable | High Bay Rectangular | Tungsram High-bay IP66 | Indoor industrial |  |  | 41890 | No sensor |  |  |  | Bracket kit. Suspension holder kit. Protective Cover
TBD | TU HB IP66 G1 2H30 4K80 C1 DL ST PC W1 | image | datasheet | deeplink | TUNGSRAM - Tungsram High-bay IP66 - 28690lm - 170W - 4000K - 80CRI - TBD[SKU] - Bracket. Y-cable | 12 | Bracket. Y-cable | LED | 1 | 170 | [8 empty] | CE. ENEC | [6 empty] | 66 | 4000 | 817x380x90 |  | 220-240V |  | 5 |  | 120° | 3 | 80 |  | 4000 |  |  | >=0.9 | 105000 |  |  | 168.76 |  |  | 9 | C1 | 25 | max. 10% at 100.000 hrs |  | Available | 840/339 | Cx=0.4338;Cy=0.4030 | Class I | IK07 |  |  | 60 | 750 | -20 | 1 | 170 | RAL9016 | 50-60Hz | Passive | LED | dimmable | High Bay Rectangular | Tungsram High-bay IP66 | Indoor industrial |  |  | 28690 | No sensor |  |  |  | Bracket kit. Suspension holder kit. Protective Cover
TBD | TU HB IP66 G1 1H20 4K80 C1 DL ST PC W1 | image | datasheet | deeplink | TUNGSRAM - Tungsram High-bay IP66 - 19190lm - 116W - 4000K - 80CRI - TBD[SKU] - Bracket. Y-cable | 8 | Bracket. Y-cable | LED | 1 | 116 | [8 empty] | CE. ENEC | [6 empty] | 66 | 4000 | 450x380x90 |  | 220-240V |  | 5 |  | 120° | 3 | 80 |  | 4000 |  |  | >=0.9 | 100000 |  |  | 165.43 |  |  | 9 | C1 | 25 | max. 10% at 100.000 hrs |  | Available | 840/339 | Cx=0.4338;Cy=0.4030 | Class I | IK07 |  |  | 60 | 510 | -20 | 1 | 116 | RAL9016 | 50-60Hz | Passive | LED | dimmable | High Bay Rectangular | Tungsram High-bay IP66 | Indoor industrial |  |  | 19190 | No sensor |  |  |  | Bracket kit. Suspension holder kit. Protective Cover
TBD | TU HB IP66 G1 1H10 4K80 C1 DL ST PC W1 | image | datasheet | deeplink | TUNGSRAM - Tungsram High-bay IP66 - 9690lm - 56W - 4000K - 80CRI - TBD[SKU] - Bracket. Y-cable | 8 | Bracket. Y-cable | LED | 1 | 56 | [8 empty] | CE. ENEC | [6 empty] | 66 | 4000 | 450x380x90 |  | 220-240V |  | 5 |  | 120° | 3 | 80 |  | 4000 |  |  | >=0.9 | 115000 |  |  | 173.04 |  |  | 9 | C1 | 25 | max. 10% at 100.000 hrs |  | Available | 840/339 | Cx=0.4338;Cy=0.4030 | Class I | IK07 |  |  | 60 | 250 | -20 | 1 | 56 | RAL9016 | 50-60Hz | Passive | LED | dimmable | High Bay Rectangular | Tungsram High-bay IP66 | Indoor industrial |  |  | 9690 | No sensor |  |  |  | Bracket kit. Suspension holder kit. Protective Cover
TBD | TU HB IP65 G1 1S30 4K80 C1 RF ST PC W1 | image | datasheet | deeplink | TUNGSRAM - Tungsram High-bay IP66 - 27740lm - 201W - 4000K - 80CRI - TBD[SKU] - Bracket. Y-cable | 8 | Bracket. Y-cable | LED | 1 | 201 | [8 empty] | CE. ENEC | [6 empty] | 65 | 4000 | 515x380x90 |  | 220-240V |  | 5 |  | 120° | 3 | 80 |  | 4000 |  |  | >=0.9 | 117000 |  |  | 138.01 |  |  | 9 | C1 | 25 | max. 10% at 100.000 hrs |  | Available | 840/339 | Cx=0.4338;Cy=0.4030 | Class I | IK02 |  |  | 60 | 890 | -20 | 1 | 201 | RAL9016 | 50-60Hz | Passive | LED | dimmable | High Bay Rectangular | Tungsram High-bay IP66 | Indoor industrial |  |  | 27740 | Yes |  |  |  | Bracket kit. Suspension holder kit. Protective Cover
TBD | TU HB IP65 G1 1S20 4K80 C1 RF ST PC W1 | image | datasheet | deeplink | TUNGSRAM - Tungsram High-bay IP66 - 19570lm - 143W - 4000K - 80CRI - TBD[SKU] - Bracket. Y-cable | 8 | Bracket. Y-cable | LED | 1 | 143 | [8 empty] | CE. ENEC | [6 empty] | 65 | 4000 | 515x380x90 |  | 220-240V |  | 5 |  | 120° | 3 | 80 |  | 4000 |  |  | >=0.9 | 197000 |  |  | 136.85 |  |  | 9 | C1 | 25 | max. 10% at 100.000 hrs |  | Available | 840/339 | Cx=0.4338;Cy=0.4030 | Class I | IK02 |  |  | 60 | 630 | -20 | 1 | 143 | RAL9016 | 50-60Hz | Passive | LED | dimmable | High Bay Rectangular | Tungsram High-bay IP66 | Indoor industrial |  |  | 19570 | Yes |  |  |  | Bracket kit. Suspension holder kit. Protective Cover
TBD | TU HB IP65 G1 1S10 4K80 C1 RF ST PC W1 | image | datasheet | deeplink | TUNGSRAM - Tungsram High-bay IP66 - 9490lm - 69W - 4000K - 80CRI - TBD[SKU] - Bracket. Y-cable | 8 | Bracket. Y-cable | LED | 1 | 69 | [8 empty] | CE. ENEC | [6 empty] | 65 | 4000 | 515x380x90 |  | 220-240V |  | 5 |  | 120° | 3 | 80 |  | 4000 |  |  | >=0.9 | 259000 |  |  | 137.54 |  |  | 9 | C1 | 25 | max. 10% at 100.000 hrs |  | Available | 840/339 | Cx=0.4338;Cy=0.4030 | Class I | IK02 |  |  | 60 | 300 | -20 | 1 | 69 | RAL9016 | 50-60Hz | Passive | LED | dimmable | High Bay Rectangular | Tungsram High-bay IP66 | Indoor industrial |  |  | 9490 | Yes |  |  |  | Bracket kit. Suspension holder kit. Protective Cover
TBD | TU HB IP66 G1 1S30 4K80 C1 DL ST PC W1 | image | datasheet | deeplink | TUNGSRAM - Tungsram High-bay IP66 - 27740lm - 199W - 4000K - 80CRI - TBD[SKU] - Bracket. Y-cable | 8 | Bracket. Y-cable | LED | 1 | 199 | [8 empty] | CE. ENEC | [6 empty] | 66 | 4000 | 450x380x90 |  | 220-240V |  | 5 |  | 120° | 3 | 80 |  | 4000 |  |  | >=0.9 | 117000 |  |  | 139.4 |  |  | 9 | C1 | 25 | max. 10% at 100.000 hrs |  | Available | 840/339 | Cx=0.4338;Cy=0.4030 | Class I | IK07 |  |  | 60 | 880 | -20 | 1 | 199 | RAL9016 | 50-60Hz | Passive | LED | dimmable | High Bay Rectangular | Tungsram High-bay IP66 | Indoor industrial |  |  | 27740 | No sensor |  |  |  | Bracket kit. Suspension holder kit. Protective Cover
TBD | TU HB IP66 G1 1S20 4K80 C1 DL ST PC W1 | image | datasheet | deeplink | TUNGSRAM - Tungsram High-bay IP66 - 19570lm - 141W - 4000K - 80CRI - TBD[SKU] - Bracket. Y-cable | 8 | Bracket. Y-cable | LED | 1 | 141 | [8 empty] | CE. ENEC | [6 empty] | 66 | 4000 | 450x380x90 |  | 220-240V |  | 5 |  | 120° | 3 | 80 |  | 4000 |  |  | >=0.9 | 197000 |  |  | 138.79 |  |  | 9 | C1 | 25 | max. 10% at 100.000 hrs |  | Available | 840/339 | Cx=0.4338;Cy=0.4030 | Class I | IK07 |  |  | 60 | 630 | -20 | 1 | 141 | RAL9016 | 50-60Hz | Passive | LED | dimmable | High Bay Rectangular | Tungsram High-bay IP66 | Indoor industrial |  |  | 19570 | No sensor |  |  |  | Bracket kit. Suspension holder kit. Protective Cover
TBD | TU HB IP66 G1 1S10 4K80 C1 DL ST PC W1 | image | datasheet | deeplink | TUNGSRAM - Tungsram High-bay IP66 - 9490lm - 67W - 4000K - 80CRI - TBD[SKU] - Bracket. Y-cable | 8 | Bracket. Y-cable | LED | 1 | 67 | [8 empty] | CE. ENEC | [6 empty] | 66 | 4000 | 450x380x90 |  | 220-240V |  | 5 |  | 120° | 3 | 80 |  | 4000 |  |  | >=0.9 | 259000 |  |  | 141.64 |  |  | 9 | C1 | 25 | max. 10% at 100.000 hrs |  | Available | 840/339 | Cx=0.4338;Cy=0.4030 | Class I | IK07 |  |  | 60 | 300 | -20 | 1 | 67 | RAL9016 | 50-60Hz | Passive | LED | dimmable | High Bay Rectangular | Tungsram High-bay IP66 | Indoor industrial |  |  | 9490 | No sensor |  |  |  | Bracket kit. Suspension holder kit. Protective Cover
TBD | TU HB IP65 G1 1S30 4K80 C1 SN ST PC W1 | image | datasheet | deeplink | TUNGSRAM - Tungsram High-bay IP66 - 27740lm - 201W - 4000K - 80CRI - TBD[SKU] - Bracket. Y-cable | 8 | Bracket. Y-cable | LED | 1 | 201 | [8 empty] | CE. ENEC | [6 empty] | 65 | 4000 | 515x380x90 |  | 220-240V |  | 5 |  | 120° | 3 | 80 |  | 4000 |  |  | >=0.9 | 117000 |  |  | 138.01 |  |  | 9 | C1 | 25 | max. 10% at 100.000 hrs |  | Available | 840/339 | Cx=0.4338;Cy=0.4030 | Class I | IK02 |  |  | 60 | 890 | -20 | 1 | 201 | RAL9016 | 50-60Hz | Passive | LED | dimmable | High Bay Rectangular | Tungsram High-bay IP66 | Indoor industrial |  |  | 27740 | Yes |  |  |  | Bracket kit. Suspension holder kit. Protective Cover
TBD | TU HB IP65 G1 1S20 4K80 C1 SN ST PC W1 | image | datasheet | deeplink | TUNGSRAM - Tungsram High-bay IP66 - 19570lm - 143W - 4000K - 80CRI - TBD[SKU] - Bracket. Y-cable | 8 | Bracket. Y-cable | LED | 1 | 143 | [8 empty] | CE. ENEC | [6 empty] | 65 | 4000 | 515x380x90 |  | 220-240V |  | 5 |  | 120° | 3 | 80 |  | 4000 |  |  | >=0.9 | 197000 |  |  | 136.85 |  |  | 9 | C1 | 25 | max. 10% at 100.000 hrs |  | Available | 840/339 | Cx=0.4338;Cy=0.4030 | Class I | IK02 |  |  | 60 | 630 | -20 | 1 | 143 | RAL9016 | 50-60Hz | Passive | LED | dimmable | High Bay Rectangular | Tungsram High-bay IP66 | Indoor industrial |  |  | 19570 | Yes |  |  |  | Bracket kit. Suspension holder kit. Protective Cover
TBD | TU HB IP65 G1 1S10 4K80 C1 SN ST PC W1 | image | datasheet | deeplink | TUNGSRAM - Tungsram High-bay IP66 - 9490lm - 69W - 4000K - 80CRI - TBD[SKU] - Bracket. Y-cable | 8 | Bracket. Y-cable | LED | 1 | 69 | [8 empty] | CE. ENEC | [6 empty] | 65 | 4000 | 515x380x90 |  | 220-240V |  | 5 |  | 120° | 3 | 80 |  | 4000 |  |  | >=0.9 | 259000 |  |  | 137.54 |  |  | 9 | C1 | 25 | max. 10% at 100.000 hrs |  | Available | 840/339 | Cx=0.4338;Cy=0.4030 | Class I | IK02 |  |  | 60 | 300 | -20 | 1 | 69 | RAL9016 | 50-60Hz | Passive | LED | dimmable | High Bay Rectangular | Tungsram High-bay IP66 | Indoor industrial |  |  | 9490 | Yes |  |  |  | Bracket kit. Suspension holder kit. Protective Cover
TBD | TU HB IP66 G1 1S30 4K80 C1 FX ST PC W1 | image | datasheet | deeplink | TUNGSRAM - Tungsram High-bay IP66 - 27740lm - 199W - 4000K - 80CRI - TBD[SKU] - Bracket. Y-cable | 8 | Bracket. Y-cable | LED | 1 | 199 | [8 empty] | CE. ENEC | [6 empty] | 66 | 4000 | 450x380x90 |  | 220-240V |  | 5 |  | 120° | 3 | 80 |  | 4000 |  |  | >=0.9 | 117000 |  |  | 139.4 |  |  | 9 | C1 | 25 | max. 10% at 100.000 hrs |  | Available | 840/339 | Cx=0.4338;Cy=0.4030 | Class I | IK07 |  |  | 60 | 880 | -20 | 1 | 199 | RAL9016 | 50-60Hz | Passive | LED | none | High Bay Rectangular | Tungsram High-bay IP66 | Indoor industrial |  |  | 27740 | No sensor |  |  |  | Bracket kit. Suspension holder kit. Protective Cover
TBD | TU HB IP66 G1 1S20 4K80 C1 FX ST PC W1 | image | datasheet | deeplink | TUNGSRAM - Tungsram High-bay IP66 - 19570lm - 141W - 4000K - 80CRI - TBD[SKU] - Bracket. Y-cable | 8 | Bracket. Y-cable | LED | 1 | 141 | [8 empty] | CE. ENEC | [6 empty] | 66 | 4000 | 450x380x90 |  | 220-240V |  | 5 |  | 120° | 3 | 80 |  | 4000 |  |  | >=0.9 | 197000 |  |  | 138.79 |  |  | 9 | C1 | 25 | max. 10% at 100.000 hrs |  | Available | 840/339 | Cx=0.4338;Cy=0.4030 | Class I | IK07 |  |  | 60 | 630 | -20 | 1 | 141 | RAL9016 | 50-60Hz | Passive | LED | none | High Bay Rectangular | Tungsram High-bay IP66 | Indoor industrial |  |  | 19570 | No sensor |  |  |  | Bracket kit. Suspension holder kit. Protective Cover
TBD | TU HB IP66 G1 1S10 4K80 C1 FX ST PC W1 | image | datasheet | deeplink | TUNGSRAM - Tungsram High-bay IP66 - 9490lm - 67W - 4000K - 80CRI - TBD[SKU] - Bracket. Y-cable | 8 | Bracket. Y-cable | LED | 1 | 67 | [8 empty] | CE. ENEC | [6 empty] | 66 | 4000 | 450x380x90 |  | 220-240V |  | 5 |  | 120° | 3 | 80 |  | 4000 |  |  | >=0.9 | 259000 |  |  | 141.64 |  |  | 9 | C1 | 25 | max. 10% at 100.000 hrs |  | Available | 840/339 | Cx=0.4338;Cy=0.4030 | Class I | IK07 |  |  | 60 | 300 | -20 | 1 | 67 | RAL9016 | 50-60Hz | Passive | LED | none | High Bay Rectangular | Tungsram High-bay IP66 | Indoor industrial |  |  | 9490 | No sensor |  |  |  | Bracket kit. Suspension holder kit. Protective Cover
TBD | TU HB IP66 G1 2H45 5K70 C1 NL ST PC W1 | image | datasheet | deeplink | TUNGSRAM - Tungsram High-bay IP66 - 44100lm - 261W - 5000K - 70CRI - TBD[SKU] - Bracket. Y-cable | 12 | Bracket. Y-cable | LED | 1 | 261 | [8 empty] | CE | [6 empty] | 66 | 5000 | 817x380x110 |  | 220-240V |  | 5 |  | 120° | 3 | 70 |  | 5000 |  |  | >=0.9 | 116000 |  |  | 168.97 |  |  | 9 | C1 | 25 | max. 10% at 100.000 hrs |  | Available | 750/339 | Cx=0.3447;Cy=0.3553 | Class I | IK02 |  |  | 60 | 1160 | -20 | 1 | 261 | RAL9016 | 50-60Hz | Passive | LED | dimmable | High Bay Rectangular | Tungsram High-bay IP66 | Indoor industrial |  |  | 44100 | Yes |  |  |  | Bracket kit. Suspension holder kit. Protective Cover
TBD | TU HB IP66 G1 2H30 5K70 C1 NL ST PC W1 | image | datasheet | deeplink | TUNGSRAM - Tungsram High-bay IP66 - 30200lm - 171W - 5000K - 70CRI - TBD[SKU] - Bracket. Y-cable | 12 | Bracket. Y-cable | LED | 1 | 171 | [8 empty] | CE. ENEC | [6 empty] | 66 | 5000 | 817x380x110 |  | 220-240V |  | 5 |  | 120° | 3 | 70 |  | 5000 |  |  | >=0.9 | 105000 |  |  | 176.61 |  |  | 9 | C1 | 25 | max. 10% at 100.000 hrs |  | Available | 750/339 | Cx=0.3447;Cy=0.3553 | Class I | IK02 |  |  | 60 | 760 | -20 | 1 | 171 | RAL9016 | 50-60Hz | Passive | LED | dimmable | High Bay Rectangular | Tungsram High-bay IP66 | Indoor industrial |  |  | 30200 | Yes |  |  |  | Bracket kit. Suspension holder kit. Protective Cover
TBD | TU HB IP66 G1 1H20 5K70 C1 NL ST PC W1 | image | datasheet | deeplink | TUNGSRAM - Tungsram High-bay IP66 - 20200lm - 117W - 5000K - 70CRI - TBD[SKU] - Bracket. Y-cable | 8 | Bracket. Y-cable | LED | 1 | 117 | [8 empty] | CE. ENEC | [6 empty] | 66 | 5000 | 450x380x110 |  | 220-240V |  | 5 |  | 120° | 3 | 70 |  | 5000 |  |  | >=0.9 | 100000 |  |  | 172.65 |  |  | 9 | C1 | 25 | max. 10% at 100.000 hrs |  | Available | 750/339 | Cx=0.3447;Cy=0.3553 | Class I | IK02 |  |  | 60 | 520 | -20 | 1 | 117 | RAL9016 | 50-60Hz | Passive | LED | dimmable | High Bay Rectangular | Tungsram High-bay IP66 | Indoor industrial |  |  | 20200 | Yes |  |  |  | Bracket kit. Suspension holder kit. Protective Cover
TBD | TU HB IP66 G1 1H10 5K70 C1 NL ST PC W1 | image | datasheet | deeplink | TUNGSRAM - Tungsram High-bay IP66 - 10200lm - 57W - 5000K - 70CRI - TBD[SKU] - Bracket. Y-cable | 8 | Bracket. Y-cable | LED | 1 | 57 | [8 empty] | CE. ENEC | [6 empty] | 66 | 5000 | 450x380x110 |  | 220-240V |  | 5 |  | 120° | 3 | 70 |  | 5000 |  |  | >=0.9 | 115000 |  |  | 178.95 |  |  | 9 | C1 | 25 | max. 10% at 100.000 hrs |  | Available | 750/339 | Cx=0.3447;Cy=0.3553 | Class I | IK02 |  |  | 60 | 250 | -20 | 1 | 57 | RAL9016 | 50-60Hz | Passive | LED | dimmable | High Bay Rectangular | Tungsram High-bay IP66 | Indoor industrial |  |  | 10200 | Yes |  |  |  | Bracket kit. Suspension holder kit. Protective Cover
TBD | TU HB IP65 G1 2H45 5K70 C1 RF ST PC W1 | image | datasheet | deeplink | TUNGSRAM - Tungsram High-bay IP66 - 44100lm - 263W - 5000K - 70CRI - TBD[SKU] - Bracket. Y-cable | 12 | Bracket. Y-cable | LED | 1 | 263 | [8 empty] | CE | [6 empty] | 65 | 5000 | 882x380x90 |  | 220-240V |  | 5 |  | 120° | 3 | 70 |  | 5000 |  |  | >=0.9 | 116000 |  |  | 167.68 |  |  | 9 | C1 | 25 | max. 10% at 100.000 hrs |  | Available | 750/339 | Cx=0.3447;Cy=0.3553 | Class I | IK02 |  |  | 60 | 1170 | -20 | 1 | 263 | RAL9016 | 50-60Hz | Passive | LED | dimmable | High Bay Rectangular | Tungsram High-bay IP66 | Indoor industrial |  |  | 44100 | Yes |  |  |  | Bracket kit. Suspension holder kit. Protective Cover
TBD | TU HB IP65 G1 2H30 5K70 C1 RF ST PC W1 | image | datasheet | deeplink | TUNGSRAM - Tungsram High-bay IP66 - 30200lm - 172W - 5000K - 70CRI - TBD[SKU] - Bracket. Y-cable | 12 | Bracket. Y-cable | LED | 1 | 172 | [8 empty] | CE. ENEC | [6 empty] | 65 | 5000 | 882x380x90 |  | 220-240V |  | 5 |  | 120° | 3 | 70 |  | 5000 |  |  | >=0.9 | 105000 |  |  | 175.58 |  |  | 9 | C1 | 25 | max. 10% at 100.000 hrs |  | Available | 750/339 | Cx=0.3447;Cy=0.3553 | Class I | IK02 |  |  | 60 | 760 | -20 | 1 | 172 | RAL9016 | 50-60Hz | Passive | LED | dimmable | High Bay Rectangular | Tungsram High-bay IP66 | Indoor industrial |  |  | 30200 | Yes |  |  |  | Bracket kit. Suspension holder kit. Protective Cover
TBD | TU HB IP65 G1 1H20 5K70 C1 RF ST PC W1 | image | datasheet | deeplink | TUNGSRAM - Tungsram High-bay IP66 - 20200lm - 118W - 5000K - 70CRI - TBD[SKU] - Bracket. Y-cable | 8 | Bracket. Y-cable | LED | 1 | 118 | [8 empty] | CE. ENEC | [6 empty] | 65 | 5000 | 515x380x90 |  | 220-240V |  | 5 |  | 120° | 3 | 70 |  | 5000 |  |  | >=0.9 | 100000 |  |  | 171.19 |  |  | 9 | C1 | 25 | max. 10% at 100.000 hrs |  | Available | 750/339 | Cx=0.3447;Cy=0.3553 | Class I | IK02 |  |  | 60 | 520 | -20 | 1 | 118 | RAL9016 | 50-60Hz | Passive | LED | dimmable | High Bay Rectangular | Tungsram High-bay IP66 | Indoor industrial |  |  | 20200 | Yes |  |  |  | Bracket kit. Suspension holder kit. Protective Cover
TBD | TU HB IP65 G1 1H10 5K70 C1 RF ST PC W1 | image | datasheet | deeplink | TUNGSRAM - Tungsram High-bay IP66 - 10200lm - 58W - 5000K - 70CRI - TBD[SKU] - Bracket. Y-cable | 8 | Bracket. Y-cable | LED | 1 | 58 | [8 empty] | CE. ENEC | [6 empty] | 65 | 5000 | 515x380x90 |  | 220-240V |  | 5 |  | 120° | 3 | 70 |  | 5000 |  |  | >=0.9 | 115000 |  |  | 175.86 |  |  | 9 | C1 | 25 | max. 10% at 100.000 hrs |  | Available | 750/339 | Cx=0.3447;Cy=0.3553 | Class I | IK02 |  |  | 60 | 260 | -20 | 1 | 58 | RAL9016 | 50-60Hz | Passive | LED | dimmable | High Bay Rectangular | Tungsram High-bay IP66 | Indoor industrial |  |  | 10200 | Yes |  |  |  | Bracket kit. Suspension holder kit. Protective Cover
TBD | TU HB IP66 G1 2H45 5K70 C1 DL ST PC W1 | image | datasheet | deeplink | TUNGSRAM - Tungsram High-bay IP66 - 44100lm - 261W - 5000K - 70CRI - TBD[SKU] - Bracket. Y-cable | 12 | Bracket. Y-cable | LED | 1 | 261 | [8 empty] | CE | [6 empty] | 66 | 5000 | 817x380x90 |  | 220-240V |  | 5 |  | 120° | 3 | 70 |  | 5000 |  |  | >=0.9 | 116000 |  |  | 168.97 |  |  | 9 | C1 | 25 | max. 10% at 100.000 hrs |  | Available | 750/339 | Cx=0.3447;Cy=0.3553 | Class I | IK07 |  |  | 60 | 1160 | -20 | 1 | 261 | RAL9016 | 50-60Hz | Passive | LED | dimmable | High Bay Rectangular | Tungsram High-bay IP66 | Indoor industrial |  |  | 44100 | No sensor |  |  |  | Bracket kit. Suspension holder kit. Protective Cover
TBD | TU HB IP66 G1 2H30 5K70 C1 DL ST PC W1 | image | datasheet | deeplink | TUNGSRAM - Tungsram High-bay IP66 - 30200lm - 170W - 5000K - 70CRI - TBD[SKU] - Bracket. Y-cable | 12 | Bracket. Y-cable | LED | 1 | 170 | [8 empty] | CE. ENEC | [6 empty] | 66 | 5000 | 817x380x90 |  | 220-240V |  | 5 |  | 120° | 3 | 70 |  | 5000 |  |  | >=0.9 | 105000 |  |  | 177.65 |  |  | 9 | C1 | 25 | max. 10% at 100.000 hrs |  | Available | 750/339 | Cx=0.3447;Cy=0.3553 | Class I | IK07 |  |  | 60 | 750 | -20 | 1 | 170 | RAL9016 | 50-60Hz | Passive | LED | dimmable | High Bay Rectangular | Tungsram High-bay IP66 | Indoor industrial |  |  | 30200 | No sensor |  |  |  | Bracket kit. Suspension holder kit. Protective Cover
TBD | TU HB IP66 G1 1H20 5K70 C1 DL ST PC W1 | image | datasheet | deeplink | TUNGSRAM - Tungsram High-bay IP66 - 20200lm - 116W - 5000K - 70CRI - TBD[SKU] - Bracket. Y-cable | 8 | Bracket. Y-cable | LED | 1 | 116 | [8 empty] | CE. ENEC | [6 empty] | 66 | 5000 | 450x380x90 |  | 220-240V |  | 5 |  | 120° | 3 | 70 |  | 5000 |  |  | >=0.9 | 100000 |  |  | 174.14 |  |  | 9 | C1 | 25 | max. 10% at 100.000 hrs |  | Available | 750/339 | Cx=0.3447;Cy=0.3553 | Class I | IK07 |  |  | 60 | 510 | -20 | 1 | 116 | RAL9016 | 50-60Hz | Passive | LED | dimmable | High Bay Rectangular | Tungsram High-bay IP66 | Indoor industrial |  |  | 20200 | No sensor |  |  |  | Bracket kit. Suspension holder kit. Protective Cover
TBD | TU HB IP66 G1 1H10 5K70 C1 DL ST PC W1 | image | datasheet | deeplink | TUNGSRAM - Tungsram High-bay IP66 - 10200lm - 56W - 5000K - 70CRI - TBD[SKU] - Bracket. Y-cable | 8 | Bracket. Y-cable | LED | 1 | 56 | [8 empty] | CE. ENEC | [6 empty] | 66 | 5000 | 450x380x90 |  | 220-240V |  | 5 |  | 120° | 3 | 70 |  | 5000 |  |  | >=0.9 | 115000 |  |  | 182.14 |  |  | 9 | C1 | 25 | max. 10% at 100.000 hrs |  | Available | 750/339 | Cx=0.3447;Cy=0.3553 | Class I | IK07 |  |  | 60 | 250 | -20 | 1 | 56 | RAL9016 | 50-60Hz | Passive | LED | dimmable | High Bay Rectangular | Tungsram High-bay IP66 | Indoor industrial |  |  | 10200 | No sensor |  |  |  | Bracket kit. Suspension holder kit. Protective Cover
TBD | TU HB IP65 G1 1S30 5K70 C1 RF ST PC W1 | image | datasheet | deeplink | TUNGSRAM - Tungsram High-bay IP66 - 29200lm - 201W - 5000K - 70CRI - TBD[SKU] - Bracket. Y-cable | 8 | Bracket. Y-cable | LED | 1 | 201 | [8 empty] | CE. ENEC | [6 empty] | 65 | 5000 | 515x380x90 |  | 220-240V |  | 5 |  | 120° | 3 | 70 |  | 5000 |  |  | >=0.9 | 117000 |  |  | 145.27 |  |  | 9 | C1 | 25 | max. 10% at 100.000 hrs |  | Available | 750/339 | Cx=0.3447;Cy=0.3553 | Class I | IK02 |  |  | 60 | 890 | -20 | 1 | 201 | RAL9016 | 50-60Hz | Passive | LED | dimmable | High Bay Rectangular | Tungsram High-bay IP66 | Indoor industrial |  |  | 29200 | Yes |  |  |  | Bracket kit. Suspension holder kit. Protective Cover
TBD | TU HB IP65 G1 1S20 5K70 C1 RF ST PC W1 | image | datasheet | deeplink | TUNGSRAM - Tungsram High-bay IP66 - 20600lm - 143W - 5000K - 70CRI - TBD[SKU] - Bracket. Y-cable | 8 | Bracket. Y-cable | LED | 1 | 143 | [8 empty] | CE. ENEC | [6 empty] | 65 | 5000 | 515x380x90 |  | 220-240V |  | 5 |  | 120° | 3 | 70 |  | 5000 |  |  | >=0.9 | 197000 |  |  | 144.06 |  |  | 9 | C1 | 25 | max. 10% at 100.000 hrs |  | Available | 750/339 | Cx=0.3447;Cy=0.3553 | Class I | IK02 |  |  | 60 | 630 | -20 | 1 | 143 | RAL9016 | 50-60Hz | Passive | LED | dimmable | High Bay Rectangular | Tungsram High-bay IP66 | Indoor industrial |  |  | 20600 | Yes |  |  |  | Bracket kit. Suspension holder kit. Protective Cover
TBD | TU HB IP65 G1 1S10 5K70 C1 RF ST PC W1 | image | datasheet | deeplink | TUNGSRAM - Tungsram High-bay IP66 - 9990lm - 69W - 5000K - 70CRI - TBD[SKU] - Bracket. Y-cable | 8 | Bracket. Y-cable | LED | 1 | 69 | [8 empty] | CE. ENEC | [6 empty] | 65 | 5000 | 515x380x90 |  | 220-240V |  | 5 |  | 120° | 3 | 70 |  | 5000 |  |  | >=0.9 | 259000 |  |  | 144.78 |  |  | 9 | C1 | 25 | max. 10% at 100.000 hrs |  | Available | 750/339 | Cx=0.3447;Cy=0.3553 | Class I | IK02 |  |  | 60 | 300 | -20 | 1 | 69 | RAL9016 | 50-60Hz | Passive | LED | dimmable | High Bay Rectangular | Tungsram High-bay IP66 | Indoor industrial |  |  | 9990 | Yes |  |  |  | Bracket kit. Suspension holder kit. Protective Cover
TBD | TU HB IP66 G1 1S30 5K70 C1 DL ST PC W1 | image | datasheet | deeplink | TUNGSRAM - Tungsram High-bay IP66 - 29200lm - 199W - 5000K - 70CRI - TBD[SKU] - Bracket. Y-cable | 8 | Bracket. Y-cable | LED | 1 | 199 | [8 empty] | CE. ENEC | [6 empty] | 66 | 5000 | 450x380x90 |  | 220-240V |  | 5 |  | 120° | 3 | 70 |  | 5000 |  |  | >=0.9 | 117000 |  |  | 146.73 |  |  | 9 | C1 | 25 | max. 10% at 100.000 hrs |  | Available | 750/339 | Cx=0.3447;Cy=0.3553 | Class I | IK07 |  |  | 60 | 880 | -20 | 1 | 199 | RAL9016 | 50-60Hz | Passive | LED | dimmable | High Bay Rectangular | Tungsram High-bay IP66 | Indoor industrial |  |  | 29200 | No sensor |  |  |  | Bracket kit. Suspension holder kit. Protective Cover
TBD | TU HB IP66 G1 1S20 5K70 C1 DL ST PC W1 | image | datasheet | deeplink | TUNGSRAM - Tungsram High-bay IP66 - 20600lm - 141W - 5000K - 70CRI - TBD[SKU] - Bracket. Y-cable | 8 | Bracket. Y-cable | LED | 1 | 141 | [8 empty] | CE. ENEC | [6 empty] | 66 | 5000 | 450x380x90 |  | 220-240V |  | 5 |  | 120° | 3 | 70 |  | 5000 |  |  | >=0.9 | 197000 |  |  | 146.1 |  |  | 9 | C1 | 25 | max. 10% at 100.000 hrs |  | Available | 750/339 | Cx=0.3447;Cy=0.3553 | Class I | IK07 |  |  | 60 | 630 | -20 | 1 | 141 | RAL9016 | 50-60Hz | Passive | LED | dimmable | High Bay Rectangular | Tungsram High-bay IP66 | Indoor industrial |  |  | 20600 | No sensor |  |  |  | Bracket kit. Suspension holder kit. Protective Cover
TBD | TU HB IP66 G1 1S10 5K70 C1 DL ST PC W1 | image | datasheet | deeplink | TUNGSRAM - Tungsram High-bay IP66 - 9990lm - 67W - 5000K - 70CRI - TBD[SKU] - Bracket. Y-cable | 8 | Bracket. Y-cable | LED | 1 | 67 | [8 empty] | CE. ENEC | [6 empty] | 66 | 5000 | 450x380x90 |  | 220-240V |  | 5 |  | 120° | 3 | 70 |  | 5000 |  |  | >=0.9 | 259000 |  |  | 149.1 |  |  | 9 | C1 | 25 | max. 10% at 100.000 hrs |  | Available | 750/339 | Cx=0.3447;Cy=0.3553 | Class I | IK07 |  |  | 60 | 300 | -20 | 1 | 67 | RAL9016 | 50-60Hz | Passive | LED | dimmable | High Bay Rectangular | Tungsram High-bay IP66 | Indoor industrial |  |  | 9990 | No sensor |  |  |  | Bracket kit. Suspension holder kit. Protective Cover
TBD | TU HB IP65 G1 1S30 5K70 C1 SN ST PC W1 | image | datasheet | deeplink | TUNGSRAM - Tungsram High-bay IP66 - 29200lm - 201W - 5000K - 70CRI - TBD[SKU] - Bracket. Y-cable | 8 | Bracket. Y-cable | LED | 1 | 201 | [8 empty] | CE. ENEC | [6 empty] | 65 | 5000 | 515x380x90 |  | 220-240V |  | 5 |  | 120° | 3 | 70 |  | 5000 |  |  | >=0.9 | 117000 |  |  | 145.27 |  |  | 9 | C1 | 25 | max. 10% at 100.000 hrs |  | Available | 750/339 | Cx=0.3447;Cy=0.3553 | Class I | IK02 |  |  | 60 | 890 | -20 | 1 | 201 | RAL9016 | 50-60Hz | Passive | LED | dimmable | High Bay Rectangular | Tungsram High-bay IP66 | Indoor industrial |  |  | 29200 | Yes |  |  |  | Bracket kit. Suspension holder kit. Protective Cover
TBD | TU HB IP65 G1 1S20 5K70 C1 SN ST PC W1 | image | datasheet | deeplink | TUNGSRAM - Tungsram High-bay IP66 - 20600lm - 143W - 5000K - 70CRI - TBD[SKU] - Bracket. Y-cable | 8 | Bracket. Y-cable | LED | 1 | 143 | [8 empty] | CE. ENEC | [6 empty] | 65 | 5000 | 515x380x90 |  | 220-240V |  | 5 |  | 120° | 3 | 70 |  | 5000 |  |  | >=0.9 | 197000 |  |  | 144.06 |  |  | 9 | C1 | 25 | max. 10% at 100.000 hrs |  | Available | 750/339 | Cx=0.3447;Cy=0.3553 | Class I | IK02 |  |  | 60 | 630 | -20 | 1 | 143 | RAL9016 | 50-60Hz | Passive | LED | dimmable | High Bay Rectangular | Tungsram High-bay IP66 | Indoor industrial |  |  | 20600 | Yes |  |  |  | Bracket kit. Suspension holder kit. Protective Cover
TBD | TU HB IP65 G1 1S10 5K70 C1 SN ST PC W1 | image | datasheet | deeplink | TUNGSRAM - Tungsram High-bay IP66 - 9990lm - 69W - 5000K - 70CRI - TBD[SKU] - Bracket. Y-cable | 8 | Bracket. Y-cable | LED | 1 | 69 | [8 empty] | CE. ENEC | [6 empty] | 65 | 5000 | 515x380x90 |  | 220-240V |  | 5 |  | 120° | 3 | 70 |  | 5000 |  |  | >=0.9 | 259000 |  |  | 144.78 |  |  | 9 | C1 | 25 | max. 10% at 100.000 hrs |  | Available | 750/339 | Cx=0.3447;Cy=0.3553 | Class I | IK02 |  |  | 60 | 300 | -20 | 1 | 69 | RAL9016 | 50-60Hz | Passive | LED | dimmable | High Bay Rectangular | Tungsram High-bay IP66 | Indoor industrial |  |  | 9990 | Yes |  |  |  | Bracket kit. Suspension holder kit. Protective Cover
TBD | TU HB IP66 G1 1S30 5K70 C1 FX ST PC W1 | image | datasheet | deeplink | TUNGSRAM - Tungsram High-bay IP66 - 29200lm - 199W - 5000K - 70CRI - TBD[SKU] - Bracket. Y-cable | 8 | Bracket. Y-cable | LED | 1 | 199 | [8 empty] | CE. ENEC | [6 empty] | 66 | 5000 | 450x380x90 |  | 220-240V |  | 5 |  | 120° | 3 | 70 |  | 5000 |  |  | >=0.9 | 117000 |  |  | 146.73 |  |  | 9 | C1 | 25 | max. 10% at 100.000 hrs |  | Available | 750/339 | Cx=0.3447;Cy=0.3553 | Class I | IK07 |  |  | 60 | 880 | -20 | 1 | 199 | RAL9016 | 50-60Hz | Passive | LED | none | High Bay Rectangular | Tungsram High-bay IP66 | Indoor industrial |  |  | 29200 | No sensor |  |  |  | Bracket kit. Suspension holder kit. Protective Cover
TBD | TU HB IP66 G1 1S20 5K70 C1 FX ST PC W1 | image | datasheet | deeplink | TUNGSRAM - Tungsram High-bay IP66 - 20600lm - 141W - 5000K - 70CRI - TBD[SKU] - Bracket. Y-cable | 8 | Bracket. Y-cable | LED | 1 | 141 | [8 empty] | CE. ENEC | [6 empty] | 66 | 5000 | 450x380x90 |  | 220-240V |  | 5 |  | 120° | 3 | 70 |  | 5000 |  |  | >=0.9 | 197000 |  |  | 146.1 |  |  | 9 | C1 | 25 | max. 10% at 100.000 hrs |  | Available | 750/339 | Cx=0.3447;Cy=0.3553 | Class I | IK07 |  |  | 60 | 630 | -20 | 1 | 141 | RAL9016 | 50-60Hz | Passive | LED | none | High Bay Rectangular | Tungsram High-bay IP66 | Indoor industrial |  |  | 20600 | No sensor |  |  |  | Bracket kit. Suspension holder kit. Protective Cover
TBD | TU HB IP66 G1 1S10 5K70 C1 FX ST PC W1 | image | datasheet | deeplink | TUNGSRAM - Tungsram High-bay IP66 - 9990lm - 67W - 5000K - 70CRI - TBD[SKU] - Bracket. Y-cable | 8 | Bracket. Y-cable | LED | 1 | 67 | [8 empty] | CE. ENEC | [6 empty] | 66 | 5000 | 450x380x90 |  | 220-240V |  | 5 |  | 120° | 3 | 70 |  | 5000 |  |  | >=0.9 | 259000 |  |  | 149.1 |  |  | 9 | C1 | 25 | max. 10% at 100.000 hrs |  | Available | 750/339 | Cx=0.3447;Cy=0.3553 | Class I | IK07 |  |  | 60 | 300 | -20 | 1 | 67 | RAL9016 | 50-60Hz | Passive | LED | none | High Bay Rectangular | Tungsram High-bay IP66 | Indoor industrial |  |  | 9990 | No sensor |  |  |  | Bracket kit. Suspension holder kit. Protective Cover
TBD | TU HB IP66 G1 2H45 4K70 C1 NL ST PC W1 | image | datasheet | deeplink | TUNGSRAM - Tungsram High-bay IP66 - 42330lm - 261W - 4000K - 70CRI - TBD[SKU] - Bracket. Y-cable | 12 | Bracket. Y-cable | LED | 1 | 261 | [8 empty] | CE | [6 empty] | 66 | 4000 | 817x380x110 |  | 220-240V |  | 5 |  | 120° | 3 | 70 |  | 4000 |  |  | >=0.9 | 116000 |  |  | 162.18 |  |  | 9 | C1 | 25 | max. 10% at 100.000 hrs |  | Available | 740/339 | Cx=0.4338;Cy=0.4030 | Class I | IK02 |  |  | 60 | 1160 | -20 | 1 | 261 | RAL9016 | 50-60Hz | Passive | LED | dimmable | High Bay Rectangular | Tungsram High-bay IP66 | Indoor industrial |  |  | 42330 | Yes |  |  |  | Bracket kit. Suspension holder kit. Protective Cover
TBD | TU HB IP66 G1 2H30 4K70 C1 NL ST PC W1 | image | datasheet | deeplink | TUNGSRAM - Tungsram High-bay IP66 - 28990lm - 171W - 4000K - 70CRI - TBD[SKU] - Bracket. Y-cable | 12 | Bracket. Y-cable | LED | 1 | 171 | [8 empty] | CE. ENEC | [6 empty] | 66 | 4000 | 817x380x110 |  | 220-240V |  | 5 |  | 120° | 3 | 70 |  | 4000 |  |  | >=0.9 | 105000 |  |  | 169.53 |  |  | 9 | C1 | 25 | max. 10% at 100.000 hrs |  | Available | 740/339 | Cx=0.4338;Cy=0.4030 | Class I | IK02 |  |  | 60 | 760 | -20 | 1 | 171 | RAL9016 | 50-60Hz | Passive | LED | dimmable | High Bay Rectangular | Tungsram High-bay IP66 | Indoor industrial |  |  | 28990 | Yes |  |  |  | Bracket kit. Suspension holder kit. Protective Cover
TBD | TU HB IP66 G1 1H20 4K70 C1 NL ST PC W1 | image | datasheet | deeplink | TUNGSRAM - Tungsram High-bay IP66 - 19390lm - 117W - 4000K - 70CRI - TBD[SKU] - Bracket. Y-cable | 8 | Bracket. Y-cable | LED | 1 | 117 | [8 empty] | CE. ENEC | [6 empty] | 66 | 4000 | 450x380x110 |  | 220-240V |  | 5 |  | 120° | 3 | 70 |  | 4000 |  |  | >=0.9 | 100000 |  |  | 165.73 |  |  | 9 | C1 | 25 | max. 10% at 100.000 hrs |  | Available | 740/339 | Cx=0.4338;Cy=0.4030 | Class I | IK02 |  |  | 60 | 520 | -20 | 1 | 117 | RAL9016 | 50-60Hz | Passive | LED | dimmable | High Bay Rectangular | Tungsram High-bay IP66 | Indoor industrial |  |  | 19390 | Yes |  |  |  | Bracket kit. Suspension holder kit. Protective Cover
TBD | TU HB IP66 G1 1H10 4K70 C1 NL ST PC W1 | image | datasheet | deeplink | TUNGSRAM - Tungsram High-bay IP66 - 9790lm - 57W - 4000K - 70CRI - TBD[SKU] - Bracket. Y-cable | 8 | Bracket. Y-cable | LED | 1 | 57 | [8 empty] | CE. ENEC | [6 empty] | 66 | 4000 | 450x380x110 |  | 220-240V |  | 5 |  | 120° | 3 | 70 |  | 4000 |  |  | >=0.9 | 115000 |  |  | 171.75 |  |  | 9 | C1 | 25 | max. 10% at 100.000 hrs |  | Available | 740/339 | Cx=0.4338;Cy=0.4030 | Class I | IK02 |  |  | 60 | 250 | -20 | 1 | 57 | RAL9016 | 50-60Hz | Passive | LED | dimmable | High Bay Rectangular | Tungsram High-bay IP66 | Indoor industrial |  |  | 9790 | Yes |  |  |  | Bracket kit. Suspension holder kit. Protective Cover
TBD | TU HB IP65 G1 2H45 4K70 C1 RF ST PC W1 | image | datasheet | deeplink | TUNGSRAM - Tungsram High-bay IP66 - 42330lm - 263W - 4000K - 70CRI - TBD[SKU] - Bracket. Y-cable | 12 | Bracket. Y-cable | LED | 1 | 263 | [8 empty] | CE | [6 empty] | 65 | 4000 | 882x380x90 |  | 220-240V |  | 5 |  | 120° | 3 | 70 |  | 4000 |  |  | >=0.9 | 116000 |  |  | 160.95 |  |  | 9 | C1 | 25 | max. 10% at 100.000 hrs |  | Available | 740/339 | Cx=0.4338;Cy=0.4030 | Class I | IK02 |  |  | 60 | 1170 | -20 | 1 | 263 | RAL9016 | 50-60Hz | Passive | LED | dimmable | High Bay Rectangular | Tungsram High-bay IP66 | Indoor industrial |  |  | 42330 | Yes |  |  |  | Bracket kit. Suspension holder kit. Protective Cover
TBD | TU HB IP65 G1 2H30 4K70 C1 RF ST PC W1 | image | datasheet | deeplink | TUNGSRAM - Tungsram High-bay IP66 - 28990lm - 172W - 4000K - 70CRI - TBD[SKU] - Bracket. Y-cable | 12 | Bracket. Y-cable | LED | 1 | 172 | [8 empty] | CE. ENEC | [6 empty] | 65 | 4000 | 882x380x90 |  | 220-240V |  | 5 |  | 120° | 3 | 70 |  | 4000 |  |  | >=0.9 | 105000 |  |  | 168.55 |  |  | 9 | C1 | 25 | max. 10% at 100.000 hrs |  | Available | 740/339 | Cx=0.4338;Cy=0.4030 | Class I | IK02 |  |  | 60 | 760 | -20 | 1 | 172 | RAL9016 | 50-60Hz | Passive | LED | dimmable | High Bay Rectangular | Tungsram High-bay IP66 | Indoor industrial |  |  | 28990 | Yes |  |  |  | Bracket kit. Suspension holder kit. Protective Cover
TBD | TU HB IP65 G1 1H20 4K70 C1 RF ST PC W1 | image | datasheet | deeplink | TUNGSRAM - Tungsram High-bay IP66 - 19390lm - 118W - 4000K - 70CRI - TBD[SKU] - Bracket. Y-cable | 8 | Bracket. Y-cable | LED | 1 | 118 | [8 empty] | CE. ENEC | [6 empty] | 65 | 4000 | 515x380x90 |  | 220-240V |  | 5 |  | 120° | 3 | 70 |  | 4000 |  |  | >=0.9 | 100000 |  |  | 164.32 |  |  | 9 | C1 | 25 | max. 10% at 100.000 hrs |  | Available | 740/339 | Cx=0.4338;Cy=0.4030 | Class I | IK02 |  |  | 60 | 520 | -20 | 1 | 118 | RAL9016 | 50-60Hz | Passive | LED | dimmable | High Bay Rectangular | Tungsram High-bay IP66 | Indoor industrial |  |  | 19390 | Yes |  |  |  | Bracket kit. Suspension holder kit. Protective Cover
TBD | TU HB IP65 G1 1H10 4K70 C1 RF ST PC W1 | image | datasheet | deeplink | TUNGSRAM - Tungsram High-bay IP66 - 9790lm - 58W - 4000K - 70CRI - TBD[SKU] - Bracket. Y-cable | 8 | Bracket. Y-cable | LED | 1 | 58 | [8 empty] | CE. ENEC | [6 empty] | 65 | 4000 | 515x380x90 |  | 220-240V |  | 5 |  | 120° | 3 | 70 |  | 4000 |  |  | >=0.9 | 115000 |  |  | 168.79 |  |  | 9 | C1 | 25 | max. 10% at 100.000 hrs |  | Available | 740/339 | Cx=0.4338;Cy=0.4030 | Class I | IK02 |  |  | 60 | 260 | -20 | 1 | 58 | RAL9016 | 50-60Hz | Passive | LED | dimmable | High Bay Rectangular | Tungsram High-bay IP66 | Indoor industrial |  |  | 9790 | Yes |  |  |  | Bracket kit. Suspension holder kit. Protective Cover
TBD | TU HB IP66 G1 2H45 4K70 C1 DL ST PC W1 | image | datasheet | deeplink | TUNGSRAM - Tungsram High-bay IP66 - 42330lm - 261W - 4000K - 70CRI - TBD[SKU] - Bracket. Y-cable | 12 | Bracket. Y-cable | LED | 1 | 261 | [8 empty] | CE | [6 empty] | 66 | 4000 | 817x380x90 |  | 220-240V |  | 5 |  | 120° | 3 | 70 |  | 4000 |  |  | >=0.9 | 116000 |  |  | 162.18 |  |  | 9 | C1 | 25 | max. 10% at 100.000 hrs |  | Available | 740/339 | Cx=0.4338;Cy=0.4030 | Class I | IK07 |  |  | 60 | 1160 | -20 | 1 | 261 | RAL9016 | 50-60Hz | Passive | LED | dimmable | High Bay Rectangular | Tungsram High-bay IP66 | Indoor industrial |  |  | 42330 | No sensor |  |  |  | Bracket kit. Suspension holder kit. Protective Cover
TBD | TU HB IP66 G1 2H30 4K70 C1 DL ST PC W1 | image | datasheet | deeplink | TUNGSRAM - Tungsram High-bay IP66 - 28990lm - 170W - 4000K - 70CRI - TBD[SKU] - Bracket. Y-cable | 12 | Bracket. Y-cable | LED | 1 | 170 | [8 empty] | CE. ENEC | [6 empty] | 66 | 4000 | 817x380x90 |  | 220-240V |  | 5 |  | 120° | 3 | 70 |  | 4000 |  |  | >=0.9 | 105000 |  |  | 170.53 |  |  | 9 | C1 | 25 | max. 10% at 100.000 hrs |  | Available | 740/339 | Cx=0.4338;Cy=0.4030 | Class I | IK07 |  |  | 60 | 750 | -20 | 1 | 170 | RAL9016 | 50-60Hz | Passive | LED | dimmable | High Bay Rectangular | Tungsram High-bay IP66 | Indoor industrial |  |  | 28990 | No sensor |  |  |  | Bracket kit. Suspension holder kit. Protective Cover
TBD | TU HB IP66 G1 1H20 4K70 C1 DL ST PC W1 | image | datasheet | deeplink | TUNGSRAM - Tungsram High-bay IP66 - 19390lm - 116W - 4000K - 70CRI - TBD[SKU] - Bracket. Y-cable | 8 | Bracket. Y-cable | LED | 1 | 116 | [8 empty] | CE. ENEC | [6 empty] | 66 | 4000 | 450x380x90 |  | 220-240V |  | 5 |  | 120° | 3 | 70 |  | 4000 |  |  | >=0.9 | 100000 |  |  | 167.16 |  |  | 9 | C1 | 25 | max. 10% at 100.000 hrs |  | Available | 740/339 | Cx=0.4338;Cy=0.4030 | Class I | IK07 |  |  | 60 | 510 | -20 | 1 | 116 | RAL9016 | 50-60Hz | Passive | LED | dimmable | High Bay Rectangular | Tungsram High-bay IP66 | Indoor industrial |  |  | 19390 | No sensor |  |  |  | Bracket kit. Suspension holder kit. Protective Cover
TBD | TU HB IP66 G1 1H10 4K70 C1 DL ST PC W1 | image | datasheet | deeplink | TUNGSRAM - Tungsram High-bay IP66 - 9790lm - 56W - 4000K - 70CRI - TBD[SKU] - Bracket. Y-cable | 8 | Bracket. Y-cable | LED | 1 | 56 | [8 empty] | CE. ENEC | [6 empty] | 66 | 4000 | 450x380x90 |  | 220-240V |  | 5 |  | 120° | 3 | 70 |  | 4000 |  |  | >=0.9 | 115000 |  |  | 174.82 |  |  | 9 | C1 | 25 | max. 10% at 100.000 hrs |  | Available | 740/339 | Cx=0.4338;Cy=0.4030 | Class I | IK07 |  |  | 60 | 250 | -20 | 1 | 56 | RAL9016 | 50-60Hz | Passive | LED | dimmable | High Bay Rectangular | Tungsram High-bay IP66 | Indoor industrial |  |  | 9790 | No sensor |  |  |  | Bracket kit. Suspension holder kit. Protective Cover
TBD | TU HB IP65 G1 1S30 4K70 C1 RF ST PC W1 | image | datasheet | deeplink | TUNGSRAM - Tungsram High-bay IP66 - 28030lm - 201W - 4000K - 70CRI - TBD[SKU] - Bracket. Y-cable | 8 | Bracket. Y-cable | LED | 1 | 201 | [8 empty] | CE. ENEC | [6 empty] | 65 | 4000 | 515x380x90 |  | 220-240V |  | 5 |  | 120° | 3 | 70 |  | 4000 |  |  | >=0.9 | 117000 |  |  | 139.45 |  |  | 9 | C1 | 25 | max. 10% at 100.000 hrs |  | Available | 740/339 | Cx=0.4338;Cy=0.4030 | Class I | IK02 |  |  | 60 | 890 | -20 | 1 | 201 | RAL9016 | 50-60Hz | Passive | LED | dimmable | High Bay Rectangular | Tungsram High-bay IP66 | Indoor industrial |  |  | 28030 | Yes |  |  |  | Bracket kit. Suspension holder kit. Protective Cover
TBD | TU HB IP65 G1 1S20 4K70 C1 RF ST PC W1 | image | datasheet | deeplink | TUNGSRAM - Tungsram High-bay IP66 - 19770lm - 143W - 4000K - 70CRI - TBD[SKU] - Bracket. Y-cable | 8 | Bracket. Y-cable | LED | 1 | 143 | [8 empty] | CE. ENEC | [6 empty] | 65 | 4000 | 515x380x90 |  | 220-240V |  | 5 |  | 120° | 3 | 70 |  | 4000 |  |  | >=0.9 | 197000 |  |  | 138.25 |  |  | 9 | C1 | 25 | max. 10% at 100.000 hrs |  | Available | 740/339 | Cx=0.4338;Cy=0.4030 | Class I | IK02 |  |  | 60 | 630 | -20 | 1 | 143 | RAL9016 | 50-60Hz | Passive | LED | dimmable | High Bay Rectangular | Tungsram High-bay IP66 | Indoor industrial |  |  | 19770 | Yes |  |  |  | Bracket kit. Suspension holder kit. Protective Cover
TBD | TU HB IP65 G1 1S10 4K70 C1 RF ST PC W1 | image | datasheet | deeplink | TUNGSRAM - Tungsram High-bay IP66 - 9590lm - 69W - 4000K - 70CRI - TBD[SKU] - Bracket. Y-cable | 8 | Bracket. Y-cable | LED | 1 | 69 | [8 empty] | CE. ENEC | [6 empty] | 65 | 4000 | 515x380x90 |  | 220-240V |  | 5 |  | 120° | 3 | 70 |  | 4000 |  |  | >=0.9 | 259000 |  |  | 138.99 |  |  | 9 | C1 | 25 | max. 10% at 100.000 hrs |  | Available | 740/339 | Cx=0.4338;Cy=0.4030 | Class I | IK02 |  |  | 60 | 300 | -20 | 1 | 69 | RAL9016 | 50-60Hz | Passive | LED | dimmable | High Bay Rectangular | Tungsram High-bay IP66 | Indoor industrial |  |  | 9590 | Yes |  |  |  | Bracket kit. Suspension holder kit. Protective Cover
TBD | TU HB IP66 G1 1S30 4K70 C1 DL ST PC W1 | image | datasheet | deeplink | TUNGSRAM - Tungsram High-bay IP66 - 28030lm - 199W - 4000K - 70CRI - TBD[SKU] - Bracket. Y-cable | 8 | Bracket. Y-cable | LED | 1 | 199 | [8 empty] | CE. ENEC | [6 empty] | 66 | 4000 | 450x380x90 |  | 220-240V |  | 5 |  | 120° | 3 | 70 |  | 4000 |  |  | >=0.9 | 117000 |  |  | 140.85 |  |  | 9 | C1 | 25 | max. 10% at 100.000 hrs |  | Available | 740/339 | Cx=0.4338;Cy=0.4030 | Class I | IK07 |  |  | 60 | 880 | -20 | 1 | 199 | RAL9016 | 50-60Hz | Passive | LED | dimmable | High Bay Rectangular | Tungsram High-bay IP66 | Indoor industrial |  |  | 28030 | No sensor |  |  |  | Bracket kit. Suspension holder kit. Protective Cover
TBD | TU HB IP66 G1 1S20 4K70 C1 DL ST PC W1 | image | datasheet | deeplink | TUNGSRAM - Tungsram High-bay IP66 - 19770lm - 141W - 4000K - 70CRI - TBD[SKU] - Bracket. Y-cable | 8 | Bracket. Y-cable | LED | 1 | 141 | [8 empty] | CE. ENEC | [6 empty] | 66 | 4000 | 450x380x90 |  | 220-240V |  | 5 |  | 120° | 3 | 70 |  | 4000 |  |  | >=0.9 | 197000 |  |  | 140.21 |  |  | 9 | C1 | 25 | max. 10% at 100.000 hrs |  | Available | 740/339 | Cx=0.4338;Cy=0.4030 | Class I | IK07 |  |  | 60 | 630 | -20 | 1 | 141 | RAL9016 | 50-60Hz | Passive | LED | dimmable | High Bay Rectangular | Tungsram High-bay IP66 | Indoor industrial |  |  | 19770 | No sensor |  |  |  | Bracket kit. Suspension holder kit. Protective Cover
TBD | TU HB IP66 G1 1S10 4K70 C1 DL ST PC W1 | image | datasheet | deeplink | TUNGSRAM - Tungsram High-bay IP66 - 9590lm - 67W - 4000K - 70CRI - TBD[SKU] - Bracket. Y-cable | 8 | Bracket. Y-cable | LED | 1 | 67 | [8 empty] | CE. ENEC | [6 empty] | 66 | 4000 | 450x380x90 |  | 220-240V |  | 5 |  | 120° | 3 | 70 |  | 4000 |  |  | >=0.9 | 259000 |  |  | 143.13 |  |  | 9 | C1 | 25 | max. 10% at 100.000 hrs |  | Available | 740/339 | Cx=0.4338;Cy=0.4030 | Class I | IK07 |  |  | 60 | 300 | -20 | 1 | 67 | RAL9016 | 50-60Hz | Passive | LED | dimmable | High Bay Rectangular | Tungsram High-bay IP66 | Indoor industrial |  |  | 9590 | No sensor |  |  |  | Bracket kit. Suspension holder kit. Protective Cover
TBD | TU HB IP65 G1 1S30 4K70 C1 SN ST PC W1 | image | datasheet | deeplink | TUNGSRAM - Tungsram High-bay IP66 - 28030lm - 201W - 4000K - 70CRI - TBD[SKU] - Bracket. Y-cable | 8 | Bracket. Y-cable | LED | 1 | 201 | [8 empty] | CE. ENEC | [6 empty] | 65 | 4000 | 515x380x90 |  | 220-240V |  | 5 |  | 120° | 3 | 70 |  | 4000 |  |  | >=0.9 | 117000 |  |  | 139.45 |  |  | 9 | C1 | 25 | max. 10% at 100.000 hrs |  | Available | 740/339 | Cx=0.4338;Cy=0.4030 | Class I | IK02 |  |  | 60 | 890 | -20 | 1 | 201 | RAL9016 | 50-60Hz | Passive | LED | dimmable | High Bay Rectangular | Tungsram High-bay IP66 | Indoor industrial |  |  | 28030 | Yes |  |  |  | Bracket kit. Suspension holder kit. Protective Cover
TBD | TU HB IP65 G1 1S20 4K70 C1 SN ST PC W1 | image | datasheet | deeplink | TUNGSRAM - Tungsram High-bay IP66 - 19770lm - 143W - 4000K - 70CRI - TBD[SKU] - Bracket. Y-cable | 8 | Bracket. Y-cable | LED | 1 | 143 | [8 empty] | CE. ENEC | [6 empty] | 65 | 4000 | 515x380x90 |  | 220-240V |  | 5 |  | 120° | 3 | 70 |  | 4000 |  |  | >=0.9 | 197000 |  |  | 138.25 |  |  | 9 | C1 | 25 | max. 10% at 100.000 hrs |  | Available | 740/339 | Cx=0.4338;Cy=0.4030 | Class I | IK02 |  |  | 60 | 630 | -20 | 1 | 143 | RAL9016 | 50-60Hz | Passive | LED | dimmable | High Bay Rectangular | Tungsram High-bay IP66 | Indoor industrial |  |  | 19770 | Yes |  |  |  | Bracket kit. Suspension holder kit. Protective Cover
TBD | TU HB IP65 G1 1S10 4K70 C1 SN ST PC W1 | image | datasheet | deeplink | TUNGSRAM - Tungsram High-bay IP66 - 9590lm - 69W - 4000K - 70CRI - TBD[SKU] - Bracket. Y-cable | 8 | Bracket. Y-cable | LED | 1 | 69 | [8 empty] | CE. ENEC | [6 empty] | 65 | 4000 | 515x380x90 |  | 220-240V |  | 5 |  | 120° | 3 | 70 |  | 4000 |  |  | >=0.9 | 259000 |  |  | 138.99 |  |  | 9 | C1 | 25 | max. 10% at 100.000 hrs |  | Available | 740/339 | Cx=0.4338;Cy=0.4030 | Class I | IK02 |  |  | 60 | 300 | -20 | 1 | 69 | RAL9016 | 50-60Hz | Passive | LED | dimmable | High Bay Rectangular | Tungsram High-bay IP66 | Indoor industrial |  |  | 9590 | Yes |  |  |  | Bracket kit. Suspension holder kit. Protective Cover
TBD | TU HB IP66 G1 1S30 4K70 C1 FX ST PC W1 | image | datasheet | deeplink | TUNGSRAM - Tungsram High-bay IP66 - 28030lm - 199W - 4000K - 70CRI - TBD[SKU] - Bracket. Y-cable | 8 | Bracket. Y-cable | LED | 1 | 199 | [8 empty] | CE. ENEC | [6 empty] | 66 | 4000 | 450x380x90 |  | 220-240V |  | 5 |  | 120° | 3 | 70 |  | 4000 |  |  | >=0.9 | 117000 |  |  | 140.85 |  |  | 9 | C1 | 25 | max. 10% at 100.000 hrs |  | Available | 740/339 | Cx=0.4338;Cy=0.4030 | Class I | IK07 |  |  | 60 | 880 | -20 | 1 | 199 | RAL9016 | 50-60Hz | Passive | LED | none | High Bay Rectangular | Tungsram High-bay IP66 | Indoor industrial |  |  | 28030 | No sensor |  |  |  | Bracket kit. Suspension holder kit. Protective Cover
TBD | TU HB IP66 G1 1S20 4K70 C1 FX ST PC W1 | image | datasheet | deeplink | TUNGSRAM - Tungsram High-bay IP66 - 19770lm - 141W - 4000K - 70CRI - TBD[SKU] - Bracket. Y-cable | 8 | Bracket. Y-cable | LED | 1 | 141 | [8 empty] | CE. ENEC | [6 empty] | 66 | 4000 | 450x380x90 |  | 220-240V |  | 5 |  | 120° | 3 | 70 |  | 4000 |  |  | >=0.9 | 197000 |  |  | 140.21 |  |  | 9 | C1 | 25 | max. 10% at 100.000 hrs |  | Available | 740/339 | Cx=0.4338;Cy=0.4030 | Class I | IK07 |  |  | 60 | 630 | -20 | 1 | 141 | RAL9016 | 50-60Hz | Passive | LED | none | High Bay Rectangular | Tungsram High-bay IP66 | Indoor industrial |  |  | 19770 | No sensor |  |  |  | Bracket kit. Suspension holder kit. Protective Cover
TBD | TU HB IP66 G1 1S10 4K70 C1 FX ST PC W1 | image | datasheet | deeplink | TUNGSRAM - Tungsram High-bay IP66 - 9590lm - 67W - 4000K - 70CRI - TBD[SKU] - Bracket. Y-cable | 8 | Bracket. Y-cable | LED | 1 | 67 | [8 empty] | CE. ENEC | [6 empty] | 66 | 4000 | 450x380x90 |  | 220-240V |  | 5 |  | 120° | 3 | 70 |  | 4000 |  |  | >=0.9 | 259000 |  |  | 143.13 |  |  | 9 | C1 | 25 | max. 10% at 100.000 hrs |  | Available | 740/339 | Cx=0.4338;Cy=0.4030 | Class I | IK07 |  |  | 60 | 300 | -20 | 1 | 67 | RAL9016 | 50-60Hz | Passive | LED | none | High Bay Rectangular | Tungsram High-bay IP66 | Indoor industrial |  |  | 9590 | No sensor sensor |  |  |  | Bracket kit. Suspension holder kit. Protective Cover
TBD | INXL1-75000KKK740-... | image | datasheet | deeplink | TUNGSRAM - Inlumino XL - 72600lm - 535W - 4000K - 70CRI - TBD[SKU] - Universal coupler 30-76mm | 19.5 | Universal coupler 30-76mm | LED | 1 | 535 | [8 empty] | CE | [6 empty] | 66 | 4000 | 865x410x142 |  | 220-240V |  | 5 |  |  |  | 70 |  | 4000 |  |  |  | > 350000 |  |  | 135.7 |  |  | 9 | KKK | 25 | < 10% at 100.000 hours |  | Available | 740/559 | CIE(x= 0.3818. y= 0.3797) 5SDCM | Class I | IK09 |  |  | 55 |  | -40 | 1 | 535 | RAL7021 | 50-60Hz | Passive | LED | dimmable | Road & Street | Inlumino XL | Road & Street |  |  | 72600 | No Sensor
TBD | INXL1-75000JJJ740-... | image | datasheet | deeplink | TUNGSRAM - Inlumino XL - 73500lm - 535W - 4000K - 70CRI - TBD[SKU] - Universal coupler 30-76mm | 19.5 | Universal coupler 30-76mm | LED | 1 | 535 | [8 empty] | CE | [6 empty] | 66 | 4000 | 865x410x142 |  | 220-240V |  | 5 |  |  |  | 70 |  | 4000 |  |  |  | > 350000 |  |  | 137.38 |  |  | 9 | JJJ | 25 | < 10% at 100.000 hours |  | Available | 740/559 | CIE(x= 0.3818. y= 0.3797) 5SDCM | Class I | IK09 |  |  | 55 |  | -40 | 1 | 535 | RAL7021 | 50-60Hz | Passive | LED | dimmable | Road & Street | Inlumino XL | Road & Street |  |  | 73500 | No Sensor
TBD | INXL1-75000GGG740-... | image | datasheet | deeplink | TUNGSRAM - Inlumino XL - 73800lm - 535W - 4000K - 70CRI - TBD[SKU] - Universal coupler 30-76mm | 19.5 | Universal coupler 30-76mm | LED | 1 | 535 | [8 empty] | CE | [6 empty] | 66 | 4000 | 865x410x142 |  | 220-240V |  | 5 |  |  |  | 70 |  | 4000 |  |  |  | > 350000 |  |  | 137.94 |  |  | 9 | GGG | 25 | < 10% at 100.000 hours |  | Available | 740/559 | CIE(x= 0.3818. y= 0.3797) 5SDCM | Class I | IK09 |  |  | 55 |  | -40 | 1 | 535 | RAL7021 | 50-60Hz | Passive | LED | dimmable | Road & Street | Inlumino XL | Road & Street |  |  | 73800 | No Sensor
TBD | INXL1-75000FFF740-... | image | datasheet | deeplink | TUNGSRAM - Inlumino XL - 74600lm - 535W - 4000K - 70CRI - TBD[SKU] - Universal coupler 30-76mm | 19.5 | Universal coupler 30-76mm | LED | 1 | 535 | [8 empty] | CE | [6 empty] | 66 | 4000 | 865x410x142 |  | 220-240V |  | 5 |  |  |  | 70 |  | 4000 |  |  |  | > 350000 |  |  | 139.44 |  |  | 9 | FFF | 25 | < 10% at 100.000 hours |  | Available | 740/559 | CIE(x= 0.3818. y= 0.3797) 5SDCM | Class I | IK09 |  |  | 55 |  | -40 | 1 | 535 | RAL7021 | 50-60Hz | Passive | LED | dimmable | Road & Street | Inlumino XL | Road & Street |  |  | 74600 | No Sensor
TBD | INXL1-75000EEE740-... | image | datasheet | deeplink | TUNGSRAM - Inlumino XL - 76200lm - 535W - 4000K - 70CRI - TBD[SKU] - Universal coupler 30-76mm | 19.5 | Universal coupler 30-76mm | LED | 1 | 535 | [8 empty] | CE | [6 empty] | 66 | 4000 | 865x410x142 |  | 220-240V |  | 5 |  |  |  | 70 |  | 4000 |  |  |  | > 350000 |  |  | 142.43 |  |  | 9 | EEE | 25 | < 10% at 100.000 hours |  | Available | 740/559 | CIE(x= 0.3818. y= 0.3797) 5SDCM | Class I | IK09 |  |  | 55 |  | -40 | 1 | 535 | RAL7021 | 50-60Hz | Passive | LED | dimmable | Road & Street | Inlumino XL | Road & Street |  |  | 76200 | No Sensor
TBD | INXL1-75000DDD740-... | image | datasheet | deeplink | TUNGSRAM - Inlumino XL - 74700lm - 535W - 4000K - 70CRI - TBD[SKU] - Universal coupler 30-76mm | 19.5 | Universal coupler 30-76mm | LED | 1 | 535 | [8 empty] | CE | [6 empty] | 66 | 4000 | 865x410x142 |  | 220-240V |  | 5 |  |  |  | 70 |  | 4000 |  |  |  | > 350000 |  |  | 139.63 |  |  | 9 | DDD | 25 | < 10% at 100.000 hours |  | Available | 740/559 | CIE(x= 0.3818. y= 0.3797) 5SDCM | Class I | IK09 |  |  | 55 |  | -40 | 1 | 535 | RAL7021 | 50-60Hz | Passive | LED | dimmable | Road & Street | Inlumino XL | Road & Street |  |  | 74700 | No Sensor
TBD | INXL1-75000CCC740-... | image | datasheet | deeplink | TUNGSRAM - Inlumino XL - 74400lm - 535W - 4000K - 70CRI - TBD[SKU] - Universal coupler 30-76mm | 19.5 | Universal coupler 30-76mm | LED | 1 | 535 | [8 empty] | CE | [6 empty] | 66 | 4000 | 865x410x142 |  | 220-240V |  | 5 |  |  |  | 70 |  | 4000 |  |  |  | > 350000 |  |  | 139.07 |  |  | 9 | CCC | 25 | < 10% at 100.000 hours |  | Available | 740/559 | CIE(x= 0.3818. y= 0.3797) 5SDCM | Class I | IK09 |  |  | 55 |  | -40 | 1 | 535 | RAL7021 | 50-60Hz | Passive | LED | dimmable | Road & Street | Inlumino XL | Road & Street |  |  | 74400 | No Sensor
TBD | INXL1-75000BBB740-... | image | datasheet | deeplink | TUNGSRAM - Inlumino XL - 74300lm - 535W - 4000K - 70CRI - TBD[SKU] - Universal coupler 30-76mm | 19.5 | Universal coupler 30-76mm | LED | 1 | 535 | [8 empty] | CE | [6 empty] | 66 | 4000 | 865x410x142 |  | 220-240V |  | 5 |  |  |  | 70 |  | 4000 |  |  |  | > 350000 |  |  | 138.88 |  |  | 9 | BBB | 25 | < 10% at 100.000 hours |  | Available | 740/559 | CIE(x= 0.3818. y= 0.3797) 5SDCM | Class I | IK09 |  |  | 55 |  | -40 | 1 | 535 | RAL7021 | 50-60Hz | Passive | LED | dimmable | Road & Street | Inlumino XL | Road & Street |  |  | 74300 | No Sensor
TBD | INXL1-75000AAA740-... | image | datasheet | deeplink | TUNGSRAM - Inlumino XL - 74700lm - 535W - 4000K - 70CRI - TBD[SKU] - Universal coupler 30-76mm | 19.5 | Universal coupler 30-76mm | LED | 1 | 535 | [8 empty] | CE | [6 empty] | 66 | 4000 | 865x410x142 |  | 220-240V |  | 5 |  |  |  | 70 |  | 4000 |  |  |  | > 350000 |  |  | 139.63 |  |  | 9 | AAA | 25 | < 10% at 100.000 hours |  | Available | 740/559 | CIE(x= 0.3818. y= 0.3797) 5SDCM | Class I | IK09 |  |  | 55 |  | -40 | 1 | 535 | RAL7021 | 50-60Hz | Passive | LED | dimmable | Road & Street | Inlumino XL | Road & Street |  |  | 74700 | No Sensor
TBD | INXL1-70000KKK740-... | image | datasheet | deeplink | TUNGSRAM - Inlumino XL - 68800lm - 494W - 4000K - 70CRI - TBD[SKU] - Universal coupler 30-76mm | 19.5 | Universal coupler 30-76mm | LED | 1 | 494 | [8 empty] | CE | [6 empty] | 66 | 4000 | 865x410x142 |  | 220-240V |  | 5 |  |  |  | 70 |  | 4000 |  |  |  | > 350000 |  |  | 139.27 |  |  | 9 | KKK | 25 | < 10% at 100.000 hours |  | Available | 740/559 | CIE(x= 0.3818. y= 0.3797) 5SDCM | Class I | IK09 |  |  | 55 |  | -40 | 1 | 494 | RAL7021 | 50-60Hz | Passive | LED | dimmable | Road & Street | Inlumino XL | Road & Street |  |  | 68800 | No Sensor
TBD | INXL1-70000JJJ740-... | image | datasheet | deeplink | TUNGSRAM - Inlumino XL - 69600lm - 494W - 4000K - 70CRI - TBD[SKU] - Universal coupler 30-76mm | 19.5 | Universal coupler 30-76mm | LED | 1 | 494 | [8 empty] | CE | [6 empty] | 66 | 4000 | 865x410x142 |  | 220-240V |  | 5 |  |  |  | 70 |  | 4000 |  |  |  | > 350000 |  |  | 140.89 |  |  | 9 | JJJ | 25 | < 10% at 100.000 hours |  | Available | 740/559 | CIE(x= 0.3818. y= 0.3797) 5SDCM | Class I | IK09 |  |  | 55 |  | -40 | 1 | 494 | RAL7021 | 50-60Hz | Passive | LED | dimmable | Road & Street | Inlumino XL | Road & Street |  |  | 69600 | No Sensor
TBD | INXL1-70000GGG740-... | image | datasheet | deeplink | TUNGSRAM - Inlumino XL - 69900lm - 494W - 4000K - 70CRI - TBD[SKU] - Universal coupler 30-76mm | 19.5 | Universal coupler 30-76mm | LED | 1 | 494 | [8 empty] | CE | [6 empty] | 66 | 4000 | 865x410x142 |  | 220-240V |  | 5 |  |  |  | 70 |  | 4000 |  |  |  | > 350000 |  |  | 141.5 |  |  | 9 | GGG | 25 | < 10% at 100.000 hours |  | Available | 740/559 | CIE(x= 0.3818. y= 0.3797) 5SDCM | Class I | IK09 |  |  | 55 |  | -40 | 1 | 494 | RAL7021 | 50-60Hz | Passive | LED | dimmable | Road & Street | Inlumino XL | Road & Street |  |  | 69900 | No Sensor
TBD | INXL1-70000FFF740-... | image | datasheet | deeplink | TUNGSRAM - Inlumino XL - 70700lm - 494W - 4000K - 70CRI - TBD[SKU] - Universal coupler 30-76mm | 19.5 | Universal coupler 30-76mm | LED | 1 | 494 | [8 empty] | CE | [6 empty] | 66 | 4000 | 865x410x142 |  | 220-240V |  | 5 |  |  |  | 70 |  | 4000 |  |  |  | > 350000 |  |  | 143.12 |  |  | 9 | FFF | 25 | < 10% at 100.000 hours |  | Available | 740/559 | CIE(x= 0.3818. y= 0.3797) 5SDCM | Class I | IK09 |  |  | 55 |  | -40 | 1 | 494 | RAL7021 | 50-60Hz | Passive | LED | dimmable | Road & Street | Inlumino XL | Road & Street |  |  | 70700 | No Sensor
TBD | INXL1-70000EEE740-... | image | datasheet | deeplink | TUNGSRAM - Inlumino XL - 72100lm - 494W - 4000K - 70CRI - TBD[SKU] - Universal coupler 30-76mm | 19.5 | Universal coupler 30-76mm | LED | 1 | 494 | [8 empty] | CE | [6 empty] | 66 | 4000 | 865x410x142 |  | 220-240V |  | 5 |  |  |  | 70 |  | 4000 |  |  |  | > 350000 |  |  | 145.95 |  |  | 9 | EEE | 25 | < 10% at 100.000 hours |  | Available | 740/559 | CIE(x= 0.3818. y= 0.3797) 5SDCM | Class I | IK09 |  |  | 55 |  | -40 | 1 | 494 | RAL7021 | 50-60Hz | Passive | LED | dimmable | Road & Street | Inlumino XL | Road & Street |  |  | 72100 | No Sensor
TBD | INXL1-70000DDD740-... | image | datasheet | deeplink | TUNGSRAM - Inlumino XL - 70800lm - 494W - 4000K - 70CRI - TBD[SKU] - Universal coupler 30-76mm | 19.5 | Universal coupler 30-76mm | LED | 1 | 494 | [8 empty] | CE | [6 empty] | 66 | 4000 | 865x410x142 |  | 220-240V |  | 5 |  |  |  | 70 |  | 4000 |  |  |  | > 350000 |  |  | 143.32 |  |  | 9 | DDD | 25 | < 10% at 100.000 hours |  | Available | 740/559 | CIE(x= 0.3818. y= 0.3797) 5SDCM | Class I | IK09 |  |  | 55 |  | -40 | 1 | 494 | RAL7021 | 50-60Hz | Passive | LED | dimmable | Road & Street | Inlumino XL | Road & Street |  |  | 70800 | No Sensor
TBD | INXL1-70000CCC740-... | image | datasheet | deeplink | TUNGSRAM - Inlumino XL - 70500lm - 494W - 4000K - 70CRI - TBD[SKU] - Universal coupler 30-76mm | 19.5 | Universal coupler 30-76mm | LED | 1 | 494 | [8 empty] | CE | [6 empty] | 66 | 4000 | 865x410x142 |  | 220-240V |  | 5 |  |  |  | 70 |  | 4000 |  |  |  | > 350000 |  |  | 142.71 |  |  | 9 | CCC | 25 | < 10% at 100.000 hours |  | Available | 740/559 | CIE(x= 0.3818. y= 0.3797) 5SDCM | Class I | IK09 |  |  | 55 |  | -40 | 1 | 494 | RAL7021 | 50-60Hz | Passive | LED | dimmable | Road & Street | Inlumino XL | Road & Street |  |  | 70500 | No Sensor
TBD | INXL1-70000BBB740-... | image | datasheet | deeplink | TUNGSRAM - Inlumino XL - 70400lm - 494W - 4000K - 70CRI - TBD[SKU] - Universal coupler 30-76mm | 19.5 | Universal coupler 30-76mm | LED | 1 | 494 | [8 empty] | CE | [6 empty] | 66 | 4000 | 865x410x142 |  | 220-240V |  | 5 |  |  |  | 70 |  | 4000 |  |  |  | > 350000 |  |  | 142.51 |  |  | 9 | BBB | 25 | < 10% at 100.000 hours |  | Available | 740/559 | CIE(x= 0.3818. y= 0.3797) 5SDCM | Class I | IK09 |  |  | 55 |  | -40 | 1 | 494 | RAL7021 | 50-60Hz | Passive | LED | dimmable | Road & Street | Inlumino XL | Road & Street |  |  | 70400 | No Sensor
TBD | INXL1-70000AAA740-... | image | datasheet | deeplink | TUNGSRAM - Inlumino XL - 70800lm - 494W - 4000K - 70CRI - TBD[SKU] - Universal coupler 30-76mm | 19.5 | Universal coupler 30-76mm | LED | 1 | 494 | [8 empty] | CE | [6 empty] | 66 | 4000 | 865x410x142 |  | 220-240V |  | 5 |  |  |  | 70 |  | 4000 |  |  |  | > 350000 |  |  | 143.32 |  |  | 9 | AAA | 25 | < 10% at 100.000 hours |  | Available | 740/559 | CIE(x= 0.3818. y= 0.3797) 5SDCM | Class I | IK09 |  |  | 55 |  | -40 | 1 | 494 | RAL7021 | 50-60Hz | Passive | LED | dimmable | Road & Street | Inlumino XL | Road & Street |  |  | 70800 | No Sensor
TBD | INXL1-65000KKK740-... | image | datasheet | deeplink | TUNGSRAM - Inlumino XL - 62900lm - 447W - 4000K - 70CRI - TBD[SKU] - Universal coupler 30-76mm | 19.5 | Universal coupler 30-76mm | LED | 1 | 447 | [8 empty] | CE | [6 empty] | 66 | 4000 | 865x410x142 |  | 220-240V |  | 5 |  |  |  | 70 |  | 4000 |  |  |  | > 350000 |  |  | 140.72 |  |  | 9 | KKK | 25 | < 10% at 100.000 hours |  | Available | 740/559 | CIE(x= 0.3818. y= 0.3797) 5SDCM | Class I | IK09 |  |  | 55 |  | -40 | 1 | 447 | RAL7021 | 50-60Hz | Passive | LED | dimmable | Road & Street | Inlumino XL | Road & Street |  |  | 62900 | No Sensor
TBD | INXL1-65000JJJ740-... | image | datasheet | deeplink | TUNGSRAM - Inlumino XL - 63600lm - 447W - 4000K - 70CRI - TBD[SKU] - Universal coupler 30-76mm | 19.5 | Universal coupler 30-76mm | LED | 1 | 447 | [8 empty] | CE | [6 empty] | 66 | 4000 | 865x410x142 |  | 220-240V |  | 5 |  |  |  | 70 |  | 4000 |  |  |  | > 350000 |  |  | 142.28 |  |  | 9 | JJJ | 25 | < 10% at 100.000 hours |  | Available | 740/559 | CIE(x= 0.3818. y= 0.3797) 5SDCM | Class I | IK09 |  |  | 55 |  | -40 | 1 | 447 | RAL7021 | 50-60Hz | Passive | LED | dimmable | Road & Street | Inlumino XL | Road & Street |  |  | 63600 | No Sensor
TBD | INXL1-65000GGG740-... | image | datasheet | deeplink | TUNGSRAM - Inlumino XL - 63900lm - 447W - 4000K - 70CRI - TBD[SKU] - Universal coupler 30-76mm | 19.5 | Universal coupler 30-76mm | LED | 1 | 447 | [8 empty] | CE | [6 empty] | 66 | 4000 | 865x410x142 |  | 220-240V |  | 5 |  |  |  | 70 |  | 4000 |  |  |  | > 350000 |  |  | 142.95 |  |  | 9 | GGG | 25 | < 10% at 100.000 hours |  | Available | 740/559 | CIE(x= 0.3818. y= 0.3797) 5SDCM | Class I | IK09 |  |  | 55 |  | -40 | 1 | 447 | RAL7021 | 50-60Hz | Passive | LED | dimmable | Road & Street | Inlumino XL | Road & Street |  |  | 63900 | No Sensor
TBD | INXL1-65000FFF740-... | image | datasheet | deeplink | TUNGSRAM - Inlumino XL - 64600lm - 447W - 4000K - 70CRI - TBD[SKU] - Universal coupler 30-76mm | 19.5 | Universal coupler 30-76mm | LED | 1 | 447 | [8 empty] | CE | [6 empty] | 66 | 4000 | 865x410x142 |  | 220-240V |  | 5 |  |  |  | 70 |  | 4000 |  |  |  | > 350000 |  |  | 144.52 |  |  | 9 | FFF | 25 | < 10% at 100.000 hours |  | Available | 740/559 | CIE(x= 0.3818. y= 0.3797) 5SDCM | Class I | IK09 |  |  | 55 |  | -40 | 1 | 447 | RAL7021 | 50-60Hz | Passive | LED | dimmable | Road & Street | Inlumino XL | Road & Street |  |  | 64600 | No Sensor
TBD | INXL1-65000EEE740-... | image | datasheet | deeplink | TUNGSRAM - Inlumino XL - 65900lm - 447W - 4000K - 70CRI - TBD[SKU] - Universal coupler 30-76mm | 19.5 | Universal coupler 30-76mm | LED | 1 | 447 | [8 empty] | CE | [6 empty] | 66 | 4000 | 865x410x142 |  | 220-240V |  | 5 |  |  |  | 70 |  | 4000 |  |  |  | > 350000 |  |  | 147.43 |  |  | 9 | EEE | 25 | < 10% at 100.000 hours |  | Available | 740/559 | CIE(x= 0.3818. y= 0.3797) 5SDCM | Class I | IK09 |  |  | 55 |  | -40 | 1 | 447 | RAL7021 | 50-60Hz | Passive | LED | dimmable | Road & Street | Inlumino XL | Road & Street |  |  | 65900 | No Sensor
TBD | INXL1-65000DDD740-... | image | datasheet | deeplink | TUNGSRAM - Inlumino XL - 64700lm - 447W - 4000K - 70CRI - TBD[SKU] - Universal coupler 30-76mm | 19.5 | Universal coupler 30-76mm | LED | 1 | 447 | [8 empty] | CE | [6 empty] | 66 | 4000 | 865x410x142 |  | 220-240V |  | 5 |  |  |  | 70 |  | 4000 |  |  |  | > 350000 |  |  | 144.74 |  |  | 9 | DDD | 25 | < 10% at 100.000 hours |  | Available | 740/559 | CIE(x= 0.3818. y= 0.3797) 5SDCM | Class I | IK09 |  |  | 55 |  | -40 | 1 | 447 | RAL7021 | 50-60Hz | Passive | LED | dimmable | Road & Street | Inlumino XL | Road & Street |  |  | 64700 | No Sensor
TBD | INXL1-65000CCC740-... | image | datasheet | deeplink | TUNGSRAM - Inlumino XL - 64400lm - 447W - 4000K - 70CRI - TBD[SKU] - Universal coupler 30-76mm | 19.5 | Universal coupler 30-76mm | LED | 1 | 447 | [8 empty] | CE | [6 empty] | 66 | 4000 | 865x410x142 |  | 220-240V |  | 5 |  |  |  | 70 |  | 4000 |  |  |  | > 350000 |  |  | 144.07 |  |  | 9 | CCC | 25 | < 10% at 100.000 hours |  | Available | 740/559 | CIE(x= 0.3818. y= 0.3797) 5SDCM | Class I | IK09 |  |  | 55 |  | -40 | 1 | 447 | RAL7021 | 50-60Hz | Passive | LED | dimmable | Road & Street | Inlumino XL | Road & Street |  |  | 64400 | No Sensor
TBD | INXL1-65000BBB740-... | image | datasheet | deeplink | TUNGSRAM - Inlumino XL - 64300lm - 447W - 4000K - 70CRI - TBD[SKU] - Universal coupler 30-76mm | 19.5 | Universal coupler 30-76mm | LED | 1 | 447 | [8 empty] | CE | [6 empty] | 66 | 4000 | 865x410x142 |  | 220-240V |  | 5 |  |  |  | 70 |  | 4000 |  |  |  | > 350000 |  |  | 143.85 |  |  | 9 | BBB | 25 | < 10% at 100.000 hours |  | Available | 740/559 | CIE(x= 0.3818. y= 0.3797) 5SDCM | Class I | IK09 |  |  | 55 |  | -40 | 1 | 447 | RAL7021 | 50-60Hz | Passive | LED | dimmable | Road & Street | Inlumino XL | Road & Street |  |  | 64300 | No Sensor
TBD | INXL1-65000AAA740-... | image | datasheet | deeplink | TUNGSRAM - Inlumino XL - 64700lm - 447W - 4000K - 70CRI - TBD[SKU] - Universal coupler 30-76mm | 19.5 | Universal coupler 30-76mm | LED | 1 | 447 | [8 empty] | CE | [6 empty] | 66 | 4000 | 865x410x142 |  | 220-240V |  | 5 |  |  |  | 70 |  | 4000 |  |  |  | > 350000 |  |  | 144.74 |  |  | 9 | AAA | 25 | < 10% at 100.000 hours |  | Available | 740/559 | CIE(x= 0.3818. y= 0.3797) 5SDCM | Class I | IK09 |  |  | 55 |  | -40 | 1 | 447 | RAL7021 | 50-60Hz | Passive | LED | dimmable | Road & Street | Inlumino XL | Road & Street |  |  | 64700 | No Sensor
TBD | INXL1-60000KKK740-... | image | datasheet | deeplink | TUNGSRAM - Inlumino XL - 58900lm - 411W - 4000K - 70CRI - TBD[SKU] - Universal coupler 30-76mm | 19.5 | Universal coupler 30-76mm | LED | 1 | 411 | [8 empty] | CE | [6 empty] | 66 | 4000 | 865x410x142 |  | 220-240V |  | 5 |  |  |  | 70 |  | 4000 |  |  |  | > 350000 |  |  | 143.31 |  |  | 9 | KKK | 25 | < 10% at 100.000 hours |  | Available | 740/559 | CIE(x= 0.3818. y= 0.3797) 5SDCM | Class I | IK09 |  |  | 55 |  | -40 | 1 | 411 | RAL7021 | 50-60Hz | Passive | LED | dimmable | Road & Street | Inlumino XL | Road & Street |  |  | 58900 | No Sensor
TBD | INXL1-60000JJJ740-... | image | datasheet | deeplink | TUNGSRAM - Inlumino XL - 59500lm - 411W - 4000K - 70CRI - TBD[SKU] - Universal coupler 30-76mm | 19.5 | Universal coupler 30-76mm | LED | 1 | 411 | [8 empty] | CE | [6 empty] | 66 | 4000 | 865x410x142 |  | 220-240V |  | 5 |  |  |  | 70 |  | 4000 |  |  |  | > 350000 |  |  | 144.77 |  |  | 9 | JJJ | 25 | < 10% at 100.000 hours |  | Available | 740/559 | CIE(x= 0.3818. y= 0.3797) 5SDCM | Class I | IK09 |  |  | 55 |  | -40 | 1 | 411 | RAL7021 | 50-60Hz | Passive | LED | dimmable | Road & Street | Inlumino XL | Road & Street |  |  | 59500 | No Sensor
TBD | INXL1-60000GGG740-... | image | datasheet | deeplink | TUNGSRAM - Inlumino XL - 59800lm - 411W - 4000K - 70CRI - TBD[SKU] - Universal coupler 30-76mm | 19.5 | Universal coupler 30-76mm | LED | 1 | 411 | [8 empty] | CE | [6 empty] | 66 | 4000 | 865x410x142 |  | 220-240V |  | 5 |  |  |  | 70 |  | 4000 |  |  |  | > 350000 |  |  | 145.5 |  |  | 9 | GGG | 25 | < 10% at 100.000 hours |  | Available | 740/559 | CIE(x= 0.3818. y= 0.3797) 5SDCM | Class I | IK09 |  |  | 55 |  | -40 | 1 | 411 | RAL7021 | 50-60Hz | Passive | LED | dimmable | Road & Street | Inlumino XL | Road & Street |  |  | 59800 | No Sensor
TBD | INXL1-60000FFF740-... | image | datasheet | deeplink | TUNGSRAM - Inlumino XL - 60400lm - 411W - 4000K - 70CRI - TBD[SKU] - Universal coupler 30-76mm | 19.5 | Universal coupler 30-76mm | LED | 1 | 411 | [8 empty] | CE | [6 empty] | 66 | 4000 | 865x410x142 |  | 220-240V |  | 5 |  |  |  | 70 |  | 4000 |  |  |  | > 350000 |  |  | 146.96 |  |  | 9 | FFF | 25 | < 10% at 100.000 hours |  | Available | 740/559 | CIE(x= 0.3818. y= 0.3797) 5SDCM | Class I | IK09 |  |  | 55 |  | -40 | 1 | 411 | RAL7021 | 50-60Hz | Passive | LED | dimmable | Road & Street | Inlumino XL | Road & Street |  |  | 60400 | No Sensor
TBD | INXL1-60000EEE740-... | image | datasheet | deeplink | TUNGSRAM - Inlumino XL - 61700lm - 411W - 4000K - 70CRI - TBD[SKU] - Universal coupler 30-76mm | 19.5 | Universal coupler 30-76mm | LED | 1 | 411 | [8 empty] | CE | [6 empty] | 66 | 4000 | 865x410x142 |  | 220-240V |  | 5 |  |  |  | 70 |  | 4000 |  |  |  | > 350000 |  |  | 150.12 |  |  | 9 | EEE | 25 | < 10% at 100.000 hours |  | Available | 740/559 | CIE(x= 0.3818. y= 0.3797) 5SDCM | Class I | IK09 |  |  | 55 |  | -40 | 1 | 411 | RAL7021 | 50-60Hz | Passive | LED | dimmable | Road & Street | Inlumino XL | Road & Street |  |  | 61700 | No Sensor
TBD | INXL1-60000DDD740-... | image | datasheet | deeplink | TUNGSRAM - Inlumino XL - 60500lm - 411W - 4000K - 70CRI - TBD[SKU] - Universal coupler 30-76mm | 19.5 | Universal coupler 30-76mm | LED | 1 | 411 | [8 empty] | CE | [6 empty] | 66 | 4000 | 865x410x142 |  | 220-240V |  | 5 |  |  |  | 70 |  | 4000 |  |  |  | > 350000 |  |  | 147.2 |  |  | 9 | DDD | 25 | < 10% at 100.000 hours |  | Available | 740/559 | CIE(x= 0.3818. y= 0.3797) 5SDCM | Class I | IK09 |  |  | 55 |  | -40 | 1 | 411 | RAL7021 | 50-60Hz | Passive | LED | dimmable | Road & Street | Inlumino XL | Road & Street |  |  | 60500 | No Sensor
TBD | INXL1-60000CCC740-... | image | datasheet | deeplink | TUNGSRAM - Inlumino XL - 60300lm - 411W - 4000K - 70CRI - TBD[SKU] - Universal coupler 30-76mm | 19.5 | Universal coupler 30-76mm | LED | 1 | 411 | [8 empty] | CE | [6 empty] | 66 | 4000 | 865x410x142 |  | 220-240V |  | 5 |  |  |  | 70 |  | 4000 |  |  |  | > 350000 |  |  | 146.72 |  |  | 9 | CCC | 25 | < 10% at 100.000 hours |  | Available | 740/559 | CIE(x= 0.3818. y= 0.3797) 5SDCM | Class I | IK09 |  |  | 55 |  | -40 | 1 | 411 | RAL7021 | 50-60Hz | Passive | LED | dimmable | Road & Street | Inlumino XL | Road & Street |  |  | 60300 | No Sensor
TBD | INXL1-60000BBB740-... | image | datasheet | deeplink | TUNGSRAM - Inlumino XL - 60200lm - 411W - 4000K - 70CRI - TBD[SKU] - Universal coupler 30-76mm | 19.5 | Universal coupler 30-76mm | LED | 1 | 411 | [8 empty] | CE | [6 empty] | 66 | 4000 | 865x410x142 |  | 220-240V |  | 5 |  |  |  | 70 |  | 4000 |  |  |  | > 350000 |  |  | 146.47 |  |  | 9 | BBB | 25 | < 10% at 100.000 hours |  | Available | 740/559 | CIE(x= 0.3818. y= 0.3797) 5SDCM | Class I | IK09 |  |  | 55 |  | -40 | 1 | 411 | RAL7021 | 50-60Hz | Passive | LED | dimmable | Road & Street | Inlumino XL | Road & Street |  |  | 60200 | No Sensor
TBD | INXL1-60000AAA740-... | image | datasheet | deeplink | TUNGSRAM - Inlumino XL - 60500lm - 411W - 4000K - 70CRI - TBD[SKU] - Universal coupler 30-76mm | 19.5 | Universal coupler 30-76mm | LED | 1 | 411 | [8 empty] | CE | [6 empty] | 66 | 4000 | 865x410x142 |  | 220-240V |  | 5 |  |  |  | 70 |  | 4000 |  |  |  | > 350000 |  |  | 147.2 |  |  | 9 | AAA | 25 | < 10% at 100.000 hours |  | Available | 740/559 | CIE(x= 0.3818. y= 0.3797) 5SDCM | Class I | IK09 |  |  | 55 |  | -40 | 1 | 411 | RAL7021 | 50-60Hz | Passive | LED | dimmable | Road & Street | Inlumino XL | Road & Street |  |  | 60500 | No Sensor
TBD | INXL1-55000KKK740-... | image | datasheet | deeplink | TUNGSRAM - Inlumino XL - 54100lm - 370W - 4000K - 70CRI - TBD[SKU] - Universal coupler 30-76mm | 19.5 | Universal coupler 30-76mm | LED | 1 | 370 | [8 empty] | CE | [6 empty] | 66 | 4000 | 865x410x142 |  | 220-240V |  | 5 |  |  |  | 70 |  | 4000 |  |  |  | > 350000 |  |  | 146.22 |  |  | 9 | KKK | 25 | < 10% at 100.000 hours |  | Available | 740/559 | CIE(x= 0.3818. y= 0.3797) 5SDCM | Class I | IK09 |  |  | 55 |  | -40 | 1 | 370 | RAL7021 | 50-60Hz | Passive | LED | dimmable | Road & Street | Inlumino XL | Road & Street |  |  | 54100 | No Sensor
TBD | INXL1-55000JJJ740-... | image | datasheet | deeplink | TUNGSRAM - Inlumino XL - 54700lm - 370W - 4000K - 70CRI - TBD[SKU] - Universal coupler 30-76mm | 19.5 | Universal coupler 30-76mm | LED | 1 | 370 | [8 empty] | CE | [6 empty] | 66 | 4000 | 865x410x142 |  | 220-240V |  | 5 |  |  |  | 70 |  | 4000 |  |  |  | > 350000 |  |  | 147.84 |  |  | 9 | JJJ | 25 | < 10% at 100.000 hours |  | Available | 740/559 | CIE(x= 0.3818. y= 0.3797) 5SDCM | Class I | IK09 |  |  | 55 |  | -40 | 1 | 370 | RAL7021 | 50-60Hz | Passive | LED | dimmable | Road & Street | Inlumino XL | Road & Street |  |  | 54700 | No Sensor
TBD | INXL1-55000GGG740-... | image | datasheet | deeplink | TUNGSRAM - Inlumino XL - 54900lm - 370W - 4000K - 70CRI - TBD[SKU] - Universal coupler 30-76mm | 19.5 | Universal coupler 30-76mm | LED | 1 | 370 | [8 empty] | CE | [6 empty] | 66 | 4000 | 865x410x142 |  | 220-240V |  | 5 |  |  |  | 70 |  | 4000 |  |  |  | > 350000 |  |  | 148.38 |  |  | 9 | GGG | 25 | < 10% at 100.000 hours |  | Available | 740/559 | CIE(x= 0.3818. y= 0.3797) 5SDCM | Class I | IK09 |  |  | 55 |  | -40 | 1 | 370 | RAL7021 | 50-60Hz | Passive | LED | dimmable | Road & Street | Inlumino XL | Road & Street |  |  | 54900 | No Sensor
TBD | INXL1-55000FFF740-... | image | datasheet | deeplink | TUNGSRAM - Inlumino XL - 55500lm - 370W - 4000K - 70CRI - TBD[SKU] - Universal coupler 30-76mm | 19.5 | Universal coupler 30-76mm | LED | 1 | 370 | [8 empty] | CE | [6 empty] | 66 | 4000 | 865x410x142 |  | 220-240V |  | 5 |  |  |  | 70 |  | 4000 |  |  |  | > 350000 |  |  | 150 |  |  | 9 | FFF | 25 | < 10% at 100.000 hours |  | Available | 740/559 | CIE(x= 0.3818. y= 0.3797) 5SDCM | Class I | IK09 |  |  | 55 |  | -40 | 1 | 370 | RAL7021 | 50-60Hz | Passive | LED | dimmable | Road & Street | Inlumino XL | Road & Street |  |  | 55500 | No Sensor
TBD | INXL1-55000EEE740-... | image | datasheet | deeplink | TUNGSRAM - Inlumino XL - 56700lm - 370W - 4000K - 70CRI - TBD[SKU] - Universal coupler 30-76mm | 19.5 | Universal coupler 30-76mm | LED | 1 | 370 | [8 empty] | CE | [6 empty] | 66 | 4000 | 865x410x142 |  | 220-240V |  | 5 |  |  |  | 70 |  | 4000 |  |  |  | > 350000 |  |  | 153.24 |  |  | 9 | EEE | 25 | < 10% at 100.000 hours |  | Available | 740/559 | CIE(x= 0.3818. y= 0.3797) 5SDCM | Class I | IK09 |  |  | 55 |  | -40 | 1 | 370 | RAL7021 | 50-60Hz | Passive | LED | dimmable | Road & Street | Inlumino XL | Road & Street |  |  | 56700 | No Sensor
TBD | INXL1-55000DDD740-... | image | datasheet | deeplink | TUNGSRAM - Inlumino XL - 55600lm - 370W - 4000K - 70CRI - TBD[SKU] - Universal coupler 30-76mm | 19.5 | Universal coupler 30-76mm | LED | 1 | 370 | [8 empty] | CE | [6 empty] | 66 | 4000 | 865x410x142 |  | 220-240V |  | 5 |  |  |  | 70 |  | 4000 |  |  |  | > 350000 |  |  | 150.27 |  |  | 9 | DDD | 25 | < 10% at 100.000 hours |  | Available | 740/559 | CIE(x= 0.3818. y= 0.3797) 5SDCM | Class I | IK09 |  |  | 55 |  | -40 | 1 | 370 | RAL7021 | 50-60Hz | Passive | LED | dimmable | Road & Street | Inlumino XL | Road & Street |  |  | 55600 | No Sensor
TBD | INXL1-55000CCC740-... | image | datasheet | deeplink | TUNGSRAM - Inlumino XL - 55400lm - 370W - 4000K - 70CRI - TBD[SKU] - Universal coupler 30-76mm | 19.5 | Universal coupler 30-76mm | LED | 1 | 370 | [8 empty] | CE | [6 empty] | 66 | 4000 | 865x410x142 |  | 220-240V |  | 5 |  |  |  | 70 |  | 4000 |  |  |  | > 350000 |  |  | 149.73 |  |  | 9 | CCC | 25 | < 10% at 100.000 hours |  | Available | 740/559 | CIE(x= 0.3818. y= 0.3797) 5SDCM | Class I | IK09 |  |  | 55 |  | -40 | 1 | 370 | RAL7021 | 50-60Hz | Passive | LED | dimmable | Road & Street | Inlumino XL | Road & Street |  |  | 55400 | No Sensor
TBD | INXL1-55000BBB740-... | image | datasheet | deeplink | TUNGSRAM - Inlumino XL - 55300lm - 370W - 4000K - 70CRI - TBD[SKU] - Universal coupler 30-76mm | 19.5 | Universal coupler 30-76mm | LED | 1 | 370 | [8 empty] | CE | [6 empty] | 66 | 4000 | 865x410x142 |  | 220-240V |  | 5 |  |  |  | 70 |  | 4000 |  |  |  | > 350000 |  |  | 149.46 |  |  | 9 | BBB | 25 | < 10% at 100.000 hours |  | Available | 740/559 | CIE(x= 0.3818. y= 0.3797) 5SDCM | Class I | IK09 |  |  | 55 |  | -40 | 1 | 370 | RAL7021 | 50-60Hz | Passive | LED | dimmable | Road & Street | Inlumino XL | Road & Street |  |  | 55300 | No Sensor
TBD | INXL1-55000AAA740-... | image | datasheet | deeplink | TUNGSRAM - Inlumino XL - 55600lm - 370W - 4000K - 70CRI - TBD[SKU] - Universal coupler 30-76mm | 19.5 | Universal coupler 30-76mm | LED | 1 | 370 | [8 empty] | CE | [6 empty] | 66 | 4000 | 865x410x142 |  | 220-240V |  | 5 |  |  |  | 70 |  | 4000 |  |  |  | > 350000 |  |  | 150.27 |  |  | 9 | AAA | 25 | < 10% at 100.000 hours |  | Available | 740/559 | CIE(x= 0.3818. y= 0.3797) 5SDCM | Class I | IK09 |  |  | 55 |  | -40 | 1 | 370 | RAL7021 | 50-60Hz | Passive | LED | dimmable | Road & Street | Inlumino XL | Road & Street |  |  | 55600 | No Sensor
TBD | INXL1-50000KKK740-... | image | datasheet | deeplink | TUNGSRAM - Inlumino XL - 49100lm - 329W - 4000K - 70CRI - TBD[SKU] - Universal coupler 30-76mm | 19.5 | Universal coupler 30-76mm | LED | 1 | 329 | [8 empty] | CE | [6 empty] | 66 | 4000 | 865x410x142 |  | 220-240V |  | 5 |  |  |  | 70 |  | 4000 |  |  |  | > 350000 |  |  | 149.24 |  |  | 9 | KKK | 25 | < 10% at 100.000 hours |  | Available | 740/559 | CIE(x= 0.3818. y= 0.3797) 5SDCM | Class I | IK09 |  |  | 55 |  | -40 | 1 | 329 | RAL7021 | 50-60Hz | Passive | LED | dimmable | Road & Street | Inlumino XL | Road & Street |  |  | 49100 | No Sensor
TBD | INXL1-50000JJJ740-... | image | datasheet | deeplink | TUNGSRAM - Inlumino XL - 49700lm - 329W - 4000K - 70CRI - TBD[SKU] - Universal coupler 30-76mm | 19.5 | Universal coupler 30-76mm | LED | 1 | 329 | [8 empty] | CE | [6 empty] | 66 | 4000 | 865x410x142 |  | 220-240V |  | 5 |  |  |  | 70 |  | 4000 |  |  |  | > 350000 |  |  | 151.06 |  |  | 9 | JJJ | 25 | < 10% at 100.000 hours |  | Available | 740/559 | CIE(x= 0.3818. y= 0.3797) 5SDCM | Class I | IK09 |  |  | 55 |  | -40 | 1 | 329 | RAL7021 | 50-60Hz | Passive | LED | dimmable | Road & Street | Inlumino XL | Road & Street |  |  | 49700 | No Sensor
TBD | INXL1-50000GGG740-... | image | datasheet | deeplink | TUNGSRAM - Inlumino XL - 49900lm - 329W - 4000K - 70CRI - TBD[SKU] - Universal coupler 30-76mm | 19.5 | Universal coupler 30-76mm | LED | 1 | 329 | [8 empty] | CE | [6 empty] | 66 | 4000 | 865x410x142 |  | 220-240V |  | 5 |  |  |  | 70 |  | 4000 |  |  |  | > 350000 |  |  | 151.67 |  |  | 9 | GGG | 25 | < 10% at 100.000 hours |  | Available | 740/559 | CIE(x= 0.3818. y= 0.3797) 5SDCM | Class I | IK09 |  |  | 55 |  | -40 | 1 | 329 | RAL7021 | 50-60Hz | Passive | LED | dimmable | Road & Street | Inlumino XL | Road & Street |  |  | 49900 | No Sensor
TBD | INXL1-50000FFF740-... | image | datasheet | deeplink | TUNGSRAM - Inlumino XL - 50500lm - 329W - 4000K - 70CRI - TBD[SKU] - Universal coupler 30-76mm | 19.5 | Universal coupler 30-76mm | LED | 1 | 329 | [8 empty] | CE | [6 empty] | 66 | 4000 | 865x410x142 |  | 220-240V |  | 5 |  |  |  | 70 |  | 4000 |  |  |  | > 350000 |  |  | 153.5 |  |  | 9 | FFF | 25 | < 10% at 100.000 hours |  | Available | 740/559 | CIE(x= 0.3818. y= 0.3797) 5SDCM | Class I | IK09 |  |  | 55 |  | -40 | 1 | 329 | RAL7021 | 50-60Hz | Passive | LED | dimmable | Road & Street | Inlumino XL | Road & Street |  |  | 50500 | No Sensor
TBD | INXL1-50000EEE740-... | image | datasheet | deeplink | TUNGSRAM - Inlumino XL - 51500lm - 329W - 4000K - 70CRI - TBD[SKU] - Universal coupler 30-76mm | 19.5 | Universal coupler 30-76mm | LED | 1 | 329 | [8 empty] | CE | [6 empty] | 66 | 4000 | 865x410x142 |  | 220-240V |  | 5 |  |  |  | 70 |  | 4000 |  |  |  | > 350000 |  |  | 156.53 |  |  | 9 | EEE | 25 | < 10% at 100.000 hours |  | Available | 740/559 | CIE(x= 0.3818. y= 0.3797) 5SDCM | Class I | IK09 |  |  | 55 |  | -40 | 1 | 329 | RAL7021 | 50-60Hz | Passive | LED | dimmable | Road & Street | Inlumino XL | Road & Street |  |  | 51500 | No Sensor
TBD | INXL1-50000DDD740-... | image | datasheet | deeplink | TUNGSRAM - Inlumino XL - 50600lm - 329W - 4000K - 70CRI - TBD[SKU] - Universal coupler 30-76mm | 19.5 | Universal coupler 30-76mm | LED | 1 | 329 | [8 empty] | CE | [6 empty] | 66 | 4000 | 865x410x142 |  | 220-240V |  | 5 |  |  |  | 70 |  | 4000 |  |  |  | > 350000 |  |  | 153.8 |  |  | 9 | DDD | 25 | < 10% at 100.000 hours |  | Available | 740/559 | CIE(x= 0.3818. y= 0.3797) 5SDCM | Class I | IK09 |  |  | 55 |  | -40 | 1 | 329 | RAL7021 | 50-60Hz | Passive | LED | dimmable | Road & Street | Inlumino XL | Road & Street |  |  | 50600 | No Sensor
TBD | INXL1-50000CCC740-... | image | datasheet | deeplink | TUNGSRAM - Inlumino XL - 50300lm - 329W - 4000K - 70CRI - TBD[SKU] - Universal coupler 30-76mm | 19.5 | Universal coupler 30-76mm | LED | 1 | 329 | [8 empty] | CE | [6 empty] | 66 | 4000 | 865x410x142 |  | 220-240V |  | 5 |  |  |  | 70 |  | 4000 |  |  |  | > 350000 |  |  | 152.89 |  |  | 9 | CCC | 25 | < 10% at 100.000 hours |  | Available | 740/559 | CIE(x= 0.3818. y= 0.3797) 5SDCM | Class I | IK09 |  |  | 55 |  | -40 | 1 | 329 | RAL7021 | 50-60Hz | Passive | LED | dimmable | Road & Street | Inlumino XL | Road & Street |  |  | 50300 | No Sensor
TBD | INXL1-50000BBB740-... | image | datasheet | deeplink | TUNGSRAM - Inlumino XL - 50300lm - 329W - 4000K - 70CRI - TBD[SKU] - Universal coupler 30-76mm | 19.5 | Universal coupler 30-76mm | LED | 1 | 329 | [8 empty] | CE | [6 empty] | 66 | 4000 | 865x410x142 |  | 220-240V |  | 5 |  |  |  | 70 |  | 4000 |  |  |  | > 350000 |  |  | 152.89 |  |  | 9 | BBB | 25 | < 10% at 100.000 hours |  | Available | 740/559 | CIE(x= 0.3818. y= 0.3797) 5SDCM | Class I | IK09 |  |  | 55 |  | -40 | 1 | 329 | RAL7021 | 50-60Hz | Passive | LED | dimmable | Road & Street | Inlumino XL | Road & Street |  |  | 50300 | No Sensor
TBD | INXL1-50000AAA740-... | image | datasheet | deeplink | TUNGSRAM - Inlumino XL - 50500lm - 329W - 4000K - 70CRI - TBD[SKU] - Universal coupler 30-76mm | 19.5 | Universal coupler 30-76mm | LED | 1 | 329 | [8 empty] | CE | [6 empty] | 66 | 4000 | 865x410x142 |  | 220-240V |  | 5 |  |  |  | 70 |  | 4000 |  |  |  | > 350000 |  |  | 153.5 |  |  | 9 | AAA | 25 | < 10% at 100.000 hours |  | Available | 740/559 | CIE(x= 0.3818. y= 0.3797) 5SDCM | Class I | IK09 |  |  | 55 |  | -40 | 1 | 329 | RAL7021 | 50-60Hz | Passive | LED | dimmable | Road & Street | Inlumino XL | Road & Street |  |  | 50500 | No Sensor
TBD | INXL1-45000KKK740-... | image | datasheet | deeplink | TUNGSRAM - Inlumino XL - 44100lm - 288W - 4000K - 70CRI - TBD[SKU] - Universal coupler 30-76mm | 19.5 | Universal coupler 30-76mm | LED | 1 | 288 | [8 empty] | CE | [6 empty] | 66 | 4000 | 865x410x142 |  | 220-240V |  | 5 |  |  |  | 70 |  | 4000 |  |  |  | > 350000 |  |  | 153.12 |  |  | 9 | KKK | 25 | < 10% at 100.000 hours |  | Available | 740/559 | CIE(x= 0.3818. y= 0.3797) 5SDCM | Class I | IK09 |  |  | 55 |  | -40 | 1 | 288 | RAL7021 | 50-60Hz | Passive | LED | dimmable | Road & Street | Inlumino XL | Road & Street |  |  | 44100 | No Sensor
TBD | INXL1-45000JJJ740-... | image | datasheet | deeplink | TUNGSRAM - Inlumino XL - 44600lm - 288W - 4000K - 70CRI - TBD[SKU] - Universal coupler 30-76mm | 19.5 | Universal coupler 30-76mm | LED | 1 | 288 | [8 empty] | CE | [6 empty] | 66 | 4000 | 865x410x142 |  | 220-240V |  | 5 |  |  |  | 70 |  | 4000 |  |  |  | > 350000 |  |  | 154.86 |  |  | 9 | JJJ | 25 | < 10% at 100.000 hours |  | Available | 740/559 | CIE(x= 0.3818. y= 0.3797) 5SDCM | Class I | IK09 |  |  | 55 |  | -40 | 1 | 288 | RAL7021 | 50-60Hz | Passive | LED | dimmable | Road & Street | Inlumino XL | Road & Street |  |  | 44600 | No Sensor
TBD | INXL1-45000GGG740-... | image | datasheet | deeplink | TUNGSRAM - Inlumino XL - 44800lm - 288W - 4000K - 70CRI - TBD[SKU] - Universal coupler 30-76mm | 19.5 | Universal coupler 30-76mm | LED | 1 | 288 | [8 empty] | CE | [6 empty] | 66 | 4000 | 865x410x142 |  | 220-240V |  | 5 |  |  |  | 70 |  | 4000 |  |  |  | > 350000 |  |  | 155.56 |  |  | 9 | GGG | 25 | < 10% at 100.000 hours |  | Available | 740/559 | CIE(x= 0.3818. y= 0.3797) 5SDCM | Class I | IK09 |  |  | 55 |  | -40 | 1 | 288 | RAL7021 | 50-60Hz | Passive | LED | dimmable | Road & Street | Inlumino XL | Road & Street |  |  | 44800 | No Sensor
TBD | INXL1-45000FFF740-... | image | datasheet | deeplink | TUNGSRAM - Inlumino XL - 45300lm - 288W - 4000K - 70CRI - TBD[SKU] - Universal coupler 30-76mm | 19.5 | Universal coupler 30-76mm | LED | 1 | 288 | [8 empty] | CE | [6 empty] | 66 | 4000 | 865x410x142 |  | 220-240V |  | 5 |  |  |  | 70 |  | 4000 |  |  |  | > 350000 |  |  | 157.29 |  |  | 9 | FFF | 25 | < 10% at 100.000 hours |  | Available | 740/559 | CIE(x= 0.3818. y= 0.3797) 5SDCM | Class I | IK09 |  |  | 55 |  | -40 | 1 | 288 | RAL7021 | 50-60Hz | Passive | LED | dimmable | Road & Street | Inlumino XL | Road & Street |  |  | 45300 | No Sensor
TBD | INXL1-45000EEE740-... | image | datasheet | deeplink | TUNGSRAM - Inlumino XL - 46300lm - 288W - 4000K - 70CRI - TBD[SKU] - Universal coupler 30-76mm | 19.5 | Universal coupler 30-76mm | LED | 1 | 288 | [8 empty] | CE | [6 empty] | 66 | 4000 | 865x410x142 |  | 220-240V |  | 5 |  |  |  | 70 |  | 4000 |  |  |  | > 350000 |  |  | 160.76 |  |  | 9 | EEE | 25 | < 10% at 100.000 hours |  | Available | 740/559 | CIE(x= 0.3818. y= 0.3797) 5SDCM | Class I | IK09 |  |  | 55 |  | -40 | 1 | 288 | RAL7021 | 50-60Hz | Passive | LED | dimmable | Road & Street | Inlumino XL | Road & Street |  |  | 46300 | No Sensor
TBD | INXL1-45000DDD740-... | image | datasheet | deeplink | TUNGSRAM - Inlumino XL - 45400lm - 288W - 4000K - 70CRI - TBD[SKU] - Universal coupler 30-76mm | 19.5 | Universal coupler 30-76mm | LED | 1 | 288 | [8 empty] | CE | [6 empty] | 66 | 4000 | 865x410x142 |  | 220-240V |  | 5 |  |  |  | 70 |  | 4000 |  |  |  | > 350000 |  |  | 157.64 |  |  | 9 | DDD | 25 | < 10% at 100.000 hours |  | Available | 740/559 | CIE(x= 0.3818. y= 0.3797) 5SDCM | Class I | IK09 |  |  | 55 |  | -40 | 1 | 288 | RAL7021 | 50-60Hz | Passive | LED | dimmable | Road & Street | Inlumino XL | Road & Street |  |  | 45400 | No Sensor
TBD | INXL1-45000CCC740-... | image | datasheet | deeplink | TUNGSRAM - Inlumino XL - 45200lm - 288W - 4000K - 70CRI - TBD[SKU] - Universal coupler 30-76mm | 19.5 | Universal coupler 30-76mm | LED | 1 | 288 | [8 empty] | CE | [6 empty] | 66 | 4000 | 865x410x142 |  | 220-240V |  | 5 |  |  |  | 70 |  | 4000 |  |  |  | > 350000 |  |  | 156.94 |  |  | 9 | CCC | 25 | < 10% at 100.000 hours |  | Available | 740/559 | CIE(x= 0.3818. y= 0.3797) 5SDCM | Class I | IK09 |  |  | 55 |  | -40 | 1 | 288 | RAL7021 | 50-60Hz | Passive | LED | dimmable | Road & Street | Inlumino XL | Road & Street |  |  | 45200 | No Sensor
TBD | INXL1-45000BBB740-... | image | datasheet | deeplink | TUNGSRAM - Inlumino XL - 45100lm - 288W - 4000K - 70CRI - TBD[SKU] - Universal coupler 30-76mm | 19.5 | Universal coupler 30-76mm | LED | 1 | 288 | [8 empty] | CE | [6 empty] | 66 | 4000 | 865x410x142 |  | 220-240V |  | 5 |  |  |  | 70 |  | 4000 |  |  |  | > 350000 |  |  | 156.6 |  |  | 9 | BBB | 25 | < 10% at 100.000 hours |  | Available | 740/559 | CIE(x= 0.3818. y= 0.3797) 5SDCM | Class I | IK09 |  |  | 55 |  | -40 | 1 | 288 | RAL7021 | 50-60Hz | Passive | LED | dimmable | Road & Street | Inlumino XL | Road & Street |  |  | 45100 | No Sensor
TBD | INXL1-45000AAA740-... | image | datasheet | deeplink | TUNGSRAM - Inlumino XL - 45400lm - 288W - 4000K - 70CRI - TBD[SKU] - Universal coupler 30-76mm | 19.5 | Universal coupler 30-76mm | LED | 1 | 288 | [8 empty] | CE | [6 empty] | 66 | 4000 | 865x410x142 |  | 220-240V |  | 5 |  |  |  | 70 |  | 4000 |  |  |  | > 350000 |  |  | 157.64 |  |  | 9 | AAA | 25 | < 10% at 100.000 hours |  | Available | 740/559 | CIE(x= 0.3818. y= 0.3797) 5SDCM | Class I | IK09 |  |  | 55 |  | -40 | 1 | 288 | RAL7021 | 50-60Hz | Passive | LED | dimmable | Road & Street | Inlumino XL | Road & Street |  |  | 45400 | No Sensor
TBD | TU HB IP20 G1 2H45 4K80 U1 NL ST | image | datasheet | deeplink | TUNGSRAM - Tungsram High-bay IP20 - 40150lm - 273W - 4000K - 80CRI - TBD[SKU] - Bracket. Y-cable | 4 | Bracket. Y-cable | LED | 1 | 273 | [8 empty] | CE | [6 empty] | 20 | 4000 | 779x263x96 |  | 220-240V |  | 5 |  | 80° Diffuse | 3 | 80 |  | 4000 |  |  | >=0.9 | 116000 |  |  | 147.07 |  |  | 9 | U1 | 25 | max. 10% at 100.000 hrs |  | Available | 840/339 | Cx=0.4338;Cy=0.4030 | Class I | IK08 | IP20 | IP20 | 60 | 1210 | -20 | 1 | 273 | RAL10167 | 50-60Hz | Passive | LED | embedded sensor system | High Bay Rectangular | Tungsram High-bay IP20 | Indoor industrial |  |  | 40150 | Yes |  |  |  | Bracket kit. Tilted bracket kit. Busbar bracket kit. Cable hook pair
TBD | TU HB IP20 G1 2H30 4K80 U1 NL EA | image | datasheet | deeplink | TUNGSRAM - Tungsram High-bay IP20 - 25940lm - 175W - 4000K - 80CRI - TBD[SKU] - Bracket. Y-cable | 5 | Bracket. Y-cable | LED | 1 | 175 | [8 empty] | CE | [6 empty] | 20 | 4000 | 855x263x96 |  | 220-240V |  | 5 |  | 80° Diffuse | 3 | 80 |  | 4000 |  |  | >=0.9 | 105000 |  |  | 148.23 |  |  | 9 | U1 | 25 | max. 10% at 100.000 hrs |  | Available | 840/339 | Cx=0.4338;Cy=0.4030 | Class I | IK08 | IP20 | IP20 | 60 |  | -20 | 1 | 175 | RAL10166 | 50-60Hz | Passive | LED | embedded sensor system | High Bay Rectangular | Tungsram High-bay IP20 | Indoor industrial |  |  | 25940 | Yes |  |  |  | Bracket kit. Tilted bracket kit. Busbar bracket kit. Cable hook pair
TBD | TU HB IP20 G1 2H30 4K80 U1 NL ST | image | datasheet | deeplink | TUNGSRAM - Tungsram High-bay IP20 - 25940lm - 171W - 4000K - 80CRI - TBD[SKU] - Bracket. Y-cable | 4 | Bracket. Y-cable | LED | 1 | 171 | [8 empty] | CE | [6 empty] | 20 | 4000 | 779x263x96 |  | 220-240V |  | 5 |  | 80° Diffuse | 3 | 80 |  | 4000 |  |  | >=0.9 | 105000 |  |  | 151.7 |  |  | 9 | U1 | 25 | max. 10% at 100.000 hrs |  | Available | 840/339 | Cx=0.4338;Cy=0.4030 | Class I | IK08 | IP20 | IP20 | 60 | 760 | -20 | 1 | 171 | RAL10165 | 50-60Hz | Passive | LED | embedded sensor system | High Bay Rectangular | Tungsram High-bay IP20 | Indoor industrial |  |  | 25940 | Yes |  |  |  | Bracket kit. Tilted bracket kit. Busbar bracket kit. Cable hook pair
TBD | TU HB IP20 G1 1H25 4K80 U1 NL EA | image | datasheet | deeplink | TUNGSRAM - Tungsram High-bay IP20 - 22210lm - 160W - 4000K - 80CRI - TBD[SKU] - Bracket. Y-cable | 3 | Bracket. Y-cable | LED | 1 | 160 | [8 empty] | CE | [6 empty] | 20 | 4000 | 414x263x96 |  | 220-240V |  | 5 |  | 80° Diffuse | 3 | 80 |  | 4000 |  |  | >=0.9 | 116706 |  |  | 139.16 |  |  | 9 | U1 | 25 | max. 10% at 100.000 hrs |  | Available | 840/339 | Cx=0.4338;Cy=0.4030 | Class I | IK08 | IP20 | IP20 | 60 | 710 | -20 | 1 | 159.6 | RAL10164 | 50-60Hz | Passive | LED | embedded sensor system | High Bay Rectangular | Tungsram High-bay IP20 | Indoor industrial |  |  | 22210 | Yes |  |  |  | Bracket kit. Tilted bracket kit. Busbar bracket kit. Cable hook pair
TBD | TU HB IP20 G1 1H25 4K80 U1 NL ST | image | datasheet | deeplink | TUNGSRAM - Tungsram High-bay IP20 - 22210lm - 156W - 4000K - 80CRI - TBD[SKU] - Bracket. Y-cable | 2 | Bracket. Y-cable | LED | 1 | 156 | [8 empty] | CE | [6 empty] | 20 | 4000 | 414x263x96 |  | 220-240V |  | 5 |  | 80° Diffuse | 3 | 80 |  | 4000 |  |  | >=0.9 | 116706 |  |  | 142.74 |  |  | 9 | U1 | 25 | max. 10% at 100.000 hrs |  | Available | 840/339 | Cx=0.4338;Cy=0.4030 | Class I | IK08 | IP20 | IP20 | 60 | 690 | -20 | 1 | 155.6 | RAL10163 | 50-60Hz | Passive | LED | embedded sensor system | High Bay Rectangular | Tungsram High-bay IP20 | Indoor industrial |  |  | 22210 | Yes |  |  |  | Bracket kit. Tilted bracket kit. Busbar bracket kit. Cable hook pair
TBD | TU HB IP20 G1 1H20 4K80 U1 NL ST | image | datasheet | deeplink | TUNGSRAM - Tungsram High-bay IP20 - 17320lm - 117W - 4000K - 80CRI - TBD[SKU] - Bracket. Y-cable | 2 | Bracket. Y-cable | LED | 1 | 117 | [8 empty] | CE | [6 empty] | 20 | 4000 | 414x263x96 |  | 220-240V |  | 5 |  | 80° Diffuse | 3 | 80 |  | 4000 |  |  | >=0.9 | 100000 |  |  | 148.03 |  |  | 9 | U1 | 25 | max. 10% at 100.000 hrs |  | Available | 840/339 | Cx=0.4338;Cy=0.4030 | Class I | IK08 | IP20 | IP20 | 60 | 520 | -20 | 1 | 117 | RAL10162 | 50-60Hz | Passive | LED | embedded sensor system | High Bay Rectangular | Tungsram High-bay IP20 | Indoor industrial |  |  | 17320 | Yes |  |  |  | Bracket kit. Tilted bracket kit. Busbar bracket kit. Cable hook pair
TBD | TU HB IP20 G1 1H15 4K80 U1 NL ST | image | datasheet | deeplink | TUNGSRAM - Tungsram High-bay IP20 - 13320lm - 87W - 4000K - 80CRI - TBD[SKU] - Bracket. Y-cable | 2 | Bracket. Y-cable | LED | 1 | 87 | [8 empty] | CE | [6 empty] | 20 | 4000 | 414x263x96 |  | 220-240V |  | 5 |  | 80° Diffuse | 3 | 80 |  | 4000 |  |  | >=0.9 | 116706 |  |  | 153.1 |  |  | 9 | U1 | 25 | max. 10% at 100.000 hrs |  | Available | 840/339 | Cx=0.4338;Cy=0.4030 | Class I | IK08 | IP20 | IP20 | 60 | 390 | -20 | 1 | 87 | RAL10161 | 50-60Hz | Passive | LED | embedded sensor system | High Bay Rectangular | Tungsram High-bay IP20 | Indoor industrial |  |  | 13320 | Yes |  |  |  | Bracket kit. Tilted bracket kit. Busbar bracket kit. Cable hook pair
TBD | TU HB IP20 G1 1H10 4K80 U1 NL ST | image | datasheet | deeplink | TUNGSRAM - Tungsram High-bay IP20 - 8790lm - 57W - 4000K - 80CRI - TBD[SKU] - Bracket. Y-cable | 2 | Bracket. Y-cable | LED | 1 | 57 | [8 empty] | CE | [6 empty] | 20 | 4000 | 414x263x96 |  | 220-240V |  | 5 |  | 80° Diffuse | 3 | 80 |  | 4000 |  |  | >=0.9 | 115000 |  |  | 154.21 |  |  | 9 | U1 | 25 | max. 10% at 100.000 hrs |  | Available | 840/339 | Cx=0.4338;Cy=0.4030 | Class I | IK08 | IP20 | IP20 | 60 | 250 | -20 | 1 | 57 | RAL10160 | 50-60Hz | Passive | LED | embedded sensor system | High Bay Rectangular | Tungsram High-bay IP20 | Indoor industrial |  |  | 8790 | Yes |  |  |  | Bracket kit. Tilted bracket kit. Busbar bracket kit. Cable hook pair
TBD | TU HB IP20 G1 2H45 4K80 U1 RF ST | image | datasheet | deeplink | TUNGSRAM - Tungsram High-bay IP20 - 40150lm - 274W - 4000K - 80CRI - TBD[SKU] - Bracket. Y-cable | 4 | Bracket. Y-cable | LED | 1 | 274 | [8 empty] | CE | [6 empty] | 20 | 4000 | 843x263x86 |  | 220-240V |  | 5 |  | 80° Diffuse | 3 | 80 |  | 4000 |  |  | >=0.9 | 116000 |  |  | 146.69 |  |  | 9 | U1 | 25 | max. 10% at 100.000 hrs |  | Available | 840/339 | Cx=0.4338;Cy=0.4030 | Class I | IK08 | IP20 | IP20 | 60 | 1210 | -20 | 1 | 273.7 | RAL10159 | 50-60Hz | Passive | LED | embedded sensor system | High Bay Rectangular | Tungsram High-bay IP20 | Indoor industrial |  |  | 40150 | Yes |  |  |  | Bracket kit. Tilted bracket kit. Busbar bracket kit. Cable hook pair
TBD | TU HB IP20 G1 2H30 4K80 U1 RF EA | image | datasheet | deeplink | TUNGSRAM - Tungsram High-bay IP20 - 25940lm - 176W - 4000K - 80CRI - TBD[SKU] - Bracket. Y-cable | 5 | Bracket. Y-cable | LED | 1 | 176 | [8 empty] | CE | [6 empty] | 20 | 4000 | 855x263x96 |  | 220-240V |  | 5 |  | 80° Diffuse | 3 | 80 |  | 4000 |  |  | >=0.9 | 105000 |  |  | 147.64 |  |  | 9 | U1 | 25 | max. 10% at 100.000 hrs |  | Available | 840/339 | Cx=0.4338;Cy=0.4030 | Class I | IK08 | IP20 | IP20 | 60 |  | -20 | 1 | 175.7 | RAL10158 | 50-60Hz | Passive | LED | embedded sensor system | High Bay Rectangular | Tungsram High-bay IP20 | Indoor industrial |  |  | 25940 | Yes |  |  |  | Bracket kit. Tilted bracket kit. Busbar bracket kit. Cable hook pair
TBD | TU HB IP20 G1 2H30 4K80 U1 RF ST | image | datasheet | deeplink | TUNGSRAM - Tungsram High-bay IP20 - 25940lm - 172W - 4000K - 80CRI - TBD[SKU] - Bracket. Y-cable | 4 | Bracket. Y-cable | LED | 1 | 172 | [8 empty] | CE | [6 empty] | 20 | 4000 | 843x263x86 |  | 220-240V |  | 5 |  | 80° Diffuse | 3 | 80 |  | 4000 |  |  | >=0.9 | 105000 |  |  | 151.08 |  |  | 9 | U1 | 25 | max. 10% at 100.000 hrs |  | Available | 840/339 | Cx=0.4338;Cy=0.4030 | Class I | IK08 | IP20 | IP20 | 60 | 760 | -20 | 1 | 171.7 | RAL10157 | 50-60Hz | Passive | LED | embedded sensor system | High Bay Rectangular | Tungsram High-bay IP20 | Indoor industrial |  |  | 25940 | Yes |  |  |  | Bracket kit. Tilted bracket kit. Busbar bracket kit. Cable hook pair
TBD | TU HB IP20 G1 1H25 4K80 U1 RF EA | image | datasheet | deeplink | TUNGSRAM - Tungsram High-bay IP20 - 22210lm - 160W - 4000K - 80CRI - TBD[SKU] - Bracket. Y-cable | 3 | Bracket. Y-cable | LED | 1 | 160 | [8 empty] | CE | [6 empty] | 20 | 4000 | 478x263x86 |  | 220-240V |  | 5 |  | 80° Diffuse | 3 | 80 |  | 4000 |  |  | >=0.9 | 116706 |  |  | 138.55 |  |  | 9 | U1 | 25 | max. 10% at 100.000 hrs |  | Available | 840/339 | Cx=0.4338;Cy=0.4030 | Class I | IK08 | IP20 | IP20 | 60 | 710 | -20 | 1 | 160.3 | RAL10156 | 50-60Hz | Passive | LED | embedded sensor system | High Bay Rectangular | Tungsram High-bay IP20 | Indoor industrial |  |  | 22210 | Yes |  |  |  | Bracket kit. Tilted bracket kit. Busbar bracket kit. Cable hook pair
TBD | TU HB IP20 G1 1H25 4K80 U1 RF ST | image | datasheet | deeplink | TUNGSRAM - Tungsram High-bay IP20 - 22210lm - 156W - 4000K - 80CRI - TBD[SKU] - Bracket. Y-cable | 2 | Bracket. Y-cable | LED | 1 | 156 | [8 empty] | CE | [6 empty] | 20 | 4000 | 478x263x86 |  | 220-240V |  | 5 |  | 80° Diffuse | 3 | 80 |  | 4000 |  |  | >=0.9 | 116706 |  |  | 142.1 |  |  | 9 | U1 | 25 | max. 10% at 100.000 hrs |  | Available | 840/339 | Cx=0.4338;Cy=0.4030 | Class I | IK08 | IP20 | IP20 | 60 | 690 | -20 | 1 | 156.3 | RAL10155 | 50-60Hz | Passive | LED | embedded sensor system | High Bay Rectangular | Tungsram High-bay IP20 | Indoor industrial |  |  | 22210 | Yes |  |  |  | Bracket kit. Tilted bracket kit. Busbar bracket kit. Cable hook pair
TBD | TU HB IP20 G1 1H20 4K80 U1 RF EA | image | datasheet | deeplink | TUNGSRAM - Tungsram High-bay IP20 - 17320lm - 122W - 4000K - 80CRI - TBD[SKU] - Bracket. Y-cable | 3 | Bracket. Y-cable | LED | 1 | 122 | [8 empty] | CE | [6 empty] | 20 | 4000 | 478x263x86 |  | 220-240V |  | 5 |  | 80° Diffuse | 3 | 80 |  | 4000 |  |  | >=0.9 | 100000 |  |  | 142.32 |  |  | 9 | U1 | 25 | max. 10% at 100.000 hrs |  | Available | 840/339 | Cx=0.4338;Cy=0.4030 | Class I | IK08 | IP20 | IP20 | 60 | 540 | -20 | 1 | 121.7 | RAL10154 | 50-60Hz | Passive | LED | embedded sensor system | High Bay Rectangular | Tungsram High-bay IP20 | Indoor industrial |  |  | 17320 | Yes |  |  |  | Bracket kit. Tilted bracket kit. Busbar bracket kit. Cable hook pair
TBD | TU HB IP20 G1 1H20 4K80 U1 RF ST | image | datasheet | deeplink | TUNGSRAM - Tungsram High-bay IP20 - 17320lm - 118W - 4000K - 80CRI - TBD[SKU] - Bracket. Y-cable | 2 | Bracket. Y-cable | LED | 1 | 118 | [8 empty] | CE | [6 empty] | 20 | 4000 | 478x263x86 |  | 220-240V |  | 5 |  | 80° Diffuse | 3 | 80 |  | 4000 |  |  | >=0.9 | 100000 |  |  | 147.15 |  |  | 9 | U1 | 25 | max. 10% at 100.000 hrs |  | Available | 840/339 | Cx=0.4338;Cy=0.4030 | Class I | IK08 | IP20 | IP20 | 60 | 520 | -20 | 1 | 117.7 | RAL10153 | 50-60Hz | Passive | LED | embedded sensor system | High Bay Rectangular | Tungsram High-bay IP20 | Indoor industrial |  |  | 17320 | Yes |  |  |  | Bracket kit. Tilted bracket kit. Busbar bracket kit. Cable hook pair
TBD | TU HB IP20 G1 1H15 4K80 U1 RF ST | image | datasheet | deeplink | TUNGSRAM - Tungsram High-bay IP20 - 13320lm - 88W - 4000K - 80CRI - TBD[SKU] - Bracket. Y-cable | 2 | Bracket. Y-cable | LED | 1 | 88 | [8 empty] | CE | [6 empty] | 20 | 4000 | 478x263x86 |  | 220-240V |  | 5 |  | 80° Diffuse | 3 | 80 |  | 4000 |  |  | >=0.9 | 116706 |  |  | 151.88 |  |  | 9 | U1 | 25 | max. 10% at 100.000 hrs |  | Available | 840/339 | Cx=0.4338;Cy=0.4030 | Class I | IK08 | IP20 | IP20 | 60 | 390 | -20 | 1 | 87.7 | RAL10152 | 50-60Hz | Passive | LED | embedded sensor system | High Bay Rectangular | Tungsram High-bay IP20 | Indoor industrial |  |  | 13320 | Yes |  |  |  | Bracket kit. Tilted bracket kit. Busbar bracket kit. Cable hook pair
TBD | TU HB IP20 G1 1H10 4K80 U1 RF ST | image | datasheet | deeplink | TUNGSRAM - Tungsram High-bay IP20 - 8790lm - 58W - 4000K - 80CRI - TBD[SKU] - Bracket. Y-cable | 2 | Bracket. Y-cable | LED | 1 | 58 | [8 empty] | CE | [6 empty] | 20 | 4000 | 478x263x86 |  | 220-240V |  | 5 |  | 80° Diffuse | 3 | 80 |  | 4000 |  |  | >=0.9 | 115000 |  |  | 152.34 |  |  | 9 | U1 | 25 | max. 10% at 100.000 hrs |  | Available | 840/339 | Cx=0.4338;Cy=0.4030 | Class I | IK08 | IP20 | IP20 | 60 | 260 | -20 | 1 | 57.7 | RAL10151 | 50-60Hz | Passive | LED | embedded sensor system | High Bay Rectangular | Tungsram High-bay IP20 | Indoor industrial |  |  | 8790 | Yes |  |  |  | Bracket kit. Tilted bracket kit. Busbar bracket kit. Cable hook pair
TBD | TU HB IP20 G1 2H45 4K80 U1 DL ST | image | datasheet | deeplink | TUNGSRAM - Tungsram High-bay IP20 - 40150lm - 272W - 4000K - 80CRI - TBD[SKU] - Bracket. Y-cable | 4 | Bracket. Y-cable | LED | 1 | 272 | [8 empty] | CE | [6 empty] | 20 | 4000 | 763x263x81 |  | 220-240V |  | 5 |  | 80° Diffuse | 3 | 80 |  | 4000 |  |  | >=0.9 | 116000 |  |  | 147.61 |  |  | 9 | U1 | 25 | max. 10% at 100.000 hrs |  | Available | 840/339 | Cx=0.4338;Cy=0.4030 | Class I | IK08 | IP20 | IP20 | 60 | 1210 | -20 | 1 | 272 | RAL10150 | 50-60Hz | Passive | LED | dimmable | High Bay Rectangular | Tungsram High-bay IP20 | Indoor industrial |  |  | 40150 | No sensor |  |  |  | Bracket kit. Tilted bracket kit. Busbar bracket kit. Cable hook pair
TBD | TU HB IP20 G1 2H30 4K80 U1 DL ST | image | datasheet | deeplink | TUNGSRAM - Tungsram High-bay IP20 - 25940lm - 170W - 4000K - 80CRI - TBD[SKU] - Bracket. Y-cable | 4 | Bracket. Y-cable | LED | 1 | 170 | [8 empty] | CE | [6 empty] | 20 | 4000 | 763x263x81 |  | 220-240V |  | 5 |  | 80° Diffuse | 3 | 80 |  | 4000 |  |  | >=0.9 | 105000 |  |  | 152.59 |  |  | 9 | U1 | 25 | max. 10% at 100.000 hrs |  | Available | 840/339 | Cx=0.4338;Cy=0.4030 | Class I | IK08 | IP20 | IP20 | 60 | 750 | -20 | 1 | 170 | RAL10149 | 50-60Hz | Passive | LED | dimmable | High Bay Rectangular | Tungsram High-bay IP20 | Indoor industrial |  |  | 25940 | No sensor |  |  |  | Bracket kit. Tilted bracket kit. Busbar bracket kit. Cable hook pair
TBD | TU HB IP20 G1 1H25 4K80 U1 DL EA | image | datasheet | deeplink | TUNGSRAM - Tungsram High-bay IP20 - 22210lm - 159W - 4000K - 80CRI - TBD[SKU] - Bracket. Y-cable | 3 | Bracket. Y-cable | LED | 1 | 159 | [8 empty] | CE | [6 empty] | 20 | 4000 | 398x263x81 |  | 220-240V |  | 5 |  | 80° Diffuse | 3 | 80 |  | 4000 |  |  | >=0.9 | 116706 |  |  | 140.04 |  |  | 9 | U1 | 25 | max. 10% at 100.000 hrs |  | Available | 840/339 | Cx=0.4338;Cy=0.4030 | Class I | IK08 | IP20 | IP20 | 60 | 700 | -20 | 1 | 158.6 | RAL10148 | 50-60Hz | Passive | LED | dimmable | High Bay Rectangular | Tungsram High-bay IP20 | Indoor industrial |  |  | 22210 | No sensor |  |  |  | Bracket kit. Tilted bracket kit. Busbar bracket kit. Cable hook pair
TBD | TU HB IP20 G1 1H25 4K80 U1 DL ST | image | datasheet | deeplink | TUNGSRAM - Tungsram High-bay IP20 - 22210lm - 155W - 4000K - 80CRI - TBD[SKU] - Bracket. Y-cable | 2 | Bracket. Y-cable | LED | 1 | 155 | [8 empty] | CE | [6 empty] | 20 | 4000 | 398x263x81 |  | 220-240V |  | 5 |  | 80° Diffuse | 3 | 80 |  | 4000 |  |  | >=0.9 | 116706 |  |  | 143.66 |  |  | 9 | U1 | 25 | max. 10% at 100.000 hrs |  | Available | 840/339 | Cx=0.4338;Cy=0.4030 | Class I | IK08 | IP20 | IP20 | 60 | 690 | -20 | 1 | 154.6 | RAL10147 | 50-60Hz | Passive | LED | dimmable | High Bay Rectangular | Tungsram High-bay IP20 | Indoor industrial |  |  | 22210 | No sensor |  |  |  | Bracket kit. Tilted bracket kit. Busbar bracket kit. Cable hook pair
TBD | TU HB IP20 G1 1H20 4K80 U1 DL EA | image | datasheet | deeplink | TUNGSRAM - Tungsram High-bay IP20 - 17320lm - 120W - 4000K - 80CRI - TBD[SKU] - Bracket. Y-cable | 3 | Bracket. Y-cable | LED | 1 | 120 | [8 empty] | CE | [6 empty] | 20 | 4000 | 398x263x81 |  | 220-240V |  | 5 |  | 80° Diffuse | 3 | 80 |  | 4000 |  |  | >=0.9 | 100000 |  |  | 144.33 |  |  | 9 | U1 | 25 | max. 10% at 100.000 hrs |  | Available | 840/339 | Cx=0.4338;Cy=0.4030 | Class I | IK08 | IP20 | IP20 | 60 | 530 | -20 | 1 | 120 | RAL10146 | 50-60Hz | Passive | LED | dimmable | High Bay Rectangular | Tungsram High-bay IP20 | Indoor industrial |  |  | 17320 | No sensor |  |  |  | Bracket kit. Tilted bracket kit. Busbar bracket kit. Cable hook pair
TBD | TU HB IP20 G1 1H20 4K80 U1 DL ST | image | datasheet | deeplink | TUNGSRAM - Tungsram High-bay IP20 - 17320lm - 116W - 4000K - 80CRI - TBD[SKU] - Bracket. Y-cable | 2 | Bracket. Y-cable | LED | 1 | 116 | [8 empty] | CE | [6 empty] | 20 | 4000 | 398x263x81 |  | 220-240V |  | 5 |  | 80° Diffuse | 3 | 80 |  | 4000 |  |  | >=0.9 | 100000 |  |  | 149.31 |  |  | 9 | U1 | 25 | max. 10% at 100.000 hrs |  | Available | 840/339 | Cx=0.4338;Cy=0.4030 | Class I | IK08 | IP20 | IP20 | 60 | 510 | -20 | 1 | 116 | RAL10145 | 50-60Hz | Passive | LED | dimmable | High Bay Rectangular | Tungsram High-bay IP20 | Indoor industrial |  |  | 17320 | No sensor |  |  |  | Bracket kit. Tilted bracket kit. Busbar bracket kit. Cable hook pair
TBD | TU HB IP20 G1 1H15 4K80 U1 DL ST | image | datasheet | deeplink | TUNGSRAM - Tungsram High-bay IP20 - 13320lm - 86W - 4000K - 80CRI - TBD[SKU] - Bracket. Y-cable | 2 | Bracket. Y-cable | LED | 1 | 86 | [8 empty] | CE | [6 empty] | 20 | 4000 | 398x263x81 |  | 220-240V |  | 5 |  | 80° Diffuse | 3 | 80 |  | 4000 |  |  | >=0.9 | 116706 |  |  | 154.88 |  |  | 9 | U1 | 25 | max. 10% at 100.000 hrs |  | Available | 840/339 | Cx=0.4338;Cy=0.4030 | Class I | IK08 | IP20 | IP20 | 60 | 380 | -20 | 1 | 86 | RAL10144 | 50-60Hz | Passive | LED | dimmable | High Bay Rectangular | Tungsram High-bay IP20 | Indoor industrial |  |  | 13320 | No sensor |  |  |  | Bracket kit. Tilted bracket kit. Busbar bracket kit. Cable hook pair
TBD | TU HB IP20 G1 1H10 4K80 U1 DL ST | image | datasheet | deeplink | TUNGSRAM - Tungsram High-bay IP20 - 8790lm - 56W - 4000K - 80CRI - TBD[SKU] - Bracket. Y-cable | 2 | Bracket. Y-cable | LED | 1 | 56 | [8 empty] | CE | [6 empty] | 20 | 4000 | 398x263x81 |  | 220-240V |  | 5 |  | 80° Diffuse | 3 | 80 |  | 4000 |  |  | >=0.9 | 115000 |  |  | 156.96 |  |  | 9 | U1 | 25 | max. 10% at 100.000 hrs |  | Available | 840/339 | Cx=0.4338;Cy=0.4030 | Class I | IK08 | IP20 | IP20 | 60 | 250 | -20 | 1 | 56 | RAL10143 | 50-60Hz | Passive | LED | dimmable | High Bay Rectangular | Tungsram High-bay IP20 | Indoor industrial |  |  | 8790 | No sensor |  |  |  | Bracket kit. Tilted bracket kit. Busbar bracket kit. Cable hook pair
TBD | TU HB IP20 G1 1S30 4K80 U1 RF ST | image | datasheet | deeplink | TUNGSRAM - Tungsram High-bay IP20 - 25140lm - 201W - 4000K - 80CRI - TBD[SKU] - Bracket. Y-cable | 2 | Bracket. Y-cable | LED | 1 | 201 | [8 empty] | CE | [6 empty] | 20 | 4000 | 478x263x86 |  | 220-240V |  | 5 |  | 80° Diffuse | 3 | 80 |  | 4000 |  |  | >=0.9 | 117000 |  |  | 125.26 |  |  | 9 | U1 | 25 | max. 10% at 100.000 hrs |  | Available | 840/339 | Cx=0.4338;Cy=0.4030 | Class I | IK08 | IP20 | IP20 | 60 | 890 | -20 | 1 | 200.7 | RAL10142 | 50-60Hz | Passive | LED | embedded sensor system | High Bay Rectangular | Tungsram High-bay IP20 | Indoor industrial |  |  | 25140 | Yes |  |  |  | Bracket kit. Tilted bracket kit. Busbar bracket kit. Cable hook pair
TBD | TU HB IP20 G1 1S22 4K80 U1 RF ST | image | datasheet | deeplink | TUNGSRAM - Tungsram High-bay IP20 - 20870lm - 164W - 4000K - 80CRI - TBD[SKU] - Bracket. Y-cable | 2 | Bracket. Y-cable | LED | 1 | 164 | [8 empty] | CE | [6 empty] | 20 | 4000 | 478x263x86 |  | 220-240V |  | 5 |  | 80° Diffuse | 3 | 80 |  | 4000 |  |  | >=0.9 | 116706 |  |  | 127.49 |  |  | 9 | U1 | 25 | max. 10% at 100.000 hrs |  | Available | 840/339 | Cx=0.4338;Cy=0.4030 | Class I | IK08 | IP20 | IP20 | 60 | 730 | -20 | 1 | 163.7 | RAL10141 | 50-60Hz | Passive | LED | embedded sensor system | High Bay Rectangular | Tungsram High-bay IP20 | Indoor industrial |  |  | 20870 | Yes |  |  |  | Bracket kit. Tilted bracket kit. Busbar bracket kit. Cable hook pair
TBD | TU HB IP20 G1 1S20 4K80 U1 RF ST | image | datasheet | deeplink | TUNGSRAM - Tungsram High-bay IP20 - 17680lm - 143W - 4000K - 80CRI - TBD[SKU] - Bracket. Y-cable | 2 | Bracket. Y-cable | LED | 1 | 143 | [8 empty] | CE | [6 empty] | 20 | 4000 | 478x263x86 |  | 220-240V |  | 5 |  | 80° Diffuse | 3 | 80 |  | 4000 |  |  | >=0.9 | 197000 |  |  | 123.9 |  |  | 9 | U1 | 25 | max. 10% at 100.000 hrs |  | Available | 840/339 | Cx=0.4338;Cy=0.4030 | Class I | IK08 | IP20 | IP20 | 60 | 630 | -20 | 1 | 142.7 | RAL10140 | 50-60Hz | Passive | LED | embedded sensor system | High Bay Rectangular | Tungsram High-bay IP20 | Indoor industrial |  |  | 17680 | Yes |  |  |  | Bracket kit. Tilted bracket kit. Busbar bracket kit. Cable hook pair
TBD | TU HB IP20 G1 1S12 4K80 U1 RF ST | image | datasheet | deeplink | TUNGSRAM - Tungsram High-bay IP20 - 11990lm - 94W - 4000K - 80CRI - TBD[SKU] - Bracket. Y-cable | 2 | Bracket. Y-cable | LED | 1 | 94 | [8 empty] | CE | [6 empty] | 20 | 4000 | 478x263x86 |  | 220-240V |  | 5 |  | 80° Diffuse | 3 | 80 |  | 4000 |  |  | >=0.9 | 116706 |  |  | 127.96 |  |  | 9 | U1 | 25 | max. 10% at 100.000 hrs |  | Available | 840/339 | Cx=0.4338;Cy=0.4030 | Class I | IK08 | IP20 | IP20 | 60 | 420 | -20 | 1 | 93.7 | RAL10139 | 50-60Hz | Passive | LED | embedded sensor system | High Bay Rectangular | Tungsram High-bay IP20 | Indoor industrial |  |  | 11990 | Yes |  |  |  | Bracket kit. Tilted bracket kit. Busbar bracket kit. Cable hook pair
TBD | TU HB IP20 G1 1S10 4K80 U1 RF ST | image | datasheet | deeplink | TUNGSRAM - Tungsram High-bay IP20 - 8590lm - 69W - 4000K - 80CRI - TBD[SKU] - Bracket. Y-cable | 2 | Bracket. Y-cable | LED | 1 | 69 | [8 empty] | CE | [6 empty] | 20 | 4000 | 478x263x86 |  | 220-240V |  | 5 |  | 80° Diffuse | 3 | 80 |  | 4000 |  |  | >=0.9 | 259000 |  |  | 125.04 |  |  | 9 | U1 | 25 | max. 10% at 100.000 hrs |  | Available | 840/339 | Cx=0.4338;Cy=0.4030 | Class I | IK08 | IP20 | IP20 | 60 | 300 | -20 | 1 | 68.7 | RAL10138 | 50-60Hz | Passive | LED | embedded sensor system | High Bay Rectangular | Tungsram High-bay IP20 | Indoor industrial |  |  | 8590 | Yes |  |  |  | Bracket kit. Tilted bracket kit. Busbar bracket kit. Cable hook pair
TBD | TU HB IP20 G1 1S30 4K80 U1 DL ST | image | datasheet | deeplink | TUNGSRAM - Tungsram High-bay IP20 - 25140lm - 199W - 4000K - 80CRI - TBD[SKU] - Bracket. Y-cable | 2 | Bracket. Y-cable | LED | 1 | 199 | [8 empty] | CE | [6 empty] | 20 | 4000 | 398x263x81 |  | 220-240V |  | 5 |  | 80° Diffuse | 3 | 80 |  | 4000 |  |  | >=0.9 | 117000 |  |  | 126.33 |  |  | 9 | U1 | 25 | max. 10% at 100.000 hrs |  | Available | 840/339 | Cx=0.4338;Cy=0.4030 | Class I | IK08 | IP20 | IP20 | 60 | 880 | -20 | 1 | 199 | RAL10137 | 50-60Hz | Passive | LED | dimmable | High Bay Rectangular | Tungsram High-bay IP20 | Indoor industrial |  |  | 25140 | No sensor |  |  |  | Bracket kit. Tilted bracket kit. Busbar bracket kit. Cable hook pair
TBD | TU HB IP20 G1 1S22 4K80 U1 DL ST | image | datasheet | deeplink | TUNGSRAM - Tungsram High-bay IP20 - 20870lm - 162W - 4000K - 80CRI - TBD[SKU] - Bracket. Y-cable | 2 | Bracket. Y-cable | LED | 1 | 162 | [8 empty] | CE | [6 empty] | 20 | 4000 | 398x263x81 |  | 220-240V |  | 5 |  | 80° Diffuse | 3 | 80 |  | 4000 |  |  | >=0.9 | 116706 |  |  | 128.83 |  |  | 9 | U1 | 25 | max. 10% at 100.000 hrs |  | Available | 840/339 | Cx=0.4338;Cy=0.4030 | Class I | IK08 | IP20 | IP20 | 60 | 720 | -20 | 1 | 162 | RAL10136 | 50-60Hz | Passive | LED | dimmable | High Bay Rectangular | Tungsram High-bay IP20 | Indoor industrial |  |  | 20870 | No sensor |  |  |  | Bracket kit. Tilted bracket kit. Busbar bracket kit. Cable hook pair
TBD | TU HB IP20 G1 1S20 4K80 U1 DL ST | image | datasheet | deeplink | TUNGSRAM - Tungsram High-bay IP20 - 17680lm - 141W - 4000K - 80CRI - TBD[SKU] - Bracket. Y-cable | 2 | Bracket. Y-cable | LED | 1 | 141 | [8 empty] | CE | [6 empty] | 20 | 4000 | 398x263x81 |  | 220-240V |  | 5 |  | 80° Diffuse | 3 | 80 |  | 4000 |  |  | >=0.9 | 197000 |  |  | 125.39 |  |  | 9 | U1 | 25 | max. 10% at 100.000 hrs |  | Available | 840/339 | Cx=0.4338;Cy=0.4030 | Class I | IK08 | IP20 | IP20 | 60 | 630 | -20 | 1 | 141 | RAL10135 | 50-60Hz | Passive | LED | dimmable | High Bay Rectangular | Tungsram High-bay IP20 | Indoor industrial |  |  | 17680 | No sensor |  |  |  | Bracket kit. Tilted bracket kit. Busbar bracket kit. Cable hook pair
TBD | TU HB IP20 G1 1S12 4K80 U1 DL ST | image | datasheet | deeplink | TUNGSRAM - Tungsram High-bay IP20 - 11990lm - 92W - 4000K - 80CRI - TBD[SKU] - Bracket. Y-cable | 2 | Bracket. Y-cable | LED | 1 | 92 | [8 empty] | CE | [6 empty] | 20 | 4000 | 398x263x81 |  | 220-240V |  | 5 |  | 80° Diffuse | 3 | 80 |  | 4000 |  |  | >=0.9 | 116706 |  |  | 130.33 |  |  | 9 | U1 | 25 | max. 10% at 100.000 hrs |  | Available | 840/339 | Cx=0.4338;Cy=0.4030 | Class I | IK08 | IP20 | IP20 | 60 | 410 | -20 | 1 | 92 | RAL10134 | 50-60Hz | Passive | LED | dimmable | High Bay Rectangular | Tungsram High-bay IP20 | Indoor industrial |  |  | 11990 | No sensor |  |  |  | Bracket kit. Tilted bracket kit. Busbar bracket kit. Cable hook pair
TBD | TU HB IP20 G1 1S10 4K80 U1 DL ST | image | datasheet | deeplink | TUNGSRAM - Tungsram High-bay IP20 - 8590lm - 67W - 4000K - 80CRI - TBD[SKU] - Bracket. Y-cable | 2 | Bracket. Y-cable | LED | 1 | 67 | [8 empty] | CE | [6 empty] | 20 | 4000 | 398x263x81 |  | 220-240V |  | 5 |  | 80° Diffuse | 3 | 80 |  | 4000 |  |  | >=0.9 | 259000 |  |  | 128.21 |  |  | 9 | U1 | 25 | max. 10% at 100.000 hrs |  | Available | 840/339 | Cx=0.4338;Cy=0.4030 | Class I | IK08 | IP20 | IP20 | 60 | 300 | -20 | 1 | 67 | RAL10133 | 50-60Hz | Passive | LED | dimmable | High Bay Rectangular | Tungsram High-bay IP20 | Indoor industrial |  |  | 8590 | No sensor |  |  |  | Bracket kit. Tilted bracket kit. Busbar bracket kit. Cable hook pair
TBD | TU HB IP20 G1 2S60 4K80 U1 SN ST | image | datasheet | deeplink | TUNGSRAM - Tungsram High-bay IP20 - 53300lm - 437W - 4000K - 80CRI - TBD[SKU] - Bracket. Y-cable | 4 | Bracket. Y-cable | LED | 1 | 437 | [8 empty] | CE | [6 empty] | 20 | 4000 | 843x263x86 |  | 220-240V |  | 5 |  | 80° Diffuse | 3 | 80 |  | 4000 |  |  | >=0.9 | 116706 |  |  | 122.05 |  |  | 9 | U1 | 25 | max. 10% at 100.000 hrs |  | Available | 840/339 | Cx=0.4338;Cy=0.4030 | Class I | IK08 | IP20 | IP20 | 60 | 1940 | -20 | 1 | 436.7 | RAL10132 | 50-60Hz | Passive | LED | embedded sensor system | High Bay Rectangular | Tungsram High-bay IP20 | Indoor industrial |  |  | 53300 | Yes |  |  |  | Bracket kit. Tilted bracket kit. Busbar bracket kit. Cable hook pair
TBD | TU HB IP20 G1 1S30 4K80 U1 SN ST | image | datasheet | deeplink | TUNGSRAM - Tungsram High-bay IP20 - 25140lm - 201W - 4000K - 80CRI - TBD[SKU] - Bracket. Y-cable | 2 | Bracket. Y-cable | LED | 1 | 201 | [8 empty] | CE | [6 empty] | 20 | 4000 | 478x263x86 |  | 220-240V |  | 5 |  | 80° Diffuse | 3 | 80 |  | 4000 |  |  | >=0.9 | 117000 |  |  | 125.26 |  |  | 9 | U1 | 25 | max. 10% at 100.000 hrs |  | Available | 840/339 | Cx=0.4338;Cy=0.4030 | Class I | IK08 | IP20 | IP20 | 60 | 890 | -20 | 1 | 200.7 | RAL10131 | 50-60Hz | Passive | LED | embedded sensor system | High Bay Rectangular | Tungsram High-bay IP20 | Indoor industrial |  |  | 25140 | Yes |  |  |  | Bracket kit. Tilted bracket kit. Busbar bracket kit. Cable hook pair
TBD | TU HB IP20 G1 1S22 4K80 U1 SN ST | image | datasheet | deeplink | TUNGSRAM - Tungsram High-bay IP20 - 20870lm - 164W - 4000K - 80CRI - TBD[SKU] - Bracket. Y-cable | 2 | Bracket. Y-cable | LED | 1 | 164 | [8 empty] | CE | [6 empty] | 20 | 4000 | 478x263x86 |  | 220-240V |  | 5 |  | 80° Diffuse | 3 | 80 |  | 4000 |  |  | >=0.9 | 116706 |  |  | 127.49 |  |  | 9 | U1 | 25 | max. 10% at 100.000 hrs |  | Available | 840/339 | Cx=0.4338;Cy=0.4030 | Class I | IK08 | IP20 | IP20 | 60 | 730 | -20 | 1 | 163.7 | RAL10130 | 50-60Hz | Passive | LED | embedded sensor system | High Bay Rectangular | Tungsram High-bay IP20 | Indoor industrial |  |  | 20870 | Yes |  |  |  | Bracket kit. Tilted bracket kit. Busbar bracket kit. Cable hook pair
TBD | TU HB IP20 G1 1S20 4K80 U1 SN ST | image | datasheet | deeplink | TUNGSRAM - Tungsram High-bay IP20 - 17680lm - 143W - 4000K - 80CRI - TBD[SKU] - Bracket. Y-cable | 2 | Bracket. Y-cable | LED | 1 | 143 | [8 empty] | CE | [6 empty] | 20 | 4000 | 478x263x86 |  | 220-240V |  | 5 |  | 80° Diffuse | 3 | 80 |  | 4000 |  |  | >=0.9 | 197000 |  |  | 123.9 |  |  | 9 | U1 | 25 | max. 10% at 100.000 hrs |  | Available | 840/339 | Cx=0.4338;Cy=0.4030 | Class I | IK08 | IP20 | IP20 | 60 | 630 | -20 | 1 | 142.7 | RAL10129 | 50-60Hz | Passive | LED | embedded sensor system | High Bay Rectangular | Tungsram High-bay IP20 | Indoor industrial |  |  | 17680 | Yes |  |  |  | Bracket kit. Tilted bracket kit. Busbar bracket kit. Cable hook pair
TBD | TU HB IP20 G1 1S12 4K80 U1 SN ST | image | datasheet | deeplink | TUNGSRAM - Tungsram High-bay IP20 - 11990lm - 94W - 4000K - 80CRI - TBD[SKU] - Bracket. Y-cable | 2 | Bracket. Y-cable | LED | 1 | 94 | [8 empty] | CE | [6 empty] | 20 | 4000 | 478x263x86 |  | 220-240V |  | 5 |  | 80° Diffuse | 3 | 80 |  | 4000 |  |  | >=0.9 | 116706 |  |  | 127.96 |  |  | 9 | U1 | 25 | max. 10% at 100.000 hrs |  | Available | 840/339 | Cx=0.4338;Cy=0.4030 | Class I | IK08 | IP20 | IP20 | 60 | 420 | -20 | 1 | 93.7 | RAL10128 | 50-60Hz | Passive | LED | embedded sensor system | High Bay Rectangular | Tungsram High-bay IP20 | Indoor industrial |  |  | 11990 | Yes |  |  |  | Bracket kit. Tilted bracket kit. Busbar bracket kit. Cable hook pair
TBD | TU HB IP20 G1 1S10 4K80 U1 SN ST | image | datasheet | deeplink | TUNGSRAM - Tungsram High-bay IP20 - 8590lm - 69W - 4000K - 80CRI - TBD[SKU] - Bracket. Y-cable | 2 | Bracket. Y-cable | LED | 1 | 69 | [8 empty] | CE | [6 empty] | 20 | 4000 | 478x263x86 |  | 220-240V |  | 5 |  | 80° Diffuse | 3 | 80 |  | 4000 |  |  | >=0.9 | 259000 |  |  | 125.04 |  |  | 9 | U1 | 25 | max. 10% at 100.000 hrs |  | Available | 840/339 | Cx=0.4338;Cy=0.4030 | Class I | IK08 | IP20 | IP20 | 60 | 300 | -20 | 1 | 68.7 | RAL10127 | 50-60Hz | Passive | LED | embedded sensor system | High Bay Rectangular | Tungsram High-bay IP20 | Indoor industrial |  |  | 8590 | Yes |  |  |  | Bracket kit. Tilted bracket kit. Busbar bracket kit. Cable hook pair
TBD | TU HB IP20 G1 2S60 4K80 U1 FX ST | image | datasheet | deeplink | TUNGSRAM - Tungsram High-bay IP20 - 53300lm - 435W - 4000K - 80CRI - TBD[SKU] - Bracket. Y-cable | 4 | Bracket. Y-cable | LED | 1 | 435 | [8 empty] | CE | [6 empty] | 20 | 4000 | 763x263x81 |  | 220-240V |  | 5 |  | 80° Diffuse | 3 | 80 |  | 4000 |  |  | >=0.9 | 116706 |  |  | 122.53 |  |  | 9 | U1 | 25 | max. 10% at 100.000 hrs |  | Available | 840/339 | Cx=0.4338;Cy=0.4030 | Class I | IK08 | IP20 | IP20 | 60 | 1930 | -20 | 1 | 435 | RAL10126 | 50-60Hz | Passive | LED | none | High Bay Rectangular | Tungsram High-bay IP20 | Indoor industrial |  |  | 53300 | No sensor |  |  |  | Bracket kit. Tilted bracket kit. Busbar bracket kit. Cable hook pair
TBD | TU HB IP20 G1 1S30 4K80 U1 FX ST | image | datasheet | deeplink | TUNGSRAM - Tungsram High-bay IP20 - 25140lm - 199W - 4000K - 80CRI - TBD[SKU] - Bracket. Y-cable | 2 | Bracket. Y-cable | LED | 1 | 199 | [8 empty] | CE | [6 empty] | 20 | 4000 | 398x263x81 |  | 220-240V |  | 5 |  | 80° Diffuse | 3 | 80 |  | 4000 |  |  | >=0.9 | 117000 |  |  | 126.33 |  |  | 9 | U1 | 25 | max. 10% at 100.000 hrs |  | Available | 840/339 | Cx=0.4338;Cy=0.4030 | Class I | IK08 | IP20 | IP20 | 60 | 880 | -20 | 1 | 199 | RAL10125 | 50-60Hz | Passive | LED | none | High Bay Rectangular | Tungsram High-bay IP20 | Indoor industrial |  |  | 25140 | No sensor |  |  |  | Bracket kit. Tilted bracket kit. Busbar bracket kit. Cable hook pair
TBD | TU HB IP20 G1 1S22 4K80 U1 FX ST | image | datasheet | deeplink | TUNGSRAM - Tungsram High-bay IP20 - 20870lm - 162W - 4000K - 80CRI - TBD[SKU] - Bracket. Y-cable | 2 | Bracket. Y-cable | LED | 1 | 162 | [8 empty] | CE | [6 empty] | 20 | 4000 | 398x263x81 |  | 220-240V |  | 5 |  | 80° Diffuse | 3 | 80 |  | 4000 |  |  | >=0.9 | 116706 |  |  | 128.83 |  |  | 9 | U1 | 25 | max. 10% at 100.000 hrs |  | Available | 840/339 | Cx=0.4338;Cy=0.4030 | Class I | IK08 | IP20 | IP20 | 60 | 720 | -20 | 1 | 162 | RAL10124 | 50-60Hz | Passive | LED | none | High Bay Rectangular | Tungsram High-bay IP20 | Indoor industrial |  |  | 20870 | No sensor |  |  |  | Bracket kit. Tilted bracket kit. Busbar bracket kit. Cable hook pair
TBD | TU HB IP20 G1 1S20 4K80 U1 FX EA | image | datasheet | deeplink | TUNGSRAM - Tungsram High-bay IP20 - 17680lm - 145W - 4000K - 80CRI - TBD[SKU] - Bracket. Y-cable | 3 | Bracket. Y-cable | LED | 1 | 145 | [8 empty] | CE | [6 empty] | 20 | 4000 | 398x263x81 |  | 220-240V |  | 5 |  | 80° Diffuse | 3 | 80 |  | 4000 |  |  | >=0.9 | 197000 |  |  | 121.93 |  |  | 9 | U1 | 25 | max. 10% at 100.000 hrs |  | Available | 840/339 | Cx=0.4338;Cy=0.4030 | Class I | IK08 | IP20 | IP20 | 60 | 640 | -20 | 1 | 145 | RAL10123 | 50-60Hz | Passive | LED | none | High Bay Rectangular | Tungsram High-bay IP20 | Indoor industrial |  |  | 17680 | No sensor |  |  |  | Bracket kit. Tilted bracket kit. Busbar bracket kit. Cable hook pair
TBD | TU HB IP20 G1 1S20 4K80 U1 FX ST | image | datasheet | deeplink | TUNGSRAM - Tungsram High-bay IP20 - 17680lm - 141W - 4000K - 80CRI - TBD[SKU] - Bracket. Y-cable | 2 | Bracket. Y-cable | LED | 1 | 141 | [8 empty] | CE | [6 empty] | 20 | 4000 | 398x263x81 |  | 220-240V |  | 5 |  | 80° Diffuse | 3 | 80 |  | 4000 |  |  | >=0.9 | 197000 |  |  | 125.39 |  |  | 9 | U1 | 25 | max. 10% at 100.000 hrs |  | Available | 840/339 | Cx=0.4338;Cy=0.4030 | Class I | IK08 | IP20 | IP20 | 60 | 630 | -20 | 1 | 141 | RAL10122 | 50-60Hz | Passive | LED | none | High Bay Rectangular | Tungsram High-bay IP20 | Indoor industrial |  |  | 17680 | No sensor |  |  |  | Bracket kit. Tilted bracket kit. Busbar bracket kit. Cable hook pair
TBD | TU HB IP20 G1 1S12 4K80 U1 FX ST | image | datasheet | deeplink | TUNGSRAM - Tungsram High-bay IP20 - 11990lm - 92W - 4000K - 80CRI - TBD[SKU] - Bracket. Y-cable | 2 | Bracket. Y-cable | LED | 1 | 92 | [8 empty] | CE | [6 empty] | 20 | 4000 | 398x263x81 |  | 220-240V |  | 5 |  | 80° Diffuse | 3 | 80 |  | 4000 |  |  | >=0.9 | 116706 |  |  | 130.33 |  |  | 9 | U1 | 25 | max. 10% at 100.000 hrs |  | Available | 840/339 | Cx=0.4338;Cy=0.4030 | Class I | IK08 | IP20 | IP20 | 60 | 410 | -20 | 1 | 92 | RAL10121 | 50-60Hz | Passive | LED | none | High Bay Rectangular | Tungsram High-bay IP20 | Indoor industrial |  |  | 11990 | No sensor |  |  |  | Bracket kit. Tilted bracket kit. Busbar bracket kit. Cable hook pair
TBD | TU HB IP20 G1 1S10 4K80 U1 FX ST | image | datasheet | deeplink | TUNGSRAM - Tungsram High-bay IP20 - 8590lm - 67W - 4000K - 80CRI - TBD[SKU] - Bracket. Y-cable | 2 | Bracket. Y-cable | LED | 1 | 67 | [8 empty] | CE | [6 empty] | 20 | 4000 | 398x263x81 |  | 220-240V |  | 5 |  | 80° Diffuse | 3 | 80 |  | 4000 |  |  | >=0.9 | 259000 |  |  | 128.21 |  |  | 9 | U1 | 25 | max. 10% at 100.000 hrs |  | Available | 840/339 | Cx=0.4338;Cy=0.4030 | Class I | IK08 | IP20 | IP20 | 60 | 300 | -20 | 1 | 67 | RAL10120 | 50-60Hz | Passive | LED | none | High Bay Rectangular | Tungsram High-bay IP20 | Indoor industrial |  |  | 8590 | No sensor |  |  |  | Bracket kit. Tilted bracket kit. Busbar bracket kit. Cable hook pair
TBD | TU HB IP20 G1 2H45 4K70 U1 NL ST | image | datasheet | deeplink | TUNGSRAM - Tungsram High-bay IP20 - 40570lm - 273W - 4000K - 70CRI - TBD[SKU] - Bracket. Y-cable | 4 | Bracket. Y-cable | LED | 1 | 273 | [8 empty] | CE | [6 empty] | 20 | 4000 | 779x263x96 |  | 220-240V |  | 5 |  | 80° Diffuse | 3 | 70 |  | 4000 |  |  | >=0.9 | 116000 |  |  | 148.61 |  |  | 9 | U1 | 25 | max. 10% at 100.000 hrs |  | Available | 740/339 | Cx=0.4338;Cy=0.4030 | Class I | IK08 | IP20 | IP20 | 60 | 1210 | -20 | 1 | 273 | RAL10119 | 50-60Hz | Passive | LED | embedded sensor system | High Bay Rectangular | Tungsram High-bay IP20 | Indoor industrial |  |  | 40570 | Yes |  |  |  | Bracket kit. Tilted bracket kit. Busbar bracket kit. Cable hook pair
TBD | TU HB IP20 G1 2H30 4K70 U1 NL EA | image | datasheet | deeplink | TUNGSRAM - Tungsram High-bay IP20 - 26210lm - 175W - 4000K - 70CRI - TBD[SKU] - Bracket. Y-cable | 5 | Bracket. Y-cable | LED | 1 | 175 | [8 empty] | CE | [6 empty] | 20 | 4000 | 855x263x96 |  | 220-240V |  | 5 |  | 80° Diffuse | 3 | 70 |  | 4000 |  |  | >=0.9 | 105000 |  |  | 149.77 |  |  | 9 | U1 | 25 | max. 10% at 100.000 hrs |  | Available | 740/339 | Cx=0.4338;Cy=0.4030 | Class I | IK08 | IP20 | IP20 | 60 |  | -20 | 1 | 175 | RAL10118 | 50-60Hz | Passive | LED | embedded sensor system | High Bay Rectangular | Tungsram High-bay IP20 | Indoor industrial |  |  | 26210 | Yes |  |  |  | Bracket kit. Tilted bracket kit. Busbar bracket kit. Cable hook pair
TBD | TU HB IP20 G1 2H30 4K70 U1 NL ST | image | datasheet | deeplink | TUNGSRAM - Tungsram High-bay IP20 - 26210lm - 171W - 4000K - 70CRI - TBD[SKU] - Bracket. Y-cable | 4 | Bracket. Y-cable | LED | 1 | 171 | [8 empty] | CE | [6 empty] | 20 | 4000 | 779x263x96 |  | 220-240V |  | 5 |  | 80° Diffuse | 3 | 70 |  | 4000 |  |  | >=0.9 | 105000 |  |  | 153.27 |  |  | 9 | U1 | 25 | max. 10% at 100.000 hrs |  | Available | 740/339 | Cx=0.4338;Cy=0.4030 | Class I | IK08 | IP20 | IP20 | 60 | 760 | -20 | 1 | 171 | RAL10117 | 50-60Hz | Passive | LED | embedded sensor system | High Bay Rectangular | Tungsram High-bay IP20 | Indoor industrial |  |  | 26210 | Yes |  |  |  | Bracket kit. Tilted bracket kit. Busbar bracket kit. Cable hook pair
TBD | TU HB IP20 G1 1H25 4K70 U1 NL EA | image | datasheet | deeplink | TUNGSRAM - Tungsram High-bay IP20 - 22440lm - 160W - 4000K - 70CRI - TBD[SKU] - Bracket. Y-cable | 3 | Bracket. Y-cable | LED | 1 | 160 | [8 empty] | CE | [6 empty] | 20 | 4000 | 414x263x96 |  | 220-240V |  | 5 |  | 80° Diffuse | 3 | 70 |  | 4000 |  |  | >=0.9 | 116706 |  |  | 140.6 |  |  | 9 | U1 | 25 | max. 10% at 100.000 hrs |  | Available | 740/339 | Cx=0.4338;Cy=0.4030 | Class I | IK08 | IP20 | IP20 | 60 | 710 | -20 | 1 | 159.6 | RAL10116 | 50-60Hz | Passive | LED | embedded sensor system | High Bay Rectangular | Tungsram High-bay IP20 | Indoor industrial |  |  | 22440 | Yes |  |  |  | Bracket kit. Tilted bracket kit. Busbar bracket kit. Cable hook pair
TBD | TU HB IP20 G1 1H25 4K70 U1 NL ST | image | datasheet | deeplink | TUNGSRAM - Tungsram High-bay IP20 - 22440lm - 156W - 4000K - 70CRI - TBD[SKU] - Bracket. Y-cable | 2 | Bracket. Y-cable | LED | 1 | 156 | [8 empty] | CE | [6 empty] | 20 | 4000 | 414x263x96 |  | 220-240V |  | 5 |  | 80° Diffuse | 3 | 70 |  | 4000 |  |  | >=0.9 | 116706 |  |  | 144.22 |  |  | 9 | U1 | 25 | max. 10% at 100.000 hrs |  | Available | 740/339 | Cx=0.4338;Cy=0.4030 | Class I | IK08 | IP20 | IP20 | 60 | 690 | -20 | 1 | 155.6 | RAL10115 | 50-60Hz | Passive | LED | embedded sensor system | High Bay Rectangular | Tungsram High-bay IP20 | Indoor industrial |  |  | 22440 | Yes |  |  |  | Bracket kit. Tilted bracket kit. Busbar bracket kit. Cable hook pair
TBD | TU HB IP20 G1 1H20 4K70 U1 NL ST | image | datasheet | deeplink | TUNGSRAM - Tungsram High-bay IP20 - 17500lm - 117W - 4000K - 70CRI - TBD[SKU] - Bracket. Y-cable | 2 | Bracket. Y-cable | LED | 1 | 117 | [8 empty] | CE | [6 empty] | 20 | 4000 | 414x263x96 |  | 220-240V |  | 5 |  | 80° Diffuse | 3 | 70 |  | 4000 |  |  | >=0.9 | 100000 |  |  | 149.57 |  |  | 9 | U1 | 25 | max. 10% at 100.000 hrs |  | Available | 740/339 | Cx=0.4338;Cy=0.4030 | Class I | IK08 | IP20 | IP20 | 60 | 520 | -20 | 1 | 117 | RAL10114 | 50-60Hz | Passive | LED | embedded sensor system | High Bay Rectangular | Tungsram High-bay IP20 | Indoor industrial |  |  | 17500 | Yes |  |  |  | Bracket kit. Tilted bracket kit. Busbar bracket kit. Cable hook pair
TBD | TU HB IP20 G1 1H15 4K70 U1 NL ST | image | datasheet | deeplink | TUNGSRAM - Tungsram High-bay IP20 - 13460lm - 87W - 4000K - 70CRI - TBD[SKU] - Bracket. Y-cable | 2 | Bracket. Y-cable | LED | 1 | 87 | [8 empty] | CE | [6 empty] | 20 | 4000 | 414x263x96 |  | 220-240V |  | 5 |  | 80° Diffuse | 3 | 70 |  | 4000 |  |  | >=0.9 | 116706 |  |  | 154.71 |  |  | 9 | U1 | 25 | max. 10% at 100.000 hrs |  | Available | 740/339 | Cx=0.4338;Cy=0.4030 | Class I | IK08 | IP20 | IP20 | 60 | 390 | -20 | 1 | 87 | RAL10113 | 50-60Hz | Passive | LED | embedded sensor system | High Bay Rectangular | Tungsram High-bay IP20 | Indoor industrial |  |  | 13460 | Yes |  |  |  | Bracket kit. Tilted bracket kit. Busbar bracket kit. Cable hook pair
TBD | TU HB IP20 G1 1H10 4K70 U1 NL ST | image | datasheet | deeplink | TUNGSRAM - Tungsram High-bay IP20 - 8890lm - 57W - 4000K - 70CRI - TBD[SKU] - Bracket. Y-cable | 2 | Bracket. Y-cable | LED | 1 | 57 | [8 empty] | CE | [6 empty] | 20 | 4000 | 414x263x96 |  | 220-240V |  | 5 |  | 80° Diffuse | 3 | 70 |  | 4000 |  |  | >=0.9 | 115000 |  |  | 155.96 |  |  | 9 | U1 | 25 | max. 10% at 100.000 hrs |  | Available | 740/339 | Cx=0.4338;Cy=0.4030 | Class I | IK08 | IP20 | IP20 | 60 | 250 | -20 | 1 | 57 | RAL10112 | 50-60Hz | Passive | LED | embedded sensor system | High Bay Rectangular | Tungsram High-bay IP20 | Indoor industrial |  |  | 8890 | Yes |  |  |  | Bracket kit. Tilted bracket kit. Busbar bracket kit. Cable hook pair
TBD | TU HB IP20 G1 2H45 4K70 U1 RF ST | image | datasheet | deeplink | TUNGSRAM - Tungsram High-bay IP20 - 40570lm - 274W - 4000K - 70CRI - TBD[SKU] - Bracket. Y-cable | 4 | Bracket. Y-cable | LED | 1 | 274 | [8 empty] | CE | [6 empty] | 20 | 4000 | 843x263x86 |  | 220-240V |  | 5 |  | 80° Diffuse | 3 | 70 |  | 4000 |  |  | >=0.9 | 116000 |  |  | 148.23 |  |  | 9 | U1 | 25 | max. 10% at 100.000 hrs |  | Available | 740/339 | Cx=0.4338;Cy=0.4030 | Class I | IK08 | IP20 | IP20 | 60 | 1210 | -20 | 1 | 273.7 | RAL10111 | 50-60Hz | Passive | LED | embedded sensor system | High Bay Rectangular | Tungsram High-bay IP20 | Indoor industrial |  |  | 40570 | Yes |  |  |  | Bracket kit. Tilted bracket kit. Busbar bracket kit. Cable hook pair
TBD | TU HB IP20 G1 2H30 4K70 U1 RF EA | image | datasheet | deeplink | TUNGSRAM - Tungsram High-bay IP20 - 26210lm - 176W - 4000K - 70CRI - TBD[SKU] - Bracket. Y-cable | 5 | Bracket. Y-cable | LED | 1 | 176 | [8 empty] | CE | [6 empty] | 20 | 4000 | 855x263x96 |  | 220-240V |  | 5 |  | 80° Diffuse | 3 | 70 |  | 4000 |  |  | >=0.9 | 105000 |  |  | 149.17 |  |  | 9 | U1 | 25 | max. 10% at 100.000 hrs |  | Available | 740/339 | Cx=0.4338;Cy=0.4030 | Class I | IK08 | IP20 | IP20 | 60 |  | -20 | 1 | 175.7 | RAL10110 | 50-60Hz | Passive | LED | embedded sensor system | High Bay Rectangular | Tungsram High-bay IP20 | Indoor industrial |  |  | 26210 | Yes |  |  |  | Bracket kit. Tilted bracket kit. Busbar bracket kit. Cable hook pair
TBD | TU HB IP20 G1 2H30 4K70 U1 RF ST | image | datasheet | deeplink | TUNGSRAM - Tungsram High-bay IP20 - 26210lm - 172W - 4000K - 70CRI - TBD[SKU] - Bracket. Y-cable | 4 | Bracket. Y-cable | LED | 1 | 172 | [8 empty] | CE | [6 empty] | 20 | 4000 | 843x263x86 |  | 220-240V |  | 5 |  | 80° Diffuse | 3 | 70 |  | 4000 |  |  | >=0.9 | 105000 |  |  | 152.65 |  |  | 9 | U1 | 25 | max. 10% at 100.000 hrs |  | Available | 740/339 | Cx=0.4338;Cy=0.4030 | Class I | IK08 | IP20 | IP20 | 60 | 760 | -20 | 1 | 171.7 | RAL10109 | 50-60Hz | Passive | LED | embedded sensor system | High Bay Rectangular | Tungsram High-bay IP20 | Indoor industrial |  |  | 26210 | Yes |  |  |  | Bracket kit. Tilted bracket kit. Busbar bracket kit. Cable hook pair
TBD | TU HB IP20 G1 1H25 4K70 U1 RF EA | image | datasheet | deeplink | TUNGSRAM - Tungsram High-bay IP20 - 22440lm - 160W - 4000K - 70CRI - TBD[SKU] - Bracket. Y-cable | 3 | Bracket. Y-cable | LED | 1 | 160 | [8 empty] | CE | [6 empty] | 20 | 4000 | 478x263x86 |  | 220-240V |  | 5 |  | 80° Diffuse | 3 | 70 |  | 4000 |  |  | >=0.9 | 116706 |  |  | 139.99 |  |  | 9 | U1 | 25 | max. 10% at 100.000 hrs |  | Available | 740/339 | Cx=0.4338;Cy=0.4030 | Class I | IK08 | IP20 | IP20 | 60 | 710 | -20 | 1 | 160.3 | RAL10108 | 50-60Hz | Passive | LED | embedded sensor system | High Bay Rectangular | Tungsram High-bay IP20 | Indoor industrial |  |  | 22440 | Yes |  |  |  | Bracket kit. Tilted bracket kit. Busbar bracket kit. Cable hook pair
TBD | TU HB IP20 G1 1H25 4K70 U1 RF ST | image | datasheet | deeplink | TUNGSRAM - Tungsram High-bay IP20 - 22440lm - 156W - 4000K - 70CRI - TBD[SKU] - Bracket. Y-cable | 2 | Bracket. Y-cable | LED | 1 | 156 | [8 empty] | CE | [6 empty] | 20 | 4000 | 478x263x86 |  | 220-240V |  | 5 |  | 80° Diffuse | 3 | 70 |  | 4000 |  |  | >=0.9 | 116706 |  |  | 143.57 |  |  | 9 | U1 | 25 | max. 10% at 100.000 hrs |  | Available | 740/339 | Cx=0.4338;Cy=0.4030 | Class I | IK08 | IP20 | IP20 | 60 | 690 | -20 | 1 | 156.3 | RAL10107 | 50-60Hz | Passive | LED | embedded sensor system | High Bay Rectangular | Tungsram High-bay IP20 | Indoor industrial |  |  | 22440 | Yes |  |  |  | Bracket kit. Tilted bracket kit. Busbar bracket kit. Cable hook pair
TBD | TU HB IP20 G1 1H20 4K70 U1 RF EA | image | datasheet | deeplink | TUNGSRAM - Tungsram High-bay IP20 - 17500lm - 122W - 4000K - 70CRI - TBD[SKU] - Bracket. Y-cable | 3 | Bracket. Y-cable | LED | 1 | 122 | [8 empty] | CE | [6 empty] | 20 | 4000 | 478x263x86 |  | 220-240V |  | 5 |  | 80° Diffuse | 3 | 70 |  | 4000 |  |  | >=0.9 | 100000 |  |  | 143.8 |  |  | 9 | U1 | 25 | max. 10% at 100.000 hrs |  | Available | 740/339 | Cx=0.4338;Cy=0.4030 | Class I | IK08 | IP20 | IP20 | 60 | 540 | -20 | 1 | 121.7 | RAL10106 | 50-60Hz | Passive | LED | embedded sensor system | High Bay Rectangular | Tungsram High-bay IP20 | Indoor industrial |  |  | 17500 | Yes |  |  |  | Bracket kit. Tilted bracket kit. Busbar bracket kit. Cable hook pair
TBD | TU HB IP20 G1 1H20 4K70 U1 RF ST | image | datasheet | deeplink | TUNGSRAM - Tungsram High-bay IP20 - 17500lm - 118W - 4000K - 70CRI - TBD[SKU] - Bracket. Y-cable | 2 | Bracket. Y-cable | LED | 1 | 118 | [8 empty] | CE | [6 empty] | 20 | 4000 | 478x263x86 |  | 220-240V |  | 5 |  | 80° Diffuse | 3 | 70 |  | 4000 |  |  | >=0.9 | 100000 |  |  | 148.68 |  |  | 9 | U1 | 25 | max. 10% at 100.000 hrs |  | Available | 740/339 | Cx=0.4338;Cy=0.4030 | Class I | IK08 | IP20 | IP20 | 60 | 520 | -20 | 1 | 117.7 | RAL10105 | 50-60Hz | Passive | LED | embedded sensor system | High Bay Rectangular | Tungsram High-bay IP20 | Indoor industrial |  |  | 17500 | Yes |  |  |  | Bracket kit. Tilted bracket kit. Busbar bracket kit. Cable hook pair
TBD | TU HB IP20 G1 1H15 4K70 U1 RF ST | image | datasheet | deeplink | TUNGSRAM - Tungsram High-bay IP20 - 13460lm - 88W - 4000K - 70CRI - TBD[SKU] - Bracket. Y-cable | 2 | Bracket. Y-cable | LED | 1 | 88 | [8 empty] | CE | [6 empty] | 20 | 4000 | 478x263x86 |  | 220-240V |  | 5 |  | 80° Diffuse | 3 | 70 |  | 4000 |  |  | >=0.9 | 116706 |  |  | 153.48 |  |  | 9 | U1 | 25 | max. 10% at 100.000 hrs |  | Available | 740/339 | Cx=0.4338;Cy=0.4030 | Class I | IK08 | IP20 | IP20 | 60 | 390 | -20 | 1 | 87.7 | RAL10104 | 50-60Hz | Passive | LED | embedded sensor system | High Bay Rectangular | Tungsram High-bay IP20 | Indoor industrial |  |  | 13460 | Yes |  |  |  | Bracket kit. Tilted bracket kit. Busbar bracket kit. Cable hook pair
TBD | TU HB IP20 G1 1H10 4K70 U1 RF ST | image | datasheet | deeplink | TUNGSRAM - Tungsram High-bay IP20 - 8890lm - 58W - 4000K - 70CRI - TBD[SKU] - Bracket. Y-cable | 2 | Bracket. Y-cable | LED | 1 | 58 | [8 empty] | CE | [6 empty] | 20 | 4000 | 478x263x86 |  | 220-240V |  | 5 |  | 80° Diffuse | 3 | 70 |  | 4000 |  |  | >=0.9 | 115000 |  |  | 154.07 |  |  | 9 | U1 | 25 | max. 10% at 100.000 hrs |  | Available | 740/339 | Cx=0.4338;Cy=0.4030 | Class I | IK08 | IP20 | IP20 | 60 | 260 | -20 | 1 | 57.7 | RAL10103 | 50-60Hz | Passive | LED | embedded sensor system | High Bay Rectangular | Tungsram High-bay IP20 | Indoor industrial |  |  | 8890 | Yes |  |  |  | Bracket kit. Tilted bracket kit. Busbar bracket kit. Cable hook pair
TBD | TU HB IP20 G1 2H45 4K70 U1 DL ST | image | datasheet | deeplink | TUNGSRAM - Tungsram High-bay IP20 - 40570lm - 272W - 4000K - 70CRI - TBD[SKU] - Bracket. Y-cable | 4 | Bracket. Y-cable | LED | 1 | 272 | [8 empty] | CE | [6 empty] | 20 | 4000 | 763x263x81 |  | 220-240V |  | 5 |  | 80° Diffuse | 3 | 70 |  | 4000 |  |  | >=0.9 | 116000 |  |  | 149.15 |  |  | 9 | U1 | 25 | max. 10% at 100.000 hrs |  | Available | 740/339 | Cx=0.4338;Cy=0.4030 | Class I | IK08 | IP20 | IP20 | 60 | 1210 | -20 | 1 | 272 | RAL10102 | 50-60Hz | Passive | LED | dimmable | High Bay Rectangular | Tungsram High-bay IP20 | Indoor industrial |  |  | 40570 | No sensor |  |  |  | Bracket kit. Tilted bracket kit. Busbar bracket kit. Cable hook pair
TBD | TU HB IP20 G1 2H30 4K70 U1 DL ST | image | datasheet | deeplink | TUNGSRAM - Tungsram High-bay IP20 - 26210lm - 170W - 4000K - 70CRI - TBD[SKU] - Bracket. Y-cable | 4 | Bracket. Y-cable | LED | 1 | 170 | [8 empty] | CE | [6 empty] | 20 | 4000 | 763x263x81 |  | 220-240V |  | 5 |  | 80° Diffuse | 3 | 70 |  | 4000 |  |  | >=0.9 | 105000 |  |  | 154.18 |  |  | 9 | U1 | 25 | max. 10% at 100.000 hrs |  | Available | 740/339 | Cx=0.4338;Cy=0.4030 | Class I | IK08 | IP20 | IP20 | 60 | 750 | -20 | 1 | 170 | RAL10101 | 50-60Hz | Passive | LED | dimmable | High Bay Rectangular | Tungsram High-bay IP20 | Indoor industrial |  |  | 26210 | No sensor |  |  |  | Bracket kit. Tilted bracket kit. Busbar bracket kit. Cable hook pair
TBD | TU HB IP20 G1 1H25 4K70 U1 DL EA | image | datasheet | deeplink | TUNGSRAM - Tungsram High-bay IP20 - 22440lm - 159W - 4000K - 70CRI - TBD[SKU] - Bracket. Y-cable | 3 | Bracket. Y-cable | LED | 1 | 159 | [8 empty] | CE | [6 empty] | 20 | 4000 | 398x263x81 |  | 220-240V |  | 5 |  | 80° Diffuse | 3 | 70 |  | 4000 |  |  | >=0.9 | 116706 |  |  | 141.49 |  |  | 9 | U1 | 25 | max. 10% at 100.000 hrs |  | Available | 740/339 | Cx=0.4338;Cy=0.4030 | Class I | IK08 | IP20 | IP20 | 60 | 700 | -20 | 1 | 158.6 | RAL10100 | 50-60Hz | Passive | LED | dimmable | High Bay Rectangular | Tungsram High-bay IP20 | Indoor industrial |  |  | 22440 | No sensor |  |  |  | Bracket kit. Tilted bracket kit. Busbar bracket kit. Cable hook pair
TBD | TU HB IP20 G1 1H25 4K70 U1 DL ST | image | datasheet | deeplink | TUNGSRAM - Tungsram High-bay IP20 - 22440lm - 155W - 4000K - 70CRI - TBD[SKU] - Bracket. Y-cable | 2 | Bracket. Y-cable | LED | 1 | 155 | [8 empty] | CE | [6 empty] | 20 | 4000 | 398x263x81 |  | 220-240V |  | 5 |  | 80° Diffuse | 3 | 70 |  | 4000 |  |  | >=0.9 | 116706 |  |  | 145.15 |  |  | 9 | U1 | 25 | max. 10% at 100.000 hrs |  | Available | 740/339 | Cx=0.4338;Cy=0.4030 | Class I | IK08 | IP20 | IP20 | 60 | 690 | -20 | 1 | 154.6 | RAL10099 | 50-60Hz | Passive | LED | dimmable | High Bay Rectangular | Tungsram High-bay IP20 | Indoor industrial |  |  | 22440 | No sensor |  |  |  | Bracket kit. Tilted bracket kit. Busbar bracket kit. Cable hook pair
TBD | TU HB IP20 G1 1H20 4K70 U1 DL EA | image | datasheet | deeplink | TUNGSRAM - Tungsram High-bay IP20 - 17500lm - 120W - 4000K - 70CRI - TBD[SKU] - Bracket. Y-cable | 3 | Bracket. Y-cable | LED | 1 | 120 | [8 empty] | CE | [6 empty] | 20 | 4000 | 398x263x81 |  | 220-240V |  | 5 |  | 80° Diffuse | 3 | 70 |  | 4000 |  |  | >=0.9 | 100000 |  |  | 145.83 |  |  | 9 | U1 | 25 | max. 10% at 100.000 hrs |  | Available | 740/339 | Cx=0.4338;Cy=0.4030 | Class I | IK08 | IP20 | IP20 | 60 | 530 | -20 | 1 | 120 | RAL10098 | 50-60Hz | Passive | LED | dimmable | High Bay Rectangular | Tungsram High-bay IP20 | Indoor industrial |  |  | 17500 | No sensor |  |  |  | Bracket kit. Tilted bracket kit. Busbar bracket kit. Cable hook pair
TBD | TU HB IP20 G1 1H20 4K70 U1 DL ST | image | datasheet | deeplink | TUNGSRAM - Tungsram High-bay IP20 - 17500lm - 116W - 4000K - 70CRI - TBD[SKU] - Bracket. Y-cable | 2 | Bracket. Y-cable | LED | 1 | 116 | [8 empty] | CE | [6 empty] | 20 | 4000 | 398x263x81 |  | 220-240V |  | 5 |  | 80° Diffuse | 3 | 70 |  | 4000 |  |  | >=0.9 | 100000 |  |  | 150.86 |  |  | 9 | U1 | 25 | max. 10% at 100.000 hrs |  | Available | 740/339 | Cx=0.4338;Cy=0.4030 | Class I | IK08 | IP20 | IP20 | 60 | 510 | -20 | 1 | 116 | RAL10097 | 50-60Hz | Passive | LED | dimmable | High Bay Rectangular | Tungsram High-bay IP20 | Indoor industrial |  |  | 17500 | No sensor |  |  |  | Bracket kit. Tilted bracket kit. Busbar bracket kit. Cable hook pair
TBD | TU HB IP20 G1 1H15 4K70 U1 DL ST | image | datasheet | deeplink | TUNGSRAM - Tungsram High-bay IP20 - 13460lm - 86W - 4000K - 70CRI - TBD[SKU] - Bracket. Y-cable | 2 | Bracket. Y-cable | LED | 1 | 86 | [8 empty] | CE | [6 empty] | 20 | 4000 | 398x263x81 |  | 220-240V |  | 5 |  | 80° Diffuse | 3 | 70 |  | 4000 |  |  | >=0.9 | 116706 |  |  | 156.51 |  |  | 9 | U1 | 25 | max. 10% at 100.000 hrs |  | Available | 740/339 | Cx=0.4338;Cy=0.4030 | Class I | IK08 | IP20 | IP20 | 60 | 380 | -20 | 1 | 86 | RAL10096 | 50-60Hz | Passive | LED | dimmable | High Bay Rectangular | Tungsram High-bay IP20 | Indoor industrial |  |  | 13460 | No sensor |  |  |  | Bracket kit. Tilted bracket kit. Busbar bracket kit. Cable hook pair
TBD | TU HB IP20 G1 1H10 4K70 U1 DL ST | image | datasheet | deeplink | TUNGSRAM - Tungsram High-bay IP20 - 8890lm - 56W - 4000K - 70CRI - TBD[SKU] - Bracket. Y-cable | 2 | Bracket. Y-cable | LED | 1 | 56 | [8 empty] | CE | [6 empty] | 20 | 4000 | 398x263x81 |  | 220-240V |  | 5 |  | 80° Diffuse | 3 | 70 |  | 4000 |  |  | >=0.9 | 115000 |  |  | 158.75 |  |  | 9 | U1 | 25 | max. 10% at 100.000 hrs |  | Available | 740/339 | Cx=0.4338;Cy=0.4030 | Class I | IK08 | IP20 | IP20 | 60 | 250 | -20 | 1 | 56 | RAL10095 | 50-60Hz | Passive | LED | dimmable | High Bay Rectangular | Tungsram High-bay IP20 | Indoor industrial |  |  | 8890 | No sensor |  |  |  | Bracket kit. Tilted bracket kit. Busbar bracket kit. Cable hook pair
TBD | TU HB IP20 G1 1S30 4K70 U1 RF ST | image | datasheet | deeplink | TUNGSRAM - Tungsram High-bay IP20 - 25400lm - 201W - 4000K - 70CRI - TBD[SKU] - Bracket. Y-cable | 2 | Bracket. Y-cable | LED | 1 | 201 | [8 empty] | CE | [6 empty] | 20 | 4000 | 478x263x86 |  | 220-240V |  | 5 |  | 80° Diffuse | 3 | 70 |  | 4000 |  |  | >=0.9 | 117000 |  |  | 126.56 |  |  | 9 | U1 | 25 | max. 10% at 100.000 hrs |  | Available | 740/339 | Cx=0.4338;Cy=0.4030 | Class I | IK08 | IP20 | IP20 | 60 | 890 | -20 | 1 | 200.7 | RAL10094 | 50-60Hz | Passive | LED | embedded sensor system | High Bay Rectangular | Tungsram High-bay IP20 | Indoor industrial |  |  | 25400 | Yes |  |  |  | Bracket kit. Tilted bracket kit. Busbar bracket kit. Cable hook pair
TBD | TU HB IP20 G1 1S22 4K70 U1 RF ST | image | datasheet | deeplink | TUNGSRAM - Tungsram High-bay IP20 - 21090lm - 164W - 4000K - 70CRI - TBD[SKU] - Bracket. Y-cable | 2 | Bracket. Y-cable | LED | 1 | 164 | [8 empty] | CE | [6 empty] | 20 | 4000 | 478x263x86 |  | 220-240V |  | 5 |  | 80° Diffuse | 3 | 70 |  | 4000 |  |  | >=0.9 | 116706 |  |  | 128.83 |  |  | 9 | U1 | 25 | max. 10% at 100.000 hrs |  | Available | 740/339 | Cx=0.4338;Cy=0.4030 | Class I | IK08 | IP20 | IP20 | 60 | 730 | -20 | 1 | 163.7 | RAL10093 | 50-60Hz | Passive | LED | embedded sensor system | High Bay Rectangular | Tungsram High-bay IP20 | Indoor industrial |  |  | 21090 | Yes |  |  |  | Bracket kit. Tilted bracket kit. Busbar bracket kit. Cable hook pair
TBD | TU HB IP20 G1 1S20 4K70 U1 RF ST | image | datasheet | deeplink | TUNGSRAM - Tungsram High-bay IP20 - 17860lm - 143W - 4000K - 70CRI - TBD[SKU] - Bracket. Y-cable | 2 | Bracket. Y-cable | LED | 1 | 143 | [8 empty] | CE | [6 empty] | 20 | 4000 | 478x263x86 |  | 220-240V |  | 5 |  | 80° Diffuse | 3 | 70 |  | 4000 |  |  | >=0.9 | 197000 |  |  | 125.16 |  |  | 9 | U1 | 25 | max. 10% at 100.000 hrs |  | Available | 740/339 | Cx=0.4338;Cy=0.4030 | Class I | IK08 | IP20 | IP20 | 60 | 630 | -20 | 1 | 142.7 | RAL10092 | 50-60Hz | Passive | LED | embedded sensor system | High Bay Rectangular | Tungsram High-bay IP20 | Indoor industrial |  |  | 17860 | Yes |  |  |  | Bracket kit. Tilted bracket kit. Busbar bracket kit. Cable hook pair
TBD | TU HB IP20 G1 1S12 4K70 U1 RF ST | image | datasheet | deeplink | TUNGSRAM - Tungsram High-bay IP20 - 12120lm - 94W - 4000K - 70CRI - TBD[SKU] - Bracket. Y-cable | 2 | Bracket. Y-cable | LED | 1 | 94 | [8 empty] | CE | [6 empty] | 20 | 4000 | 478x263x86 |  | 220-240V |  | 5 |  | 80° Diffuse | 3 | 70 |  | 4000 |  |  | >=0.9 | 116706 |  |  | 129.35 |  |  | 9 | U1 | 25 | max. 10% at 100.000 hrs |  | Available | 740/339 | Cx=0.4338;Cy=0.4030 | Class I | IK08 | IP20 | IP20 | 60 | 420 | -20 | 1 | 93.7 | RAL10091 | 50-60Hz | Passive | LED | embedded sensor system | High Bay Rectangular | Tungsram High-bay IP20 | Indoor industrial |  |  | 12120 | Yes |  |  |  | Bracket kit. Tilted bracket kit. Busbar bracket kit. Cable hook pair
TBD | TU HB IP20 G1 1S10 4K70 U1 RF ST | image | datasheet | deeplink | TUNGSRAM - Tungsram High-bay IP20 - 8680lm - 69W - 4000K - 70CRI - TBD[SKU] - Bracket. Y-cable | 2 | Bracket. Y-cable | LED | 1 | 69 | [8 empty] | CE | [6 empty] | 20 | 4000 | 478x263x86 |  | 220-240V |  | 5 |  | 80° Diffuse | 3 | 70 |  | 4000 |  |  | >=0.9 | 259000 |  |  | 126.35 |  |  | 9 | U1 | 25 | max. 10% at 100.000 hrs |  | Available | 740/339 | Cx=0.4338;Cy=0.4030 | Class I | IK08 | IP20 | IP20 | 60 | 300 | -20 | 1 | 68.7 | RAL10090 | 50-60Hz | Passive | LED | embedded sensor system | High Bay Rectangular | Tungsram High-bay IP20 | Indoor industrial |  |  | 8680 | Yes |  |  |  | Bracket kit. Tilted bracket kit. Busbar bracket kit. Cable hook pair
TBD | TU HB IP20 G1 1S30 4K70 U1 DL ST | image | datasheet | deeplink | TUNGSRAM - Tungsram High-bay IP20 - 25400lm - 199W - 4000K - 70CRI - TBD[SKU] - Bracket. Y-cable | 2 | Bracket. Y-cable | LED | 1 | 199 | [8 empty] | CE | [6 empty] | 20 | 4000 | 398x263x81 |  | 220-240V |  | 5 |  | 80° Diffuse | 3 | 70 |  | 4000 |  |  | >=0.9 | 117000 |  |  | 127.64 |  |  | 9 | U1 | 25 | max. 10% at 100.000 hrs |  | Available | 740/339 | Cx=0.4338;Cy=0.4030 | Class I | IK08 | IP20 | IP20 | 60 | 880 | -20 | 1 | 199 | RAL10089 | 50-60Hz | Passive | LED | dimmable | High Bay Rectangular | Tungsram High-bay IP20 | Indoor industrial |  |  | 25400 | No sensor |  |  |  | Bracket kit. Tilted bracket kit. Busbar bracket kit. Cable hook pair
TBD | TU HB IP20 G1 1S22 4K70 U1 DL ST | image | datasheet | deeplink | TUNGSRAM - Tungsram High-bay IP20 - 21090lm - 162W - 4000K - 70CRI - TBD[SKU] - Bracket. Y-cable | 2 | Bracket. Y-cable | LED | 1 | 162 | [8 empty] | CE | [6 empty] | 20 | 4000 | 398x263x81 |  | 220-240V |  | 5 |  | 80° Diffuse | 3 | 70 |  | 4000 |  |  | >=0.9 | 116706 |  |  | 130.19 |  |  | 9 | U1 | 25 | max. 10% at 100.000 hrs |  | Available | 740/339 | Cx=0.4338;Cy=0.4030 | Class I | IK08 | IP20 | IP20 | 60 | 720 | -20 | 1 | 162 | RAL10088 | 50-60Hz | Passive | LED | dimmable | High Bay Rectangular | Tungsram High-bay IP20 | Indoor industrial |  |  | 21090 | No sensor |  |  |  | Bracket kit. Tilted bracket kit. Busbar bracket kit. Cable hook pair
TBD | TU HB IP20 G1 1S20 4K70 U1 DL ST | image | datasheet | deeplink | TUNGSRAM - Tungsram High-bay IP20 - 17860lm - 141W - 4000K - 70CRI - TBD[SKU] - Bracket. Y-cable | 2 | Bracket. Y-cable | LED | 1 | 141 | [8 empty] | CE | [6 empty] | 20 | 4000 | 398x263x81 |  | 220-240V |  | 5 |  | 80° Diffuse | 3 | 70 |  | 4000 |  |  | >=0.9 | 197000 |  |  | 126.67 |  |  | 9 | U1 | 25 | max. 10% at 100.000 hrs |  | Available | 740/339 | Cx=0.4338;Cy=0.4030 | Class I | IK08 | IP20 | IP20 | 60 | 630 | -20 | 1 | 141 | RAL10087 | 50-60Hz | Passive | LED | dimmable | High Bay Rectangular | Tungsram High-bay IP20 | Indoor industrial |  |  | 17860 | No sensor |  |  |  | Bracket kit. Tilted bracket kit. Busbar bracket kit. Cable hook pair
TBD | TU HB IP20 G1 1S12 4K70 U1 DL ST | image | datasheet | deeplink | TUNGSRAM - Tungsram High-bay IP20 - 12120lm - 92W - 4000K - 70CRI - TBD[SKU] - Bracket. Y-cable | 2 | Bracket. Y-cable | LED | 1 | 92 | [8 empty] | CE | [6 empty] | 20 | 4000 | 398x263x81 |  | 220-240V |  | 5 |  | 80° Diffuse | 3 | 70 |  | 4000 |  |  | >=0.9 | 116706 |  |  | 131.74 |  |  | 9 | U1 | 25 | max. 10% at 100.000 hrs |  | Available | 740/339 | Cx=0.4338;Cy=0.4030 | Class I | IK08 | IP20 | IP20 | 60 | 410 | -20 | 1 | 92 | RAL10086 | 50-60Hz | Passive | LED | dimmable | High Bay Rectangular | Tungsram High-bay IP20 | Indoor industrial |  |  | 12120 | No sensor |  |  |  | Bracket kit. Tilted bracket kit. Busbar bracket kit. Cable hook pair
TBD | TU HB IP20 G1 1S10 4K70 U1 DL ST | image | datasheet | deeplink | TUNGSRAM - Tungsram High-bay IP20 - 8680lm - 67W - 4000K - 70CRI - TBD[SKU] - Bracket. Y-cable | 2 | Bracket. Y-cable | LED | 1 | 67 | [8 empty] | CE | [6 empty] | 20 | 4000 | 398x263x81 |  | 220-240V |  | 5 |  | 80° Diffuse | 3 | 70 |  | 4000 |  |  | >=0.9 | 259000 |  |  | 129.55 |  |  | 9 | U1 | 25 | max. 10% at 100.000 hrs |  | Available | 740/339 | Cx=0.4338;Cy=0.4030 | Class I | IK08 | IP20 | IP20 | 60 | 300 | -20 | 1 | 67 | RAL10085 | 50-60Hz | Passive | LED | dimmable | High Bay Rectangular | Tungsram High-bay IP20 | Indoor industrial |  |  | 8680 | No sensor |  |  |  | Bracket kit. Tilted bracket kit. Busbar bracket kit. Cable hook pair
TBD | TU HB IP20 G1 2S60 4K70 U1 SN ST | image | datasheet | deeplink | TUNGSRAM - Tungsram High-bay IP20 - 53860lm - 437W - 4000K - 70CRI - TBD[SKU] - Bracket. Y-cable | 4 | Bracket. Y-cable | LED | 1 | 437 | [8 empty] | CE | [6 empty] | 20 | 4000 | 843x263x86 |  | 220-240V |  | 5 |  | 80° Diffuse | 3 | 70 |  | 4000 |  |  | >=0.9 | 116706 |  |  | 123.33 |  |  | 9 | U1 | 25 | max. 10% at 100.000 hrs |  | Available | 740/339 | Cx=0.4338;Cy=0.4030 | Class I | IK08 | IP20 | IP20 | 60 | 1940 | -20 | 1 | 436.7 | RAL10084 | 50-60Hz | Passive | LED | embedded sensor system | High Bay Rectangular | Tungsram High-bay IP20 | Indoor industrial |  |  | 53860 | Yes |  |  |  | Bracket kit. Tilted bracket kit. Busbar bracket kit. Cable hook pair
TBD | TU HB IP20 G1 1S30 4K70 U1 SN ST | image | datasheet | deeplink | TUNGSRAM - Tungsram High-bay IP20 - 25400lm - 201W - 4000K - 70CRI - TBD[SKU] - Bracket. Y-cable | 2 | Bracket. Y-cable | LED | 1 | 201 | [8 empty] | CE | [6 empty] | 20 | 4000 | 478x263x86 |  | 220-240V |  | 5 |  | 80° Diffuse | 3 | 70 |  | 4000 |  |  | >=0.9 | 117000 |  |  | 126.56 |  |  | 9 | U1 | 25 | max. 10% at 100.000 hrs |  | Available | 740/339 | Cx=0.4338;Cy=0.4030 | Class I | IK08 | IP20 | IP20 | 60 | 890 | -20 | 1 | 200.7 | RAL10083 | 50-60Hz | Passive | LED | embedded sensor system | High Bay Rectangular | Tungsram High-bay IP20 | Indoor industrial |  |  | 25400 | Yes |  |  |  | Bracket kit. Tilted bracket kit. Busbar bracket kit. Cable hook pair
TBD | TU HB IP20 G1 1S22 4K70 U1 SN ST | image | datasheet | deeplink | TUNGSRAM - Tungsram High-bay IP20 - 21090lm - 164W - 4000K - 70CRI - TBD[SKU] - Bracket. Y-cable | 2 | Bracket. Y-cable | LED | 1 | 164 | [8 empty] | CE | [6 empty] | 20 | 4000 | 478x263x86 |  | 220-240V |  | 5 |  | 80° Diffuse | 3 | 70 |  | 4000 |  |  | >=0.9 | 116706 |  |  | 128.83 |  |  | 9 | U1 | 25 | max. 10% at 100.000 hrs |  | Available | 740/339 | Cx=0.4338;Cy=0.4030 | Class I | IK08 | IP20 | IP20 | 60 | 730 | -20 | 1 | 163.7 | RAL10082 | 50-60Hz | Passive | LED | embedded sensor system | High Bay Rectangular | Tungsram High-bay IP20 | Indoor industrial |  |  | 21090 | Yes |  |  |  | Bracket kit. Tilted bracket kit. Busbar bracket kit. Cable hook pair
TBD | TU HB IP20 G1 1S20 4K70 U1 SN ST | image | datasheet | deeplink | TUNGSRAM - Tungsram High-bay IP20 - 17860lm - 143W - 4000K - 70CRI - TBD[SKU] - Bracket. Y-cable | 2 | Bracket. Y-cable | LED | 1 | 143 | [8 empty] | CE | [6 empty] | 20 | 4000 | 478x263x86 |  | 220-240V |  | 5 |  | 80° Diffuse | 3 | 70 |  | 4000 |  |  | >=0.9 | 197000 |  |  | 125.16 |  |  | 9 | U1 | 25 | max. 10% at 100.000 hrs |  | Available | 740/339 | Cx=0.4338;Cy=0.4030 | Class I | IK08 | IP20 | IP20 | 60 | 630 | -20 | 1 | 142.7 | RAL10081 | 50-60Hz | Passive | LED | embedded sensor system | High Bay Rectangular | Tungsram High-bay IP20 | Indoor industrial |  |  | 17860 | Yes |  |  |  | Bracket kit. Tilted bracket kit. Busbar bracket kit. Cable hook pair
TBD | TU HB IP20 G1 1S12 4K70 U1 SN ST | image | datasheet | deeplink | TUNGSRAM - Tungsram High-bay IP20 - 12120lm - 94W - 4000K - 70CRI - TBD[SKU] - Bracket. Y-cable | 2 | Bracket. Y-cable | LED | 1 | 94 | [8 empty] | CE | [6 empty] | 20 | 4000 | 478x263x86 |  | 220-240V |  | 5 |  | 80° Diffuse | 3 | 70 |  | 4000 |  |  | >=0.9 | 116706 |  |  | 129.35 |  |  | 9 | U1 | 25 | max. 10% at 100.000 hrs |  | Available | 740/339 | Cx=0.4338;Cy=0.4030 | Class I | IK08 | IP20 | IP20 | 60 | 420 | -20 | 1 | 93.7 | RAL10080 | 50-60Hz | Passive | LED | embedded sensor system | High Bay Rectangular | Tungsram High-bay IP20 | Indoor industrial |  |  | 12120 | Yes |  |  |  | Bracket kit. Tilted bracket kit. Busbar bracket kit. Cable hook pair
TBD | TU HB IP20 G1 1S10 4K70 U1 SN ST | image | datasheet | deeplink | TUNGSRAM - Tungsram High-bay IP20 - 8680lm - 69W - 4000K - 70CRI - TBD[SKU] - Bracket. Y-cable | 2 | Bracket. Y-cable | LED | 1 | 69 | [8 empty] | CE | [6 empty] | 20 | 4000 | 478x263x86 |  | 220-240V |  | 5 |  | 80° Diffuse | 3 | 70 |  | 4000 |  |  | >=0.9 | 259000 |  |  | 126.35 |  |  | 9 | U1 | 25 | max. 10% at 100.000 hrs |  | Available | 740/339 | Cx=0.4338;Cy=0.4030 | Class I | IK08 | IP20 | IP20 | 60 | 300 | -20 | 1 | 68.7 | RAL10079 | 50-60Hz | Passive | LED | embedded sensor system | High Bay Rectangular | Tungsram High-bay IP20 | Indoor industrial |  |  | 8680 | Yes |  |  |  | Bracket kit. Tilted bracket kit. Busbar bracket kit. Cable hook pair
TBD | TU HB IP20 G1 2S60 4K70 U1 FX ST | image | datasheet | deeplink | TUNGSRAM - Tungsram High-bay IP20 - 53860lm - 435W - 4000K - 70CRI - TBD[SKU] - Bracket. Y-cable | 4 | Bracket. Y-cable | LED | 1 | 435 | [8 empty] | CE | [6 empty] | 20 | 4000 | 763x263x81 |  | 220-240V |  | 5 |  | 80° Diffuse | 3 | 70 |  | 4000 |  |  | >=0.9 | 116706 |  |  | 123.82 |  |  | 9 | U1 | 25 | max. 10% at 100.000 hrs |  | Available | 740/339 | Cx=0.4338;Cy=0.4030 | Class I | IK08 | IP20 | IP20 | 60 | 1930 | -20 | 1 | 435 | RAL10078 | 50-60Hz | Passive | LED | none | High Bay Rectangular | Tungsram High-bay IP20 | Indoor industrial |  |  | 53860 | No sensor |  |  |  | Bracket kit. Tilted bracket kit. Busbar bracket kit. Cable hook pair
TBD | TU HB IP20 G1 1S30 4K70 U1 FX ST | image | datasheet | deeplink | TUNGSRAM - Tungsram High-bay IP20 - 25400lm - 199W - 4000K - 70CRI - TBD[SKU] - Bracket. Y-cable | 2 | Bracket. Y-cable | LED | 1 | 199 | [8 empty] | CE | [6 empty] | 20 | 4000 | 398x263x81 |  | 220-240V |  | 5 |  | 80° Diffuse | 3 | 70 |  | 4000 |  |  | >=0.9 | 117000 |  |  | 127.64 |  |  | 9 | U1 | 25 | max. 10% at 100.000 hrs |  | Available | 740/339 | Cx=0.4338;Cy=0.4030 | Class I | IK08 | IP20 | IP20 | 60 | 880 | -20 | 1 | 199 | RAL10077 | 50-60Hz | Passive | LED | none | High Bay Rectangular | Tungsram High-bay IP20 | Indoor industrial |  |  | 25400 | No sensor |  |  |  | Bracket kit. Tilted bracket kit. Busbar bracket kit. Cable hook pair
TBD | TU HB IP20 G1 1S22 4K70 U1 FX ST | image | datasheet | deeplink | TUNGSRAM - Tungsram High-bay IP20 - 21090lm - 162W - 4000K - 70CRI - TBD[SKU] - Bracket. Y-cable | 2 | Bracket. Y-cable | LED | 1 | 162 | [8 empty] | CE | [6 empty] | 20 | 4000 | 398x263x81 |  | 220-240V |  | 5 |  | 80° Diffuse | 3 | 70 |  | 4000 |  |  | >=0.9 | 116706 |  |  | 130.19 |  |  | 9 | U1 | 25 | max. 10% at 100.000 hrs |  | Available | 740/339 | Cx=0.4338;Cy=0.4030 | Class I | IK08 | IP20 | IP20 | 60 | 720 | -20 | 1 | 162 | RAL10076 | 50-60Hz | Passive | LED | none | High Bay Rectangular | Tungsram High-bay IP20 | Indoor industrial |  |  | 21090 | No sensor |  |  |  | Bracket kit. Tilted bracket kit. Busbar bracket kit. Cable hook pair
TBD | TU HB IP20 G1 1S20 4K70 U1 FX EA | image | datasheet | deeplink | TUNGSRAM - Tungsram High-bay IP20 - 17860lm - 145W - 4000K - 70CRI - TBD[SKU] - Bracket. Y-cable | 3 | Bracket. Y-cable | LED | 1 | 145 | [8 empty] | CE | [6 empty] | 20 | 4000 | 398x263x81 |  | 220-240V |  | 5 |  | 80° Diffuse | 3 | 70 |  | 4000 |  |  | >=0.9 | 197000 |  |  | 123.17 |  |  | 9 | U1 | 25 | max. 10% at 100.000 hrs |  | Available | 740/339 | Cx=0.4338;Cy=0.4030 | Class I | IK08 | IP20 | IP20 | 60 | 640 | -20 | 1 | 145 | RAL10075 | 50-60Hz | Passive | LED | none | High Bay Rectangular | Tungsram High-bay IP20 | Indoor industrial |  |  | 17860 | No sensor |  |  |  | Bracket kit. Tilted bracket kit. Busbar bracket kit. Cable hook pair
TBD | TU HB IP20 G1 1S20 4K70 U1 FX ST | image | datasheet | deeplink | TUNGSRAM - Tungsram High-bay IP20 - 17860lm - 141W - 4000K - 70CRI - TBD[SKU] - Bracket. Y-cable | 2 | Bracket. Y-cable | LED | 1 | 141 | [8 empty] | CE | [6 empty] | 20 | 4000 | 398x263x81 |  | 220-240V |  | 5 |  | 80° Diffuse | 3 | 70 |  | 4000 |  |  | >=0.9 | 197000 |  |  | 126.67 |  |  | 9 | U1 | 25 | max. 10% at 100.000 hrs |  | Available | 740/339 | Cx=0.4338;Cy=0.4030 | Class I | IK08 | IP20 | IP20 | 60 | 630 | -20 | 1 | 141 | RAL10074 | 50-60Hz | Passive | LED | none | High Bay Rectangular | Tungsram High-bay IP20 | Indoor industrial |  |  | 17860 | No sensor |  |  |  | Bracket kit. Tilted bracket kit. Busbar bracket kit. Cable hook pair
TBD | TU HB IP20 G1 1S12 4K70 U1 FX ST | image | datasheet | deeplink | TUNGSRAM - Tungsram High-bay IP20 - 12120lm - 92W - 4000K - 70CRI - TBD[SKU] - Bracket. Y-cable | 2 | Bracket. Y-cable | LED | 1 | 92 | [8 empty] | CE | [6 empty] | 20 | 4000 | 398x263x81 |  | 220-240V |  | 5 |  | 80° Diffuse | 3 | 70 |  | 4000 |  |  | >=0.9 | 116706 |  |  | 131.74 |  |  | 9 | U1 | 25 | max. 10% at 100.000 hrs |  | Available | 740/339 | Cx=0.4338;Cy=0.4030 | Class I | IK08 | IP20 | IP20 | 60 | 410 | -20 | 1 | 92 | RAL10073 | 50-60Hz | Passive | LED | none | High Bay Rectangular | Tungsram High-bay IP20 | Indoor industrial |  |  | 12120 | No sensor |  |  |  | Bracket kit. Tilted bracket kit. Busbar bracket kit. Cable hook pair
TBD | TU HB IP20 G1 1S10 4K70 U1 FX ST | image | datasheet | deeplink | TUNGSRAM - Tungsram High-bay IP20 - 8680lm - 67W - 4000K - 70CRI - TBD[SKU] - Bracket. Y-cable | 2 | Bracket. Y-cable | LED | 1 | 67 | [8 empty] | CE | [6 empty] | 20 | 4000 | 398x263x81 |  | 220-240V |  | 5 |  | 80° Diffuse | 3 | 70 |  | 4000 |  |  | >=0.9 | 259000 |  |  | 129.55 |  |  | 9 | U1 | 25 | max. 10% at 100.000 hrs |  | Available | 740/339 | Cx=0.4338;Cy=0.4030 | Class I | IK08 | IP20 | IP20 | 60 | 300 | -20 | 1 | 67 | RAL10072 | 50-60Hz | Passive | LED | none | High Bay Rectangular | Tungsram High-bay IP20 | Indoor industrial |  |  | 8680 | No sensor |  |  |  | Bracket kit. Tilted bracket kit. Busbar bracket kit. Cable hook pair
TBD | TU HB IP20 G1 2H45 5K80 U1 NL ST | image | datasheet | deeplink | TUNGSRAM - Tungsram High-bay IP20 - 40570lm - 273W - 5000K - 80CRI - TBD[SKU] - Bracket. Y-cable | 4 | Bracket. Y-cable | LED | 1 | 273 | [8 empty] | CE | [6 empty] | 20 | 5000 | 779x263x96 |  | 220-240V |  | 5 |  | 80° Diffuse | 3 | 80 |  | 5000 |  |  | >=0.9 | 116000 |  |  | 148.61 |  |  | 9 | U1 | 25 | max. 10% at 100.000 hrs |  | Available | 850/339 | Cx=0.3447;Cy=0.3553 | Class I | IK08 | IP20 | IP20 | 60 | 1210 | -20 | 1 | 273 | RAL10071 | 50-60Hz | Passive | LED | embedded sensor system | High Bay Rectangular | Tungsram High-bay IP20 | Indoor industrial |  |  | 40570 | Yes |  |  |  | Bracket kit. Tilted bracket kit. Busbar bracket kit. Cable hook pair
TBD | TU HB IP20 G1 2H30 5K80 U1 NL EA | image | datasheet | deeplink | TUNGSRAM - Tungsram High-bay IP20 - 26210lm - 175W - 5000K - 80CRI - TBD[SKU] - Bracket. Y-cable | 5 | Bracket. Y-cable | LED | 1 | 175 | [8 empty] | CE | [6 empty] | 20 | 5000 | 855x263x96 |  | 220-240V |  | 5 |  | 80° Diffuse | 3 | 80 |  | 5000 |  |  | >=0.9 | 105000 |  |  | 149.77 |  |  | 9 | U1 | 25 | max. 10% at 100.000 hrs |  | Available | 850/339 | Cx=0.3447;Cy=0.3553 | Class I | IK08 | IP20 | IP20 | 60 |  | -20 | 1 | 175 | RAL10070 | 50-60Hz | Passive | LED | embedded sensor system | High Bay Rectangular | Tungsram High-bay IP20 | Indoor industrial |  |  | 26210 | Yes |  |  |  | Bracket kit. Tilted bracket kit. Busbar bracket kit. Cable hook pair
TBD | TU HB IP20 G1 2H30 5K80 U1 NL ST | image | datasheet | deeplink | TUNGSRAM - Tungsram High-bay IP20 - 26210lm - 171W - 5000K - 80CRI - TBD[SKU] - Bracket. Y-cable | 4 | Bracket. Y-cable | LED | 1 | 171 | [8 empty] | CE | [6 empty] | 20 | 5000 | 779x263x96 |  | 220-240V |  | 5 |  | 80° Diffuse | 3 | 80 |  | 5000 |  |  | >=0.9 | 105000 |  |  | 153.27 |  |  | 9 | U1 | 25 | max. 10% at 100.000 hrs |  | Available | 850/339 | Cx=0.3447;Cy=0.3553 | Class I | IK08 | IP20 | IP20 | 60 | 760 | -20 | 1 | 171 | RAL10069 | 50-60Hz | Passive | LED | embedded sensor system | High Bay Rectangular | Tungsram High-bay IP20 | Indoor industrial |  |  | 26210 | Yes |  |  |  | Bracket kit. Tilted bracket kit. Busbar bracket kit. Cable hook pair
TBD | TU HB IP20 G1 1H25 5K80 U1 NL EA | image | datasheet | deeplink | TUNGSRAM - Tungsram High-bay IP20 - 22440lm - 160W - 5000K - 80CRI - TBD[SKU] - Bracket. Y-cable | 3 | Bracket. Y-cable | LED | 1 | 160 | [8 empty] | CE | [6 empty] | 20 | 5000 | 414x263x96 |  | 220-240V |  | 5 |  | 80° Diffuse | 3 | 80 |  | 5000 |  |  | >=0.9 | 116706 |  |  | 140.6 |  |  | 9 | U1 | 25 | max. 10% at 100.000 hrs |  | Available | 850/339 | Cx=0.3447;Cy=0.3553 | Class I | IK08 | IP20 | IP20 | 60 | 710 | -20 | 1 | 159.6 | RAL10068 | 50-60Hz | Passive | LED | embedded sensor system | High Bay Rectangular | Tungsram High-bay IP20 | Indoor industrial |  |  | 22440 | Yes |  |  |  | Bracket kit. Tilted bracket kit. Busbar bracket kit. Cable hook pair
TBD | TU HB IP20 G1 1H25 5K80 U1 NL ST | image | datasheet | deeplink | TUNGSRAM - Tungsram High-bay IP20 - 22440lm - 156W - 5000K - 80CRI - TBD[SKU] - Bracket. Y-cable | 2 | Bracket. Y-cable | LED | 1 | 156 | [8 empty] | CE | [6 empty] | 20 | 5000 | 414x263x96 |  | 220-240V |  | 5 |  | 80° Diffuse | 3 | 80 |  | 5000 |  |  | >=0.9 | 116706 |  |  | 144.22 |  |  | 9 | U1 | 25 | max. 10% at 100.000 hrs |  | Available | 850/339 | Cx=0.3447;Cy=0.3553 | Class I | IK08 | IP20 | IP20 | 60 | 690 | -20 | 1 | 155.6 | RAL10067 | 50-60Hz | Passive | LED | embedded sensor system | High Bay Rectangular | Tungsram High-bay IP20 | Indoor industrial |  |  | 22440 | Yes |  |  |  | Bracket kit. Tilted bracket kit. Busbar bracket kit. Cable hook pair
TBD | TU HB IP20 G1 1H20 5K80 U1 NL ST | image | datasheet | deeplink | TUNGSRAM - Tungsram High-bay IP20 - 17500lm - 117W - 5000K - 80CRI - TBD[SKU] - Bracket. Y-cable | 2 | Bracket. Y-cable | LED | 1 | 117 | [8 empty] | CE | [6 empty] | 20 | 5000 | 414x263x96 |  | 220-240V |  | 5 |  | 80° Diffuse | 3 | 80 |  | 5000 |  |  | >=0.9 | 100000 |  |  | 149.57 |  |  | 9 | U1 | 25 | max. 10% at 100.000 hrs |  | Available | 850/339 | Cx=0.3447;Cy=0.3553 | Class I | IK08 | IP20 | IP20 | 60 | 520 | -20 | 1 | 117 | RAL10066 | 50-60Hz | Passive | LED | embedded sensor system | High Bay Rectangular | Tungsram High-bay IP20 | Indoor industrial |  |  | 17500 | Yes |  |  |  | Bracket kit. Tilted bracket kit. Busbar bracket kit. Cable hook pair
TBD | TU HB IP20 G1 1H15 5K80 U1 NL ST | image | datasheet | deeplink | TUNGSRAM - Tungsram High-bay IP20 - 13460lm - 87W - 5000K - 80CRI - TBD[SKU] - Bracket. Y-cable | 2 | Bracket. Y-cable | LED | 1 | 87 | [8 empty] | CE | [6 empty] | 20 | 5000 | 414x263x96 |  | 220-240V |  | 5 |  | 80° Diffuse | 3 | 80 |  | 5000 |  |  | >=0.9 | 116706 |  |  | 154.71 |  |  | 9 | U1 | 25 | max. 10% at 100.000 hrs |  | Available | 850/339 | Cx=0.3447;Cy=0.3553 | Class I | IK08 | IP20 | IP20 | 60 | 390 | -20 | 1 | 87 | RAL10065 | 50-60Hz | Passive | LED | embedded sensor system | High Bay Rectangular | Tungsram High-bay IP20 | Indoor industrial |  |  | 13460 | Yes |  |  |  | Bracket kit. Tilted bracket kit. Busbar bracket kit. Cable hook pair
TBD | TU HB IP20 G1 1H10 5K80 U1 NL ST | image | datasheet | deeplink | TUNGSRAM - Tungsram High-bay IP20 - 8890lm - 57W - 5000K - 80CRI - TBD[SKU] - Bracket. Y-cable | 2 | Bracket. Y-cable | LED | 1 | 57 | [8 empty] | CE | [6 empty] | 20 | 5000 | 414x263x96 |  | 220-240V |  | 5 |  | 80° Diffuse | 3 | 80 |  | 5000 |  |  | >=0.9 | 115000 |  |  | 155.96 |  |  | 9 | U1 | 25 | max. 10% at 100.000 hrs |  | Available | 850/339 | Cx=0.3447;Cy=0.3553 | Class I | IK08 | IP20 | IP20 | 60 | 250 | -20 | 1 | 57 | RAL10064 | 50-60Hz | Passive | LED | embedded sensor system | High Bay Rectangular | Tungsram High-bay IP20 | Indoor industrial |  |  | 8890 | Yes |  |  |  | Bracket kit. Tilted bracket kit. Busbar bracket kit. Cable hook pair
TBD | TU HB IP20 G1 2H45 5K80 U1 RF ST | image | datasheet | deeplink | TUNGSRAM - Tungsram High-bay IP20 - 40570lm - 274W - 5000K - 80CRI - TBD[SKU] - Bracket. Y-cable | 4 | Bracket. Y-cable | LED | 1 | 274 | [8 empty] | CE | [6 empty] | 20 | 5000 | 843x263x86 |  | 220-240V |  | 5 |  | 80° Diffuse | 3 | 80 |  | 5000 |  |  | >=0.9 | 116000 |  |  | 148.23 |  |  | 9 | U1 | 25 | max. 10% at 100.000 hrs |  | Available | 850/339 | Cx=0.3447;Cy=0.3553 | Class I | IK08 | IP20 | IP20 | 60 | 1210 | -20 | 1 | 273.7 | RAL10063 | 50-60Hz | Passive | LED | embedded sensor system | High Bay Rectangular | Tungsram High-bay IP20 | Indoor industrial |  |  | 40570 | Yes |  |  |  | Bracket kit. Tilted bracket kit. Busbar bracket kit. Cable hook pair
TBD | TU HB IP20 G1 2H30 5K80 U1 RF EA | image | datasheet | deeplink | TUNGSRAM - Tungsram High-bay IP20 - 26210lm - 176W - 5000K - 80CRI - TBD[SKU] - Bracket. Y-cable | 5 | Bracket. Y-cable | LED | 1 | 176 | [8 empty] | CE | [6 empty] | 20 | 5000 | 855x263x96 |  | 220-240V |  | 5 |  | 80° Diffuse | 3 | 80 |  | 5000 |  |  | >=0.9 | 105000 |  |  | 149.17 |  |  | 9 | U1 | 25 | max. 10% at 100.000 hrs |  | Available | 850/339 | Cx=0.3447;Cy=0.3553 | Class I | IK08 | IP20 | IP20 | 60 |  | -20 | 1 | 175.7 | RAL10062 | 50-60Hz | Passive | LED | embedded sensor system | High Bay Rectangular | Tungsram High-bay IP20 | Indoor industrial |  |  | 26210 | Yes |  |  |  | Bracket kit. Tilted bracket kit. Busbar bracket kit. Cable hook pair
TBD | TU HB IP20 G1 2H30 5K80 U1 RF ST | image | datasheet | deeplink | TUNGSRAM - Tungsram High-bay IP20 - 26210lm - 172W - 5000K - 80CRI - TBD[SKU] - Bracket. Y-cable | 4 | Bracket. Y-cable | LED | 1 | 172 | [8 empty] | CE | [6 empty] | 20 | 5000 | 843x263x86 |  | 220-240V |  | 5 |  | 80° Diffuse | 3 | 80 |  | 5000 |  |  | >=0.9 | 105000 |  |  | 152.65 |  |  | 9 | U1 | 25 | max. 10% at 100.000 hrs |  | Available | 850/339 | Cx=0.3447;Cy=0.3553 | Class I | IK08 | IP20 | IP20 | 60 | 760 | -20 | 1 | 171.7 | RAL10061 | 50-60Hz | Passive | LED | embedded sensor system | High Bay Rectangular | Tungsram High-bay IP20 | Indoor industrial |  |  | 26210 | Yes |  |  |  | Bracket kit. Tilted bracket kit. Busbar bracket kit. Cable hook pair
TBD | TU HB IP20 G1 1H25 5K80 U1 RF EA | image | datasheet | deeplink | TUNGSRAM - Tungsram High-bay IP20 - 22440lm - 160W - 5000K - 80CRI - TBD[SKU] - Bracket. Y-cable | 3 | Bracket. Y-cable | LED | 1 | 160 | [8 empty] | CE | [6 empty] | 20 | 5000 | 478x263x86 |  | 220-240V |  | 5 |  | 80° Diffuse | 3 | 80 |  | 5000 |  |  | >=0.9 | 116706 |  |  | 139.99 |  |  | 9 | U1 | 25 | max. 10% at 100.000 hrs |  | Available | 850/339 | Cx=0.3447;Cy=0.3553 | Class I | IK08 | IP20 | IP20 | 60 | 710 | -20 | 1 | 160.3 | RAL10060 | 50-60Hz | Passive | LED | embedded sensor system | High Bay Rectangular | Tungsram High-bay IP20 | Indoor industrial |  |  | 22440 | Yes |  |  |  | Bracket kit. Tilted bracket kit. Busbar bracket kit. Cable hook pair
TBD | TU HB IP20 G1 1H25 5K80 U1 RF ST | image | datasheet | deeplink | TUNGSRAM - Tungsram High-bay IP20 - 22440lm - 156W - 5000K - 80CRI - TBD[SKU] - Bracket. Y-cable | 2 | Bracket. Y-cable | LED | 1 | 156 | [8 empty] | CE | [6 empty] | 20 | 5000 | 478x263x86 |  | 220-240V |  | 5 |  | 80° Diffuse | 3 | 80 |  | 5000 |  |  | >=0.9 | 116706 |  |  | 143.57 |  |  | 9 | U1 | 25 | max. 10% at 100.000 hrs |  | Available | 850/339 | Cx=0.3447;Cy=0.3553 | Class I | IK08 | IP20 | IP20 | 60 | 690 | -20 | 1 | 156.3 | RAL10059 | 50-60Hz | Passive | LED | embedded sensor system | High Bay Rectangular | Tungsram High-bay IP20 | Indoor industrial |  |  | 22440 | Yes |  |  |  | Bracket kit. Tilted bracket kit. Busbar bracket kit. Cable hook pair
TBD | TU HB IP20 G1 1H20 5K80 U1 RF EA | image | datasheet | deeplink | TUNGSRAM - Tungsram High-bay IP20 - 17500lm - 122W - 5000K - 80CRI - TBD[SKU] - Bracket. Y-cable | 3 | Bracket. Y-cable | LED | 1 | 122 | [8 empty] | CE | [6 empty] | 20 | 5000 | 478x263x86 |  | 220-240V |  | 5 |  | 80° Diffuse | 3 | 80 |  | 5000 |  |  | >=0.9 | 100000 |  |  | 143.8 |  |  | 9 | U1 | 25 | max. 10% at 100.000 hrs |  | Available | 850/339 | Cx=0.3447;Cy=0.3553 | Class I | IK08 | IP20 | IP20 | 60 | 540 | -20 | 1 | 121.7 | RAL10058 | 50-60Hz | Passive | LED | embedded sensor system | High Bay Rectangular | Tungsram High-bay IP20 | Indoor industrial |  |  | 17500 | Yes |  |  |  | Bracket kit. Tilted bracket kit. Busbar bracket kit. Cable hook pair
TBD | TU HB IP20 G1 1H20 5K80 U1 RF ST | image | datasheet | deeplink | TUNGSRAM - Tungsram High-bay IP20 - 17500lm - 118W - 5000K - 80CRI - TBD[SKU] - Bracket. Y-cable | 2 | Bracket. Y-cable | LED | 1 | 118 | [8 empty] | CE | [6 empty] | 20 | 5000 | 478x263x86 |  | 220-240V |  | 5 |  | 80° Diffuse | 3 | 80 |  | 5000 |  |  | >=0.9 | 100000 |  |  | 148.68 |  |  | 9 | U1 | 25 | max. 10% at 100.000 hrs |  | Available | 850/339 | Cx=0.3447;Cy=0.3553 | Class I | IK08 | IP20 | IP20 | 60 | 520 | -20 | 1 | 117.7 | RAL10057 | 50-60Hz | Passive | LED | embedded sensor system | High Bay Rectangular | Tungsram High-bay IP20 | Indoor industrial |  |  | 17500 | Yes |  |  |  | Bracket kit. Tilted bracket kit. Busbar bracket kit. Cable hook pair
TBD | TU HB IP20 G1 1H15 5K80 U1 RF ST | image | datasheet | deeplink | TUNGSRAM - Tungsram High-bay IP20 - 13460lm - 88W - 5000K - 80CRI - TBD[SKU] - Bracket. Y-cable | 2 | Bracket. Y-cable | LED | 1 | 88 | [8 empty] | CE | [6 empty] | 20 | 5000 | 478x263x86 |  | 220-240V |  | 5 |  | 80° Diffuse | 3 | 80 |  | 5000 |  |  | >=0.9 | 116706 |  |  | 153.48 |  |  | 9 | U1 | 25 | max. 10% at 100.000 hrs |  | Available | 850/339 | Cx=0.3447;Cy=0.3553 | Class I | IK08 | IP20 | IP20 | 60 | 390 | -20 | 1 | 87.7 | RAL10056 | 50-60Hz | Passive | LED | embedded sensor system | High Bay Rectangular | Tungsram High-bay IP20 | Indoor industrial |  |  | 13460 | Yes |  |  |  | Bracket kit. Tilted bracket kit. Busbar bracket kit. Cable hook pair
TBD | TU HB IP20 G1 1H10 5K80 U1 RF ST | image | datasheet | deeplink | TUNGSRAM - Tungsram High-bay IP20 - 8890lm - 58W - 5000K - 80CRI - TBD[SKU] - Bracket. Y-cable | 2 | Bracket. Y-cable | LED | 1 | 58 | [8 empty] | CE | [6 empty] | 20 | 5000 | 478x263x86 |  | 220-240V |  | 5 |  | 80° Diffuse | 3 | 80 |  | 5000 |  |  | >=0.9 | 115000 |  |  | 154.07 |  |  | 9 | U1 | 25 | max. 10% at 100.000 hrs |  | Available | 850/339 | Cx=0.3447;Cy=0.3553 | Class I | IK08 | IP20 | IP20 | 60 | 260 | -20 | 1 | 57.7 | RAL10055 | 50-60Hz | Passive | LED | embedded sensor system | High Bay Rectangular | Tungsram High-bay IP20 | Indoor industrial |  |  | 8890 | Yes |  |  |  | Bracket kit. Tilted bracket kit. Busbar bracket kit. Cable hook pair
TBD | TU HB IP20 G1 2H45 5K80 U1 DL ST | image | datasheet | deeplink | TUNGSRAM - Tungsram High-bay IP20 - 40570lm - 272W - 5000K - 80CRI - TBD[SKU] - Bracket. Y-cable | 4 | Bracket. Y-cable | LED | 1 | 272 | [8 empty] | CE | [6 empty] | 20 | 5000 | 763x263x81 |  | 220-240V |  | 5 |  | 80° Diffuse | 3 | 80 |  | 5000 |  |  | >=0.9 | 116000 |  |  | 149.15 |  |  | 9 | U1 | 25 | max. 10% at 100.000 hrs |  | Available | 850/339 | Cx=0.3447;Cy=0.3553 | Class I | IK08 | IP20 | IP20 | 60 | 1210 | -20 | 1 | 272 | RAL10054 | 50-60Hz | Passive | LED | dimmable | High Bay Rectangular | Tungsram High-bay IP20 | Indoor industrial |  |  | 40570 | No sensor |  |  |  | Bracket kit. Tilted bracket kit. Busbar bracket kit. Cable hook pair
TBD | TU HB IP20 G1 2H30 5K80 U1 DL ST | image | datasheet | deeplink | TUNGSRAM - Tungsram High-bay IP20 - 26210lm - 170W - 5000K - 80CRI - TBD[SKU] - Bracket. Y-cable | 4 | Bracket. Y-cable | LED | 1 | 170 | [8 empty] | CE | [6 empty] | 20 | 5000 | 763x263x81 |  | 220-240V |  | 5 |  | 80° Diffuse | 3 | 80 |  | 5000 |  |  | >=0.9 | 105000 |  |  | 154.18 |  |  | 9 | U1 | 25 | max. 10% at 100.000 hrs |  | Available | 850/339 | Cx=0.3447;Cy=0.3553 | Class I | IK08 | IP20 | IP20 | 60 | 750 | -20 | 1 | 170 | RAL10053 | 50-60Hz | Passive | LED | dimmable | High Bay Rectangular | Tungsram High-bay IP20 | Indoor industrial |  |  | 26210 | No sensor |  |  |  | Bracket kit. Tilted bracket kit. Busbar bracket kit. Cable hook pair
TBD | TU HB IP20 G1 1H25 5K80 U1 DL EA | image | datasheet | deeplink | TUNGSRAM - Tungsram High-bay IP20 - 22440lm - 159W - 5000K - 80CRI - TBD[SKU] - Bracket. Y-cable | 3 | Bracket. Y-cable | LED | 1 | 159 | [8 empty] | CE | [6 empty] | 20 | 5000 | 398x263x81 |  | 220-240V |  | 5 |  | 80° Diffuse | 3 | 80 |  | 5000 |  |  | >=0.9 | 116706 |  |  | 141.49 |  |  | 9 | U1 | 25 | max. 10% at 100.000 hrs |  | Available | 850/339 | Cx=0.3447;Cy=0.3553 | Class I | IK08 | IP20 | IP20 | 60 | 700 | -20 | 1 | 158.6 | RAL10052 | 50-60Hz | Passive | LED | dimmable | High Bay Rectangular | Tungsram High-bay IP20 | Indoor industrial |  |  | 22440 | No sensor |  |  |  | Bracket kit. Tilted bracket kit. Busbar bracket kit. Cable hook pair
TBD | TU HB IP20 G1 1H25 5K80 U1 DL ST | image | datasheet | deeplink | TUNGSRAM - Tungsram High-bay IP20 - 22440lm - 155W - 5000K - 80CRI - TBD[SKU] - Bracket. Y-cable | 2 | Bracket. Y-cable | LED | 1 | 155 | [8 empty] | CE | [6 empty] | 20 | 5000 | 398x263x81 |  | 220-240V |  | 5 |  | 80° Diffuse | 3 | 80 |  | 5000 |  |  | >=0.9 | 116706 |  |  | 145.15 |  |  | 9 | U1 | 25 | max. 10% at 100.000 hrs |  | Available | 850/339 | Cx=0.3447;Cy=0.3553 | Class I | IK08 | IP20 | IP20 | 60 | 690 | -20 | 1 | 154.6 | RAL10051 | 50-60Hz | Passive | LED | dimmable | High Bay Rectangular | Tungsram High-bay IP20 | Indoor industrial |  |  | 22440 | No sensor |  |  |  | Bracket kit. Tilted bracket kit. Busbar bracket kit. Cable hook pair
TBD | TU HB IP20 G1 1H20 5K80 U1 DL EA | image | datasheet | deeplink | TUNGSRAM - Tungsram High-bay IP20 - 17500lm - 120W - 5000K - 80CRI - TBD[SKU] - Bracket. Y-cable | 3 | Bracket. Y-cable | LED | 1 | 120 | [8 empty] | CE | [6 empty] | 20 | 5000 | 398x263x81 |  | 220-240V |  | 5 |  | 80° Diffuse | 3 | 80 |  | 5000 |  |  | >=0.9 | 100000 |  |  | 145.83 |  |  | 9 | U1 | 25 | max. 10% at 100.000 hrs |  | Available | 850/339 | Cx=0.3447;Cy=0.3553 | Class I | IK08 | IP20 | IP20 | 60 | 530 | -20 | 1 | 120 | RAL10050 | 50-60Hz | Passive | LED | dimmable | High Bay Rectangular | Tungsram High-bay IP20 | Indoor industrial |  |  | 17500 | No sensor |  |  |  | Bracket kit. Tilted bracket kit. Busbar bracket kit. Cable hook pair
TBD | TU HB IP20 G1 1H20 5K80 U1 DL ST | image | datasheet | deeplink | TUNGSRAM - Tungsram High-bay IP20 - 17500lm - 116W - 5000K - 80CRI - TBD[SKU] - Bracket. Y-cable | 2 | Bracket. Y-cable | LED | 1 | 116 | [8 empty] | CE | [6 empty] | 20 | 5000 | 398x263x81 |  | 220-240V |  | 5 |  | 80° Diffuse | 3 | 80 |  | 5000 |  |  | >=0.9 | 100000 |  |  | 150.86 |  |  | 9 | U1 | 25 | max. 10% at 100.000 hrs |  | Available | 850/339 | Cx=0.3447;Cy=0.3553 | Class I | IK08 | IP20 | IP20 | 60 | 510 | -20 | 1 | 116 | RAL10049 | 50-60Hz | Passive | LED | dimmable | High Bay Rectangular | Tungsram High-bay IP20 | Indoor industrial |  |  | 17500 | No sensor |  |  |  | Bracket kit. Tilted bracket kit. Busbar bracket kit. Cable hook pair
TBD | TU HB IP20 G1 1H15 5K80 U1 DL ST | image | datasheet | deeplink | TUNGSRAM - Tungsram High-bay IP20 - 13460lm - 86W - 5000K - 80CRI - TBD[SKU] - Bracket. Y-cable | 2 | Bracket. Y-cable | LED | 1 | 86 | [8 empty] | CE | [6 empty] | 20 | 5000 | 398x263x81 |  | 220-240V |  | 5 |  | 80° Diffuse | 3 | 80 |  | 5000 |  |  | >=0.9 | 116706 |  |  | 156.51 |  |  | 9 | U1 | 25 | max. 10% at 100.000 hrs |  | Available | 850/339 | Cx=0.3447;Cy=0.3553 | Class I | IK08 | IP20 | IP20 | 60 | 380 | -20 | 1 | 86 | RAL10048 | 50-60Hz | Passive | LED | dimmable | High Bay Rectangular | Tungsram High-bay IP20 | Indoor industrial |  |  | 13460 | No sensor |  |  |  | Bracket kit. Tilted bracket kit. Busbar bracket kit. Cable hook pair
TBD | TU HB IP20 G1 1H10 5K80 U1 DL ST | image | datasheet | deeplink | TUNGSRAM - Tungsram High-bay IP20 - 8890lm - 56W - 5000K - 80CRI - TBD[SKU] - Bracket. Y-cable | 2 | Bracket. Y-cable | LED | 1 | 56 | [8 empty] | CE | [6 empty] | 20 | 5000 | 398x263x81 |  | 220-240V |  | 5 |  | 80° Diffuse | 3 | 80 |  | 5000 |  |  | >=0.9 | 115000 |  |  | 158.75 |  |  | 9 | U1 | 25 | max. 10% at 100.000 hrs |  | Available | 850/339 | Cx=0.3447;Cy=0.3553 | Class I | IK08 | IP20 | IP20 | 60 | 250 | -20 | 1 | 56 | RAL10047 | 50-60Hz | Passive | LED | dimmable | High Bay Rectangular | Tungsram High-bay IP20 | Indoor industrial |  |  | 8890 | No sensor |  |  |  | Bracket kit. Tilted bracket kit. Busbar bracket kit. Cable hook pair
TBD | TU HB IP20 G1 1S30 5K80 U1 RF ST | image | datasheet | deeplink | TUNGSRAM - Tungsram High-bay IP20 - 25400lm - 201W - 5000K - 80CRI - TBD[SKU] - Bracket. Y-cable | 2 | Bracket. Y-cable | LED | 1 | 201 | [8 empty] | CE | [6 empty] | 20 | 5000 | 478x263x86 |  | 220-240V |  | 5 |  | 80° Diffuse | 3 | 80 |  | 5000 |  |  | >=0.9 | 117000 |  |  | 126.56 |  |  | 9 | U1 | 25 | max. 10% at 100.000 hrs |  | Available | 850/339 | Cx=0.3447;Cy=0.3553 | Class I | IK08 | IP20 | IP20 | 60 | 890 | -20 | 1 | 200.7 | RAL10046 | 50-60Hz | Passive | LED | embedded sensor system | High Bay Rectangular | Tungsram High-bay IP20 | Indoor industrial |  |  | 25400 | Yes |  |  |  | Bracket kit. Tilted bracket kit. Busbar bracket kit. Cable hook pair
TBD | TU HB IP20 G1 1S22 5K80 U1 RF ST | image | datasheet | deeplink | TUNGSRAM - Tungsram High-bay IP20 - 21090lm - 164W - 5000K - 80CRI - TBD[SKU] - Bracket. Y-cable | 2 | Bracket. Y-cable | LED | 1 | 164 | [8 empty] | CE | [6 empty] | 20 | 5000 | 478x263x86 |  | 220-240V |  | 5 |  | 80° Diffuse | 3 | 80 |  | 5000 |  |  | >=0.9 | 116706 |  |  | 128.83 |  |  | 9 | U1 | 25 | max. 10% at 100.000 hrs |  | Available | 850/339 | Cx=0.3447;Cy=0.3553 | Class I | IK08 | IP20 | IP20 | 60 | 730 | -20 | 1 | 163.7 | RAL10045 | 50-60Hz | Passive | LED | embedded sensor system | High Bay Rectangular | Tungsram High-bay IP20 | Indoor industrial |  |  | 21090 | Yes |  |  |  | Bracket kit. Tilted bracket kit. Busbar bracket kit. Cable hook pair
TBD | TU HB IP20 G1 1S20 5K80 U1 RF ST | image | datasheet | deeplink | TUNGSRAM - Tungsram High-bay IP20 - 17860lm - 143W - 5000K - 80CRI - TBD[SKU] - Bracket. Y-cable | 2 | Bracket. Y-cable | LED | 1 | 143 | [8 empty] | CE | [6 empty] | 20 | 5000 | 478x263x86 |  | 220-240V |  | 5 |  | 80° Diffuse | 3 | 80 |  | 5000 |  |  | >=0.9 | 197000 |  |  | 125.16 |  |  | 9 | U1 | 25 | max. 10% at 100.000 hrs |  | Available | 850/339 | Cx=0.3447;Cy=0.3553 | Class I | IK08 | IP20 | IP20 | 60 | 630 | -20 | 1 | 142.7 | RAL10044 | 50-60Hz | Passive | LED | embedded sensor system | High Bay Rectangular | Tungsram High-bay IP20 | Indoor industrial |  |  | 17860 | Yes |  |  |  | Bracket kit. Tilted bracket kit. Busbar bracket kit. Cable hook pair
TBD | TU HB IP20 G1 1S12 5K80 U1 RF ST | image | datasheet | deeplink | TUNGSRAM - Tungsram High-bay IP20 - 12120lm - 94W - 5000K - 80CRI - TBD[SKU] - Bracket. Y-cable | 2 | Bracket. Y-cable | LED | 1 | 94 | [8 empty] | CE | [6 empty] | 20 | 5000 | 478x263x86 |  | 220-240V |  | 5 |  | 80° Diffuse | 3 | 80 |  | 5000 |  |  | >=0.9 | 116706 |  |  | 129.35 |  |  | 9 | U1 | 25 | max. 10% at 100.000 hrs |  | Available | 850/339 | Cx=0.3447;Cy=0.3553 | Class I | IK08 | IP20 | IP20 | 60 | 420 | -20 | 1 | 93.7 | RAL10043 | 50-60Hz | Passive | LED | embedded sensor system | High Bay Rectangular | Tungsram High-bay IP20 | Indoor industrial |  |  | 12120 | Yes |  |  |  | Bracket kit. Tilted bracket kit. Busbar bracket kit. Cable hook pair
TBD | TU HB IP20 G1 1S10 5K80 U1 RF ST | image | datasheet | deeplink | TUNGSRAM - Tungsram High-bay IP20 - 8680lm - 69W - 5000K - 80CRI - TBD[SKU] - Bracket. Y-cable | 2 | Bracket. Y-cable | LED | 1 | 69 | [8 empty] | CE | [6 empty] | 20 | 5000 | 478x263x86 |  | 220-240V |  | 5 |  | 80° Diffuse | 3 | 80 |  | 5000 |  |  | >=0.9 | 259000 |  |  | 126.35 |  |  | 9 | U1 | 25 | max. 10% at 100.000 hrs |  | Available | 850/339 | Cx=0.3447;Cy=0.3553 | Class I | IK08 | IP20 | IP20 | 60 | 300 | -20 | 1 | 68.7 | RAL10042 | 50-60Hz | Passive | LED | embedded sensor system | High Bay Rectangular | Tungsram High-bay IP20 | Indoor industrial |  |  | 8680 | Yes |  |  |  | Bracket kit. Tilted bracket kit. Busbar bracket kit. Cable hook pair
TBD | TU HB IP20 G1 1S30 5K80 U1 DL ST | image | datasheet | deeplink | TUNGSRAM - Tungsram High-bay IP20 - 25400lm - 199W - 5000K - 80CRI - TBD[SKU] - Bracket. Y-cable | 2 | Bracket. Y-cable | LED | 1 | 199 | [8 empty] | CE | [6 empty] | 20 | 5000 | 398x263x81 |  | 220-240V |  | 5 |  | 80° Diffuse | 3 | 80 |  | 5000 |  |  | >=0.9 | 117000 |  |  | 127.64 |  |  | 9 | U1 | 25 | max. 10% at 100.000 hrs |  | Available | 850/339 | Cx=0.3447;Cy=0.3553 | Class I | IK08 | IP20 | IP20 | 60 | 880 | -20 | 1 | 199 | RAL10041 | 50-60Hz | Passive | LED | dimmable | High Bay Rectangular | Tungsram High-bay IP20 | Indoor industrial |  |  | 25400 | No sensor |  |  |  | Bracket kit. Tilted bracket kit. Busbar bracket kit. Cable hook pair
TBD | TU HB IP20 G1 1S22 5K80 U1 DL ST | image | datasheet | deeplink | TUNGSRAM - Tungsram High-bay IP20 - 21090lm - 162W - 5000K - 80CRI - TBD[SKU] - Bracket. Y-cable | 2 | Bracket. Y-cable | LED | 1 | 162 | [8 empty] | CE | [6 empty] | 20 | 5000 | 398x263x81 |  | 220-240V |  | 5 |  | 80° Diffuse | 3 | 80 |  | 5000 |  |  | >=0.9 | 116706 |  |  | 130.19 |  |  | 9 | U1 | 25 | max. 10% at 100.000 hrs |  | Available | 850/339 | Cx=0.3447;Cy=0.3553 | Class I | IK08 | IP20 | IP20 | 60 | 720 | -20 | 1 | 162 | RAL10040 | 50-60Hz | Passive | LED | dimmable | High Bay Rectangular | Tungsram High-bay IP20 | Indoor industrial |  |  | 21090 | No sensor |  |  |  | Bracket kit. Tilted bracket kit. Busbar bracket kit. Cable hook pair
TBD | TU HB IP20 G1 1S20 5K80 U1 DL ST | image | datasheet | deeplink | TUNGSRAM - Tungsram High-bay IP20 - 17860lm - 141W - 5000K - 80CRI - TBD[SKU] - Bracket. Y-cable | 2 | Bracket. Y-cable | LED | 1 | 141 | [8 empty] | CE | [6 empty] | 20 | 5000 | 398x263x81 |  | 220-240V |  | 5 |  | 80° Diffuse | 3 | 80 |  | 5000 |  |  | >=0.9 | 197000 |  |  | 126.67 |  |  | 9 | U1 | 25 | max. 10% at 100.000 hrs |  | Available | 850/339 | Cx=0.3447;Cy=0.3553 | Class I | IK08 | IP20 | IP20 | 60 | 630 | -20 | 1 | 141 | RAL10039 | 50-60Hz | Passive | LED | dimmable | High Bay Rectangular | Tungsram High-bay IP20 | Indoor industrial |  |  | 17860 | No sensor |  |  |  | Bracket kit. Tilted bracket kit. Busbar bracket kit. Cable hook pair
TBD | TU HB IP20 G1 1S12 5K80 U1 DL ST | image | datasheet | deeplink | TUNGSRAM - Tungsram High-bay IP20 - 12120lm - 92W - 5000K - 80CRI - TBD[SKU] - Bracket. Y-cable | 2 | Bracket. Y-cable | LED | 1 | 92 | [8 empty] | CE | [6 empty] | 20 | 5000 | 398x263x81 |  | 220-240V |  | 5 |  | 80° Diffuse | 3 | 80 |  | 5000 |  |  | >=0.9 | 116706 |  |  | 131.74 |  |  | 9 | U1 | 25 | max. 10% at 100.000 hrs |  | Available | 850/339 | Cx=0.3447;Cy=0.3553 | Class I | IK08 | IP20 | IP20 | 60 | 410 | -20 | 1 | 92 | RAL10038 | 50-60Hz | Passive | LED | dimmable | High Bay Rectangular | Tungsram High-bay IP20 | Indoor industrial |  |  | 12120 | No sensor |  |  |  | Bracket kit. Tilted bracket kit. Busbar bracket kit. Cable hook pair
TBD | TU HB IP20 G1 1S10 5K80 U1 DL ST | image | datasheet | deeplink | TUNGSRAM - Tungsram High-bay IP20 - 8680lm - 67W - 5000K - 80CRI - TBD[SKU] - Bracket. Y-cable | 2 | Bracket. Y-cable | LED | 1 | 67 | [8 empty] | CE | [6 empty] | 20 | 5000 | 398x263x81 |  | 220-240V |  | 5 |  | 80° Diffuse | 3 | 80 |  | 5000 |  |  | >=0.9 | 259000 |  |  | 129.55 |  |  | 9 | U1 | 25 | max. 10% at 100.000 hrs |  | Available | 850/339 | Cx=0.3447;Cy=0.3553 | Class I | IK08 | IP20 | IP20 | 60 | 300 | -20 | 1 | 67 | RAL10037 | 50-60Hz | Passive | LED | dimmable | High Bay Rectangular | Tungsram High-bay IP20 | Indoor industrial |  |  | 8680 | No sensor |  |  |  | Bracket kit. Tilted bracket kit. Busbar bracket kit. Cable hook pair
TBD | TU HB IP20 G1 2S60 5K80 U1 SN ST | image | datasheet | deeplink | TUNGSRAM - Tungsram High-bay IP20 - 53860lm - 437W - 5000K - 80CRI - TBD[SKU] - Bracket. Y-cable | 4 | Bracket. Y-cable | LED | 1 | 437 | [8 empty] | CE | [6 empty] | 20 | 5000 | 843x263x86 |  | 220-240V |  | 5 |  | 80° Diffuse | 3 | 80 |  | 5000 |  |  | >=0.9 | 116706 |  |  | 123.33 |  |  | 9 | U1 | 25 | max. 10% at 100.000 hrs |  | Available | 850/339 | Cx=0.3447;Cy=0.3553 | Class I | IK08 | IP20 | IP20 | 60 | 1940 | -20 | 1 | 436.7 | RAL10036 | 50-60Hz | Passive | LED | embedded sensor system | High Bay Rectangular | Tungsram High-bay IP20 | Indoor industrial |  |  | 53860 | Yes |  |  |  | Bracket kit. Tilted bracket kit. Busbar bracket kit. Cable hook pair
TBD | TU HB IP20 G1 1S30 5K80 U1 SN ST | image | datasheet | deeplink | TUNGSRAM - Tungsram High-bay IP20 - 25400lm - 201W - 5000K - 80CRI - TBD[SKU] - Bracket. Y-cable | 2 | Bracket. Y-cable | LED | 1 | 201 | [8 empty] | CE | [6 empty] | 20 | 5000 | 478x263x86 |  | 220-240V |  | 5 |  | 80° Diffuse | 3 | 80 |  | 5000 |  |  | >=0.9 | 117000 |  |  | 126.56 |  |  | 9 | U1 | 25 | max. 10% at 100.000 hrs |  | Available | 850/339 | Cx=0.3447;Cy=0.3553 | Class I | IK08 | IP20 | IP20 | 60 | 890 | -20 | 1 | 200.7 | RAL10035 | 50-60Hz | Passive | LED | embedded sensor system | High Bay Rectangular | Tungsram High-bay IP20 | Indoor industrial |  |  | 25400 | Yes |  |  |  | Bracket kit. Tilted bracket kit. Busbar bracket kit. Cable hook pair
TBD | TU HB IP20 G1 1S22 5K80 U1 SN ST | image | datasheet | deeplink | TUNGSRAM - Tungsram High-bay IP20 - 21090lm - 164W - 5000K - 80CRI - TBD[SKU] - Bracket. Y-cable | 2 | Bracket. Y-cable | LED | 1 | 164 | [8 empty] | CE | [6 empty] | 20 | 5000 | 478x263x86 |  | 220-240V |  | 5 |  | 80° Diffuse | 3 | 80 |  | 5000 |  |  | >=0.9 | 116706 |  |  | 128.83 |  |  | 9 | U1 | 25 | max. 10% at 100.000 hrs |  | Available | 850/339 | Cx=0.3447;Cy=0.3553 | Class I | IK08 | IP20 | IP20 | 60 | 730 | -20 | 1 | 163.7 | RAL10034 | 50-60Hz | Passive | LED | embedded sensor system | High Bay Rectangular | Tungsram High-bay IP20 | Indoor industrial |  |  | 21090 | Yes |  |  |  | Bracket kit. Tilted bracket kit. Busbar bracket kit. Cable hook pair
TBD | TU HB IP20 G1 1S20 5K80 U1 SN ST | image | datasheet | deeplink | TUNGSRAM - Tungsram High-bay IP20 - 17860lm - 143W - 5000K - 80CRI - TBD[SKU] - Bracket. Y-cable | 2 | Bracket. Y-cable | LED | 1 | 143 | [8 empty] | CE | [6 empty] | 20 | 5000 | 478x263x86 |  | 220-240V |  | 5 |  | 80° Diffuse | 3 | 80 |  | 5000 |  |  | >=0.9 | 197000 |  |  | 125.16 |  |  | 9 | U1 | 25 | max. 10% at 100.000 hrs |  | Available | 850/339 | Cx=0.3447;Cy=0.3553 | Class I | IK08 | IP20 | IP20 | 60 | 630 | -20 | 1 | 142.7 | RAL10033 | 50-60Hz | Passive | LED | embedded sensor system | High Bay Rectangular | Tungsram High-bay IP20 | Indoor industrial |  |  | 17860 | Yes |  |  |  | Bracket kit. Tilted bracket kit. Busbar bracket kit. Cable hook pair
TBD | TU HB IP20 G1 1S12 5K80 U1 SN ST | image | datasheet | deeplink | TUNGSRAM - Tungsram High-bay IP20 - 12120lm - 94W - 5000K - 80CRI - TBD[SKU] - Bracket. Y-cable | 2 | Bracket. Y-cable | LED | 1 | 94 | [8 empty] | CE | [6 empty] | 20 | 5000 | 478x263x86 |  | 220-240V |  | 5 |  | 80° Diffuse | 3 | 80 |  | 5000 |  |  | >=0.9 | 116706 |  |  | 129.35 |  |  | 9 | U1 | 25 | max. 10% at 100.000 hrs |  | Available | 850/339 | Cx=0.3447;Cy=0.3553 | Class I | IK08 | IP20 | IP20 | 60 | 420 | -20 | 1 | 93.7 | RAL10032 | 50-60Hz | Passive | LED | embedded sensor system | High Bay Rectangular | Tungsram High-bay IP20 | Indoor industrial |  |  | 12120 | Yes |  |  |  | Bracket kit. Tilted bracket kit. Busbar bracket kit. Cable hook pair
TBD | TU HB IP20 G1 1S10 5K80 U1 SN ST | image | datasheet | deeplink | TUNGSRAM - Tungsram High-bay IP20 - 8680lm - 69W - 5000K - 80CRI - TBD[SKU] - Bracket. Y-cable | 2 | Bracket. Y-cable | LED | 1 | 69 | [8 empty] | CE | [6 empty] | 20 | 5000 | 478x263x86 |  | 220-240V |  | 5 |  | 80° Diffuse | 3 | 80 |  | 5000 |  |  | >=0.9 | 259000 |  |  | 126.35 |  |  | 9 | U1 | 25 | max. 10% at 100.000 hrs |  | Available | 850/339 | Cx=0.3447;Cy=0.3553 | Class I | IK08 | IP20 | IP20 | 60 | 300 | -20 | 1 | 68.7 | RAL10031 | 50-60Hz | Passive | LED | embedded sensor system | High Bay Rectangular | Tungsram High-bay IP20 | Indoor industrial |  |  | 8680 | Yes |  |  |  | Bracket kit. Tilted bracket kit. Busbar bracket kit. Cable hook pair
TBD | TU HB IP20 G1 2S60 5K80 U1 FX ST | image | datasheet | deeplink | TUNGSRAM - Tungsram High-bay IP20 - 53860lm - 435W - 5000K - 80CRI - TBD[SKU] - Bracket. Y-cable | 4 | Bracket. Y-cable | LED | 1 | 435 | [8 empty] | CE | [6 empty] | 20 | 5000 | 763x263x81 |  | 220-240V |  | 5 |  | 80° Diffuse | 3 | 80 |  | 5000 |  |  | >=0.9 | 116706 |  |  | 123.82 |  |  | 9 | U1 | 25 | max. 10% at 100.000 hrs |  | Available | 850/339 | Cx=0.3447;Cy=0.3553 | Class I | IK08 | IP20 | IP20 | 60 | 1930 | -20 | 1 | 435 | RAL10030 | 50-60Hz | Passive | LED | none | High Bay Rectangular | Tungsram High-bay IP20 | Indoor industrial |  |  | 53860 | No sensor |  |  |  | Bracket kit. Tilted bracket kit. Busbar bracket kit. Cable hook pair
TBD | TU HB IP20 G1 1S30 5K80 U1 FX ST | image | datasheet | deeplink | TUNGSRAM - Tungsram High-bay IP20 - 25400lm - 199W - 5000K - 80CRI - TBD[SKU] - Bracket. Y-cable | 2 | Bracket. Y-cable | LED | 1 | 199 | [8 empty] | CE | [6 empty] | 20 | 5000 | 398x263x81 |  | 220-240V |  | 5 |  | 80° Diffuse | 3 | 80 |  | 5000 |  |  | >=0.9 | 117000 |  |  | 127.64 |  |  | 9 | U1 | 25 | max. 10% at 100.000 hrs |  | Available | 850/339 | Cx=0.3447;Cy=0.3553 | Class I | IK08 | IP20 | IP20 | 60 | 880 | -20 | 1 | 199 | RAL10029 | 50-60Hz | Passive | LED | none | High Bay Rectangular | Tungsram High-bay IP20 | Indoor industrial |  |  | 25400 | No sensor |  |  |  | Bracket kit. Tilted bracket kit. Busbar bracket kit. Cable hook pair
TBD | TU HB IP20 G1 1S22 5K80 U1 FX ST | image | datasheet | deeplink | TUNGSRAM - Tungsram High-bay IP20 - 21090lm - 162W - 5000K - 80CRI - TBD[SKU] - Bracket. Y-cable | 2 | Bracket. Y-cable | LED | 1 | 162 | [8 empty] | CE | [6 empty] | 20 | 5000 | 398x263x81 |  | 220-240V |  | 5 |  | 80° Diffuse | 3 | 80 |  | 5000 |  |  | >=0.9 | 116706 |  |  | 130.19 |  |  | 9 | U1 | 25 | max. 10% at 100.000 hrs |  | Available | 850/339 | Cx=0.3447;Cy=0.3553 | Class I | IK08 | IP20 | IP20 | 60 | 720 | -20 | 1 | 162 | RAL10028 | 50-60Hz | Passive | LED | none | High Bay Rectangular | Tungsram High-bay IP20 | Indoor industrial |  |  | 21090 | No sensor |  |  |  | Bracket kit. Tilted bracket kit. Busbar bracket kit. Cable hook pair
TBD | TU HB IP20 G1 1S20 5K80 U1 FX EA | image | datasheet | deeplink | TUNGSRAM - Tungsram High-bay IP20 - 17860lm - 145W - 5000K - 80CRI - TBD[SKU] - Bracket. Y-cable | 3 | Bracket. Y-cable | LED | 1 | 145 | [8 empty] | CE | [6 empty] | 20 | 5000 | 398x263x81 |  | 220-240V |  | 5 |  | 80° Diffuse | 3 | 80 |  | 5000 |  |  | >=0.9 | 197000 |  |  | 123.17 |  |  | 9 | U1 | 25 | max. 10% at 100.000 hrs |  | Available | 850/339 | Cx=0.3447;Cy=0.3553 | Class I | IK08 | IP20 | IP20 | 60 | 640 | -20 | 1 | 145 | RAL10027 | 50-60Hz | Passive | LED | none | High Bay Rectangular | Tungsram High-bay IP20 | Indoor industrial |  |  | 17860 | No sensor |  |  |  | Bracket kit. Tilted bracket kit. Busbar bracket kit. Cable hook pair
TBD | TU HB IP20 G1 1S20 5K80 U1 FX ST | image | datasheet | deeplink | TUNGSRAM - Tungsram High-bay IP20 - 17860lm - 141W - 5000K - 80CRI - TBD[SKU] - Bracket. Y-cable | 2 | Bracket. Y-cable | LED | 1 | 141 | [8 empty] | CE | [6 empty] | 20 | 5000 | 398x263x81 |  | 220-240V |  | 5 |  | 80° Diffuse | 3 | 80 |  | 5000 |  |  | >=0.9 | 197000 |  |  | 126.67 |  |  | 9 | U1 | 25 | max. 10% at 100.000 hrs |  | Available | 850/339 | Cx=0.3447;Cy=0.3553 | Class I | IK08 | IP20 | IP20 | 60 | 630 | -20 | 1 | 141 | RAL10026 | 50-60Hz | Passive | LED | none | High Bay Rectangular | Tungsram High-bay IP20 | Indoor industrial |  |  | 17860 | No sensor |  |  |  | Bracket kit. Tilted bracket kit. Busbar bracket kit. Cable hook pair
TBD | TU HB IP20 G1 1S12 5K80 U1 FX ST | image | datasheet | deeplink | TUNGSRAM - Tungsram High-bay IP20 - 12120lm - 92W - 5000K - 80CRI - TBD[SKU] - Bracket. Y-cable | 2 | Bracket. Y-cable | LED | 1 | 92 | [8 empty] | CE | [6 empty] | 20 | 5000 | 398x263x81 |  | 220-240V |  | 5 |  | 80° Diffuse | 3 | 80 |  | 5000 |  |  | >=0.9 | 116706 |  |  | 131.74 |  |  | 9 | U1 | 25 | max. 10% at 100.000 hrs |  | Available | 850/339 | Cx=0.3447;Cy=0.3553 | Class I | IK08 | IP20 | IP20 | 60 | 410 | -20 | 1 | 92 | RAL10025 | 50-60Hz | Passive | LED | none | High Bay Rectangular | Tungsram High-bay IP20 | Indoor industrial |  |  | 12120 | No sensor |  |  |  | Bracket kit. Tilted bracket kit. Busbar bracket kit. Cable hook pair
TBD | TU HB IP20 G1 1S10 5K80 U1 FX ST | image | datasheet | deeplink | TUNGSRAM - Tungsram High-bay IP20 - 8680lm - 67W - 5000K - 80CRI - TBD[SKU] - Bracket. Y-cable | 2 | Bracket. Y-cable | LED | 1 | 67 | [8 empty] | CE | [6 empty] | 20 | 5000 | 398x263x81 |  | 220-240V |  | 5 |  | 80° Diffuse | 3 | 80 |  | 5000 |  |  | >=0.9 | 259000 |  |  | 129.55 |  |  | 9 | U1 | 25 | max. 10% at 100.000 hrs |  | Available | 850/339 | Cx=0.3447;Cy=0.3553 | Class I | IK08 | IP20 | IP20 | 60 | 300 | -20 | 1 | 67 | RAL10024 | 50-60Hz | Passive | LED | none | High Bay Rectangular | Tungsram High-bay IP20 | Indoor industrial |  |  | 8680 | No sensor |  |  |  | Bracket kit. Tilted bracket kit. Busbar bracket kit. Cable hook pair
TBD | TU HB IP20 G1 2H45 5K70 U1 NL ST | image | datasheet | deeplink | TUNGSRAM - Tungsram High-bay IP20 - 42260lm - 273W - 5000K - 70CRI - TBD[SKU] - Bracket. Y-cable | 4 | Bracket. Y-cable | LED | 1 | 273 | [8 empty] | CE | [6 empty] | 20 | 5000 | 779x263x96 |  | 220-240V |  | 5 |  | 80° Diffuse | 3 | 70 |  | 5000 |  |  | >=0.9 | 116000 |  |  | 154.8 |  |  | 9 | U1 | 25 | max. 10% at 100.000 hrs |  | Available | 750/339 | Cx=0.3447;Cy=0.3553 | Class I | IK08 | IP20 | IP20 | 60 | 1210 | -20 | 1 | 273 | RAL10023 | 50-60Hz | Passive | LED | embedded sensor system | High Bay Rectangular | Tungsram High-bay IP20 | Indoor industrial |  |  | 42260 | Yes |  |  |  | Bracket kit. Tilted bracket kit. Busbar bracket kit. Cable hook pair
TBD | TU HB IP20 G1 2H30 5K70 U1 NL EA | image | datasheet | deeplink | TUNGSRAM - Tungsram High-bay IP20 - 27300lm - 175W - 5000K - 70CRI - TBD[SKU] - Bracket. Y-cable | 5 | Bracket. Y-cable | LED | 1 | 175 | [8 empty] | CE | [6 empty] | 20 | 5000 | 855x263x96 |  | 220-240V |  | 5 |  | 80° Diffuse | 3 | 70 |  | 5000 |  |  | >=0.9 | 105000 |  |  | 156 |  |  | 9 | U1 | 25 | max. 10% at 100.000 hrs |  | Available | 750/339 | Cx=0.3447;Cy=0.3553 | Class I | IK08 | IP20 | IP20 | 60 |  | -20 | 1 | 175 | RAL10022 | 50-60Hz | Passive | LED | embedded sensor system | High Bay Rectangular | Tungsram High-bay IP20 | Indoor industrial |  |  | 27300 | Yes |  |  |  | Bracket kit. Tilted bracket kit. Busbar bracket kit. Cable hook pair
TBD | TU HB IP20 G1 2H30 5K70 U1 NL ST | image | datasheet | deeplink | TUNGSRAM - Tungsram High-bay IP20 - 27300lm - 171W - 5000K - 70CRI - TBD[SKU] - Bracket. Y-cable | 4 | Bracket. Y-cable | LED | 1 | 171 | [8 empty] | CE | [6 empty] | 20 | 5000 | 779x263x96 |  | 220-240V |  | 5 |  | 80° Diffuse | 3 | 70 |  | 5000 |  |  | >=0.9 | 105000 |  |  | 159.65 |  |  | 9 | U1 | 25 | max. 10% at 100.000 hrs |  | Available | 750/339 | Cx=0.3447;Cy=0.3553 | Class I | IK08 | IP20 | IP20 | 60 | 760 | -20 | 1 | 171 | RAL10021 | 50-60Hz | Passive | LED | embedded sensor system | High Bay Rectangular | Tungsram High-bay IP20 | Indoor industrial |  |  | 27300 | Yes |  |  |  | Bracket kit. Tilted bracket kit. Busbar bracket kit. Cable hook pair
TBD | TU HB IP20 G1 1H25 5K70 U1 NL EA | image | datasheet | deeplink | TUNGSRAM - Tungsram High-bay IP20 - 23380lm - 160W - 5000K - 70CRI - TBD[SKU] - Bracket. Y-cable | 3 | Bracket. Y-cable | LED | 1 | 160 | [8 empty] | CE | [6 empty] | 20 | 5000 | 414x263x96 |  | 220-240V |  | 5 |  | 80° Diffuse | 3 | 70 |  | 5000 |  |  | >=0.9 | 116706 |  |  | 146.49 |  |  | 9 | U1 | 25 | max. 10% at 100.000 hrs |  | Available | 750/339 | Cx=0.3447;Cy=0.3553 | Class I | IK08 | IP20 | IP20 | 60 | 710 | -20 | 1 | 159.6 | RAL10020 | 50-60Hz | Passive | LED | embedded sensor system | High Bay Rectangular | Tungsram High-bay IP20 | Indoor industrial |  |  | 23380 | Yes |  |  |  | Bracket kit. Tilted bracket kit. Busbar bracket kit. Cable hook pair
TBD | TU HB IP20 G1 1H25 5K70 U1 NL ST | image | datasheet | deeplink | TUNGSRAM - Tungsram High-bay IP20 - 23380lm - 156W - 5000K - 70CRI - TBD[SKU] - Bracket. Y-cable | 2 | Bracket. Y-cable | LED | 1 | 156 | [8 empty] | CE | [6 empty] | 20 | 5000 | 414x263x96 |  | 220-240V |  | 5 |  | 80° Diffuse | 3 | 70 |  | 5000 |  |  | >=0.9 | 116706 |  |  | 150.26 |  |  | 9 | U1 | 25 | max. 10% at 100.000 hrs |  | Available | 750/339 | Cx=0.3447;Cy=0.3553 | Class I | IK08 | IP20 | IP20 | 60 | 690 | -20 | 1 | 155.6 | RAL10019 | 50-60Hz | Passive | LED | embedded sensor system | High Bay Rectangular | Tungsram High-bay IP20 | Indoor industrial |  |  | 23380 | Yes |  |  |  | Bracket kit. Tilted bracket kit. Busbar bracket kit. Cable hook pair
TBD | TU HB IP20 G1 1H20 5K70 U1 NL ST | image | datasheet | deeplink | TUNGSRAM - Tungsram High-bay IP20 - 18230lm - 117W - 5000K - 70CRI - TBD[SKU] - Bracket. Y-cable | 2 | Bracket. Y-cable | LED | 1 | 117 | [8 empty] | CE | [6 empty] | 20 | 5000 | 414x263x96 |  | 220-240V |  | 5 |  | 80° Diffuse | 3 | 70 |  | 5000 |  |  | >=0.9 | 100000 |  |  | 155.81 |  |  | 9 | U1 | 25 | max. 10% at 100.000 hrs |  | Available | 750/339 | Cx=0.3447;Cy=0.3553 | Class I | IK08 | IP20 | IP20 | 60 | 520 | -20 | 1 | 117 | RAL10018 | 50-60Hz | Passive | LED | embedded sensor system | High Bay Rectangular | Tungsram High-bay IP20 | Indoor industrial |  |  | 18230 | Yes |  |  |  | Bracket kit. Tilted bracket kit. Busbar bracket kit. Cable hook pair
TBD | TU HB IP20 G1 1H15 5K70 U1 NL ST | image | datasheet | deeplink | TUNGSRAM - Tungsram High-bay IP20 - 14030lm - 87W - 5000K - 70CRI - TBD[SKU] - Bracket. Y-cable | 2 | Bracket. Y-cable | LED | 1 | 87 | [8 empty] | CE | [6 empty] | 20 | 5000 | 414x263x96 |  | 220-240V |  | 5 |  | 80° Diffuse | 3 | 70 |  | 5000 |  |  | >=0.9 | 116706 |  |  | 161.26 |  |  | 9 | U1 | 25 | max. 10% at 100.000 hrs |  | Available | 750/339 | Cx=0.3447;Cy=0.3553 | Class I | IK08 | IP20 | IP20 | 60 | 390 | -20 | 1 | 87 | RAL10017 | 50-60Hz | Passive | LED | embedded sensor system | High Bay Rectangular | Tungsram High-bay IP20 | Indoor industrial |  |  | 14030 | Yes |  |  |  | Bracket kit. Tilted bracket kit. Busbar bracket kit. Cable hook pair
TBD | TU HB IP20 G1 1H10 5K70 U1 NL ST | image | datasheet | deeplink | TUNGSRAM - Tungsram High-bay IP20 - 9260lm - 57W - 5000K - 70CRI - TBD[SKU] - Bracket. Y-cable | 2 | Bracket. Y-cable | LED | 1 | 57 | [8 empty] | CE | [6 empty] | 20 | 5000 | 414x263x96 |  | 220-240V |  | 5 |  | 80° Diffuse | 3 | 70 |  | 5000 |  |  | >=0.9 | 115000 |  |  | 162.46 |  |  | 9 | U1 | 25 | max. 10% at 100.000 hrs |  | Available | 750/339 | Cx=0.3447;Cy=0.3553 | Class I | IK08 | IP20 | IP20 | 60 | 250 | -20 | 1 | 57 | RAL10016 | 50-60Hz | Passive | LED | embedded sensor system | High Bay Rectangular | Tungsram High-bay IP20 | Indoor industrial |  |  | 9260 | Yes |  |  |  | Bracket kit. Tilted bracket kit. Busbar bracket kit. Cable hook pair
TBD | TU HB IP20 G1 2H45 5K70 U1 RF ST | image | datasheet | deeplink | TUNGSRAM - Tungsram High-bay IP20 - 42260lm - 274W - 5000K - 70CRI - TBD[SKU] - Bracket. Y-cable | 4 | Bracket. Y-cable | LED | 1 | 274 | [8 empty] | CE | [6 empty] | 20 | 5000 | 843x263x86 |  | 220-240V |  | 5 |  | 80° Diffuse | 3 | 70 |  | 5000 |  |  | >=0.9 | 116000 |  |  | 154.4 |  |  | 9 | U1 | 25 | max. 10% at 100.000 hrs |  | Available | 750/339 | Cx=0.3447;Cy=0.3553 | Class I | IK08 | IP20 | IP20 | 60 | 1210 | -20 | 1 | 273.7 | RAL10015 | 50-60Hz | Passive | LED | embedded sensor system | High Bay Rectangular | Tungsram High-bay IP20 | Indoor industrial |  |  | 42260 | Yes |  |  |  | Bracket kit. Tilted bracket kit. Busbar bracket kit. Cable hook pair
TBD | TU HB IP20 G1 2H30 5K70 U1 RF EA | image | datasheet | deeplink | TUNGSRAM - Tungsram High-bay IP20 - 27300lm - 176W - 5000K - 70CRI - TBD[SKU] - Bracket. Y-cable | 5 | Bracket. Y-cable | LED | 1 | 176 | [8 empty] | CE | [6 empty] | 20 | 5000 | 855x263x96 |  | 220-240V |  | 5 |  | 80° Diffuse | 3 | 70 |  | 5000 |  |  | >=0.9 | 105000 |  |  | 155.38 |  |  | 9 | U1 | 25 | max. 10% at 100.000 hrs |  | Available | 750/339 | Cx=0.3447;Cy=0.3553 | Class I | IK08 | IP20 | IP20 | 60 |  | -20 | 1 | 175.7 | RAL10014 | 50-60Hz | Passive | LED | embedded sensor system | High Bay Rectangular | Tungsram High-bay IP20 | Indoor industrial |  |  | 27300 | Yes |  |  |  | Bracket kit. Tilted bracket kit. Busbar bracket kit. Cable hook pair
TBD | TU HB IP20 G1 2H30 5K70 U1 RF ST | image | datasheet | deeplink | TUNGSRAM - Tungsram High-bay IP20 - 27300lm - 172W - 5000K - 70CRI - TBD[SKU] - Bracket. Y-cable | 4 | Bracket. Y-cable | LED | 1 | 172 | [8 empty] | CE | [6 empty] | 20 | 5000 | 843x263x86 |  | 220-240V |  | 5 |  | 80° Diffuse | 3 | 70 |  | 5000 |  |  | >=0.9 | 105000 |  |  | 159 |  |  | 9 | U1 | 25 | max. 10% at 100.000 hrs |  | Available | 750/339 | Cx=0.3447;Cy=0.3553 | Class I | IK08 | IP20 | IP20 | 60 | 760 | -20 | 1 | 171.7 | RAL10013 | 50-60Hz | Passive | LED | embedded sensor system | High Bay Rectangular | Tungsram High-bay IP20 | Indoor industrial |  |  | 27300 | Yes |  |  |  | Bracket kit. Tilted bracket kit. Busbar bracket kit. Cable hook pair
TBD | TU HB IP20 G1 1H25 5K70 U1 RF EA | image | datasheet | deeplink | TUNGSRAM - Tungsram High-bay IP20 - 23380lm - 160W - 5000K - 70CRI - TBD[SKU] - Bracket. Y-cable | 3 | Bracket. Y-cable | LED | 1 | 160 | [8 empty] | CE | [6 empty] | 20 | 5000 | 478x263x86 |  | 220-240V |  | 5 |  | 80° Diffuse | 3 | 70 |  | 5000 |  |  | >=0.9 | 116706 |  |  | 145.85 |  |  | 9 | U1 | 25 | max. 10% at 100.000 hrs |  | Available | 750/339 | Cx=0.3447;Cy=0.3553 | Class I | IK08 | IP20 | IP20 | 60 | 710 | -20 | 1 | 160.3 | RAL10012 | 50-60Hz | Passive | LED | embedded sensor system | High Bay Rectangular | Tungsram High-bay IP20 | Indoor industrial |  |  | 23380 | Yes |  |  |  | Bracket kit. Tilted bracket kit. Busbar bracket kit. Cable hook pair
TBD | TU HB IP20 G1 1H25 5K70 U1 RF ST | image | datasheet | deeplink | TUNGSRAM - Tungsram High-bay IP20 - 23380lm - 156W - 5000K - 70CRI - TBD[SKU] - Bracket. Y-cable | 2 | Bracket. Y-cable | LED | 1 | 156 | [8 empty] | CE | [6 empty] | 20 | 5000 | 478x263x86 |  | 220-240V |  | 5 |  | 80° Diffuse | 3 | 70 |  | 5000 |  |  | >=0.9 | 116706 |  |  | 149.58 |  |  | 9 | U1 | 25 | max. 10% at 100.000 hrs |  | Available | 750/339 | Cx=0.3447;Cy=0.3553 | Class I | IK08 | IP20 | IP20 | 60 | 690 | -20 | 1 | 156.3 | RAL10011 | 50-60Hz | Passive | LED | embedded sensor system | High Bay Rectangular | Tungsram High-bay IP20 | Indoor industrial |  |  | 23380 | Yes |  |  |  | Bracket kit. Tilted bracket kit. Busbar bracket kit. Cable hook pair
TBD | TU HB IP20 G1 1H20 5K70 U1 RF EA | image | datasheet | deeplink | TUNGSRAM - Tungsram High-bay IP20 - 18230lm - 122W - 5000K - 70CRI - TBD[SKU] - Bracket. Y-cable | 3 | Bracket. Y-cable | LED | 1 | 122 | [8 empty] | CE | [6 empty] | 20 | 5000 | 478x263x86 |  | 220-240V |  | 5 |  | 80° Diffuse | 3 | 70 |  | 5000 |  |  | >=0.9 | 100000 |  |  | 149.79 |  |  | 9 | U1 | 25 | max. 10% at 100.000 hrs |  | Available | 750/339 | Cx=0.3447;Cy=0.3553 | Class I | IK08 | IP20 | IP20 | 60 | 540 | -20 | 1 | 121.7 | RAL10010 | 50-60Hz | Passive | LED | embedded sensor system | High Bay Rectangular | Tungsram High-bay IP20 | Indoor industrial |  |  | 18230 | Yes |  |  |  | Bracket kit. Tilted bracket kit. Busbar bracket kit. Cable hook pair
TBD | TU HB IP20 G1 1H20 5K70 U1 RF ST | image | datasheet | deeplink | TUNGSRAM - Tungsram High-bay IP20 - 18230lm - 118W - 5000K - 70CRI - TBD[SKU] - Bracket. Y-cable | 2 | Bracket. Y-cable | LED | 1 | 118 | [8 empty] | CE | [6 empty] | 20 | 5000 | 478x263x86 |  | 220-240V |  | 5 |  | 80° Diffuse | 3 | 70 |  | 5000 |  |  | >=0.9 | 100000 |  |  | 154.89 |  |  | 9 | U1 | 25 | max. 10% at 100.000 hrs |  | Available | 750/339 | Cx=0.3447;Cy=0.3553 | Class I | IK08 | IP20 | IP20 | 60 | 520 | -20 | 1 | 117.7 | RAL10009 | 50-60Hz | Passive | LED | embedded sensor system | High Bay Rectangular | Tungsram High-bay IP20 | Indoor industrial |  |  | 18230 | Yes |  |  |  | Bracket kit. Tilted bracket kit. Busbar bracket kit. Cable hook pair
TBD | TU HB IP20 G1 1H15 5K70 U1 RF ST | image | datasheet | deeplink | TUNGSRAM - Tungsram High-bay IP20 - 14030lm - 88W - 5000K - 70CRI - TBD[SKU] - Bracket. Y-cable | 2 | Bracket. Y-cable | LED | 1 | 88 | [8 empty] | CE | [6 empty] | 20 | 5000 | 478x263x86 |  | 220-240V |  | 5 |  | 80° Diffuse | 3 | 70 |  | 5000 |  |  | >=0.9 | 116706 |  |  | 159.98 |  |  | 9 | U1 | 25 | max. 10% at 100.000 hrs |  | Available | 750/339 | Cx=0.3447;Cy=0.3553 | Class I | IK08 | IP20 | IP20 | 60 | 390 | -20 | 1 | 87.7 | RAL10008 | 50-60Hz | Passive | LED | embedded sensor system | High Bay Rectangular | Tungsram High-bay IP20 | Indoor industrial |  |  | 14030 | Yes |  |  |  | Bracket kit. Tilted bracket kit. Busbar bracket kit. Cable hook pair
TBD | TU HB IP20 G1 1H10 5K70 U1 RF ST | image | datasheet | deeplink | TUNGSRAM - Tungsram High-bay IP20 - 9260lm - 58W - 5000K - 70CRI - TBD[SKU] - Bracket. Y-cable | 2 | Bracket. Y-cable | LED | 1 | 58 | [8 empty] | CE | [6 empty] | 20 | 5000 | 478x263x86 |  | 220-240V |  | 5 |  | 80° Diffuse | 3 | 70 |  | 5000 |  |  | >=0.9 | 115000 |  |  | 160.49 |  |  | 9 | U1 | 25 | max. 10% at 100.000 hrs |  | Available | 750/339 | Cx=0.3447;Cy=0.3553 | Class I | IK08 | IP20 | IP20 | 60 | 260 | -20 | 1 | 57.7 | RAL10007 | 50-60Hz | Passive | LED | embedded sensor system | High Bay Rectangular | Tungsram High-bay IP20 | Indoor industrial |  |  | 9260 | Yes |  |  |  | Bracket kit. Tilted bracket kit. Busbar bracket kit. Cable hook pair
TBD | TU HB IP20 G1 2H45 5K70 U1 DL ST | image | datasheet | deeplink | TUNGSRAM - Tungsram High-bay IP20 - 42260lm - 272W - 5000K - 70CRI - TBD[SKU] - Bracket. Y-cable | 4 | Bracket. Y-cable | LED | 1 | 272 | [8 empty] | CE | [6 empty] | 20 | 5000 | 763x263x81 |  | 220-240V |  | 5 |  | 80° Diffuse | 3 | 70 |  | 5000 |  |  | >=0.9 | 116000 |  |  | 155.37 |  |  | 9 | U1 | 25 | max. 10% at 100.000 hrs |  | Available | 750/339 | Cx=0.3447;Cy=0.3553 | Class I | IK08 | IP20 | IP20 | 60 | 1210 | -20 | 1 | 272 | RAL10006 | 50-60Hz | Passive | LED | dimmable | High Bay Rectangular | Tungsram High-bay IP20 | Indoor industrial |  |  | 42260 | No sensor |  |  |  | Bracket kit. Tilted bracket kit. Busbar bracket kit. Cable hook pair
TBD | TU HB IP20 G1 2H30 5K70 U1 DL ST | image | datasheet | deeplink | TUNGSRAM - Tungsram High-bay IP20 - 27300lm - 170W - 5000K - 70CRI - TBD[SKU] - Bracket. Y-cable | 4 | Bracket. Y-cable | LED | 1 | 170 | [8 empty] | CE | [6 empty] | 20 | 5000 | 763x263x81 |  | 220-240V |  | 5 |  | 80° Diffuse | 3 | 70 |  | 5000 |  |  | >=0.9 | 105000 |  |  | 160.59 |  |  | 9 | U1 | 25 | max. 10% at 100.000 hrs |  | Available | 750/339 | Cx=0.3447;Cy=0.3553 | Class I | IK08 | IP20 | IP20 | 60 | 750 | -20 | 1 | 170 | RAL10005 | 50-60Hz | Passive | LED | dimmable | High Bay Rectangular | Tungsram High-bay IP20 | Indoor industrial |  |  | 27300 | No sensor |  |  |  | Bracket kit. Tilted bracket kit. Busbar bracket kit. Cable hook pair
TBD | TU HB IP20 G1 1H25 5K70 U1 DL EA | image | datasheet | deeplink | TUNGSRAM - Tungsram High-bay IP20 - 23380lm - 159W - 5000K - 70CRI - TBD[SKU] - Bracket. Y-cable | 3 | Bracket. Y-cable | LED | 1 | 159 | [8 empty] | CE | [6 empty] | 20 | 5000 | 398x263x81 |  | 220-240V |  | 5 |  | 80° Diffuse | 3 | 70 |  | 5000 |  |  | >=0.9 | 116706 |  |  | 147.41 |  |  | 9 | U1 | 25 | max. 10% at 100.000 hrs |  | Available | 750/339 | Cx=0.3447;Cy=0.3553 | Class I | IK08 | IP20 | IP20 | 60 | 700 | -20 | 1 | 158.6 | RAL10004 | 50-60Hz | Passive | LED | dimmable | High Bay Rectangular | Tungsram High-bay IP20 | Indoor industrial |  |  | 23380 | No sensor |  |  |  | Bracket kit. Tilted bracket kit. Busbar bracket kit. Cable hook pair
TBD | TU HB IP20 G1 1H25 5K70 U1 DL ST | image | datasheet | deeplink | TUNGSRAM - Tungsram High-bay IP20 - 23380lm - 155W - 5000K - 70CRI - TBD[SKU] - Bracket. Y-cable | 2 | Bracket. Y-cable | LED | 1 | 155 | [8 empty] | CE | [6 empty] | 20 | 5000 | 398x263x81 |  | 220-240V |  | 5 |  | 80° Diffuse | 3 | 70 |  | 5000 |  |  | >=0.9 | 116706 |  |  | 151.23 |  |  | 9 | U1 | 25 | max. 10% at 100.000 hrs |  | Available | 750/339 | Cx=0.3447;Cy=0.3553 | Class I | IK08 | IP20 | IP20 | 60 | 690 | -20 | 1 | 154.6 | RAL10003 | 50-60Hz | Passive | LED | dimmable | High Bay Rectangular | Tungsram High-bay IP20 | Indoor industrial |  |  | 23380 | No sensor |  |  |  | Bracket kit. Tilted bracket kit. Busbar bracket kit. Cable hook pair
TBD | TU HB IP20 G1 1H20 5K70 U1 DL EA | image | datasheet | deeplink | TUNGSRAM - Tungsram High-bay IP20 - 18230lm - 120W - 5000K - 70CRI - TBD[SKU] - Bracket. Y-cable | 3 | Bracket. Y-cable | LED | 1 | 120 | [8 empty] | CE | [6 empty] | 20 | 5000 | 398x263x81 |  | 220-240V |  | 5 |  | 80° Diffuse | 3 | 70 |  | 5000 |  |  | >=0.9 | 100000 |  |  | 151.92 |  |  | 9 | U1 | 25 | max. 10% at 100.000 hrs |  | Available | 750/339 | Cx=0.3447;Cy=0.3553 | Class I | IK08 | IP20 | IP20 | 60 | 530 | -20 | 1 | 120 | RAL10002 | 50-60Hz | Passive | LED | dimmable | High Bay Rectangular | Tungsram High-bay IP20 | Indoor industrial |  |  | 18230 | No sensor |  |  |  | Bracket kit. Tilted bracket kit. Busbar bracket kit. Cable hook pair
TBD | TU HB IP20 G1 1H20 5K70 U1 DL ST | image | datasheet | deeplink | TUNGSRAM - Tungsram High-bay IP20 - 18230lm - 116W - 5000K - 70CRI - TBD[SKU] - Bracket. Y-cable | 2 | Bracket. Y-cable | LED | 1 | 116 | [8 empty] | CE | [6 empty] | 20 | 5000 | 398x263x81 |  | 220-240V |  | 5 |  | 80° Diffuse | 3 | 70 |  | 5000 |  |  | >=0.9 | 100000 |  |  | 157.16 |  |  | 9 | U1 | 25 | max. 10% at 100.000 hrs |  | Available | 750/339 | Cx=0.3447;Cy=0.3553 | Class I | IK08 | IP20 | IP20 | 60 | 510 | -20 | 1 | 116 | RAL10001 | 50-60Hz | Passive | LED | dimmable | High Bay Rectangular | Tungsram High-bay IP20 | Indoor industrial |  |  | 18230 | No sensor |  |  |  | Bracket kit. Tilted bracket kit. Busbar bracket kit. Cable hook pair
TBD | TU HB IP20 G1 1H15 5K70 U1 DL ST | image | datasheet | deeplink | TUNGSRAM - Tungsram High-bay IP20 - 14030lm - 86W - 5000K - 70CRI - TBD[SKU] - Bracket. Y-cable | 2 | Bracket. Y-cable | LED | 1 | 86 | [8 empty] | CE | [6 empty] | 20 | 5000 | 398x263x81 |  | 220-240V |  | 5 |  | 80° Diffuse | 3 | 70 |  | 5000 |  |  | >=0.9 | 116706 |  |  | 163.14 |  |  | 9 | U1 | 25 | max. 10% at 100.000 hrs |  | Available | 750/339 | Cx=0.3447;Cy=0.3553 | Class I | IK08 | IP20 | IP20 | 60 | 380 | -20 | 1 | 86 | RAL10000 | 50-60Hz | Passive | LED | dimmable | High Bay Rectangular | Tungsram High-bay IP20 | Indoor industrial |  |  | 14030 | No sensor |  |  |  | Bracket kit. Tilted bracket kit. Busbar bracket kit. Cable hook pair
TBD | TU HB IP20 G1 1H10 5K70 U1 DL ST | image | datasheet | deeplink | TUNGSRAM - Tungsram High-bay IP20 - 9260lm - 56W - 5000K - 70CRI - TBD[SKU] - Bracket. Y-cable | 2 | Bracket. Y-cable | LED | 1 | 56 | [8 empty] | CE | [6 empty] | 20 | 5000 | 398x263x81 |  | 220-240V |  | 5 |  | 80° Diffuse | 3 | 70 |  | 5000 |  |  | >=0.9 | 115000 |  |  | 165.36 |  |  | 9 | U1 | 25 | max. 10% at 100.000 hrs |  | Available | 750/339 | Cx=0.3447;Cy=0.3553 | Class I | IK08 | IP20 | IP20 | 60 | 250 | -20 | 1 | 56 | RAL9999 | 50-60Hz | Passive | LED | dimmable | High Bay Rectangular | Tungsram High-bay IP20 | Indoor industrial |  |  | 9260 | No sensor |  |  |  | Bracket kit. Tilted bracket kit. Busbar bracket kit. Cable hook pair
TBD | TU HB IP20 G1 1S30 5K70 U1 RF ST | image | datasheet | deeplink | TUNGSRAM - Tungsram High-bay IP20 - 26460lm - 201W - 5000K - 70CRI - TBD[SKU] - Bracket. Y-cable | 2 | Bracket. Y-cable | LED | 1 | 201 | [8 empty] | CE | [6 empty] | 20 | 5000 | 478x263x86 |  | 220-240V |  | 5 |  | 80° Diffuse | 3 | 70 |  | 5000 |  |  | >=0.9 | 117000 |  |  | 131.84 |  |  | 9 | U1 | 25 | max. 10% at 100.000 hrs |  | Available | 750/339 | Cx=0.3447;Cy=0.3553 | Class I | IK08 | IP20 | IP20 | 60 | 890 | -20 | 1 | 200.7 | RAL9998 | 50-60Hz | Passive | LED | embedded sensor system | High Bay Rectangular | Tungsram High-bay IP20 | Indoor industrial |  |  | 26460 | Yes |  |  |  | Bracket kit. Tilted bracket kit. Busbar bracket kit. Cable hook pair
TBD | TU HB IP20 G1 1S22 5K70 U1 RF ST | image | datasheet | deeplink | TUNGSRAM - Tungsram High-bay IP20 - 21970lm - 164W - 5000K - 70CRI - TBD[SKU] - Bracket. Y-cable | 2 | Bracket. Y-cable | LED | 1 | 164 | [8 empty] | CE | [6 empty] | 20 | 5000 | 478x263x86 |  | 220-240V |  | 5 |  | 80° Diffuse | 3 | 70 |  | 5000 |  |  | >=0.9 | 116706 |  |  | 134.21 |  |  | 9 | U1 | 25 | max. 10% at 100.000 hrs |  | Available | 750/339 | Cx=0.3447;Cy=0.3553 | Class I | IK08 | IP20 | IP20 | 60 | 730 | -20 | 1 | 163.7 | RAL9997 | 50-60Hz | Passive | LED | embedded sensor system | High Bay Rectangular | Tungsram High-bay IP20 | Indoor industrial |  |  | 21970 | Yes |  |  |  | Bracket kit. Tilted bracket kit. Busbar bracket kit. Cable hook pair
TBD | TU HB IP20 G1 1S20 5K70 U1 RF ST | image | datasheet | deeplink | TUNGSRAM - Tungsram High-bay IP20 - 18610lm - 143W - 5000K - 70CRI - TBD[SKU] - Bracket. Y-cable | 2 | Bracket. Y-cable | LED | 1 | 143 | [8 empty] | CE | [6 empty] | 20 | 5000 | 478x263x86 |  | 220-240V |  | 5 |  | 80° Diffuse | 3 | 70 |  | 5000 |  |  | >=0.9 | 197000 |  |  | 130.41 |  |  | 9 | U1 | 25 | max. 10% at 100.000 hrs |  | Available | 750/339 | Cx=0.3447;Cy=0.3553 | Class I | IK08 | IP20 | IP20 | 60 | 630 | -20 | 1 | 142.7 | RAL9996 | 50-60Hz | Passive | LED | embedded sensor system | High Bay Rectangular | Tungsram High-bay IP20 | Indoor industrial |  |  | 18610 | Yes |  |  |  | Bracket kit. Tilted bracket kit. Busbar bracket kit. Cable hook pair
TBD | TU HB IP20 G1 1S12 5K70 U1 RF ST | image | datasheet | deeplink | TUNGSRAM - Tungsram High-bay IP20 - 12620lm - 94W - 5000K - 70CRI - TBD[SKU] - Bracket. Y-cable | 2 | Bracket. Y-cable | LED | 1 | 94 | [8 empty] | CE | [6 empty] | 20 | 5000 | 478x263x86 |  | 220-240V |  | 5 |  | 80° Diffuse | 3 | 70 |  | 5000 |  |  | >=0.9 | 116706 |  |  | 134.69 |  |  | 9 | U1 | 25 | max. 10% at 100.000 hrs |  | Available | 750/339 | Cx=0.3447;Cy=0.3553 | Class I | IK08 | IP20 | IP20 | 60 | 420 | -20 | 1 | 93.7 | RAL9995 | 50-60Hz | Passive | LED | embedded sensor system | High Bay Rectangular | Tungsram High-bay IP20 | Indoor industrial |  |  | 12620 | Yes |  |  |  | Bracket kit. Tilted bracket kit. Busbar bracket kit. Cable hook pair
TBD | TU HB IP20 G1 1S10 5K70 U1 RF ST | image | datasheet | deeplink | TUNGSRAM - Tungsram High-bay IP20 - 9040lm - 69W - 5000K - 70CRI - TBD[SKU] - Bracket. Y-cable | 2 | Bracket. Y-cable | LED | 1 | 69 | [8 empty] | CE | [6 empty] | 20 | 5000 | 478x263x86 |  | 220-240V |  | 5 |  | 80° Diffuse | 3 | 70 |  | 5000 |  |  | >=0.9 | 259000 |  |  | 131.59 |  |  | 9 | U1 | 25 | max. 10% at 100.000 hrs |  | Available | 750/339 | Cx=0.3447;Cy=0.3553 | Class I | IK08 | IP20 | IP20 | 60 | 300 | -20 | 1 | 68.7 | RAL9994 | 50-60Hz | Passive | LED | embedded sensor system | High Bay Rectangular | Tungsram High-bay IP20 | Indoor industrial |  |  | 9040 | Yes |  |  |  | Bracket kit. Tilted bracket kit. Busbar bracket kit. Cable hook pair
TBD | TU HB IP20 G1 1S30 5K70 U1 DL ST | image | datasheet | deeplink | TUNGSRAM - Tungsram High-bay IP20 - 26460lm - 199W - 5000K - 70CRI - TBD[SKU] - Bracket. Y-cable | 2 | Bracket. Y-cable | LED | 1 | 199 | [8 empty] | CE | [6 empty] | 20 | 5000 | 398x263x81 |  | 220-240V |  | 5 |  | 80° Diffuse | 3 | 70 |  | 5000 |  |  | >=0.9 | 117000 |  |  | 132.96 |  |  | 9 | U1 | 25 | max. 10% at 100.000 hrs |  | Available | 750/339 | Cx=0.3447;Cy=0.3553 | Class I | IK08 | IP20 | IP20 | 60 | 880 | -20 | 1 | 199 | RAL9993 | 50-60Hz | Passive | LED | dimmable | High Bay Rectangular | Tungsram High-bay IP20 | Indoor industrial |  |  | 26460 | No sensor |  |  |  | Bracket kit. Tilted bracket kit. Busbar bracket kit. Cable hook pair
TBD | TU HB IP20 G1 1S22 5K70 U1 DL ST | image | datasheet | deeplink | TUNGSRAM - Tungsram High-bay IP20 - 21970lm - 162W - 5000K - 70CRI - TBD[SKU] - Bracket. Y-cable | 2 | Bracket. Y-cable | LED | 1 | 162 | [8 empty] | CE | [6 empty] | 20 | 5000 | 398x263x81 |  | 220-240V |  | 5 |  | 80° Diffuse | 3 | 70 |  | 5000 |  |  | >=0.9 | 116706 |  |  | 135.62 |  |  | 9 | U1 | 25 | max. 10% at 100.000 hrs |  | Available | 750/339 | Cx=0.3447;Cy=0.3553 | Class I | IK08 | IP20 | IP20 | 60 | 720 | -20 | 1 | 162 | RAL9992 | 50-60Hz | Passive | LED | dimmable | High Bay Rectangular | Tungsram High-bay IP20 | Indoor industrial |  |  | 21970 | No sensor |  |  |  | Bracket kit. Tilted bracket kit. Busbar bracket kit. Cable hook pair
TBD | TU HB IP20 G1 1S20 5K70 U1 DL ST | image | datasheet | deeplink | TUNGSRAM - Tungsram High-bay IP20 - 18610lm - 141W - 5000K - 70CRI - TBD[SKU] - Bracket. Y-cable | 2 | Bracket. Y-cable | LED | 1 | 141 | [8 empty] | CE | [6 empty] | 20 | 5000 | 398x263x81 |  | 220-240V |  | 5 |  | 80° Diffuse | 3 | 70 |  | 5000 |  |  | >=0.9 | 197000 |  |  | 131.99 |  |  | 9 | U1 | 25 | max. 10% at 100.000 hrs |  | Available | 750/339 | Cx=0.3447;Cy=0.3553 | Class I | IK08 | IP20 | IP20 | 60 | 630 | -20 | 1 | 141 | RAL9991 | 50-60Hz | Passive | LED | dimmable | High Bay Rectangular | Tungsram High-bay IP20 | Indoor industrial |  |  | 18610 | No sensor |  |  |  | Bracket kit. Tilted bracket kit. Busbar bracket kit. Cable hook pair
TBD | TU HB IP20 G1 1S12 5K70 U1 DL ST | image | datasheet | deeplink | TUNGSRAM - Tungsram High-bay IP20 - 12620lm - 92W - 5000K - 70CRI - TBD[SKU] - Bracket. Y-cable | 2 | Bracket. Y-cable | LED | 1 | 92 | [8 empty] | CE | [6 empty] | 20 | 5000 | 398x263x81 |  | 220-240V |  | 5 |  | 80° Diffuse | 3 | 70 |  | 5000 |  |  | >=0.9 | 116706 |  |  | 137.17 |  |  | 9 | U1 | 25 | max. 10% at 100.000 hrs |  | Available | 750/339 | Cx=0.3447;Cy=0.3553 | Class I | IK08 | IP20 | IP20 | 60 | 410 | -20 | 1 | 92 | RAL9990 | 50-60Hz | Passive | LED | dimmable | High Bay Rectangular | Tungsram High-bay IP20 | Indoor industrial |  |  | 12620 | No sensor |  |  |  | Bracket kit. Tilted bracket kit. Busbar bracket kit. Cable hook pair
TBD | TU HB IP20 G1 1S10 5K70 U1 DL ST | image | datasheet | deeplink | TUNGSRAM - Tungsram High-bay IP20 - 9040lm - 67W - 5000K - 70CRI - TBD[SKU] - Bracket. Y-cable | 2 | Bracket. Y-cable | LED | 1 | 67 | [8 empty] | CE | [6 empty] | 20 | 5000 | 398x263x81 |  | 220-240V |  | 5 |  | 80° Diffuse | 3 | 70 |  | 5000 |  |  | >=0.9 | 259000 |  |  | 134.93 |  |  | 9 | U1 | 25 | max. 10% at 100.000 hrs |  | Available | 750/339 | Cx=0.3447;Cy=0.3553 | Class I | IK08 | IP20 | IP20 | 60 | 300 | -20 | 1 | 67 | RAL9989 | 50-60Hz | Passive | LED | dimmable | High Bay Rectangular | Tungsram High-bay IP20 | Indoor industrial |  |  | 9040 | No sensor |  |  |  | Bracket kit. Tilted bracket kit. Busbar bracket kit. Cable hook pair
TBD | TU HB IP20 G1 2S60 5K70 U1 SN ST | image | datasheet | deeplink | TUNGSRAM - Tungsram High-bay IP20 - 56100lm - 437W - 5000K - 70CRI - TBD[SKU] - Bracket. Y-cable | 4 | Bracket. Y-cable | LED | 1 | 437 | [8 empty] | CE | [6 empty] | 20 | 5000 | 843x263x86 |  | 220-240V |  | 5 |  | 80° Diffuse | 3 | 70 |  | 5000 |  |  | >=0.9 | 116706 |  |  | 128.46 |  |  | 9 | U1 | 25 | max. 10% at 100.000 hrs |  | Available | 750/339 | Cx=0.3447;Cy=0.3553 | Class I | IK08 | IP20 | IP20 | 60 | 1940 | -20 | 1 | 436.7 | RAL9988 | 50-60Hz | Passive | LED | embedded sensor system | High Bay Rectangular | Tungsram High-bay IP20 | Indoor industrial |  |  | 56100 | Yes |  |  |  | Bracket kit. Tilted bracket kit. Busbar bracket kit. Cable hook pair
TBD | TU HB IP20 G1 1S30 5K70 U1 SN ST | image | datasheet | deeplink | TUNGSRAM - Tungsram High-bay IP20 - 26460lm - 201W - 5000K - 70CRI - TBD[SKU] - Bracket. Y-cable | 2 | Bracket. Y-cable | LED | 1 | 201 | [8 empty] | CE | [6 empty] | 20 | 5000 | 478x263x86 |  | 220-240V |  | 5 |  | 80° Diffuse | 3 | 70 |  | 5000 |  |  | >=0.9 | 117000 |  |  | 131.84 |  |  | 9 | U1 | 25 | max. 10% at 100.000 hrs |  | Available | 750/339 | Cx=0.3447;Cy=0.3553 | Class I | IK08 | IP20 | IP20 | 60 | 890 | -20 | 1 | 200.7 | RAL9987 | 50-60Hz | Passive | LED | embedded sensor system | High Bay Rectangular | Tungsram High-bay IP20 | Indoor industrial |  |  | 26460 | Yes |  |  |  | Bracket kit. Tilted bracket kit. Busbar bracket kit. Cable hook pair
TBD | TU HB IP20 G1 1S22 5K70 U1 SN ST | image | datasheet | deeplink | TUNGSRAM - Tungsram High-bay IP20 - 21970lm - 164W - 5000K - 70CRI - TBD[SKU] - Bracket. Y-cable | 2 | Bracket. Y-cable | LED | 1 | 164 | [8 empty] | CE | [6 empty] | 20 | 5000 | 478x263x86 |  | 220-240V |  | 5 |  | 80° Diffuse | 3 | 70 |  | 5000 |  |  | >=0.9 | 116706 |  |  | 134.21 |  |  | 9 | U1 | 25 | max. 10% at 100.000 hrs |  | Available | 750/339 | Cx=0.3447;Cy=0.3553 | Class I | IK08 | IP20 | IP20 | 60 | 730 | -20 | 1 | 163.7 | RAL9986 | 50-60Hz | Passive | LED | embedded sensor system | High Bay Rectangular | Tungsram High-bay IP20 | Indoor industrial |  |  | 21970 | Yes |  |  |  | Bracket kit. Tilted bracket kit. Busbar bracket kit. Cable hook pair
TBD | TU HB IP20 G1 1S20 5K70 U1 SN ST | image | datasheet | deeplink | TUNGSRAM - Tungsram High-bay IP20 - 18610lm - 143W - 5000K - 70CRI - TBD[SKU] - Bracket. Y-cable | 2 | Bracket. Y-cable | LED | 1 | 143 | [8 empty] | CE | [6 empty] | 20 | 5000 | 478x263x86 |  | 220-240V |  | 5 |  | 80° Diffuse | 3 | 70 |  | 5000 |  |  | >=0.9 | 197000 |  |  | 130.41 |  |  | 9 | U1 | 25 | max. 10% at 100.000 hrs |  | Available | 750/339 | Cx=0.3447;Cy=0.3553 | Class I | IK08 | IP20 | IP20 | 60 | 630 | -20 | 1 | 142.7 | RAL9985 | 50-60Hz | Passive | LED | embedded sensor system | High Bay Rectangular | Tungsram High-bay IP20 | Indoor industrial |  |  | 18610 | Yes |  |  |  | Bracket kit. Tilted bracket kit. Busbar bracket kit. Cable hook pair
TBD | TU HB IP20 G1 1S12 5K70 U1 SN ST | image | datasheet | deeplink | TUNGSRAM - Tungsram High-bay IP20 - 12620lm - 94W - 5000K - 70CRI - TBD[SKU] - Bracket. Y-cable | 2 | Bracket. Y-cable | LED | 1 | 94 | [8 empty] | CE | [6 empty] | 20 | 5000 | 478x263x86 |  | 220-240V |  | 5 |  | 80° Diffuse | 3 | 70 |  | 5000 |  |  | >=0.9 | 116706 |  |  | 134.69 |  |  | 9 | U1 | 25 | max. 10% at 100.000 hrs |  | Available | 750/339 | Cx=0.3447;Cy=0.3553 | Class I | IK08 | IP20 | IP20 | 60 | 420 | -20 | 1 | 93.7 | RAL9984 | 50-60Hz | Passive | LED | embedded sensor system | High Bay Rectangular | Tungsram High-bay IP20 | Indoor industrial |  |  | 12620 | Yes |  |  |  | Bracket kit. Tilted bracket kit. Busbar bracket kit. Cable hook pair
TBD | TU HB IP20 G1 1S10 5K70 U1 SN ST | image | datasheet | deeplink | TUNGSRAM - Tungsram High-bay IP20 - 9040lm - 69W - 5000K - 70CRI - TBD[SKU] - Bracket. Y-cable | 2 | Bracket. Y-cable | LED | 1 | 69 | [8 empty] | CE | [6 empty] | 20 | 5000 | 478x263x86 |  | 220-240V |  | 5 |  | 80° Diffuse | 3 | 70 |  | 5000 |  |  | >=0.9 | 259000 |  |  | 131.59 |  |  | 9 | U1 | 25 | max. 10% at 100.000 hrs |  | Available | 750/339 | Cx=0.3447;Cy=0.3553 | Class I | IK08 | IP20 | IP20 | 60 | 300 | -20 | 1 | 68.7 | RAL9983 | 50-60Hz | Passive | LED | embedded sensor system | High Bay Rectangular | Tungsram High-bay IP20 | Indoor industrial |  |  | 9040 | Yes |  |  |  | Bracket kit. Tilted bracket kit. Busbar bracket kit. Cable hook pair
TBD | TU HB IP20 G1 2S60 5K70 U1 FX ST | image | datasheet | deeplink | TUNGSRAM - Tungsram High-bay IP20 - 56100lm - 435W - 5000K - 70CRI - TBD[SKU] - Bracket. Y-cable | 4 | Bracket. Y-cable | LED | 1 | 435 | [8 empty] | CE | [6 empty] | 20 | 5000 | 763x263x81 |  | 220-240V |  | 5 |  | 80° Diffuse | 3 | 70 |  | 5000 |  |  | >=0.9 | 116706 |  |  | 128.97 |  |  | 9 | U1 | 25 | max. 10% at 100.000 hrs |  | Available | 750/339 | Cx=0.3447;Cy=0.3553 | Class I | IK08 | IP20 | IP20 | 60 | 1930 | -20 | 1 | 435 | RAL9982 | 50-60Hz | Passive | LED | none | High Bay Rectangular | Tungsram High-bay IP20 | Indoor industrial |  |  | 56100 | No sensor |  |  |  | Bracket kit. Tilted bracket kit. Busbar bracket kit. Cable hook pair
TBD | TU HB IP20 G1 1S30 5K70 U1 FX ST | image | datasheet | deeplink | TUNGSRAM - Tungsram High-bay IP20 - 26460lm - 199W - 5000K - 70CRI - TBD[SKU] - Bracket. Y-cable | 2 | Bracket. Y-cable | LED | 1 | 199 | [8 empty] | CE | [6 empty] | 20 | 5000 | 398x263x81 |  | 220-240V |  | 5 |  | 80° Diffuse | 3 | 70 |  | 5000 |  |  | >=0.9 | 117000 |  |  | 132.96 |  |  | 9 | U1 | 25 | max. 10% at 100.000 hrs |  | Available | 750/339 | Cx=0.3447;Cy=0.3553 | Class I | IK08 | IP20 | IP20 | 60 | 880 | -20 | 1 | 199 | RAL9981 | 50-60Hz | Passive | LED | none | High Bay Rectangular | Tungsram High-bay IP20 | Indoor industrial |  |  | 26460 | No sensor |  |  |  | Bracket kit. Tilted bracket kit. Busbar bracket kit. Cable hook pair
TBD | TU HB IP20 G1 1S22 5K70 U1 FX ST | image | datasheet | deeplink | TUNGSRAM - Tungsram High-bay IP20 - 21970lm - 162W - 5000K - 70CRI - TBD[SKU] - Bracket. Y-cable | 2 | Bracket. Y-cable | LED | 1 | 162 | [8 empty] | CE | [6 empty] | 20 | 5000 | 398x263x81 |  | 220-240V |  | 5 |  | 80° Diffuse | 3 | 70 |  | 5000 |  |  | >=0.9 | 116706 |  |  | 135.62 |  |  | 9 | U1 | 25 | max. 10% at 100.000 hrs |  | Available | 750/339 | Cx=0.3447;Cy=0.3553 | Class I | IK08 | IP20 | IP20 | 60 | 720 | -20 | 1 | 162 | RAL9980 | 50-60Hz | Passive | LED | none | High Bay Rectangular | Tungsram High-bay IP20 | Indoor industrial |  |  | 21970 | No sensor |  |  |  | Bracket kit. Tilted bracket kit. Busbar bracket kit. Cable hook pair
TBD | TU HB IP20 G1 1S20 5K70 U1 FX EA | image | datasheet | deeplink | TUNGSRAM - Tungsram High-bay IP20 - 18610lm - 145W - 5000K - 70CRI - TBD[SKU] - Bracket. Y-cable | 3 | Bracket. Y-cable | LED | 1 | 145 | [8 empty] | CE | [6 empty] | 20 | 5000 | 398x263x81 |  | 220-240V |  | 5 |  | 80° Diffuse | 3 | 70 |  | 5000 |  |  | >=0.9 | 197000 |  |  | 128.34 |  |  | 9 | U1 | 25 | max. 10% at 100.000 hrs |  | Available | 750/339 | Cx=0.3447;Cy=0.3553 | Class I | IK08 | IP20 | IP20 | 60 | 640 | -20 | 1 | 145 | RAL9979 | 50-60Hz | Passive | LED | none | High Bay Rectangular | Tungsram High-bay IP20 | Indoor industrial |  |  | 18610 | No sensor |  |  |  | Bracket kit. Tilted bracket kit. Busbar bracket kit. Cable hook pair
TBD | TU HB IP20 G1 1S20 5K70 U1 FX ST | image | datasheet | deeplink | TUNGSRAM - Tungsram High-bay IP20 - 18610lm - 141W - 5000K - 70CRI - TBD[SKU] - Bracket. Y-cable | 2 | Bracket. Y-cable | LED | 1 | 141 | [8 empty] | CE | [6 empty] | 20 | 5000 | 398x263x81 |  | 220-240V |  | 5 |  | 80° Diffuse | 3 | 70 |  | 5000 |  |  | >=0.9 | 197000 |  |  | 131.99 |  |  | 9 | U1 | 25 | max. 10% at 100.000 hrs |  | Available | 750/339 | Cx=0.3447;Cy=0.3553 | Class I | IK08 | IP20 | IP20 | 60 | 630 | -20 | 1 | 141 | RAL9978 | 50-60Hz | Passive | LED | none | High Bay Rectangular | Tungsram High-bay IP20 | Indoor industrial |  |  | 18610 | No sensor |  |  |  | Bracket kit. Tilted bracket kit. Busbar bracket kit. Cable hook pair
TBD | TU HB IP20 G1 1S12 5K70 U1 FX ST | image | datasheet | deeplink | TUNGSRAM - Tungsram High-bay IP20 - 12620lm - 92W - 5000K - 70CRI - TBD[SKU] - Bracket. Y-cable | 2 | Bracket. Y-cable | LED | 1 | 92 | [8 empty] | CE | [6 empty] | 20 | 5000 | 398x263x81 |  | 220-240V |  | 5 |  | 80° Diffuse | 3 | 70 |  | 5000 |  |  | >=0.9 | 116706 |  |  | 137.17 |  |  | 9 | U1 | 25 | max. 10% at 100.000 hrs |  | Available | 750/339 | Cx=0.3447;Cy=0.3553 | Class I | IK08 | IP20 | IP20 | 60 | 410 | -20 | 1 | 92 | RAL9977 | 50-60Hz | Passive | LED | none | High Bay Rectangular | Tungsram High-bay IP20 | Indoor industrial |  |  | 12620 | No sensor |  |  |  | Bracket kit. Tilted bracket kit. Busbar bracket kit. Cable hook pair
TBD | TU HB IP20 G1 1S10 5K70 U1 FX ST | image | datasheet | deeplink | TUNGSRAM - Tungsram High-bay IP20 - 9040lm - 67W - 5000K - 70CRI - TBD[SKU] - Bracket. Y-cable | 2 | Bracket. Y-cable | LED | 1 | 67 | [8 empty] | CE | [6 empty] | 20 | 5000 | 398x263x81 |  | 220-240V |  | 5 |  | 80° Diffuse | 3 | 70 |  | 5000 |  |  | >=0.9 | 259000 |  |  | 134.93 |  |  | 9 | U1 | 25 | max. 10% at 100.000 hrs |  | Available | 750/339 | Cx=0.3447;Cy=0.3553 | Class I | IK08 | IP20 | IP20 | 60 | 300 | -20 | 1 | 67 | RAL9976 | 50-60Hz | Passive | LED | none | High Bay Rectangular | Tungsram High-bay IP20 | Indoor industrial |  |  | 9040 | No sensor |  |  |  | Bracket kit. Tilted bracket kit. Busbar bracket kit. Cable hook pair
TBD | TU HB IP20 G1 2H45 4K80 L9 NL ST | image | datasheet | deeplink | TUNGSRAM - Tungsram High-bay IP20 - 42940lm - 273W - 4000K - 80CRI - TBD[SKU] - Bracket. Y-cable | 4 | Bracket. Y-cable | LED | 1 | 273 | [8 empty] | CE | [6 empty] | 20 | 4000 | 779x263x96 |  | 220-240V |  | 5 |  | 90° | 3 | 80 |  | 4000 |  |  | >=0.9 | 116000 |  |  | 157.29 |  |  | 9 | L9 | 25 | max. 10% at 100.000 hrs |  | Available | 840/339 | Cx=0.4338;Cy=0.4030 | Class I | IK08 | IP50 | IP20 | 60 | 1210 | -20 | 1 | 273 | RAL9975 | 50-60Hz | Passive | LED | embedded sensor system | High Bay Rectangular | Tungsram High-bay IP20 | Indoor industrial |  |  | 42940 | Yes |  |  |  | Bracket kit. Tilted bracket kit. Busbar bracket kit. Cable hook pair
TBD | TU HB IP20 G1 2H30 4K80 L9 NL EA | image | datasheet | deeplink | TUNGSRAM - Tungsram High-bay IP20 - 27740lm - 175W - 4000K - 80CRI - TBD[SKU] - Bracket. Y-cable | 5 | Bracket. Y-cable | LED | 1 | 175 | [8 empty] | CE | [6 empty] | 20 | 4000 | 855x263x96 |  | 220-240V |  | 5 |  | 90° | 3 | 80 |  | 4000 |  |  | >=0.9 | 105000 |  |  | 158.51 |  |  | 9 | L9 | 25 | max. 10% at 100.000 hrs |  | Available | 840/339 | Cx=0.4338;Cy=0.4030 | Class I | IK08 | IP50 | IP20 | 60 |  | -20 | 1 | 175 | RAL9974 | 50-60Hz | Passive | LED | embedded sensor system | High Bay Rectangular | Tungsram High-bay IP20 | Indoor industrial |  |  | 27740 | Yes |  |  |  | Bracket kit. Tilted bracket kit. Busbar bracket kit. Cable hook pair
TBD | TU HB IP20 G1 2H30 4K80 L9 NL ST | image | datasheet | deeplink | TUNGSRAM - Tungsram High-bay IP20 - 27740lm - 171W - 4000K - 80CRI - TBD[SKU] - Bracket. Y-cable | 4 | Bracket. Y-cable | LED | 1 | 171 | [8 empty] | CE | [6 empty] | 20 | 4000 | 779x263x96 |  | 220-240V |  | 5 |  | 90° | 3 | 80 |  | 4000 |  |  | >=0.9 | 105000 |  |  | 162.22 |  |  | 9 | L9 | 25 | max. 10% at 100.000 hrs |  | Available | 840/339 | Cx=0.4338;Cy=0.4030 | Class I | IK08 | IP50 | IP20 | 60 | 760 | -20 | 1 | 171 | RAL9973 | 50-60Hz | Passive | LED | embedded sensor system | High Bay Rectangular | Tungsram High-bay IP20 | Indoor industrial |  |  | 27740 | Yes |  |  |  | Bracket kit. Tilted bracket kit. Busbar bracket kit. Cable hook pair
TBD | TU HB IP20 G1 1H25 4K80 L9 NL EA | image | datasheet | deeplink | TUNGSRAM - Tungsram High-bay IP20 - 23750lm - 160W - 4000K - 80CRI - TBD[SKU] - Bracket. Y-cable | 3 | Bracket. Y-cable | LED | 1 | 160 | [8 empty] | CE | [6 empty] | 20 | 4000 | 414x263x96 |  | 220-240V |  | 5 |  | 90° | 3 | 80 |  | 4000 |  |  | >=0.9 | 116706 |  |  | 148.81 |  |  | 9 | L9 | 25 | max. 10% at 100.000 hrs |  | Available | 840/339 | Cx=0.4338;Cy=0.4030 | Class I | IK08 | IP50 | IP20 | 60 | 710 | -20 | 1 | 159.6 | RAL9972 | 50-60Hz | Passive | LED | embedded sensor system | High Bay Rectangular | Tungsram High-bay IP20 | Indoor industrial |  |  | 23750 | Yes |  |  |  | Bracket kit. Tilted bracket kit. Busbar bracket kit. Cable hook pair
TBD | TU HB IP20 G1 1H25 4K80 L9 NL ST | image | datasheet | deeplink | TUNGSRAM - Tungsram High-bay IP20 - 23750lm - 156W - 4000K - 80CRI - TBD[SKU] - Bracket. Y-cable | 2 | Bracket. Y-cable | LED | 1 | 156 | [8 empty] | CE | [6 empty] | 20 | 4000 | 414x263x96 |  | 220-240V |  | 5 |  | 90° | 3 | 80 |  | 4000 |  |  | >=0.9 | 116706 |  |  | 152.63 |  |  | 9 | L9 | 25 | max. 10% at 100.000 hrs |  | Available | 840/339 | Cx=0.4338;Cy=0.4030 | Class I | IK08 | IP50 | IP20 | 50 | 690 | -25 | 1 | 155.6 | RAL9971 | 50-60Hz | Passive | LED | embedded sensor system | High Bay Rectangular | Tungsram High-bay IP20 | Indoor industrial |  |  | 23750 | Yes |  |  |  | Bracket kit. Tilted bracket kit. Busbar bracket kit. Cable hook pair
TBD | TU HB IP20 G1 1H20 4K80 L9 NL ST | image | datasheet | deeplink | TUNGSRAM - Tungsram High-bay IP20 - 18530lm - 117W - 4000K - 80CRI - TBD[SKU] - Bracket. Y-cable | 2 | Bracket. Y-cable | LED | 1 | 117 | [8 empty] | CE | [6 empty] | 20 | 4000 | 414x263x96 |  | 220-240V |  | 5 |  | 90° | 3 | 80 |  | 4000 |  |  | >=0.9 | 100000 |  |  | 158.38 |  |  | 9 | L9 | 25 | max. 10% at 100.000 hrs |  | Available | 840/339 | Cx=0.4338;Cy=0.4030 | Class I | IK08 | IP50 | IP20 | 60 | 520 | -20 | 1 | 117 | RAL9970 | 50-60Hz | Passive | LED | embedded sensor system | High Bay Rectangular | Tungsram High-bay IP20 | Indoor industrial |  |  | 18530 | Yes |  |  |  | Bracket kit. Tilted bracket kit. Busbar bracket kit. Cable hook pair
TBD | TU HB IP20 G1 1H15 4K80 L9 NL ST | image | datasheet | deeplink | TUNGSRAM - Tungsram High-bay IP20 - 14250lm - 87W - 4000K - 80CRI - TBD[SKU] - Bracket. Y-cable | 2 | Bracket. Y-cable | LED | 1 | 87 | [8 empty] | CE | [6 empty] | 20 | 4000 | 414x263x96 |  | 220-240V |  | 5 |  | 90° | 3 | 80 |  | 4000 |  |  | >=0.9 | 116706 |  |  | 163.79 |  |  | 9 | L9 | 25 | max. 10% at 100.000 hrs |  | Available | 840/339 | Cx=0.4338;Cy=0.4030 | Class I | IK08 | IP50 | IP20 | 60 | 390 | -20 | 1 | 87 | RAL9969 | 50-60Hz | Passive | LED | embedded sensor system | High Bay Rectangular | Tungsram High-bay IP20 | Indoor industrial |  |  | 14250 | Yes |  |  |  | Bracket kit. Tilted bracket kit. Busbar bracket kit. Cable hook pair
TBD | TU HB IP20 G1 1H10 4K80 L9 NL ST | image | datasheet | deeplink | TUNGSRAM - Tungsram High-bay IP20 - 9410lm - 57W - 4000K - 80CRI - TBD[SKU] - Bracket. Y-cable | 2 | Bracket. Y-cable | LED | 1 | 57 | [8 empty] | CE | [6 empty] | 20 | 4000 | 414x263x96 |  | 220-240V |  | 5 |  | 90° | 3 | 80 |  | 4000 |  |  | >=0.9 | 115000 |  |  | 165.09 |  |  | 9 | L9 | 25 | max. 10% at 100.000 hrs |  | Available | 840/339 | Cx=0.4338;Cy=0.4030 | Class I | IK08 | IP50 | IP20 | 60 | 250 | -20 | 1 | 57 | RAL9968 | 50-60Hz | Passive | LED | embedded sensor system | High Bay Rectangular | Tungsram High-bay IP20 | Indoor industrial |  |  | 9410 | Yes |  |  |  | Bracket kit. Tilted bracket kit. Busbar bracket kit. Cable hook pair
TBD | TU HB IP20 G1 2H45 4K80 L9 RF ST | image | datasheet | deeplink | TUNGSRAM - Tungsram High-bay IP20 - 42940lm - 274W - 4000K - 80CRI - TBD[SKU] - Bracket. Y-cable | 4 | Bracket. Y-cable | LED | 1 | 274 | [8 empty] | CE | [6 empty] | 20 | 4000 | 843x263x86 |  | 220-240V |  | 5 |  | 90° | 3 | 80 |  | 4000 |  |  | >=0.9 | 116000 |  |  | 156.89 |  |  | 9 | L9 | 25 | max. 10% at 100.000 hrs |  | Available | 840/339 | Cx=0.4338;Cy=0.4030 | Class I | IK08 | IP50 | IP20 | 60 | 1210 | -20 | 1 | 273.7 | RAL9967 | 50-60Hz | Passive | LED | embedded sensor system | High Bay Rectangular | Tungsram High-bay IP20 | Indoor industrial |  |  | 42940 | Yes |  |  |  | Bracket kit. Tilted bracket kit. Busbar bracket kit. Cable hook pair
TBD | TU HB IP20 G1 2H30 4K80 L9 RF EA | image | datasheet | deeplink | TUNGSRAM - Tungsram High-bay IP20 - 27740lm - 176W - 4000K - 80CRI - TBD[SKU] - Bracket. Y-cable | 5 | Bracket. Y-cable | LED | 1 | 176 | [8 empty] | CE | [6 empty] | 20 | 4000 | 855x263x96 |  | 220-240V |  | 5 |  | 90° | 3 | 80 |  | 4000 |  |  | >=0.9 | 105000 |  |  | 157.88 |  |  | 9 | L9 | 25 | max. 10% at 100.000 hrs |  | Available | 840/339 | Cx=0.4338;Cy=0.4030 | Class I | IK08 | IP50 | IP20 | 60 |  | -20 | 1 | 175.7 | RAL9966 | 50-60Hz | Passive | LED | embedded sensor system | High Bay Rectangular | Tungsram High-bay IP20 | Indoor industrial |  |  | 27740 | Yes |  |  |  | Bracket kit. Tilted bracket kit. Busbar bracket kit. Cable hook pair
TBD | TU HB IP20 G1 2H30 4K80 L9 RF ST | image | datasheet | deeplink | TUNGSRAM - Tungsram High-bay IP20 - 27740lm - 172W - 4000K - 80CRI - TBD[SKU] - Bracket. Y-cable | 4 | Bracket. Y-cable | LED | 1 | 172 | [8 empty] | CE | [6 empty] | 20 | 4000 | 843x263x86 |  | 220-240V |  | 5 |  | 90° | 3 | 80 |  | 4000 |  |  | >=0.9 | 105000 |  |  | 161.56 |  |  | 9 | L9 | 25 | max. 10% at 100.000 hrs |  | Available | 840/339 | Cx=0.4338;Cy=0.4030 | Class I | IK08 | IP50 | IP20 | 60 | 760 | -20 | 1 | 171.7 | RAL9965 | 50-60Hz | Passive | LED | embedded sensor system | High Bay Rectangular | Tungsram High-bay IP20 | Indoor industrial |  |  | 27740 | Yes |  |  |  | Bracket kit. Tilted bracket kit. Busbar bracket kit. Cable hook pair
TBD | TU HB IP20 G1 1H25 4K80 L9 RF EA | image | datasheet | deeplink | TUNGSRAM - Tungsram High-bay IP20 - 23750lm - 160W - 4000K - 80CRI - TBD[SKU] - Bracket. Y-cable | 3 | Bracket. Y-cable | LED | 1 | 160 | [8 empty] | CE | [6 empty] | 20 | 4000 | 478x263x86 |  | 220-240V |  | 5 |  | 90° | 3 | 80 |  | 4000 |  |  | >=0.9 | 116706 |  |  | 148.16 |  |  | 9 | L9 | 25 | max. 10% at 100.000 hrs |  | Available | 840/339 | Cx=0.4338;Cy=0.4030 | Class I | IK08 | IP50 | IP20 | 60 | 710 | -20 | 1 | 160.3 | RAL9964 | 50-60Hz | Passive | LED | embedded sensor system | High Bay Rectangular | Tungsram High-bay IP20 | Indoor industrial |  |  | 23750 | Yes |  |  |  | Bracket kit. Tilted bracket kit. Busbar bracket kit. Cable hook pair
TBD | TU HB IP20 G1 1H25 4K80 L9 RF ST | image | datasheet | deeplink | TUNGSRAM - Tungsram High-bay IP20 - 23750lm - 156W - 4000K - 80CRI - TBD[SKU] - Bracket. Y-cable | 2 | Bracket. Y-cable | LED | 1 | 156 | [8 empty] | CE | [6 empty] | 20 | 4000 | 478x263x86 |  | 220-240V |  | 5 |  | 90° | 3 | 80 |  | 4000 |  |  | >=0.9 | 116706 |  |  | 151.95 |  |  | 9 | L9 | 25 | max. 10% at 100.000 hrs |  | Available | 840/339 | Cx=0.4338;Cy=0.4030 | Class I | IK08 | IP50 | IP20 | 60 | 690 | -20 | 1 | 156.3 | RAL9963 | 50-60Hz | Passive | LED | embedded sensor system | High Bay Rectangular | Tungsram High-bay IP20 | Indoor industrial |  |  | 23750 | Yes |  |  |  | Bracket kit. Tilted bracket kit. Busbar bracket kit. Cable hook pair
TBD | TU HB IP20 G1 1H20 4K80 L9 RF EA | image | datasheet | deeplink | TUNGSRAM - Tungsram High-bay IP20 - 18530lm - 122W - 4000K - 80CRI - TBD[SKU] - Bracket. Y-cable | 3 | Bracket. Y-cable | LED | 1 | 122 | [8 empty] | CE | [6 empty] | 20 | 4000 | 478x263x86 |  | 220-240V |  | 5 |  | 90° | 3 | 80 |  | 4000 |  |  | >=0.9 | 100000 |  |  | 152.26 |  |  | 9 | L9 | 25 | max. 10% at 100.000 hrs |  | Available | 840/339 | Cx=0.4338;Cy=0.4030 | Class I | IK08 | IP50 | IP20 | 60 | 540 | -20 | 1 | 121.7 | RAL9962 | 50-60Hz | Passive | LED | embedded sensor system | High Bay Rectangular | Tungsram High-bay IP20 | Indoor industrial |  |  | 18530 | Yes |  |  |  | Bracket kit. Tilted bracket kit. Busbar bracket kit. Cable hook pair
TBD | TU HB IP20 G1 1H20 4K80 L9 RF ST | image | datasheet | deeplink | TUNGSRAM - Tungsram High-bay IP20 - 18530lm - 118W - 4000K - 80CRI - TBD[SKU] - Bracket. Y-cable | 2 | Bracket. Y-cable | LED | 1 | 118 | [8 empty] | CE | [6 empty] | 20 | 4000 | 478x263x86 |  | 220-240V |  | 5 |  | 90° | 3 | 80 |  | 4000 |  |  | >=0.9 | 100000 |  |  | 157.43 |  |  | 9 | L9 | 25 | max. 10% at 100.000 hrs |  | Available | 840/339 | Cx=0.4338;Cy=0.4030 | Class I | IK08 | IP50 | IP20 | 60 | 520 | -20 | 1 | 117.7 | RAL9961 | 50-60Hz | Passive | LED | embedded sensor system | High Bay Rectangular | Tungsram High-bay IP20 | Indoor industrial |  |  | 18530 | Yes |  |  |  | Bracket kit. Tilted bracket kit. Busbar bracket kit. Cable hook pair
TBD | TU HB IP20 G1 1H15 4K80 L9 RF ST | image | datasheet | deeplink | TUNGSRAM - Tungsram High-bay IP20 - 14250lm - 88W - 4000K - 80CRI - TBD[SKU] - Bracket. Y-cable | 2 | Bracket. Y-cable | LED | 1 | 88 | [8 empty] | CE | [6 empty] | 20 | 4000 | 478x263x86 |  | 220-240V |  | 5 |  | 90° | 3 | 80 |  | 4000 |  |  | >=0.9 | 116706 |  |  | 162.49 |  |  | 9 | L9 | 25 | max. 10% at 100.000 hrs |  | Available | 840/339 | Cx=0.4338;Cy=0.4030 | Class I | IK08 | IP50 | IP20 | 60 | 390 | -20 | 1 | 87.7 | RAL9960 | 50-60Hz | Passive | LED | embedded sensor system | High Bay Rectangular | Tungsram High-bay IP20 | Indoor industrial |  |  | 14250 | Yes |  |  |  | Bracket kit. Tilted bracket kit. Busbar bracket kit. Cable hook pair
TBD | TU HB IP20 G1 1H10 4K80 L9 RF ST | image | datasheet | deeplink | TUNGSRAM - Tungsram High-bay IP20 - 9410lm - 58W - 4000K - 80CRI - TBD[SKU] - Bracket. Y-cable | 2 | Bracket. Y-cable | LED | 1 | 58 | [8 empty] | CE | [6 empty] | 20 | 4000 | 478x263x86 |  | 220-240V |  | 5 |  | 90° | 3 | 80 |  | 4000 |  |  | >=0.9 | 115000 |  |  | 163.08 |  |  | 9 | L9 | 25 | max. 10% at 100.000 hrs |  | Available | 840/339 | Cx=0.4338;Cy=0.4030 | Class I | IK08 | IP50 | IP20 | 60 | 260 | -20 | 1 | 57.7 | RAL9959 | 50-60Hz | Passive | LED | embedded sensor system | High Bay Rectangular | Tungsram High-bay IP20 | Indoor industrial |  |  | 9410 | Yes |  |  |  | Bracket kit. Tilted bracket kit. Busbar bracket kit. Cable hook pair
TBD | TU HB IP20 G1 2H45 4K80 L9 DL ST | image | datasheet | deeplink | TUNGSRAM - Tungsram High-bay IP20 - 42940lm - 272W - 4000K - 80CRI - TBD[SKU] - Bracket. Y-cable | 4 | Bracket. Y-cable | LED | 1 | 272 | [8 empty] | CE | [6 empty] | 20 | 4000 | 763x263x81 |  | 220-240V |  | 5 |  | 90° | 3 | 80 |  | 4000 |  |  | >=0.9 | 116000 |  |  | 157.87 |  |  | 9 | L9 | 25 | max. 10% at 100.000 hrs |  | Available | 840/339 | Cx=0.4338;Cy=0.4030 | Class I | IK08 | IP50 | IP20 | 60 | 1210 | -20 | 1 | 272 | RAL9958 | 50-60Hz | Passive | LED | dimmable | High Bay Rectangular | Tungsram High-bay IP20 | Indoor industrial |  |  | 42940 | No sensor |  |  |  | Bracket kit. Tilted bracket kit. Busbar bracket kit. Cable hook pair
TBD | TU HB IP20 G1 2H30 4K80 L9 DL ST | image | datasheet | deeplink | TUNGSRAM - Tungsram High-bay IP20 - 27740lm - 170W - 4000K - 80CRI - TBD[SKU] - Bracket. Y-cable | 4 | Bracket. Y-cable | LED | 1 | 170 | [8 empty] | CE | [6 empty] | 20 | 4000 | 763x263x81 |  | 220-240V |  | 5 |  | 90° | 3 | 80 |  | 4000 |  |  | >=0.9 | 105000 |  |  | 163.18 |  |  | 9 | L9 | 25 | max. 10% at 100.000 hrs |  | Available | 840/339 | Cx=0.4338;Cy=0.4030 | Class I | IK08 | IP50 | IP20 | 60 | 750 | -30 | 1 | 170 | RAL9957 | 50-60Hz | Passive | LED | dimmable | High Bay Rectangular | Tungsram High-bay IP20 | Indoor industrial |  |  | 27740 | No sensor |  |  |  | Bracket kit. Tilted bracket kit. Busbar bracket kit. Cable hook pair
TBD | TU HB IP20 G1 1H25 4K80 L9 DL EA | image | datasheet | deeplink | TUNGSRAM - Tungsram High-bay IP20 - 23750lm - 159W - 4000K - 80CRI - TBD[SKU] - Bracket. Y-cable | 3 | Bracket. Y-cable | LED | 1 | 159 | [8 empty] | CE | [6 empty] | 20 | 4000 | 398x263x81 |  | 220-240V |  | 5 |  | 90° | 3 | 80 |  | 4000 |  |  | >=0.9 | 116706 |  |  | 149.75 |  |  | 9 | L9 | 25 | max. 10% at 100.000 hrs |  | Available | 840/339 | Cx=0.4338;Cy=0.4030 | Class I | IK08 | IP50 | IP20 | 60 | 700 | -20 | 1 | 158.6 | RAL9956 | 50-60Hz | Passive | LED | dimmable | High Bay Rectangular | Tungsram High-bay IP20 | Indoor industrial |  |  | 23750 | No sensor |  |  |  | Bracket kit. Tilted bracket kit. Busbar bracket kit. Cable hook pair
TBD | TU HB IP20 G1 1H25 4K80 L9 DL ST | image | datasheet | deeplink | TUNGSRAM - Tungsram High-bay IP20 - 23750lm - 155W - 4000K - 80CRI - TBD[SKU] - Bracket. Y-cable | 2 | Bracket. Y-cable | LED | 1 | 155 | [8 empty] | CE | [6 empty] | 20 | 4000 | 398x263x81 |  | 220-240V |  | 5 |  | 90° | 3 | 80 |  | 4000 |  |  | >=0.9 | 116706 |  |  | 153.62 |  |  | 9 | L9 | 25 | max. 10% at 100.000 hrs |  | Available | 840/339 | Cx=0.4338;Cy=0.4030 | Class I | IK08 | IP50 | IP20 | 60 | 690 | -20 | 1 | 154.6 | RAL9955 | 50-60Hz | Passive | LED | dimmable | High Bay Rectangular | Tungsram High-bay IP20 | Indoor industrial |  |  | 23750 | No sensor |  |  |  | Bracket kit. Tilted bracket kit. Busbar bracket kit. Cable hook pair
TBD | TU HB IP20 G1 1H20 4K80 L9 DL EA | image | datasheet | deeplink | TUNGSRAM - Tungsram High-bay IP20 - 18530lm - 120W - 4000K - 80CRI - TBD[SKU] - Bracket. Y-cable | 3 | Bracket. Y-cable | LED | 1 | 120 | [8 empty] | CE | [6 empty] | 20 | 4000 | 398x263x81 |  | 220-240V |  | 5 |  | 90° | 3 | 80 |  | 4000 |  |  | >=0.9 | 100000 |  |  | 154.42 |  |  | 9 | L9 | 25 | max. 10% at 100.000 hrs |  | Available | 840/339 | Cx=0.4338;Cy=0.4030 | Class I | IK08 | IP50 | IP20 | 60 | 530 | -20 | 1 | 120 | RAL9954 | 50-60Hz | Passive | LED | dimmable | High Bay Rectangular | Tungsram High-bay IP20 | Indoor industrial |  |  | 18530 | No sensor |  |  |  | Bracket kit. Tilted bracket kit. Busbar bracket kit. Cable hook pair
TBD | TU HB IP20 G1 1H20 4K80 L9 DL ST | image | datasheet | deeplink | TUNGSRAM - Tungsram High-bay IP20 - 18530lm - 116W - 4000K - 80CRI - TBD[SKU] - Bracket. Y-cable | 2 | Bracket. Y-cable | LED | 1 | 116 | [8 empty] | CE | [6 empty] | 20 | 4000 | 398x263x81 |  | 220-240V |  | 5 |  | 90° | 3 | 80 |  | 4000 |  |  | >=0.9 | 100000 |  |  | 159.74 |  |  | 9 | L9 | 25 | max. 10% at 100.000 hrs |  | Available | 840/339 | Cx=0.4338;Cy=0.4030 | Class I | IK08 | IP50 | IP20 | 60 | 510 | -20 | 1 | 116 | RAL9953 | 50-60Hz | Passive | LED | dimmable | High Bay Rectangular | Tungsram High-bay IP20 | Indoor industrial |  |  | 18530 | No sensor |  |  |  | Bracket kit. Tilted bracket kit. Busbar bracket kit. Cable hook pair
TBD | TU HB IP20 G1 1H15 4K80 L9 DL ST | image | datasheet | deeplink | TUNGSRAM - Tungsram High-bay IP20 - 14250lm - 86W - 4000K - 80CRI - TBD[SKU] - Bracket. Y-cable | 2 | Bracket. Y-cable | LED | 1 | 86 | [8 empty] | CE | [6 empty] | 20 | 4000 | 398x263x81 |  | 220-240V |  | 5 |  | 90° | 3 | 80 |  | 4000 |  |  | >=0.9 | 116706 |  |  | 165.7 |  |  | 9 | L9 | 25 | max. 10% at 100.000 hrs |  | Available | 840/339 | Cx=0.4338;Cy=0.4030 | Class I | IK08 | IP50 | IP20 | 60 | 380 | -20 | 1 | 86 | RAL9952 | 50-60Hz | Passive | LED | dimmable | High Bay Rectangular | Tungsram High-bay IP20 | Indoor industrial |  |  | 14250 | No sensor |  |  |  | Bracket kit. Tilted bracket kit. Busbar bracket kit. Cable hook pair
TBD | TU HB IP20 G1 1H10 4K80 L9 DL ST | image | datasheet | deeplink | TUNGSRAM - Tungsram High-bay IP20 - 9410lm - 56W - 4000K - 80CRI - TBD[SKU] - Bracket. Y-cable | 2 | Bracket. Y-cable | LED | 1 | 56 | [8 empty] | CE | [6 empty] | 20 | 4000 | 398x263x81 |  | 220-240V |  | 5 |  | 90° | 3 | 80 |  | 4000 |  |  | >=0.9 | 115000 |  |  | 168.04 |  |  | 9 | L9 | 25 | max. 10% at 100.000 hrs |  | Available | 840/339 | Cx=0.4338;Cy=0.4030 | Class I | IK08 | IP50 | IP20 | 60 | 250 | -20 | 1 | 56 | RAL9951 | 50-60Hz | Passive | LED | dimmable | High Bay Rectangular | Tungsram High-bay IP20 | Indoor industrial |  |  | 9410 | No sensor |  |  |  | Bracket kit. Tilted bracket kit. Busbar bracket kit. Cable hook pair
TBD | TU HB IP20 G1 1S30 4K80 L9 RF ST | image | datasheet | deeplink | TUNGSRAM - Tungsram High-bay IP20 - 26890lm - 201W - 4000K - 80CRI - TBD[SKU] - Bracket. Y-cable | 2 | Bracket. Y-cable | LED | 1 | 201 | [8 empty] | CE | [6 empty] | 20 | 4000 | 478x263x86 |  | 220-240V |  | 5 |  | 90° | 3 | 80 |  | 4000 |  |  | >=0.9 | 117000 |  |  | 133.98 |  |  | 9 | L9 | 25 | max. 10% at 100.000 hrs |  | Available | 840/339 | Cx=0.4338;Cy=0.4030 | Class I | IK08 | IP50 | IP20 | 60 | 890 | -20 | 1 | 200.7 | RAL9950 | 50-60Hz | Passive | LED | embedded sensor system | High Bay Rectangular | Tungsram High-bay IP20 | Indoor industrial |  |  | 26890 | Yes |  |  |  | Bracket kit. Tilted bracket kit. Busbar bracket kit. Cable hook pair
TBD | TU HB IP20 G1 1S22 4K80 L9 RF ST | image | datasheet | deeplink | TUNGSRAM - Tungsram High-bay IP20 - 22330lm - 164W - 4000K - 80CRI - TBD[SKU] - Bracket. Y-cable | 2 | Bracket. Y-cable | LED | 1 | 164 | [8 empty] | CE | [6 empty] | 20 | 4000 | 478x263x86 |  | 220-240V |  | 5 |  | 90° | 3 | 80 |  | 4000 |  |  | >=0.9 | 116706 |  |  | 136.41 |  |  | 9 | L9 | 25 | max. 10% at 100.000 hrs |  | Available | 840/339 | Cx=0.4338;Cy=0.4030 | Class I | IK08 | IP50 | IP20 | 60 | 730 | -20 | 1 | 163.7 | RAL9949 | 50-60Hz | Passive | LED | embedded sensor system | High Bay Rectangular | Tungsram High-bay IP20 | Indoor industrial |  |  | 22330 | Yes |  |  |  | Bracket kit. Tilted bracket kit. Busbar bracket kit. Cable hook pair
TBD | TU HB IP20 G1 1S20 4K80 L9 RF ST | image | datasheet | deeplink | TUNGSRAM - Tungsram High-bay IP20 - 18910lm - 143W - 4000K - 80CRI - TBD[SKU] - Bracket. Y-cable | 2 | Bracket. Y-cable | LED | 1 | 143 | [8 empty] | CE | [6 empty] | 20 | 4000 | 478x263x86 |  | 220-240V |  | 5 |  | 90° | 3 | 80 |  | 4000 |  |  | >=0.9 | 197000 |  |  | 132.52 |  |  | 9 | L9 | 25 | max. 10% at 100.000 hrs |  | Available | 840/339 | Cx=0.4338;Cy=0.4030 | Class I | IK08 | IP50 | IP20 | 60 | 630 | -20 | 1 | 142.7 | RAL9948 | 50-60Hz | Passive | LED | embedded sensor system | High Bay Rectangular | Tungsram High-bay IP20 | Indoor industrial |  |  | 18910 | Yes |  |  |  | Bracket kit. Tilted bracket kit. Busbar bracket kit. Cable hook pair
TBD | TU HB IP20 G1 1S12 4K80 L9 RF ST | image | datasheet | deeplink | TUNGSRAM - Tungsram High-bay IP20 - 12830lm - 94W - 4000K - 80CRI - TBD[SKU] - Bracket. Y-cable | 2 | Bracket. Y-cable | LED | 1 | 94 | [8 empty] | CE | [6 empty] | 20 | 4000 | 478x263x86 |  | 220-240V |  | 5 |  | 90° | 3 | 80 |  | 4000 |  |  | >=0.9 | 116706 |  |  | 136.93 |  |  | 9 | L9 | 25 | max. 10% at 100.000 hrs |  | Available | 840/339 | Cx=0.4338;Cy=0.4030 | Class I | IK08 | IP50 | IP20 | 60 | 420 | -20 | 1 | 93.7 | RAL9947 | 50-60Hz | Passive | LED | embedded sensor system | High Bay Rectangular | Tungsram High-bay IP20 | Indoor industrial |  |  | 12830 | Yes |  |  |  | Bracket kit. Tilted bracket kit. Busbar bracket kit. Cable hook pair
TBD | TU HB IP20 G1 1S10 4K80 L9 RF ST | image | datasheet | deeplink | TUNGSRAM - Tungsram High-bay IP20 - 9190lm - 69W - 4000K - 80CRI - TBD[SKU] - Bracket. Y-cable | 2 | Bracket. Y-cable | LED | 1 | 69 | [8 empty] | CE | [6 empty] | 20 | 4000 | 478x263x86 |  | 220-240V |  | 5 |  | 90° | 3 | 80 |  | 4000 |  |  | >=0.9 | 259000 |  |  | 133.77 |  |  | 9 | L9 | 25 | max. 10% at 100.000 hrs |  | Available | 840/339 | Cx=0.4338;Cy=0.4030 | Class I | IK08 | IP50 | IP20 | 60 | 300 | -20 | 1 | 68.7 | RAL9946 | 50-60Hz | Passive | LED | embedded sensor system | High Bay Rectangular | Tungsram High-bay IP20 | Indoor industrial |  |  | 9190 | Yes |  |  |  | Bracket kit. Tilted bracket kit. Busbar bracket kit. Cable hook pair
TBD | TU HB IP20 G1 1S30 4K80 L9 DL ST | image | datasheet | deeplink | TUNGSRAM - Tungsram High-bay IP20 - 26890lm - 199W - 4000K - 80CRI - TBD[SKU] - Bracket. Y-cable | 2 | Bracket. Y-cable | LED | 1 | 199 | [8 empty] | CE | [6 empty] | 20 | 4000 | 398x263x81 |  | 220-240V |  | 5 |  | 90° | 3 | 80 |  | 4000 |  |  | >=0.9 | 117000 |  |  | 135.13 |  |  | 9 | L9 | 25 | max. 10% at 100.000 hrs |  | Available | 840/339 | Cx=0.4338;Cy=0.4030 | Class I | IK08 | IP50 | IP20 | 60 | 880 | -20 | 1 | 199 | RAL9945 | 50-60Hz | Passive | LED | dimmable | High Bay Rectangular | Tungsram High-bay IP20 | Indoor industrial |  |  | 26890 | No sensor |  |  |  | Bracket kit. Tilted bracket kit. Busbar bracket kit. Cable hook pair
TBD | TU HB IP20 G1 1S22 4K80 L9 DL ST | image | datasheet | deeplink | TUNGSRAM - Tungsram High-bay IP20 - 22330lm - 162W - 4000K - 80CRI - TBD[SKU] - Bracket. Y-cable | 2 | Bracket. Y-cable | LED | 1 | 162 | [8 empty] | CE | [6 empty] | 20 | 4000 | 398x263x81 |  | 220-240V |  | 5 |  | 90° | 3 | 80 |  | 4000 |  |  | >=0.9 | 116706 |  |  | 137.84 |  |  | 9 | L9 | 25 | max. 10% at 100.000 hrs |  | Available | 840/339 | Cx=0.4338;Cy=0.4030 | Class I | IK08 | IP50 | IP20 | 60 | 720 | -20 | 1 | 162 | RAL9944 | 50-60Hz | Passive | LED | dimmable | High Bay Rectangular | Tungsram High-bay IP20 | Indoor industrial |  |  | 22330 | No sensor |  |  |  | Bracket kit. Tilted bracket kit. Busbar bracket kit. Cable hook pair
TBD | TU HB IP20 G1 1S20 4K80 L9 DL ST | image | datasheet | deeplink | TUNGSRAM - Tungsram High-bay IP20 - 18910lm - 141W - 4000K - 80CRI - TBD[SKU] - Bracket. Y-cable | 2 | Bracket. Y-cable | LED | 1 | 141 | [8 empty] | CE | [6 empty] | 20 | 4000 | 398x263x81 |  | 220-240V |  | 5 |  | 90° | 3 | 80 |  | 4000 |  |  | >=0.9 | 197000 |  |  | 134.11 |  |  | 9 | L9 | 25 | max. 10% at 100.000 hrs |  | Available | 840/339 | Cx=0.4338;Cy=0.4030 | Class I | IK08 | IP50 | IP20 | 60 | 630 | -30 | 1 | 141 | RAL9943 | 50-60Hz | Passive | LED | dimmable | High Bay Rectangular | Tungsram High-bay IP20 | Indoor industrial |  |  | 18910 | No sensor |  |  |  | Bracket kit. Tilted bracket kit. Busbar bracket kit. Cable hook pair
TBD | TU HB IP20 G1 1S12 4K80 L9 DL ST | image | datasheet | deeplink | TUNGSRAM - Tungsram High-bay IP20 - 12830lm - 92W - 4000K - 80CRI - TBD[SKU] - Bracket. Y-cable | 2 | Bracket. Y-cable | LED | 1 | 92 | [8 empty] | CE | [6 empty] | 20 | 4000 | 398x263x81 |  | 220-240V |  | 5 |  | 90° | 3 | 80 |  | 4000 |  |  | >=0.9 | 116706 |  |  | 139.46 |  |  | 9 | L9 | 25 | max. 10% at 100.000 hrs |  | Available | 840/339 | Cx=0.4338;Cy=0.4030 | Class I | IK08 | IP50 | IP20 | 60 | 410 | -20 | 1 | 92 | RAL9942 | 50-60Hz | Passive | LED | dimmable | High Bay Rectangular | Tungsram High-bay IP20 | Indoor industrial |  |  | 12830 | No sensor |  |  |  | Bracket kit. Tilted bracket kit. Busbar bracket kit. Cable hook pair
TBD | TU HB IP20 G1 1S10 4K80 L9 DL ST | image | datasheet | deeplink | TUNGSRAM - Tungsram High-bay IP20 - 9190lm - 67W - 4000K - 80CRI - TBD[SKU] - Bracket. Y-cable | 2 | Bracket. Y-cable | LED | 1 | 67 | [8 empty] | CE | [6 empty] | 20 | 4000 | 398x263x81 |  | 220-240V |  | 5 |  | 90° | 3 | 80 |  | 4000 |  |  | >=0.9 | 259000 |  |  | 137.16 |  |  | 9 | L9 | 25 | max. 10% at 100.000 hrs |  | Available | 840/339 | Cx=0.4338;Cy=0.4030 | Class I | IK08 | IP50 | IP20 | 60 | 300 | -20 | 1 | 67 | RAL9941 | 50-60Hz | Passive | LED | dimmable | High Bay Rectangular | Tungsram High-bay IP20 | Indoor industrial |  |  | 9190 | No sensor |  |  |  | Bracket kit. Tilted bracket kit. Busbar bracket kit. Cable hook pair
TBD | TU HB IP20 G1 2S60 4K80 L9 SN ST | image | datasheet | deeplink | TUNGSRAM - Tungsram High-bay IP20 - 57000lm - 437W - 4000K - 80CRI - TBD[SKU] - Bracket. Y-cable | 4 | Bracket. Y-cable | LED | 1 | 437 | [8 empty] | CE | [6 empty] | 20 | 4000 | 843x263x86 |  | 220-240V |  | 5 |  | 90° | 3 | 80 |  | 4000 |  |  | >=0.9 | 116706 |  |  | 130.52 |  |  | 9 | L9 | 25 | max. 10% at 100.000 hrs |  | Available | 840/339 | Cx=0.4338;Cy=0.4030 | Class I | IK08 | IP50 | IP20 | 60 | 1940 | -20 | 1 | 436.7 | RAL9940 | 50-60Hz | Passive | LED | embedded sensor system | High Bay Rectangular | Tungsram High-bay IP20 | Indoor industrial |  |  | 57000 | Yes |  |  |  | Bracket kit. Tilted bracket kit. Busbar bracket kit. Cable hook pair
TBD | TU HB IP20 G1 1S30 4K80 L9 SN ST | image | datasheet | deeplink | TUNGSRAM - Tungsram High-bay IP20 - 26890lm - 201W - 4000K - 80CRI - TBD[SKU] - Bracket. Y-cable | 2 | Bracket. Y-cable | LED | 1 | 201 | [8 empty] | CE | [6 empty] | 20 | 4000 | 478x263x86 |  | 220-240V |  | 5 |  | 90° | 3 | 80 |  | 4000 |  |  | >=0.9 | 117000 |  |  | 133.98 |  |  | 9 | L9 | 25 | max. 10% at 100.000 hrs |  | Available | 840/339 | Cx=0.4338;Cy=0.4030 | Class I | IK08 | IP50 | IP20 | 60 | 890 | -20 | 1 | 200.7 | RAL9939 | 50-60Hz | Passive | LED | embedded sensor system | High Bay Rectangular | Tungsram High-bay IP20 | Indoor industrial |  |  | 26890 | Yes |  |  |  | Bracket kit. Tilted bracket kit. Busbar bracket kit. Cable hook pair
TBD | TU HB IP20 G1 1S22 4K80 L9 SN ST | image | datasheet | deeplink | TUNGSRAM - Tungsram High-bay IP20 - 22330lm - 164W - 4000K - 80CRI - TBD[SKU] - Bracket. Y-cable | 2 | Bracket. Y-cable | LED | 1 | 164 | [8 empty] | CE | [6 empty] | 20 | 4000 | 478x263x86 |  | 220-240V |  | 5 |  | 90° | 3 | 80 |  | 4000 |  |  | >=0.9 | 116706 |  |  | 136.41 |  |  | 9 | L9 | 25 | max. 10% at 100.000 hrs |  | Available | 840/339 | Cx=0.4338;Cy=0.4030 | Class I | IK08 | IP50 | IP20 | 60 | 730 | -20 | 1 | 163.7 | RAL9938 | 50-60Hz | Passive | LED | embedded sensor system | High Bay Rectangular | Tungsram High-bay IP20 | Indoor industrial |  |  | 22330 | Yes |  |  |  | Bracket kit. Tilted bracket kit. Busbar bracket kit. Cable hook pair
TBD | TU HB IP20 G1 1S20 4K80 L9 SN ST | image | datasheet | deeplink | TUNGSRAM - Tungsram High-bay IP20 - 18910lm - 143W - 4000K - 80CRI - TBD[SKU] - Bracket. Y-cable | 2 | Bracket. Y-cable | LED | 1 | 143 | [8 empty] | CE | [6 empty] | 20 | 4000 | 478x263x86 |  | 220-240V |  | 5 |  | 90° | 3 | 80 |  | 4000 |  |  | >=0.9 | 197000 |  |  | 132.52 |  |  | 9 | L9 | 25 | max. 10% at 100.000 hrs |  | Available | 840/339 | Cx=0.4338;Cy=0.4030 | Class I | IK08 | IP50 | IP20 | 60 | 630 | -20 | 1 | 142.7 | RAL9937 | 50-60Hz | Passive | LED | embedded sensor system | High Bay Rectangular | Tungsram High-bay IP20 | Indoor industrial |  |  | 18910 | Yes |  |  |  | Bracket kit. Tilted bracket kit. Busbar bracket kit. Cable hook pair
TBD | TU HB IP20 G1 1S12 4K80 L9 SN ST | image | datasheet | deeplink | TUNGSRAM - Tungsram High-bay IP20 - 12830lm - 94W - 4000K - 80CRI - TBD[SKU] - Bracket. Y-cable | 2 | Bracket. Y-cable | LED | 1 | 94 | [8 empty] | CE | [6 empty] | 20 | 4000 | 478x263x86 |  | 220-240V |  | 5 |  | 90° | 3 | 80 |  | 4000 |  |  | >=0.9 | 116706 |  |  | 136.93 |  |  | 9 | L9 | 25 | max. 10% at 100.000 hrs |  | Available | 840/339 | Cx=0.4338;Cy=0.4030 | Class I | IK08 | IP50 | IP20 | 60 | 420 | -20 | 1 | 93.7 | RAL9936 | 50-60Hz | Passive | LED | embedded sensor system | High Bay Rectangular | Tungsram High-bay IP20 | Indoor industrial |  |  | 12830 | Yes |  |  |  | Bracket kit. Tilted bracket kit. Busbar bracket kit. Cable hook pair
TBD | TU HB IP20 G1 1S10 4K80 L9 SN ST | image | datasheet | deeplink | TUNGSRAM - Tungsram High-bay IP20 - 9190lm - 69W - 4000K - 80CRI - TBD[SKU] - Bracket. Y-cable | 2 | Bracket. Y-cable | LED | 1 | 69 | [8 empty] | CE | [6 empty] | 20 | 4000 | 478x263x86 |  | 220-240V |  | 5 |  | 90° | 3 | 80 |  | 4000 |  |  | >=0.9 | 259000 |  |  | 133.77 |  |  | 9 | L9 | 25 | max. 10% at 100.000 hrs |  | Available | 840/339 | Cx=0.4338;Cy=0.4030 | Class I | IK08 | IP50 | IP20 | 60 | 300 | -20 | 1 | 68.7 | RAL9935 | 50-60Hz | Passive | LED | embedded sensor system | High Bay Rectangular | Tungsram High-bay IP20 | Indoor industrial |  |  | 9190 | Yes |  |  |  | Bracket kit. Tilted bracket kit. Busbar bracket kit. Cable hook pair
TBD | TU HB IP20 G1 2S60 4K80 L9 FX ST | image | datasheet | deeplink | TUNGSRAM - Tungsram High-bay IP20 - 57000lm - 435W - 4000K - 80CRI - TBD[SKU] - Bracket. Y-cable | 4 | Bracket. Y-cable | LED | 1 | 435 | [8 empty] | CE | [6 empty] | 20 | 4000 | 763x263x81 |  | 220-240V |  | 5 |  | 90° | 3 | 80 |  | 4000 |  |  | >=0.9 | 116706 |  |  | 131.03 |  |  | 9 | L9 | 25 | max. 10% at 100.000 hrs |  | Available | 840/339 | Cx=0.4338;Cy=0.4030 | Class I | IK08 | IP50 | IP20 | 60 | 1930 | -20 | 1 | 435 | RAL9934 | 50-60Hz | Passive | LED | none | High Bay Rectangular | Tungsram High-bay IP20 | Indoor industrial |  |  | 57000 | No sensor |  |  |  | Bracket kit. Tilted bracket kit. Busbar bracket kit. Cable hook pair
TBD | TU HB IP20 G1 1S30 4K80 L9 FX ST | image | datasheet | deeplink | TUNGSRAM - Tungsram High-bay IP20 - 26890lm - 199W - 4000K - 80CRI - TBD[SKU] - Bracket. Y-cable | 2 | Bracket. Y-cable | LED | 1 | 199 | [8 empty] | CE | [6 empty] | 20 | 4000 | 398x263x81 |  | 220-240V |  | 5 |  | 90° | 3 | 80 |  | 4000 |  |  | >=0.9 | 117000 |  |  | 135.13 |  |  | 9 | L9 | 25 | max. 10% at 100.000 hrs |  | Available | 840/339 | Cx=0.4338;Cy=0.4030 | Class I | IK08 | IP50 | IP20 | 60 | 880 | -30 | 1 | 199 | RAL9933 | 50-60Hz | Passive | LED | none | High Bay Rectangular | Tungsram High-bay IP20 | Indoor industrial |  |  | 26890 | No sensor |  |  |  | Bracket kit. Tilted bracket kit. Busbar bracket kit. Cable hook pair
TBD | TU HB IP20 G1 1S22 4K80 L9 FX ST | image | datasheet | deeplink | TUNGSRAM - Tungsram High-bay IP20 - 22330lm - 162W - 4000K - 80CRI - TBD[SKU] - Bracket. Y-cable | 2 | Bracket. Y-cable | LED | 1 | 162 | [8 empty] | CE | [6 empty] | 20 | 4000 | 398x263x81 |  | 220-240V |  | 5 |  | 90° | 3 | 80 |  | 4000 |  |  | >=0.9 | 116706 |  |  | 137.84 |  |  | 9 | L9 | 25 | max. 10% at 100.000 hrs |  | Available | 840/339 | Cx=0.4338;Cy=0.4030 | Class I | IK08 | IP50 | IP20 | 60 | 720 | -20 | 1 | 162 | RAL9932 | 50-60Hz | Passive | LED | none | High Bay Rectangular | Tungsram High-bay IP20 | Indoor industrial |  |  | 22330 | No sensor |  |  |  | Bracket kit. Tilted bracket kit. Busbar bracket kit. Cable hook pair
TBD | TU HB IP20 G1 1S20 4K80 L9 FX EA | image | datasheet | deeplink | TUNGSRAM - Tungsram High-bay IP20 - 18910lm - 145W - 4000K - 80CRI - TBD[SKU] - Bracket. Y-cable | 3 | Bracket. Y-cable | LED | 1 | 145 | [8 empty] | CE | [6 empty] | 20 | 4000 | 398x263x81 |  | 220-240V |  | 5 |  | 90° | 3 | 80 |  | 4000 |  |  | >=0.9 | 197000 |  |  | 130.41 |  |  | 9 | L9 | 25 | max. 10% at 100.000 hrs |  | Available | 840/339 | Cx=0.4338;Cy=0.4030 | Class I | IK08 | IP50 | IP20 | 60 | 640 | -20 | 1 | 145 | RAL9931 | 50-60Hz | Passive | LED | none | High Bay Rectangular | Tungsram High-bay IP20 | Indoor industrial |  |  | 18910 | No sensor |  |  |  | Bracket kit. Tilted bracket kit. Busbar bracket kit. Cable hook pair
TBD | TU HB IP20 G1 1S20 4K80 L9 FX ST | image | datasheet | deeplink | TUNGSRAM - Tungsram High-bay IP20 - 18910lm - 141W - 4000K - 80CRI - TBD[SKU] - Bracket. Y-cable | 2 | Bracket. Y-cable | LED | 1 | 141 | [8 empty] | CE | [6 empty] | 20 | 4000 | 398x263x81 |  | 220-240V |  | 5 |  | 90° | 3 | 80 |  | 4000 |  |  | >=0.9 | 197000 |  |  | 134.11 |  |  | 9 | L9 | 25 | max. 10% at 100.000 hrs |  | Available | 840/339 | Cx=0.4338;Cy=0.4030 | Class I | IK08 | IP50 | IP20 | 60 | 630 | -30 | 1 | 141 | RAL9930 | 50-60Hz | Passive | LED | none | High Bay Rectangular | Tungsram High-bay IP20 | Indoor industrial |  |  | 18910 | No sensor |  |  |  | Bracket kit. Tilted bracket kit. Busbar bracket kit. Cable hook pair
TBD | TU HB IP20 G1 1S12 4K80 L9 FX ST | image | datasheet | deeplink | TUNGSRAM - Tungsram High-bay IP20 - 12830lm - 92W - 4000K - 80CRI - TBD[SKU] - Bracket. Y-cable | 2 | Bracket. Y-cable | LED | 1 | 92 | [8 empty] | CE | [6 empty] | 20 | 4000 | 398x263x81 |  | 220-240V |  | 5 |  | 90° | 3 | 80 |  | 4000 |  |  | >=0.9 | 116706 |  |  | 139.46 |  |  | 9 | L9 | 25 | max. 10% at 100.000 hrs |  | Available | 840/339 | Cx=0.4338;Cy=0.4030 | Class I | IK08 | IP50 | IP20 | 60 | 410 | -20 | 1 | 92 | RAL9929 | 50-60Hz | Passive | LED | none | High Bay Rectangular | Tungsram High-bay IP20 | Indoor industrial |  |  | 12830 | No sensor |  |  |  | Bracket kit. Tilted bracket kit. Busbar bracket kit. Cable hook pair
TBD | TU HB IP20 G1 1S10 4K80 L9 FX ST | image | datasheet | deeplink | TUNGSRAM - Tungsram High-bay IP20 - 9190lm - 67W - 4000K - 80CRI - TBD[SKU] - Bracket. Y-cable | 2 | Bracket. Y-cable | LED | 1 | 67 | [8 empty] | CE | [6 empty] | 20 | 4000 | 398x263x81 |  | 220-240V |  | 5 |  | 90° | 3 | 80 |  | 4000 |  |  | >=0.9 | 259000 |  |  | 137.16 |  |  | 9 | L9 | 25 | max. 10% at 100.000 hrs |  | Available | 840/339 | Cx=0.4338;Cy=0.4030 | Class I | IK08 | IP50 | IP20 | 50 | 300 | -25 | 1 | 67 | RAL9928 | 50-60Hz | Passive | LED | none | High Bay Rectangular | Tungsram High-bay IP20 | Indoor industrial |  |  | 9190 | No sensor |  |  |  | Bracket kit. Tilted bracket kit. Busbar bracket kit. Cable hook pair
TBD | TU HB IP20 G1 2H45 4K70 L9 NL ST | image | datasheet | deeplink | TUNGSRAM - Tungsram High-bay IP20 - 43390lm - 273W - 4000K - 70CRI - TBD[SKU] - Bracket. Y-cable | 4 | Bracket. Y-cable | LED | 1 | 273 | [8 empty] | CE | [6 empty] | 20 | 4000 | 779x263x96 |  | 220-240V |  | 5 |  | 90° | 3 | 70 |  | 4000 |  |  | >=0.9 | 116000 |  |  | 158.94 |  |  | 9 | L9 | 25 | max. 10% at 100.000 hrs |  | Available | 740/339 | Cx=0.4338;Cy=0.4030 | Class I | IK08 | IP50 | IP20 | 60 | 1210 | -20 | 1 | 273 | RAL9927 | 50-60Hz | Passive | LED | embedded sensor system | High Bay Rectangular | Tungsram High-bay IP20 | Indoor industrial |  |  | 43390 | Yes |  |  |  | Bracket kit. Tilted bracket kit. Busbar bracket kit. Cable hook pair
TBD | TU HB IP20 G1 2H30 4K70 L9 NL EA | image | datasheet | deeplink | TUNGSRAM - Tungsram High-bay IP20 - 28030lm - 175W - 4000K - 70CRI - TBD[SKU] - Bracket. Y-cable | 5 | Bracket. Y-cable | LED | 1 | 175 | [8 empty] | CE | [6 empty] | 20 | 4000 | 855x263x96 |  | 220-240V |  | 5 |  | 90° | 3 | 70 |  | 4000 |  |  | >=0.9 | 105000 |  |  | 160.17 |  |  | 9 | L9 | 25 | max. 10% at 100.000 hrs |  | Available | 740/339 | Cx=0.4338;Cy=0.4030 | Class I | IK08 | IP50 | IP20 | 60 |  | -20 | 1 | 175 | RAL9926 | 50-60Hz | Passive | LED | embedded sensor system | High Bay Rectangular | Tungsram High-bay IP20 | Indoor industrial |  |  | 28030 | Yes |  |  |  | Bracket kit. Tilted bracket kit. Busbar bracket kit. Cable hook pair
TBD | TU HB IP20 G1 2H30 4K70 L9 NL ST | image | datasheet | deeplink | TUNGSRAM - Tungsram High-bay IP20 - 28030lm - 171W - 4000K - 70CRI - TBD[SKU] - Bracket. Y-cable | 4 | Bracket. Y-cable | LED | 1 | 171 | [8 empty] | CE | [6 empty] | 20 | 4000 | 779x263x96 |  | 220-240V |  | 5 |  | 90° | 3 | 70 |  | 4000 |  |  | >=0.9 | 105000 |  |  | 163.92 |  |  | 9 | L9 | 25 | max. 10% at 100.000 hrs |  | Available | 740/339 | Cx=0.4338;Cy=0.4030 | Class I | IK08 | IP50 | IP20 | 60 | 760 | -20 | 1 | 171 | RAL9925 | 50-60Hz | Passive | LED | embedded sensor system | High Bay Rectangular | Tungsram High-bay IP20 | Indoor industrial |  |  | 28030 | Yes |  |  |  | Bracket kit. Tilted bracket kit. Busbar bracket kit. Cable hook pair
TBD | TU HB IP20 G1 1H25 4K70 L9 NL EA | image | datasheet | deeplink | TUNGSRAM - Tungsram High-bay IP20 - 24000lm - 160W - 4000K - 70CRI - TBD[SKU] - Bracket. Y-cable | 3 | Bracket. Y-cable | LED | 1 | 160 | [8 empty] | CE | [6 empty] | 20 | 4000 | 414x263x96 |  | 220-240V |  | 5 |  | 90° | 3 | 70 |  | 4000 |  |  | >=0.9 | 116706 |  |  | 150.38 |  |  | 9 | L9 | 25 | max. 10% at 100.000 hrs |  | Available | 740/339 | Cx=0.4338;Cy=0.4030 | Class I | IK08 | IP50 | IP20 | 60 | 710 | -20 | 1 | 159.6 | RAL9924 | 50-60Hz | Passive | LED | embedded sensor system | High Bay Rectangular | Tungsram High-bay IP20 | Indoor industrial |  |  | 24000 | Yes |  |  |  | Bracket kit. Tilted bracket kit. Busbar bracket kit. Cable hook pair
TBD | TU HB IP20 G1 1H25 4K70 L9 NL ST | image | datasheet | deeplink | TUNGSRAM - Tungsram High-bay IP20 - 24000lm - 156W - 4000K - 70CRI - TBD[SKU] - Bracket. Y-cable | 2 | Bracket. Y-cable | LED | 1 | 156 | [8 empty] | CE | [6 empty] | 20 | 4000 | 414x263x96 |  | 220-240V |  | 5 |  | 90° | 3 | 70 |  | 4000 |  |  | >=0.9 | 116706 |  |  | 154.24 |  |  | 9 | L9 | 25 | max. 10% at 100.000 hrs |  | Available | 740/339 | Cx=0.4338;Cy=0.4030 | Class I | IK08 | IP50 | IP20 | 60 | 690 | -20 | 1 | 155.6 | RAL9923 | 50-60Hz | Passive | LED | embedded sensor system | High Bay Rectangular | Tungsram High-bay IP20 | Indoor industrial |  |  | 24000 | Yes |  |  |  | Bracket kit. Tilted bracket kit. Busbar bracket kit. Cable hook pair
TBD | TU HB IP20 G1 1H20 4K70 L9 NL ST | image | datasheet | deeplink | TUNGSRAM - Tungsram High-bay IP20 - 18720lm - 117W - 4000K - 70CRI - TBD[SKU] - Bracket. Y-cable | 2 | Bracket. Y-cable | LED | 1 | 117 | [8 empty] | CE | [6 empty] | 20 | 4000 | 414x263x96 |  | 220-240V |  | 5 |  | 90° | 3 | 70 |  | 4000 |  |  | >=0.9 | 100000 |  |  | 160 |  |  | 9 | L9 | 25 | max. 10% at 100.000 hrs |  | Available | 740/339 | Cx=0.4338;Cy=0.4030 | Class I | IK08 | IP50 | IP20 | 60 | 520 | -20 | 1 | 117 | RAL9922 | 50-60Hz | Passive | LED | embedded sensor system | High Bay Rectangular | Tungsram High-bay IP20 | Indoor industrial |  |  | 18720 | Yes |  |  |  | Bracket kit. Tilted bracket kit. Busbar bracket kit. Cable hook pair
TBD | TU HB IP20 G1 1H15 4K70 L9 NL ST | image | datasheet | deeplink | TUNGSRAM - Tungsram High-bay IP20 - 14400lm - 87W - 4000K - 70CRI - TBD[SKU] - Bracket. Y-cable | 2 | Bracket. Y-cable | LED | 1 | 87 | [8 empty] | CE | [6 empty] | 20 | 4000 | 414x263x96 |  | 220-240V |  | 5 |  | 90° | 3 | 70 |  | 4000 |  |  | >=0.9 | 116706 |  |  | 165.52 |  |  | 9 | L9 | 25 | max. 10% at 100.000 hrs |  | Available | 740/339 | Cx=0.4338;Cy=0.4030 | Class I | IK08 | IP50 | IP20 | 60 | 390 | -20 | 1 | 87 | RAL9921 | 50-60Hz | Passive | LED | embedded sensor system | High Bay Rectangular | Tungsram High-bay IP20 | Indoor industrial |  |  | 14400 | Yes |  |  |  | Bracket kit. Tilted bracket kit. Busbar bracket kit. Cable hook pair
TBD | TU HB IP20 G1 1H10 4K70 L9 NL ST | image | datasheet | deeplink | TUNGSRAM - Tungsram High-bay IP20 - 9500lm - 57W - 4000K - 70CRI - TBD[SKU] - Bracket. Y-cable | 2 | Bracket. Y-cable | LED | 1 | 57 | [8 empty] | CE | [6 empty] | 20 | 4000 | 414x263x96 |  | 220-240V |  | 5 |  | 90° | 3 | 70 |  | 4000 |  |  | >=0.9 | 115000 |  |  | 166.67 |  |  | 9 | L9 | 25 | max. 10% at 100.000 hrs |  | Available | 740/339 | Cx=0.4338;Cy=0.4030 | Class I | IK08 | IP50 | IP20 | 60 | 250 | -20 | 1 | 57 | RAL9920 | 50-60Hz | Passive | LED | embedded sensor system | High Bay Rectangular | Tungsram High-bay IP20 | Indoor industrial |  |  | 9500 | Yes |  |  |  | Bracket kit. Tilted bracket kit. Busbar bracket kit. Cable hook pair
TBD | TU HB IP20 G1 2H45 4K70 L9 RF ST | image | datasheet | deeplink | TUNGSRAM - Tungsram High-bay IP20 - 43390lm - 274W - 4000K - 70CRI - TBD[SKU] - Bracket. Y-cable | 4 | Bracket. Y-cable | LED | 1 | 274 | [8 empty] | CE | [6 empty] | 20 | 4000 | 843x263x86 |  | 220-240V |  | 5 |  | 90° | 3 | 70 |  | 4000 |  |  | >=0.9 | 116000 |  |  | 158.53 |  |  | 9 | L9 | 25 | max. 10% at 100.000 hrs |  | Available | 740/339 | Cx=0.4338;Cy=0.4030 | Class I | IK08 | IP50 | IP20 | 60 | 1210 | -20 | 1 | 273.7 | RAL9919 | 50-60Hz | Passive | LED | embedded sensor system | High Bay Rectangular | Tungsram High-bay IP20 | Indoor industrial |  |  | 43390 | Yes |  |  |  | Bracket kit. Tilted bracket kit. Busbar bracket kit. Cable hook pair
TBD | TU HB IP20 G1 2H30 4K70 L9 RF EA | image | datasheet | deeplink | TUNGSRAM - Tungsram High-bay IP20 - 28030lm - 176W - 4000K - 70CRI - TBD[SKU] - Bracket. Y-cable | 5 | Bracket. Y-cable | LED | 1 | 176 | [8 empty] | CE | [6 empty] | 20 | 4000 | 855x263x96 |  | 220-240V |  | 5 |  | 90° | 3 | 70 |  | 4000 |  |  | >=0.9 | 105000 |  |  | 159.53 |  |  | 9 | L9 | 25 | max. 10% at 100.000 hrs |  | Available | 740/339 | Cx=0.4338;Cy=0.4030 | Class I | IK08 | IP50 | IP20 | 60 |  | -20 | 1 | 175.7 | RAL9918 | 50-60Hz | Passive | LED | embedded sensor system | High Bay Rectangular | Tungsram High-bay IP20 | Indoor industrial |  |  | 28030 | Yes |  |  |  | Bracket kit. Tilted bracket kit. Busbar bracket kit. Cable hook pair
TBD | TU HB IP20 G1 2H30 4K70 L9 RF ST | image | datasheet | deeplink | TUNGSRAM - Tungsram High-bay IP20 - 28030lm - 172W - 4000K - 70CRI - TBD[SKU] - Bracket. Y-cable | 4 | Bracket. Y-cable | LED | 1 | 172 | [8 empty] | CE | [6 empty] | 20 | 4000 | 843x263x86 |  | 220-240V |  | 5 |  | 90° | 3 | 70 |  | 4000 |  |  | >=0.9 | 105000 |  |  | 163.25 |  |  | 9 | L9 | 25 | max. 10% at 100.000 hrs |  | Available | 740/339 | Cx=0.4338;Cy=0.4030 | Class I | IK08 | IP50 | IP20 | 60 | 760 | -20 | 1 | 171.7 | RAL9917 | 50-60Hz | Passive | LED | embedded sensor system | High Bay Rectangular | Tungsram High-bay IP20 | Indoor industrial |  |  | 28030 | Yes |  |  |  | Bracket kit. Tilted bracket kit. Busbar bracket kit. Cable hook pair
TBD | TU HB IP20 G1 1H25 4K70 L9 RF EA | image | datasheet | deeplink | TUNGSRAM - Tungsram High-bay IP20 - 24000lm - 160W - 4000K - 70CRI - TBD[SKU] - Bracket. Y-cable | 3 | Bracket. Y-cable | LED | 1 | 160 | [8 empty] | CE | [6 empty] | 20 | 4000 | 478x263x86 |  | 220-240V |  | 5 |  | 90° | 3 | 70 |  | 4000 |  |  | >=0.9 | 116706 |  |  | 149.72 |  |  | 9 | L9 | 25 | max. 10% at 100.000 hrs |  | Available | 740/339 | Cx=0.4338;Cy=0.4030 | Class I | IK08 | IP50 | IP20 | 60 | 710 | -20 | 1 | 160.3 | RAL9916 | 50-60Hz | Passive | LED | embedded sensor system | High Bay Rectangular | Tungsram High-bay IP20 | Indoor industrial |  |  | 24000 | Yes |  |  |  | Bracket kit. Tilted bracket kit. Busbar bracket kit. Cable hook pair
TBD | TU HB IP20 G1 1H25 4K70 L9 RF ST | image | datasheet | deeplink | TUNGSRAM - Tungsram High-bay IP20 - 24000lm - 156W - 4000K - 70CRI - TBD[SKU] - Bracket. Y-cable | 2 | Bracket. Y-cable | LED | 1 | 156 | [8 empty] | CE | [6 empty] | 20 | 4000 | 478x263x86 |  | 220-240V |  | 5 |  | 90° | 3 | 70 |  | 4000 |  |  | >=0.9 | 116706 |  |  | 153.55 |  |  | 9 | L9 | 25 | max. 10% at 100.000 hrs |  | Available | 740/339 | Cx=0.4338;Cy=0.4030 | Class I | IK08 | IP50 | IP20 | 60 | 690 | -30 | 1 | 156.3 | RAL9915 | 50-60Hz | Passive | LED | embedded sensor system | High Bay Rectangular | Tungsram High-bay IP20 | Indoor industrial |  |  | 24000 | Yes |  |  |  | Bracket kit. Tilted bracket kit. Busbar bracket kit. Cable hook pair
TBD | TU HB IP20 G1 1H20 4K70 L9 RF EA | image | datasheet | deeplink | TUNGSRAM - Tungsram High-bay IP20 - 18720lm - 122W - 4000K - 70CRI - TBD[SKU] - Bracket. Y-cable | 3 | Bracket. Y-cable | LED | 1 | 122 | [8 empty] | CE | [6 empty] | 20 | 4000 | 478x263x86 |  | 220-240V |  | 5 |  | 90° | 3 | 70 |  | 4000 |  |  | >=0.9 | 100000 |  |  | 153.82 |  |  | 9 | L9 | 25 | max. 10% at 100.000 hrs |  | Available | 740/339 | Cx=0.4338;Cy=0.4030 | Class I | IK08 | IP50 | IP20 | 60 | 540 | -20 | 1 | 121.7 | RAL9914 | 50-60Hz | Passive | LED | embedded sensor system | High Bay Rectangular | Tungsram High-bay IP20 | Indoor industrial |  |  | 18720 | Yes |  |  |  | Bracket kit. Tilted bracket kit. Busbar bracket kit. Cable hook pair
TBD | TU HB IP20 G1 1H20 4K70 L9 RF ST | image | datasheet | deeplink | TUNGSRAM - Tungsram High-bay IP20 - 18720lm - 118W - 4000K - 70CRI - TBD[SKU] - Bracket. Y-cable | 2 | Bracket. Y-cable | LED | 1 | 118 | [8 empty] | CE | [6 empty] | 20 | 4000 | 478x263x86 |  | 220-240V |  | 5 |  | 90° | 3 | 70 |  | 4000 |  |  | >=0.9 | 100000 |  |  | 159.05 |  |  | 9 | L9 | 25 | max. 10% at 100.000 hrs |  | Available | 740/339 | Cx=0.4338;Cy=0.4030 | Class I | IK08 | IP50 | IP20 | 60 | 520 | -20 | 1 | 117.7 | RAL9913 | 50-60Hz | Passive | LED | embedded sensor system | High Bay Rectangular | Tungsram High-bay IP20 | Indoor industrial |  |  | 18720 | Yes |  |  |  | Bracket kit. Tilted bracket kit. Busbar bracket kit. Cable hook pair
TBD | TU HB IP20 G1 1H15 4K70 L9 RF ST | image | datasheet | deeplink | TUNGSRAM - Tungsram High-bay IP20 - 14400lm - 88W - 4000K - 70CRI - TBD[SKU] - Bracket. Y-cable | 2 | Bracket. Y-cable | LED | 1 | 88 | [8 empty] | CE | [6 empty] | 20 | 4000 | 478x263x86 |  | 220-240V |  | 5 |  | 90° | 3 | 70 |  | 4000 |  |  | >=0.9 | 116706 |  |  | 164.2 |  |  | 9 | L9 | 25 | max. 10% at 100.000 hrs |  | Available | 740/339 | Cx=0.4338;Cy=0.4030 | Class I | IK08 | IP50 | IP20 | 60 | 390 | -20 | 1 | 87.7 | RAL9912 | 50-60Hz | Passive | LED | embedded sensor system | High Bay Rectangular | Tungsram High-bay IP20 | Indoor industrial |  |  | 14400 | Yes |  |  |  | Bracket kit. Tilted bracket kit. Busbar bracket kit. Cable hook pair
TBD | TU HB IP20 G1 1H10 4K70 L9 RF ST | image | datasheet | deeplink | TUNGSRAM - Tungsram High-bay IP20 - 9500lm - 58W - 4000K - 70CRI - TBD[SKU] - Bracket. Y-cable | 2 | Bracket. Y-cable | LED | 1 | 58 | [8 empty] | CE | [6 empty] | 20 | 4000 | 478x263x86 |  | 220-240V |  | 5 |  | 90° | 3 | 70 |  | 4000 |  |  | >=0.9 | 115000 |  |  | 164.64 |  |  | 9 | L9 | 25 | max. 10% at 100.000 hrs |  | Available | 740/339 | Cx=0.4338;Cy=0.4030 | Class I | IK08 | IP50 | IP20 | 60 | 260 | -20 | 1 | 57.7 | RAL9911 | 50-60Hz | Passive | LED | embedded sensor system | High Bay Rectangular | Tungsram High-bay IP20 | Indoor industrial |  |  | 9500 | Yes |  |  |  | Bracket kit. Tilted bracket kit. Busbar bracket kit. Cable hook pair
TBD | TU HB IP20 G1 2H45 4K70 L9 DL ST | image | datasheet | deeplink | TUNGSRAM - Tungsram High-bay IP20 - 43390lm - 272W - 4000K - 70CRI - TBD[SKU] - Bracket. Y-cable | 4 | Bracket. Y-cable | LED | 1 | 272 | [8 empty] | CE | [6 empty] | 20 | 4000 | 763x263x81 |  | 220-240V |  | 5 |  | 90° | 3 | 70 |  | 4000 |  |  | >=0.9 | 116000 |  |  | 159.52 |  |  | 9 | L9 | 25 | max. 10% at 100.000 hrs |  | Available | 740/339 | Cx=0.4338;Cy=0.4030 | Class I | IK08 | IP50 | IP20 | 60 | 1210 | -20 | 1 | 272 | RAL9910 | 50-60Hz | Passive | LED | dimmable | High Bay Rectangular | Tungsram High-bay IP20 | Indoor industrial |  |  | 43390 | No sensor |  |  |  | Bracket kit. Tilted bracket kit. Busbar bracket kit. Cable hook pair
TBD | TU HB IP20 G1 2H30 4K70 L9 DL ST | image | datasheet | deeplink | TUNGSRAM - Tungsram High-bay IP20 - 28030lm - 170W - 4000K - 70CRI - TBD[SKU] - Bracket. Y-cable | 4 | Bracket. Y-cable | LED | 1 | 170 | [8 empty] | CE | [6 empty] | 20 | 4000 | 763x263x81 |  | 220-240V |  | 5 |  | 90° | 3 | 70 |  | 4000 |  |  | >=0.9 | 105000 |  |  | 164.88 |  |  | 9 | L9 | 25 | max. 10% at 100.000 hrs |  | Available | 740/339 | Cx=0.4338;Cy=0.4030 | Class I | IK08 | IP50 | IP20 | 60 | 750 | -20 | 1 | 170 | RAL9909 | 50-60Hz | Passive | LED | dimmable | High Bay Rectangular | Tungsram High-bay IP20 | Indoor industrial |  |  | 28030 | No sensor |  |  |  | Bracket kit. Tilted bracket kit. Busbar bracket kit. Cable hook pair
TBD | TU HB IP20 G1 1H25 4K70 L9 DL EA | image | datasheet | deeplink | TUNGSRAM - Tungsram High-bay IP20 - 24000lm - 159W - 4000K - 70CRI - TBD[SKU] - Bracket. Y-cable | 3 | Bracket. Y-cable | LED | 1 | 159 | [8 empty] | CE | [6 empty] | 20 | 4000 | 398x263x81 |  | 220-240V |  | 5 |  | 90° | 3 | 70 |  | 4000 |  |  | >=0.9 | 116706 |  |  | 151.32 |  |  | 9 | L9 | 25 | max. 10% at 100.000 hrs |  | Available | 740/339 | Cx=0.4338;Cy=0.4030 | Class I | IK08 | IP50 | IP20 | 60 | 700 | -20 | 1 | 158.6 | RAL9908 | 50-60Hz | Passive | LED | dimmable | High Bay Rectangular | Tungsram High-bay IP20 | Indoor industrial |  |  | 24000 | No sensor |  |  |  | Bracket kit. Tilted bracket kit. Busbar bracket kit. Cable hook pair
TBD | TU HB IP20 G1 1H25 4K70 L9 DL ST | image | datasheet | deeplink | TUNGSRAM - Tungsram High-bay IP20 - 24000lm - 155W - 4000K - 70CRI - TBD[SKU] - Bracket. Y-cable | 2 | Bracket. Y-cable | LED | 1 | 155 | [8 empty] | CE | [6 empty] | 20 | 4000 | 398x263x81 |  | 220-240V |  | 5 |  | 90° | 3 | 70 |  | 4000 |  |  | >=0.9 | 116706 |  |  | 155.24 |  |  | 9 | L9 | 25 | max. 10% at 100.000 hrs |  | Available | 740/339 | Cx=0.4338;Cy=0.4030 | Class I | IK08 | IP50 | IP20 | 60 | 690 | -20 | 1 | 154.6 | RAL9907 | 50-60Hz | Passive | LED | dimmable | High Bay Rectangular | Tungsram High-bay IP20 | Indoor industrial |  |  | 24000 | No sensor |  |  |  | Bracket kit. Tilted bracket kit. Busbar bracket kit. Cable hook pair
TBD | TU HB IP20 G1 1H20 4K70 L9 DL EA | image | datasheet | deeplink | TUNGSRAM - Tungsram High-bay IP20 - 18720lm - 120W - 4000K - 70CRI - TBD[SKU] - Bracket. Y-cable | 3 | Bracket. Y-cable | LED | 1 | 120 | [8 empty] | CE | [6 empty] | 20 | 4000 | 398x263x81 |  | 220-240V |  | 5 |  | 90° | 3 | 70 |  | 4000 |  |  | >=0.9 | 100000 |  |  | 156 |  |  | 9 | L9 | 25 | max. 10% at 100.000 hrs |  | Available | 740/339 | Cx=0.4338;Cy=0.4030 | Class I | IK08 | IP50 | IP20 | 60 | 530 | -20 | 1 | 120 | RAL9906 | 50-60Hz | Passive | LED | dimmable | High Bay Rectangular | Tungsram High-bay IP20 | Indoor industrial |  |  | 18720 | No sensor |  |  |  | Bracket kit. Tilted bracket kit. Busbar bracket kit. Cable hook pair
TBD | TU HB IP20 G1 1H20 4K70 L9 DL ST | image | datasheet | deeplink | TUNGSRAM - Tungsram High-bay IP20 - 18720lm - 116W - 4000K - 70CRI - TBD[SKU] - Bracket. Y-cable | 2 | Bracket. Y-cable | LED | 1 | 116 | [8 empty] | CE | [6 empty] | 20 | 4000 | 398x263x81 |  | 220-240V |  | 5 |  | 90° | 3 | 70 |  | 4000 |  |  | >=0.9 | 100000 |  |  | 161.38 |  |  | 9 | L9 | 25 | max. 10% at 100.000 hrs |  | Available | 740/339 | Cx=0.4338;Cy=0.4030 | Class I | IK08 | IP50 | IP20 | 60 | 510 | -20 | 1 | 116 | RAL9905 | 50-60Hz | Passive | LED | dimmable | High Bay Rectangular | Tungsram High-bay IP20 | Indoor industrial |  |  | 18720 | No sensor |  |  |  | Bracket kit. Tilted bracket kit. Busbar bracket kit. Cable hook pair
TBD | TU HB IP20 G1 1H15 4K70 L9 DL ST | image | datasheet | deeplink | TUNGSRAM - Tungsram High-bay IP20 - 14400lm - 86W - 4000K - 70CRI - TBD[SKU] - Bracket. Y-cable | 2 | Bracket. Y-cable | LED | 1 | 86 | [8 empty] | CE | [6 empty] | 20 | 4000 | 398x263x81 |  | 220-240V |  | 5 |  | 90° | 3 | 70 |  | 4000 |  |  | >=0.9 | 116706 |  |  | 167.44 |  |  | 9 | L9 | 25 | max. 10% at 100.000 hrs |  | Available | 740/339 | Cx=0.4338;Cy=0.4030 | Class I | IK08 | IP50 | IP20 | 60 | 380 | -20 | 1 | 86 | RAL9904 | 50-60Hz | Passive | LED | dimmable | High Bay Rectangular | Tungsram High-bay IP20 | Indoor industrial |  |  | 14400 | No sensor |  |  |  | Bracket kit. Tilted bracket kit. Busbar bracket kit. Cable hook pair
TBD | TU HB IP20 G1 1H10 4K70 L9 DL ST | image | datasheet | deeplink | TUNGSRAM - Tungsram High-bay IP20 - 9500lm - 56W - 4000K - 70CRI - TBD[SKU] - Bracket. Y-cable | 2 | Bracket. Y-cable | LED | 1 | 56 | [8 empty] | CE | [6 empty] | 20 | 4000 | 398x263x81 |  | 220-240V |  | 5 |  | 90° | 3 | 70 |  | 4000 |  |  | >=0.9 | 115000 |  |  | 169.64 |  |  | 9 | L9 | 25 | max. 10% at 100.000 hrs |  | Available | 740/339 | Cx=0.4338;Cy=0.4030 | Class I | IK08 | IP50 | IP20 | 60 | 250 | -20 | 1 | 56 | RAL9903 | 50-60Hz | Passive | LED | dimmable | High Bay Rectangular | Tungsram High-bay IP20 | Indoor industrial |  |  | 9500 | No sensor |  |  |  | Bracket kit. Tilted bracket kit. Busbar bracket kit. Cable hook pair
TBD | TU HB IP20 G1 1S30 4K70 L9 RF ST | image | datasheet | deeplink | TUNGSRAM - Tungsram High-bay IP20 - 27170lm - 201W - 4000K - 70CRI - TBD[SKU] - Bracket. Y-cable | 2 | Bracket. Y-cable | LED | 1 | 201 | [8 empty] | CE | [6 empty] | 20 | 4000 | 478x263x86 |  | 220-240V |  | 5 |  | 90° | 3 | 70 |  | 4000 |  |  | >=0.9 | 117000 |  |  | 135.38 |  |  | 9 | L9 | 25 | max. 10% at 100.000 hrs |  | Available | 740/339 | Cx=0.4338;Cy=0.4030 | Class I | IK08 | IP50 | IP20 | 60 | 890 | -20 | 1 | 200.7 | RAL9902 | 50-60Hz | Passive | LED | embedded sensor system | High Bay Rectangular | Tungsram High-bay IP20 | Indoor industrial |  |  | 27170 | Yes |  |  |  | Bracket kit. Tilted bracket kit. Busbar bracket kit. Cable hook pair
TBD | TU HB IP20 G1 1S22 4K70 L9 RF ST | image | datasheet | deeplink | TUNGSRAM - Tungsram High-bay IP20 - 22560lm - 164W - 4000K - 70CRI - TBD[SKU] - Bracket. Y-cable | 2 | Bracket. Y-cable | LED | 1 | 164 | [8 empty] | CE | [6 empty] | 20 | 4000 | 478x263x86 |  | 220-240V |  | 5 |  | 90° | 3 | 70 |  | 4000 |  |  | >=0.9 | 116706 |  |  | 137.81 |  |  | 9 | L9 | 25 | max. 10% at 100.000 hrs |  | Available | 740/339 | Cx=0.4338;Cy=0.4030 | Class I | IK08 | IP50 | IP20 | 60 | 730 | -20 | 1 | 163.7 | RAL9901 | 50-60Hz | Passive | LED | embedded sensor system | High Bay Rectangular | Tungsram High-bay IP20 | Indoor industrial |  |  | 22560 | Yes |  |  |  | Bracket kit. Tilted bracket kit. Busbar bracket kit. Cable hook pair
TBD | TU HB IP20 G1 1S20 4K70 L9 RF ST | image | datasheet | deeplink | TUNGSRAM - Tungsram High-bay IP20 - 19100lm - 143W - 4000K - 70CRI - TBD[SKU] - Bracket. Y-cable | 2 | Bracket. Y-cable | LED | 1 | 143 | [8 empty] | CE | [6 empty] | 20 | 4000 | 478x263x86 |  | 220-240V |  | 5 |  | 90° | 3 | 70 |  | 4000 |  |  | >=0.9 | 197000 |  |  | 133.85 |  |  | 9 | L9 | 25 | max. 10% at 100.000 hrs |  | Available | 740/339 | Cx=0.4338;Cy=0.4030 | Class I | IK08 | IP50 | IP20 | 60 | 630 | -20 | 1 | 142.7 | RAL9900 | 50-60Hz | Passive | LED | embedded sensor system | High Bay Rectangular | Tungsram High-bay IP20 | Indoor industrial |  |  | 19100 | Yes |  |  |  | Bracket kit. Tilted bracket kit. Busbar bracket kit. Cable hook pair
TBD | TU HB IP20 G1 1S12 4K70 L9 RF ST | image | datasheet | deeplink | TUNGSRAM - Tungsram High-bay IP20 - 12960lm - 94W - 4000K - 70CRI - TBD[SKU] - Bracket. Y-cable | 2 | Bracket. Y-cable | LED | 1 | 94 | [8 empty] | CE | [6 empty] | 20 | 4000 | 478x263x86 |  | 220-240V |  | 5 |  | 90° | 3 | 70 |  | 4000 |  |  | >=0.9 | 116706 |  |  | 138.31 |  |  | 9 | L9 | 25 | max. 10% at 100.000 hrs |  | Available | 740/339 | Cx=0.4338;Cy=0.4030 | Class I | IK08 | IP50 | IP20 | 60 | 420 | -20 | 1 | 93.7 | RAL9899 | 50-60Hz | Passive | LED | embedded sensor system | High Bay Rectangular | Tungsram High-bay IP20 | Indoor industrial |  |  | 12960 | Yes |  |  |  | Bracket kit. Tilted bracket kit. Busbar bracket kit. Cable hook pair
TBD | TU HB IP20 G1 1S10 4K70 L9 RF ST | image | datasheet | deeplink | TUNGSRAM - Tungsram High-bay IP20 - 9280lm - 69W - 4000K - 70CRI - TBD[SKU] - Bracket. Y-cable | 2 | Bracket. Y-cable | LED | 1 | 69 | [8 empty] | CE | [6 empty] | 20 | 4000 | 478x263x86 |  | 220-240V |  | 5 |  | 90° | 3 | 70 |  | 4000 |  |  | >=0.9 | 259000 |  |  | 135.08 |  |  | 9 | L9 | 25 | max. 10% at 100.000 hrs |  | Available | 740/339 | Cx=0.4338;Cy=0.4030 | Class I | IK08 | IP50 | IP20 | 60 | 300 | -20 | 1 | 68.7 | RAL9898 | 50-60Hz | Passive | LED | embedded sensor system | High Bay Rectangular | Tungsram High-bay IP20 | Indoor industrial |  |  | 9280 | Yes |  |  |  | Bracket kit. Tilted bracket kit. Busbar bracket kit. Cable hook pair
TBD | TU HB IP20 G1 1S30 4K70 L9 DL ST | image | datasheet | deeplink | TUNGSRAM - Tungsram High-bay IP20 - 27170lm - 199W - 4000K - 70CRI - TBD[SKU] - Bracket. Y-cable | 2 | Bracket. Y-cable | LED | 1 | 199 | [8 empty] | CE | [6 empty] | 20 | 4000 | 398x263x81 |  | 220-240V |  | 5 |  | 90° | 3 | 70 |  | 4000 |  |  | >=0.9 | 117000 |  |  | 136.53 |  |  | 9 | L9 | 25 | max. 10% at 100.000 hrs |  | Available | 740/339 | Cx=0.4338;Cy=0.4030 | Class I | IK08 | IP50 | IP20 | 60 | 880 | -20 | 1 | 199 | RAL9897 | 50-60Hz | Passive | LED | dimmable | High Bay Rectangular | Tungsram High-bay IP20 | Indoor industrial |  |  | 27170 | No sensor |  |  |  | Bracket kit. Tilted bracket kit. Busbar bracket kit. Cable hook pair
TBD | TU HB IP20 G1 1S22 4K70 L9 DL ST | image | datasheet | deeplink | TUNGSRAM - Tungsram High-bay IP20 - 22560lm - 162W - 4000K - 70CRI - TBD[SKU] - Bracket. Y-cable | 2 | Bracket. Y-cable | LED | 1 | 162 | [8 empty] | CE | [6 empty] | 20 | 4000 | 398x263x81 |  | 220-240V |  | 5 |  | 90° | 3 | 70 |  | 4000 |  |  | >=0.9 | 116706 |  |  | 139.26 |  |  | 9 | L9 | 25 | max. 10% at 100.000 hrs |  | Available | 740/339 | Cx=0.4338;Cy=0.4030 | Class I | IK08 | IP50 | IP20 | 60 | 720 | -20 | 1 | 162 | RAL9896 | 50-60Hz | Passive | LED | dimmable | High Bay Rectangular | Tungsram High-bay IP20 | Indoor industrial |  |  | 22560 | No sensor |  |  |  | Bracket kit. Tilted bracket kit. Busbar bracket kit. Cable hook pair
TBD | TU HB IP20 G1 1S20 4K70 L9 DL ST | image | datasheet | deeplink | TUNGSRAM - Tungsram High-bay IP20 - 19100lm - 141W - 4000K - 70CRI - TBD[SKU] - Bracket. Y-cable | 2 | Bracket. Y-cable | LED | 1 | 141 | [8 empty] | CE | [6 empty] | 20 | 4000 | 398x263x81 |  | 220-240V |  | 5 |  | 90° | 3 | 70 |  | 4000 |  |  | >=0.9 | 197000 |  |  | 135.46 |  |  | 9 | L9 | 25 | max. 10% at 100.000 hrs |  | Available | 740/339 | Cx=0.4338;Cy=0.4030 | Class I | IK08 | IP50 | IP20 | 60 | 630 | -20 | 1 | 141 | RAL9895 | 50-60Hz | Passive | LED | dimmable | High Bay Rectangular | Tungsram High-bay IP20 | Indoor industrial |  |  | 19100 | No sensor |  |  |  | Bracket kit. Tilted bracket kit. Busbar bracket kit. Cable hook pair
TBD | TU HB IP20 G1 1S12 4K70 L9 DL ST | image | datasheet | deeplink | TUNGSRAM - Tungsram High-bay IP20 - 12960lm - 92W - 4000K - 70CRI - TBD[SKU] - Bracket. Y-cable | 2 | Bracket. Y-cable | LED | 1 | 92 | [8 empty] | CE | [6 empty] | 20 | 4000 | 398x263x81 |  | 220-240V |  | 5 |  | 90° | 3 | 70 |  | 4000 |  |  | >=0.9 | 116706 |  |  | 140.87 |  |  | 9 | L9 | 25 | max. 10% at 100.000 hrs |  | Available | 740/339 | Cx=0.4338;Cy=0.4030 | Class I | IK08 | IP50 | IP20 | 60 | 410 | -20 | 1 | 92 | RAL9894 | 50-60Hz | Passive | LED | dimmable | High Bay Rectangular | Tungsram High-bay IP20 | Indoor industrial |  |  | 12960 | No sensor |  |  |  | Bracket kit. Tilted bracket kit. Busbar bracket kit. Cable hook pair
TBD | TU HB IP20 G1 1S10 4K70 L9 DL ST | image | datasheet | deeplink | TUNGSRAM - Tungsram High-bay IP20 - 9280lm - 67W - 4000K - 70CRI - TBD[SKU] - Bracket. Y-cable | 2 | Bracket. Y-cable | LED | 1 | 67 | [8 empty] | CE | [6 empty] | 20 | 4000 | 398x263x81 |  | 220-240V |  | 5 |  | 90° | 3 | 70 |  | 4000 |  |  | >=0.9 | 259000 |  |  | 138.51 |  |  | 9 | L9 | 25 | max. 10% at 100.000 hrs |  | Available | 740/339 | Cx=0.4338;Cy=0.4030 | Class I | IK08 | IP50 | IP20 | 60 | 300 | -20 | 1 | 67 | RAL9893 | 50-60Hz | Passive | LED | dimmable | High Bay Rectangular | Tungsram High-bay IP20 | Indoor industrial |  |  | 9280 | No sensor |  |  |  | Bracket kit. Tilted bracket kit. Busbar bracket kit. Cable hook pair
TBD | TU HB IP20 G1 2S60 4K70 L9 SN ST | image | datasheet | deeplink | TUNGSRAM - Tungsram High-bay IP20 - 57600lm - 437W - 4000K - 70CRI - TBD[SKU] - Bracket. Y-cable | 4 | Bracket. Y-cable | LED | 1 | 437 | [8 empty] | CE | [6 empty] | 20 | 4000 | 843x263x86 |  | 220-240V |  | 5 |  | 90° | 3 | 70 |  | 4000 |  |  | >=0.9 | 116706 |  |  | 131.9 |  |  | 9 | L9 | 25 | max. 10% at 100.000 hrs |  | Available | 740/339 | Cx=0.4338;Cy=0.4030 | Class I | IK08 | IP50 | IP20 | 60 | 1940 | -20 | 1 | 436.7 | RAL9892 | 50-60Hz | Passive | LED | embedded sensor system | High Bay Rectangular | Tungsram High-bay IP20 | Indoor industrial |  |  | 57600 | Yes |  |  |  | Bracket kit. Tilted bracket kit. Busbar bracket kit. Cable hook pair
TBD | TU HB IP20 G1 1S30 4K70 L9 SN ST | image | datasheet | deeplink | TUNGSRAM - Tungsram High-bay IP20 - 27170lm - 201W - 4000K - 70CRI - TBD[SKU] - Bracket. Y-cable | 2 | Bracket. Y-cable | LED | 1 | 201 | [8 empty] | CE | [6 empty] | 20 | 4000 | 478x263x86 |  | 220-240V |  | 5 |  | 90° | 3 | 70 |  | 4000 |  |  | >=0.9 | 117000 |  |  | 135.38 |  |  | 9 | L9 | 25 | max. 10% at 100.000 hrs |  | Available | 740/339 | Cx=0.4338;Cy=0.4030 | Class I | IK08 | IP50 | IP20 | 60 | 890 | -30 | 1 | 200.7 | RAL9891 | 50-60Hz | Passive | LED | embedded sensor system | High Bay Rectangular | Tungsram High-bay IP20 | Indoor industrial |  |  | 27170 | Yes |  |  |  | Bracket kit. Tilted bracket kit. Busbar bracket kit. Cable hook pair
TBD | TU HB IP20 G1 1S22 4K70 L9 SN ST | image | datasheet | deeplink | TUNGSRAM - Tungsram High-bay IP20 - 22560lm - 164W - 4000K - 70CRI - TBD[SKU] - Bracket. Y-cable | 2 | Bracket. Y-cable | LED | 1 | 164 | [8 empty] | CE | [6 empty] | 20 | 4000 | 478x263x86 |  | 220-240V |  | 5 |  | 90° | 3 | 70 |  | 4000 |  |  | >=0.9 | 116706 |  |  | 137.81 |  |  | 9 | L9 | 25 | max. 10% at 100.000 hrs |  | Available | 740/339 | Cx=0.4338;Cy=0.4030 | Class I | IK08 | IP50 | IP20 | 60 | 730 | -20 | 1 | 163.7 | RAL9890 | 50-60Hz | Passive | LED | embedded sensor system | High Bay Rectangular | Tungsram High-bay IP20 | Indoor industrial |  |  | 22560 | Yes |  |  |  | Bracket kit. Tilted bracket kit. Busbar bracket kit. Cable hook pair
TBD | TU HB IP20 G1 1S20 4K70 L9 SN ST | image | datasheet | deeplink | TUNGSRAM - Tungsram High-bay IP20 - 19100lm - 143W - 4000K - 70CRI - TBD[SKU] - Bracket. Y-cable | 2 | Bracket. Y-cable | LED | 1 | 143 | [8 empty] | CE | [6 empty] | 20 | 4000 | 478x263x86 |  | 220-240V |  | 5 |  | 90° | 3 | 70 |  | 4000 |  |  | >=0.9 | 197000 |  |  | 133.85 |  |  | 9 | L9 | 25 | max. 10% at 100.000 hrs |  | Available | 740/339 | Cx=0.4338;Cy=0.4030 | Class I | IK08 | IP50 | IP20 | 60 | 630 | -20 | 1 | 142.7 | RAL9889 | 50-60Hz | Passive | LED | embedded sensor system | High Bay Rectangular | Tungsram High-bay IP20 | Indoor industrial |  |  | 19100 | Yes |  |  |  | Bracket kit. Tilted bracket kit. Busbar bracket kit. Cable hook pair
TBD | TU HB IP20 G1 1S12 4K70 L9 SN ST | image | datasheet | deeplink | TUNGSRAM - Tungsram High-bay IP20 - 12960lm - 94W - 4000K - 70CRI - TBD[SKU] - Bracket. Y-cable | 2 | Bracket. Y-cable | LED | 1 | 94 | [8 empty] | CE | [6 empty] | 20 | 4000 | 478x263x86 |  | 220-240V |  | 5 |  | 90° | 3 | 70 |  | 4000 |  |  | >=0.9 | 116706 |  |  | 138.31 |  |  | 9 | L9 | 25 | max. 10% at 100.000 hrs |  | Available | 740/339 | Cx=0.4338;Cy=0.4030 | Class I | IK08 | IP50 | IP20 | 60 | 420 | -30 | 1 | 93.7 | RAL9888 | 50-60Hz | Passive | LED | embedded sensor system | High Bay Rectangular | Tungsram High-bay IP20 | Indoor industrial |  |  | 12960 | Yes |  |  |  | Bracket kit. Tilted bracket kit. Busbar bracket kit. Cable hook pair
TBD | TU HB IP20 G1 1S10 4K70 L9 SN ST | image | datasheet | deeplink | TUNGSRAM - Tungsram High-bay IP20 - 9280lm - 69W - 4000K - 70CRI - TBD[SKU] - Bracket. Y-cable | 2 | Bracket. Y-cable | LED | 1 | 69 | [8 empty] | CE | [6 empty] | 20 | 4000 | 478x263x86 |  | 220-240V |  | 5 |  | 90° | 3 | 70 |  | 4000 |  |  | >=0.9 | 259000 |  |  | 135.08 |  |  | 9 | L9 | 25 | max. 10% at 100.000 hrs |  | Available | 740/339 | Cx=0.4338;Cy=0.4030 | Class I | IK08 | IP50 | IP20 | 60 | 300 | -20 | 1 | 68.7 | RAL9887 | 50-60Hz | Passive | LED | embedded sensor system | High Bay Rectangular | Tungsram High-bay IP20 | Indoor industrial |  |  | 9280 | Yes |  |  |  | Bracket kit. Tilted bracket kit. Busbar bracket kit. Cable hook pair
TBD | TU HB IP20 G1 2S60 4K70 L9 FX ST | image | datasheet | deeplink | TUNGSRAM - Tungsram High-bay IP20 - 57600lm - 435W - 4000K - 70CRI - TBD[SKU] - Bracket. Y-cable | 4 | Bracket. Y-cable | LED | 1 | 435 | [8 empty] | CE | [6 empty] | 20 | 4000 | 763x263x81 |  | 220-240V |  | 5 |  | 90° | 3 | 70 |  | 4000 |  |  | >=0.9 | 116706 |  |  | 132.41 |  |  | 9 | L9 | 25 | max. 10% at 100.000 hrs |  | Available | 740/339 | Cx=0.4338;Cy=0.4030 | Class I | IK08 | IP50 | IP20 | 60 | 1930 | -20 | 1 | 435 | RAL9886 | 50-60Hz | Passive | LED | none | High Bay Rectangular | Tungsram High-bay IP20 | Indoor industrial |  |  | 57600 | No sensor |  |  |  | Bracket kit. Tilted bracket kit. Busbar bracket kit. Cable hook pair
TBD | TU HB IP20 G1 1S30 4K70 L9 FX ST | image | datasheet | deeplink | TUNGSRAM - Tungsram High-bay IP20 - 27170lm - 199W - 4000K - 70CRI - TBD[SKU] - Bracket. Y-cable | 2 | Bracket. Y-cable | LED | 1 | 199 | [8 empty] | CE | [6 empty] | 20 | 4000 | 398x263x81 |  | 220-240V |  | 5 |  | 90° | 3 | 70 |  | 4000 |  |  | >=0.9 | 117000 |  |  | 136.53 |  |  | 9 | L9 | 25 | max. 10% at 100.000 hrs |  | Available | 740/339 | Cx=0.4338;Cy=0.4030 | Class I | IK08 | IP50 | IP20 | 60 | 880 | -20 | 1 | 199 | RAL9885 | 50-60Hz | Passive | LED | none | High Bay Rectangular | Tungsram High-bay IP20 | Indoor industrial |  |  | 27170 | No sensor |  |  |  | Bracket kit. Tilted bracket kit. Busbar bracket kit. Cable hook pair
TBD | TU HB IP20 G1 1S22 4K70 L9 FX ST | image | datasheet | deeplink | TUNGSRAM - Tungsram High-bay IP20 - 22560lm - 162W - 4000K - 70CRI - TBD[SKU] - Bracket. Y-cable | 2 | Bracket. Y-cable | LED | 1 | 162 | [8 empty] | CE | [6 empty] | 20 | 4000 | 398x263x81 |  | 220-240V |  | 5 |  | 90° | 3 | 70 |  | 4000 |  |  | >=0.9 | 116706 |  |  | 139.26 |  |  | 9 | L9 | 25 | max. 10% at 100.000 hrs |  | Available | 740/339 | Cx=0.4338;Cy=0.4030 | Class I | IK08 | IP50 | IP20 | 60 | 720 | -20 | 1 | 162 | RAL9884 | 50-60Hz | Passive | LED | none | High Bay Rectangular | Tungsram High-bay IP20 | Indoor industrial |  |  | 22560 | No sensor |  |  |  | Bracket kit. Tilted bracket kit. Busbar bracket kit. Cable hook pair
TBD | TU HB IP20 G1 1S20 4K70 L9 FX EA | image | datasheet | deeplink | TUNGSRAM - Tungsram High-bay IP20 - 19100lm - 145W - 4000K - 70CRI - TBD[SKU] - Bracket. Y-cable | 3 | Bracket. Y-cable | LED | 1 | 145 | [8 empty] | CE | [6 empty] | 20 | 4000 | 398x263x81 |  | 220-240V |  | 5 |  | 90° | 3 | 70 |  | 4000 |  |  | >=0.9 | 197000 |  |  | 131.72 |  |  | 9 | L9 | 25 | max. 10% at 100.000 hrs |  | Available | 740/339 | Cx=0.4338;Cy=0.4030 | Class I | IK08 | IP50 | IP20 | 60 | 640 | -20 | 1 | 145 | RAL9883 | 50-60Hz | Passive | LED | none | High Bay Rectangular | Tungsram High-bay IP20 | Indoor industrial |  |  | 19100 | No sensor |  |  |  | Bracket kit. Tilted bracket kit. Busbar bracket kit. Cable hook pair
TBD | TU HB IP20 G1 1S20 4K70 L9 FX ST | image | datasheet | deeplink | TUNGSRAM - Tungsram High-bay IP20 - 19100lm - 141W - 4000K - 70CRI - TBD[SKU] - Bracket. Y-cable | 2 | Bracket. Y-cable | LED | 1 | 141 | [8 empty] | CE | [6 empty] | 20 | 4000 | 398x263x81 |  | 220-240V |  | 5 |  | 90° | 3 | 70 |  | 4000 |  |  | >=0.9 | 197000 |  |  | 135.46 |  |  | 9 | L9 | 25 | max. 10% at 100.000 hrs |  | Available | 740/339 | Cx=0.4338;Cy=0.4030 | Class I | IK08 | IP50 | IP20 | 60 | 630 | -20 | 1 | 141 | RAL9882 | 50-60Hz | Passive | LED | none | High Bay Rectangular | Tungsram High-bay IP20 | Indoor industrial |  |  | 19100 | No sensor |  |  |  | Bracket kit. Tilted bracket kit. Busbar bracket kit. Cable hook pair
TBD | TU HB IP20 G1 1S12 4K70 L9 FX ST | image | datasheet | deeplink | TUNGSRAM - Tungsram High-bay IP20 - 12960lm - 92W - 4000K - 70CRI - TBD[SKU] - Bracket. Y-cable | 2 | Bracket. Y-cable | LED | 1 | 92 | [8 empty] | CE | [6 empty] | 20 | 4000 | 398x263x81 |  | 220-240V |  | 5 |  | 90° | 3 | 70 |  | 4000 |  |  | >=0.9 | 116706 |  |  | 140.87 |  |  | 9 | L9 | 25 | max. 10% at 100.000 hrs |  | Available | 740/339 | Cx=0.4338;Cy=0.4030 | Class I | IK08 | IP50 | IP20 | 60 | 410 | -20 | 1 | 92 | RAL9881 | 50-60Hz | Passive | LED | none | High Bay Rectangular | Tungsram High-bay IP20 | Indoor industrial |  |  | 12960 | No sensor |  |  |  | Bracket kit. Tilted bracket kit. Busbar bracket kit. Cable hook pair
TBD | TU HB IP20 G1 1S10 4K70 L9 FX ST | image | datasheet | deeplink | TUNGSRAM - Tungsram High-bay IP20 - 9280lm - 67W - 4000K - 70CRI - TBD[SKU] - Bracket. Y-cable | 2 | Bracket. Y-cable | LED | 1 | 67 | [8 empty] | CE | [6 empty] | 20 | 4000 | 398x263x81 |  | 220-240V |  | 5 |  | 90° | 3 | 70 |  | 4000 |  |  | >=0.9 | 259000 |  |  | 138.51 |  |  | 9 | L9 | 25 | max. 10% at 100.000 hrs |  | Available | 740/339 | Cx=0.4338;Cy=0.4030 | Class I | IK08 | IP50 | IP20 | 60 | 300 | -20 | 1 | 67 | RAL9880 | 50-60Hz | Passive | LED | none | High Bay Rectangular | Tungsram High-bay IP20 | Indoor industrial |  |  | 9280 | No sensor |  |  |  | Bracket kit. Tilted bracket kit. Busbar bracket kit. Cable hook pair
TBD | TU HB IP20 G1 2H45 5K80 L9 NL ST | image | datasheet | deeplink | TUNGSRAM - Tungsram High-bay IP20 - 43390lm - 273W - 5000K - 80CRI - TBD[SKU] - Bracket. Y-cable | 4 | Bracket. Y-cable | LED | 1 | 273 | [8 empty] | CE | [6 empty] | 20 | 5000 | 779x263x96 |  | 220-240V |  | 5 |  | 90° | 3 | 80 |  | 5000 |  |  | >=0.9 | 116000 |  |  | 158.94 |  |  | 9 | L9 | 25 | max. 10% at 100.000 hrs |  | Available | 850/339 | Cx=0.3447;Cy=0.3553 | Class I | IK08 | IP50 | IP20 | 60 | 1210 | -20 | 1 | 273 | RAL9879 | 50-60Hz | Passive | LED | embedded sensor system | High Bay Rectangular | Tungsram High-bay IP20 | Indoor industrial |  |  | 43390 | Yes |  |  |  | Bracket kit. Tilted bracket kit. Busbar bracket kit. Cable hook pair
TBD | TU HB IP20 G1 2H30 5K80 L9 NL EA | image | datasheet | deeplink | TUNGSRAM - Tungsram High-bay IP20 - 28030lm - 175W - 5000K - 80CRI - TBD[SKU] - Bracket. Y-cable | 5 | Bracket. Y-cable | LED | 1 | 175 | [8 empty] | CE | [6 empty] | 20 | 5000 | 855x263x96 |  | 220-240V |  | 5 |  | 90° | 3 | 80 |  | 5000 |  |  | >=0.9 | 105000 |  |  | 160.17 |  |  | 9 | L9 | 25 | max. 10% at 100.000 hrs |  | Available | 850/339 | Cx=0.3447;Cy=0.3553 | Class I | IK08 | IP50 | IP20 | 60 |  | -20 | 1 | 175 | RAL9878 | 50-60Hz | Passive | LED | embedded sensor system | High Bay Rectangular | Tungsram High-bay IP20 | Indoor industrial |  |  | 28030 | Yes |  |  |  | Bracket kit. Tilted bracket kit. Busbar bracket kit. Cable hook pair
TBD | TU HB IP20 G1 2H30 5K80 L9 NL ST | image | datasheet | deeplink | TUNGSRAM - Tungsram High-bay IP20 - 28030lm - 171W - 5000K - 80CRI - TBD[SKU] - Bracket. Y-cable | 4 | Bracket. Y-cable | LED | 1 | 171 | [8 empty] | CE | [6 empty] | 20 | 5000 | 779x263x96 |  | 220-240V |  | 5 |  | 90° | 3 | 80 |  | 5000 |  |  | >=0.9 | 105000 |  |  | 163.92 |  |  | 9 | L9 | 25 | max. 10% at 100.000 hrs |  | Available | 850/339 | Cx=0.3447;Cy=0.3553 | Class I | IK08 | IP50 | IP20 | 60 | 760 | -20 | 1 | 171 | RAL9877 | 50-60Hz | Passive | LED | embedded sensor system | High Bay Rectangular | Tungsram High-bay IP20 | Indoor industrial |  |  | 28030 | Yes |  |  |  | Bracket kit. Tilted bracket kit. Busbar bracket kit. Cable hook pair
TBD | TU HB IP20 G1 1H25 5K80 L9 NL EA | image | datasheet | deeplink | TUNGSRAM - Tungsram High-bay IP20 - 24000lm - 160W - 5000K - 80CRI - TBD[SKU] - Bracket. Y-cable | 3 | Bracket. Y-cable | LED | 1 | 160 | [8 empty] | CE | [6 empty] | 20 | 5000 | 414x263x96 |  | 220-240V |  | 5 |  | 90° | 3 | 80 |  | 5000 |  |  | >=0.9 | 116706 |  |  | 150.38 |  |  | 9 | L9 | 25 | max. 10% at 100.000 hrs |  | Available | 850/339 | Cx=0.3447;Cy=0.3553 | Class I | IK08 | IP50 | IP20 | 60 | 710 | -20 | 1 | 159.6 | RAL9876 | 50-60Hz | Passive | LED | embedded sensor system | High Bay Rectangular | Tungsram High-bay IP20 | Indoor industrial |  |  | 24000 | Yes |  |  |  | Bracket kit. Tilted bracket kit. Busbar bracket kit. Cable hook pair
TBD | TU HB IP20 G1 1H25 5K80 L9 NL ST | image | datasheet | deeplink | TUNGSRAM - Tungsram High-bay IP20 - 24000lm - 156W - 5000K - 80CRI - TBD[SKU] - Bracket. Y-cable | 2 | Bracket. Y-cable | LED | 1 | 156 | [8 empty] | CE | [6 empty] | 20 | 5000 | 414x263x96 |  | 220-240V |  | 5 |  | 90° | 3 | 80 |  | 5000 |  |  | >=0.9 | 116706 |  |  | 154.24 |  |  | 9 | L9 | 25 | max. 10% at 100.000 hrs |  | Available | 850/339 | Cx=0.3447;Cy=0.3553 | Class I | IK08 | IP50 | IP20 | 60 | 690 | -20 | 1 | 155.6 | RAL9875 | 50-60Hz | Passive | LED | embedded sensor system | High Bay Rectangular | Tungsram High-bay IP20 | Indoor industrial |  |  | 24000 | Yes |  |  |  | Bracket kit. Tilted bracket kit. Busbar bracket kit. Cable hook pair
TBD | TU HB IP20 G1 1H20 5K80 L9 NL ST | image | datasheet | deeplink | TUNGSRAM - Tungsram High-bay IP20 - 18720lm - 117W - 5000K - 80CRI - TBD[SKU] - Bracket. Y-cable | 2 | Bracket. Y-cable | LED | 1 | 117 | [8 empty] | CE | [6 empty] | 20 | 5000 | 414x263x96 |  | 220-240V |  | 5 |  | 90° | 3 | 80 |  | 5000 |  |  | >=0.9 | 100000 |  |  | 160 |  |  | 9 | L9 | 25 | max. 10% at 100.000 hrs |  | Available | 850/339 | Cx=0.3447;Cy=0.3553 | Class I | IK08 | IP50 | IP20 | 60 | 520 | -20 | 1 | 117 | RAL9874 | 50-60Hz | Passive | LED | embedded sensor system | High Bay Rectangular | Tungsram High-bay IP20 | Indoor industrial |  |  | 18720 | Yes |  |  |  | Bracket kit. Tilted bracket kit. Busbar bracket kit. Cable hook pair
TBD | TU HB IP20 G1 1H15 5K80 L9 NL ST | image | datasheet | deeplink | TUNGSRAM - Tungsram High-bay IP20 - 14400lm - 87W - 5000K - 80CRI - TBD[SKU] - Bracket. Y-cable | 2 | Bracket. Y-cable | LED | 1 | 87 | [8 empty] | CE | [6 empty] | 20 | 5000 | 414x263x96 |  | 220-240V |  | 5 |  | 90° | 3 | 80 |  | 5000 |  |  | >=0.9 | 116706 |  |  | 165.52 |  |  | 9 | L9 | 25 | max. 10% at 100.000 hrs |  | Available | 850/339 | Cx=0.3447;Cy=0.3553 | Class I | IK08 | IP50 | IP20 | 60 | 390 | -20 | 1 | 87 | RAL9873 | 50-60Hz | Passive | LED | embedded sensor system | High Bay Rectangular | Tungsram High-bay IP20 | Indoor industrial |  |  | 14400 | Yes |  |  |  | Bracket kit. Tilted bracket kit. Busbar bracket kit. Cable hook pair
TBD | TU HB IP20 G1 1H10 5K80 L9 NL ST | image | datasheet | deeplink | TUNGSRAM - Tungsram High-bay IP20 - 9500lm - 57W - 5000K - 80CRI - TBD[SKU] - Bracket. Y-cable | 2 | Bracket. Y-cable | LED | 1 | 57 | [8 empty] | CE | [6 empty] | 20 | 5000 | 414x263x96 |  | 220-240V |  | 5 |  | 90° | 3 | 80 |  | 5000 |  |  | >=0.9 | 115000 |  |  | 166.67 |  |  | 9 | L9 | 25 | max. 10% at 100.000 hrs |  | Available | 850/339 | Cx=0.3447;Cy=0.3553 | Class I | IK08 | IP50 | IP20 | 60 | 250 | -20 | 1 | 57 | RAL9872 | 50-60Hz | Passive | LED | embedded sensor system | High Bay Rectangular | Tungsram High-bay IP20 | Indoor industrial |  |  | 9500 | Yes |  |  |  | Bracket kit. Tilted bracket kit. Busbar bracket kit. Cable hook pair
TBD | TU HB IP20 G1 2H45 5K80 L9 RF ST | image | datasheet | deeplink | TUNGSRAM - Tungsram High-bay IP20 - 43390lm - 274W - 5000K - 80CRI - TBD[SKU] - Bracket. Y-cable | 4 | Bracket. Y-cable | LED | 1 | 274 | [8 empty] | CE | [6 empty] | 20 | 5000 | 843x263x86 |  | 220-240V |  | 5 |  | 90° | 3 | 80 |  | 5000 |  |  | >=0.9 | 116000 |  |  | 158.53 |  |  | 9 | L9 | 25 | max. 10% at 100.000 hrs |  | Available | 850/339 | Cx=0.3447;Cy=0.3553 | Class I | IK08 | IP50 | IP20 | 60 | 1210 | -20 | 1 | 273.7 | RAL9871 | 50-60Hz | Passive | LED | embedded sensor system | High Bay Rectangular | Tungsram High-bay IP20 | Indoor industrial |  |  | 43390 | Yes |  |  |  | Bracket kit. Tilted bracket kit. Busbar bracket kit. Cable hook pair
TBD | TU HB IP20 G1 2H30 5K80 L9 RF EA | image | datasheet | deeplink | TUNGSRAM - Tungsram High-bay IP20 - 28030lm - 176W - 5000K - 80CRI - TBD[SKU] - Bracket. Y-cable | 5 | Bracket. Y-cable | LED | 1 | 176 | [8 empty] | CE | [6 empty] | 20 | 5000 | 855x263x96 |  | 220-240V |  | 5 |  | 90° | 3 | 80 |  | 5000 |  |  | >=0.9 | 105000 |  |  | 159.53 |  |  | 9 | L9 | 25 | max. 10% at 100.000 hrs |  | Available | 850/339 | Cx=0.3447;Cy=0.3553 | Class I | IK08 | IP50 | IP20 | 60 |  | -20 | 1 | 175.7 | RAL9870 | 50-60Hz | Passive | LED | embedded sensor system | High Bay Rectangular | Tungsram High-bay IP20 | Indoor industrial |  |  | 28030 | Yes |  |  |  | Bracket kit. Tilted bracket kit. Busbar bracket kit. Cable hook pair
TBD | TU HB IP20 G1 2H30 5K80 L9 RF ST | image | datasheet | deeplink | TUNGSRAM - Tungsram High-bay IP20 - 28030lm - 172W - 5000K - 80CRI - TBD[SKU] - Bracket. Y-cable | 4 | Bracket. Y-cable | LED | 1 | 172 | [8 empty] | CE | [6 empty] | 20 | 5000 | 843x263x86 |  | 220-240V |  | 5 |  | 90° | 3 | 80 |  | 5000 |  |  | >=0.9 | 105000 |  |  | 163.25 |  |  | 9 | L9 | 25 | max. 10% at 100.000 hrs |  | Available | 850/339 | Cx=0.3447;Cy=0.3553 | Class I | IK08 | IP50 | IP20 | 60 | 760 | -20 | 1 | 171.7 | RAL9869 | 50-60Hz | Passive | LED | embedded sensor system | High Bay Rectangular | Tungsram High-bay IP20 | Indoor industrial |  |  | 28030 | Yes |  |  |  | Bracket kit. Tilted bracket kit. Busbar bracket kit. Cable hook pair
TBD | TU HB IP20 G1 1H25 5K80 L9 RF EA | image | datasheet | deeplink | TUNGSRAM - Tungsram High-bay IP20 - 24000lm - 160W - 5000K - 80CRI - TBD[SKU] - Bracket. Y-cable | 3 | Bracket. Y-cable | LED | 1 | 160 | [8 empty] | CE | [6 empty] | 20 | 5000 | 478x263x86 |  | 220-240V |  | 5 |  | 90° | 3 | 80 |  | 5000 |  |  | >=0.9 | 116706 |  |  | 149.72 |  |  | 9 | L9 | 25 | max. 10% at 100.000 hrs |  | Available | 850/339 | Cx=0.3447;Cy=0.3553 | Class I | IK08 | IP50 | IP20 | 60 | 710 | -20 | 1 | 160.3 | RAL9868 | 50-60Hz | Passive | LED | embedded sensor system | High Bay Rectangular | Tungsram High-bay IP20 | Indoor industrial |  |  | 24000 | Yes |  |  |  | Bracket kit. Tilted bracket kit. Busbar bracket kit. Cable hook pair
TBD | TU HB IP20 G1 1H25 5K80 L9 RF ST | image | datasheet | deeplink | TUNGSRAM - Tungsram High-bay IP20 - 24000lm - 156W - 5000K - 80CRI - TBD[SKU] - Bracket. Y-cable | 2 | Bracket. Y-cable | LED | 1 | 156 | [8 empty] | CE | [6 empty] | 20 | 5000 | 478x263x86 |  | 220-240V |  | 5 |  | 90° | 3 | 80 |  | 5000 |  |  | >=0.9 | 116706 |  |  | 153.55 |  |  | 9 | L9 | 25 | max. 10% at 100.000 hrs |  | Available | 850/339 | Cx=0.3447;Cy=0.3553 | Class I | IK08 | IP50 | IP20 | 60 | 690 | -20 | 1 | 156.3 | RAL9867 | 50-60Hz | Passive | LED | embedded sensor system | High Bay Rectangular | Tungsram High-bay IP20 | Indoor industrial |  |  | 24000 | Yes |  |  |  | Bracket kit. Tilted bracket kit. Busbar bracket kit. Cable hook pair
TBD | TU HB IP20 G1 1H20 5K80 L9 RF EA | image | datasheet | deeplink | TUNGSRAM - Tungsram High-bay IP20 - 18720lm - 122W - 5000K - 80CRI - TBD[SKU] - Bracket. Y-cable | 3 | Bracket. Y-cable | LED | 1 | 122 | [8 empty] | CE | [6 empty] | 20 | 5000 | 478x263x86 |  | 220-240V |  | 5 |  | 90° | 3 | 80 |  | 5000 |  |  | >=0.9 | 100000 |  |  | 153.82 |  |  | 9 | L9 | 25 | max. 10% at 100.000 hrs |  | Available | 850/339 | Cx=0.3447;Cy=0.3553 | Class I | IK08 | IP50 | IP20 | 60 | 540 | -20 | 1 | 121.7 | RAL9866 | 50-60Hz | Passive | LED | embedded sensor system | High Bay Rectangular | Tungsram High-bay IP20 | Indoor industrial |  |  | 18720 | Yes |  |  |  | Bracket kit. Tilted bracket kit. Busbar bracket kit. Cable hook pair
TBD | TU HB IP20 G1 1H20 5K80 L9 RF ST | image | datasheet | deeplink | TUNGSRAM - Tungsram High-bay IP20 - 18720lm - 118W - 5000K - 80CRI - TBD[SKU] - Bracket. Y-cable | 2 | Bracket. Y-cable | LED | 1 | 118 | [8 empty] | CE | [6 empty] | 20 | 5000 | 478x263x86 |  | 220-240V |  | 5 |  | 90° | 3 | 80 |  | 5000 |  |  | >=0.9 | 100000 |  |  | 159.05 |  |  | 9 | L9 | 25 | max. 10% at 100.000 hrs |  | Available | 850/339 | Cx=0.3447;Cy=0.3553 | Class I | IK08 | IP50 | IP20 | 60 | 520 | -20 | 1 | 117.7 | RAL9865 | 50-60Hz | Passive | LED | embedded sensor system | High Bay Rectangular | Tungsram High-bay IP20 | Indoor industrial |  |  | 18720 | Yes |  |  |  | Bracket kit. Tilted bracket kit. Busbar bracket kit. Cable hook pair
TBD | TU HB IP20 G1 1H15 5K80 L9 RF ST | image | datasheet | deeplink | TUNGSRAM - Tungsram High-bay IP20 - 14400lm - 88W - 5000K - 80CRI - TBD[SKU] - Bracket. Y-cable | 2 | Bracket. Y-cable | LED | 1 | 88 | [8 empty] | CE | [6 empty] | 20 | 5000 | 478x263x86 |  | 220-240V |  | 5 |  | 90° | 3 | 80 |  | 5000 |  |  | >=0.9 | 116706 |  |  | 164.2 |  |  | 9 | L9 | 25 | max. 10% at 100.000 hrs |  | Available | 850/339 | Cx=0.3447;Cy=0.3553 | Class I | IK08 | IP50 | IP20 | 60 | 390 | -20 | 1 | 87.7 | RAL9864 | 50-60Hz | Passive | LED | embedded sensor system | High Bay Rectangular | Tungsram High-bay IP20 | Indoor industrial |  |  | 14400 | Yes |  |  |  | Bracket kit. Tilted bracket kit. Busbar bracket kit. Cable hook pair
TBD | TU HB IP20 G1 1H10 5K80 L9 RF ST | image | datasheet | deeplink | TUNGSRAM - Tungsram High-bay IP20 - 9500lm - 58W - 5000K - 80CRI - TBD[SKU] - Bracket. Y-cable | 2 | Bracket. Y-cable | LED | 1 | 58 | [8 empty] | CE | [6 empty] | 20 | 5000 | 478x263x86 |  | 220-240V |  | 5 |  | 90° | 3 | 80 |  | 5000 |  |  | >=0.9 | 115000 |  |  | 164.64 |  |  | 9 | L9 | 25 | max. 10% at 100.000 hrs |  | Available | 850/339 | Cx=0.3447;Cy=0.3553 | Class I | IK08 | IP50 | IP20 | 60 | 260 | -20 | 1 | 57.7 | RAL9863 | 50-60Hz | Passive | LED | embedded sensor system | High Bay Rectangular | Tungsram High-bay IP20 | Indoor industrial |  |  | 9500 | Yes |  |  |  | Bracket kit. Tilted bracket kit. Busbar bracket kit. Cable hook pair
TBD | TU HB IP20 G1 2H45 5K80 L9 DL ST | image | datasheet | deeplink | TUNGSRAM - Tungsram High-bay IP20 - 43390lm - 272W - 5000K - 80CRI - TBD[SKU] - Bracket. Y-cable | 4 | Bracket. Y-cable | LED | 1 | 272 | [8 empty] | CE | [6 empty] | 20 | 5000 | 763x263x81 |  | 220-240V |  | 5 |  | 90° | 3 | 80 |  | 5000 |  |  | >=0.9 | 116000 |  |  | 159.52 |  |  | 9 | L9 | 25 | max. 10% at 100.000 hrs |  | Available | 850/339 | Cx=0.3447;Cy=0.3553 | Class I | IK08 | IP50 | IP20 | 60 | 1210 | -20 | 1 | 272 | RAL9862 | 50-60Hz | Passive | LED | dimmable | High Bay Rectangular | Tungsram High-bay IP20 | Indoor industrial |  |  | 43390 | No sensor |  |  |  | Bracket kit. Tilted bracket kit. Busbar bracket kit. Cable hook pair
TBD | TU HB IP20 G1 2H30 5K80 L9 DL ST | image | datasheet | deeplink | TUNGSRAM - Tungsram High-bay IP20 - 28030lm - 170W - 5000K - 80CRI - TBD[SKU] - Bracket. Y-cable | 4 | Bracket. Y-cable | LED | 1 | 170 | [8 empty] | CE | [6 empty] | 20 | 5000 | 763x263x81 |  | 220-240V |  | 5 |  | 90° | 3 | 80 |  | 5000 |  |  | >=0.9 | 105000 |  |  | 164.88 |  |  | 9 | L9 | 25 | max. 10% at 100.000 hrs |  | Available | 850/339 | Cx=0.3447;Cy=0.3553 | Class I | IK08 | IP50 | IP20 | 60 | 750 | -20 | 1 | 170 | RAL9861 | 50-60Hz | Passive | LED | dimmable | High Bay Rectangular | Tungsram High-bay IP20 | Indoor industrial |  |  | 28030 | No sensor |  |  |  | Bracket kit. Tilted bracket kit. Busbar bracket kit. Cable hook pair
TBD | TU HB IP20 G1 1H25 5K80 L9 DL EA | image | datasheet | deeplink | TUNGSRAM - Tungsram High-bay IP20 - 24000lm - 159W - 5000K - 80CRI - TBD[SKU] - Bracket. Y-cable | 3 | Bracket. Y-cable | LED | 1 | 159 | [8 empty] | CE | [6 empty] | 20 | 5000 | 398x263x81 |  | 220-240V |  | 5 |  | 90° | 3 | 80 |  | 5000 |  |  | >=0.9 | 116706 |  |  | 151.32 |  |  | 9 | L9 | 25 | max. 10% at 100.000 hrs |  | Available | 850/339 | Cx=0.3447;Cy=0.3553 | Class I | IK08 | IP50 | IP20 | 60 | 700 | -20 | 1 | 158.6 | RAL9860 | 50-60Hz | Passive | LED | dimmable | High Bay Rectangular | Tungsram High-bay IP20 | Indoor industrial |  |  | 24000 | No sensor |  |  |  | Bracket kit. Tilted bracket kit. Busbar bracket kit. Cable hook pair
TBD | TU HB IP20 G1 1H25 5K80 L9 DL ST | image | datasheet | deeplink | TUNGSRAM - Tungsram High-bay IP20 - 24000lm - 155W - 5000K - 80CRI - TBD[SKU] - Bracket. Y-cable | 2 | Bracket. Y-cable | LED | 1 | 155 | [8 empty] | CE | [6 empty] | 20 | 5000 | 398x263x81 |  | 220-240V |  | 5 |  | 90° | 3 | 80 |  | 5000 |  |  | >=0.9 | 116706 |  |  | 155.24 |  |  | 9 | L9 | 25 | max. 10% at 100.000 hrs |  | Available | 850/339 | Cx=0.3447;Cy=0.3553 | Class I | IK08 | IP50 | IP20 | 60 | 690 | -20 | 1 | 154.6 | RAL9859 | 50-60Hz | Passive | LED | dimmable | High Bay Rectangular | Tungsram High-bay IP20 | Indoor industrial |  |  | 24000 | No sensor |  |  |  | Bracket kit. Tilted bracket kit. Busbar bracket kit. Cable hook pair
TBD | TU HB IP20 G1 1H20 5K80 L9 DL EA | image | datasheet | deeplink | TUNGSRAM - Tungsram High-bay IP20 - 18720lm - 120W - 5000K - 80CRI - TBD[SKU] - Bracket. Y-cable | 3 | Bracket. Y-cable | LED | 1 | 120 | [8 empty] | CE | [6 empty] | 20 | 5000 | 398x263x81 |  | 220-240V |  | 5 |  | 90° | 3 | 80 |  | 5000 |  |  | >=0.9 | 100000 |  |  | 156 |  |  | 9 | L9 | 25 | max. 10% at 100.000 hrs |  | Available | 850/339 | Cx=0.3447;Cy=0.3553 | Class I | IK08 | IP50 | IP20 | 60 | 530 | -20 | 1 | 120 | RAL9858 | 50-60Hz | Passive | LED | dimmable | High Bay Rectangular | Tungsram High-bay IP20 | Indoor industrial |  |  | 18720 | No sensor |  |  |  | Bracket kit. Tilted bracket kit. Busbar bracket kit. Cable hook pair
TBD | TU HB IP20 G1 1H20 5K80 L9 DL ST | image | datasheet | deeplink | TUNGSRAM - Tungsram High-bay IP20 - 18720lm - 116W - 5000K - 80CRI - TBD[SKU] - Bracket. Y-cable | 2 | Bracket. Y-cable | LED | 1 | 116 | [8 empty] | CE | [6 empty] | 20 | 5000 | 398x263x81 |  | 220-240V |  | 5 |  | 90° | 3 | 80 |  | 5000 |  |  | >=0.9 | 100000 |  |  | 161.38 |  |  | 9 | L9 | 25 | max. 10% at 100.000 hrs |  | Available | 850/339 | Cx=0.3447;Cy=0.3553 | Class I | IK08 | IP50 | IP20 | 60 | 510 | -20 | 1 | 116 | RAL9857 | 50-60Hz | Passive | LED | dimmable | High Bay Rectangular | Tungsram High-bay IP20 | Indoor industrial |  |  | 18720 | No sensor |  |  |  | Bracket kit. Tilted bracket kit. Busbar bracket kit. Cable hook pair
TBD | TU HB IP20 G1 1H15 5K80 L9 DL ST | image | datasheet | deeplink | TUNGSRAM - Tungsram High-bay IP20 - 14400lm - 86W - 5000K - 80CRI - TBD[SKU] - Bracket. Y-cable | 2 | Bracket. Y-cable | LED | 1 | 86 | [8 empty] | CE | [6 empty] | 20 | 5000 | 398x263x81 |  | 220-240V |  | 5 |  | 90° | 3 | 80 |  | 5000 |  |  | >=0.9 | 116706 |  |  | 167.44 |  |  | 9 | L9 | 25 | max. 10% at 100.000 hrs |  | Available | 850/339 | Cx=0.3447;Cy=0.3553 | Class I | IK08 | IP50 | IP20 | 60 | 380 | -20 | 1 | 86 | RAL9856 | 50-60Hz | Passive | LED | dimmable | High Bay Rectangular | Tungsram High-bay IP20 | Indoor industrial |  |  | 14400 | No sensor |  |  |  | Bracket kit. Tilted bracket kit. Busbar bracket kit. Cable hook pair
TBD | TU HB IP20 G1 1H10 5K80 L9 DL ST | image | datasheet | deeplink | TUNGSRAM - Tungsram High-bay IP20 - 9500lm - 56W - 5000K - 80CRI - TBD[SKU] - Bracket. Y-cable | 2 | Bracket. Y-cable | LED | 1 | 56 | [8 empty] | CE | [6 empty] | 20 | 5000 | 398x263x81 |  | 220-240V |  | 5 |  | 90° | 3 | 80 |  | 5000 |  |  | >=0.9 | 115000 |  |  | 169.64 |  |  | 9 | L9 | 25 | max. 10% at 100.000 hrs |  | Available | 850/339 | Cx=0.3447;Cy=0.3553 | Class I | IK08 | IP50 | IP20 | 60 | 250 | -20 | 1 | 56 | RAL9855 | 50-60Hz | Passive | LED | dimmable | High Bay Rectangular | Tungsram High-bay IP20 | Indoor industrial |  |  | 9500 | No sensor |  |  |  | Bracket kit. Tilted bracket kit. Busbar bracket kit. Cable hook pair
TBD | TU HB IP20 G1 1S30 5K80 L9 RF ST | image | datasheet | deeplink | TUNGSRAM - Tungsram High-bay IP20 - 27170lm - 201W - 5000K - 80CRI - TBD[SKU] - Bracket. Y-cable | 2 | Bracket. Y-cable | LED | 1 | 201 | [8 empty] | CE | [6 empty] | 20 | 5000 | 478x263x86 |  | 220-240V |  | 5 |  | 90° | 3 | 80 |  | 5000 |  |  | >=0.9 | 117000 |  |  | 135.38 |  |  | 9 | L9 | 25 | max. 10% at 100.000 hrs |  | Available | 850/339 | Cx=0.3447;Cy=0.3553 | Class I | IK08 | IP50 | IP20 | 60 | 890 | -20 | 1 | 200.7 | RAL9854 | 50-60Hz | Passive | LED | embedded sensor system | High Bay Rectangular | Tungsram High-bay IP20 | Indoor industrial |  |  | 27170 | Yes |  |  |  | Bracket kit. Tilted bracket kit. Busbar bracket kit. Cable hook pair
TBD | TU HB IP20 G1 1S22 5K80 L9 RF ST | image | datasheet | deeplink | TUNGSRAM - Tungsram High-bay IP20 - 22560lm - 164W - 5000K - 80CRI - TBD[SKU] - Bracket. Y-cable | 2 | Bracket. Y-cable | LED | 1 | 164 | [8 empty] | CE | [6 empty] | 20 | 5000 | 478x263x86 |  | 220-240V |  | 5 |  | 90° | 3 | 80 |  | 5000 |  |  | >=0.9 | 116706 |  |  | 137.81 |  |  | 9 | L9 | 25 | max. 10% at 100.000 hrs |  | Available | 850/339 | Cx=0.3447;Cy=0.3553 | Class I | IK08 | IP50 | IP20 | 60 | 730 | -20 | 1 | 163.7 | RAL9853 | 50-60Hz | Passive | LED | embedded sensor system | High Bay Rectangular | Tungsram High-bay IP20 | Indoor industrial |  |  | 22560 | Yes |  |  |  | Bracket kit. Tilted bracket kit. Busbar bracket kit. Cable hook pair
TBD | TU HB IP20 G1 1S20 5K80 L9 RF ST | image | datasheet | deeplink | TUNGSRAM - Tungsram High-bay IP20 - 19100lm - 143W - 5000K - 80CRI - TBD[SKU] - Bracket. Y-cable | 2 | Bracket. Y-cable | LED | 1 | 143 | [8 empty] | CE | [6 empty] | 20 | 5000 | 478x263x86 |  | 220-240V |  | 5 |  | 90° | 3 | 80 |  | 5000 |  |  | >=0.9 | 197000 |  |  | 133.85 |  |  | 9 | L9 | 25 | max. 10% at 100.000 hrs |  | Available | 850/339 | Cx=0.3447;Cy=0.3553 | Class I | IK08 | IP50 | IP20 | 60 | 630 | -20 | 1 | 142.7 | RAL9852 | 50-60Hz | Passive | LED | embedded sensor system | High Bay Rectangular | Tungsram High-bay IP20 | Indoor industrial |  |  | 19100 | Yes |  |  |  | Bracket kit. Tilted bracket kit. Busbar bracket kit. Cable hook pair
TBD | TU HB IP20 G1 1S12 5K80 L9 RF ST | image | datasheet | deeplink | TUNGSRAM - Tungsram High-bay IP20 - 12960lm - 94W - 5000K - 80CRI - TBD[SKU] - Bracket. Y-cable | 2 | Bracket. Y-cable | LED | 1 | 94 | [8 empty] | CE | [6 empty] | 20 | 5000 | 478x263x86 |  | 220-240V |  | 5 |  | 90° | 3 | 80 |  | 5000 |  |  | >=0.9 | 116706 |  |  | 138.31 |  |  | 9 | L9 | 25 | max. 10% at 100.000 hrs |  | Available | 850/339 | Cx=0.3447;Cy=0.3553 | Class I | IK08 | IP50 | IP20 | 60 | 420 | -20 | 1 | 93.7 | RAL9851 | 50-60Hz | Passive | LED | embedded sensor system | High Bay Rectangular | Tungsram High-bay IP20 | Indoor industrial |  |  | 12960 | Yes |  |  |  | Bracket kit. Tilted bracket kit. Busbar bracket kit. Cable hook pair
TBD | TU HB IP20 G1 1S10 5K80 L9 RF ST | image | datasheet | deeplink | TUNGSRAM - Tungsram High-bay IP20 - 9280lm - 69W - 5000K - 80CRI - TBD[SKU] - Bracket. Y-cable | 2 | Bracket. Y-cable | LED | 1 | 69 | [8 empty] | CE | [6 empty] | 20 | 5000 | 478x263x86 |  | 220-240V |  | 5 |  | 90° | 3 | 80 |  | 5000 |  |  | >=0.9 | 259000 |  |  | 135.08 |  |  | 9 | L9 | 25 | max. 10% at 100.000 hrs |  | Available | 850/339 | Cx=0.3447;Cy=0.3553 | Class I | IK08 | IP50 | IP20 | 60 | 300 | -20 | 1 | 68.7 | RAL9850 | 50-60Hz | Passive | LED | embedded sensor system | High Bay Rectangular | Tungsram High-bay IP20 | Indoor industrial |  |  | 9280 | Yes |  |  |  | Bracket kit. Tilted bracket kit. Busbar bracket kit. Cable hook pair
TBD | TU HB IP20 G1 1S30 5K80 L9 DL ST | image | datasheet | deeplink | TUNGSRAM - Tungsram High-bay IP20 - 27170lm - 199W - 5000K - 80CRI - TBD[SKU] - Bracket. Y-cable | 2 | Bracket. Y-cable | LED | 1 | 199 | [8 empty] | CE | [6 empty] | 20 | 5000 | 398x263x81 |  | 220-240V |  | 5 |  | 90° | 3 | 80 |  | 5000 |  |  | >=0.9 | 117000 |  |  | 136.53 |  |  | 9 | L9 | 25 | max. 10% at 100.000 hrs |  | Available | 850/339 | Cx=0.3447;Cy=0.3553 | Class I | IK08 | IP50 | IP20 | 60 | 880 | -20 | 1 | 199 | RAL9849 | 50-60Hz | Passive | LED | dimmable | High Bay Rectangular | Tungsram High-bay IP20 | Indoor industrial |  |  | 27170 | No sensor |  |  |  | Bracket kit. Tilted bracket kit. Busbar bracket kit. Cable hook pair
TBD | TU HB IP20 G1 1S22 5K80 L9 DL ST | image | datasheet | deeplink | TUNGSRAM - Tungsram High-bay IP20 - 22560lm - 162W - 5000K - 80CRI - TBD[SKU] - Bracket. Y-cable | 2 | Bracket. Y-cable | LED | 1 | 162 | [8 empty] | CE | [6 empty] | 20 | 5000 | 398x263x81 |  | 220-240V |  | 5 |  | 90° | 3 | 80 |  | 5000 |  |  | >=0.9 | 116706 |  |  | 139.26 |  |  | 9 | L9 | 25 | max. 10% at 100.000 hrs |  | Available | 850/339 | Cx=0.3447;Cy=0.3553 | Class I | IK08 | IP50 | IP20 | 60 | 720 | -20 | 1 | 162 | RAL9848 | 50-60Hz | Passive | LED | dimmable | High Bay Rectangular | Tungsram High-bay IP20 | Indoor industrial |  |  | 22560 | No sensor |  |  |  | Bracket kit. Tilted bracket kit. Busbar bracket kit. Cable hook pair
TBD | TU HB IP20 G1 1S20 5K80 L9 DL ST | image | datasheet | deeplink | TUNGSRAM - Tungsram High-bay IP20 - 19100lm - 141W - 5000K - 80CRI - TBD[SKU] - Bracket. Y-cable | 2 | Bracket. Y-cable | LED | 1 | 141 | [8 empty] | CE | [6 empty] | 20 | 5000 | 398x263x81 |  | 220-240V |  | 5 |  | 90° | 3 | 80 |  | 5000 |  |  | >=0.9 | 197000 |  |  | 135.46 |  |  | 9 | L9 | 25 | max. 10% at 100.000 hrs |  | Available | 850/339 | Cx=0.3447;Cy=0.3553 | Class I | IK08 | IP50 | IP20 | 60 | 630 | -20 | 1 | 141 | RAL9847 | 50-60Hz | Passive | LED | dimmable | High Bay Rectangular | Tungsram High-bay IP20 | Indoor industrial |  |  | 19100 | No sensor |  |  |  | Bracket kit. Tilted bracket kit. Busbar bracket kit. Cable hook pair
TBD | TU HB IP20 G1 1S12 5K80 L9 DL ST | image | datasheet | deeplink | TUNGSRAM - Tungsram High-bay IP20 - 12960lm - 92W - 5000K - 80CRI - TBD[SKU] - Bracket. Y-cable | 2 | Bracket. Y-cable | LED | 1 | 92 | [8 empty] | CE | [6 empty] | 20 | 5000 | 398x263x81 |  | 220-240V |  | 5 |  | 90° | 3 | 80 |  | 5000 |  |  | >=0.9 | 116706 |  |  | 140.87 |  |  | 9 | L9 | 25 | max. 10% at 100.000 hrs |  | Available | 850/339 | Cx=0.3447;Cy=0.3553 | Class I | IK08 | IP50 | IP20 | 60 | 410 | -20 | 1 | 92 | RAL9846 | 50-60Hz | Passive | LED | dimmable | High Bay Rectangular | Tungsram High-bay IP20 | Indoor industrial |  |  | 12960 | No sensor |  |  |  | Bracket kit. Tilted bracket kit. Busbar bracket kit. Cable hook pair
TBD | TU HB IP20 G1 1S10 5K80 L9 DL ST | image | datasheet | deeplink | TUNGSRAM - Tungsram High-bay IP20 - 9280lm - 67W - 5000K - 80CRI - TBD[SKU] - Bracket. Y-cable | 2 | Bracket. Y-cable | LED | 1 | 67 | [8 empty] | CE | [6 empty] | 20 | 5000 | 398x263x81 |  | 220-240V |  | 5 |  | 90° | 3 | 80 |  | 5000 |  |  | >=0.9 | 259000 |  |  | 138.51 |  |  | 9 | L9 | 25 | max. 10% at 100.000 hrs |  | Available | 850/339 | Cx=0.3447;Cy=0.3553 | Class I | IK08 | IP50 | IP20 | 60 | 300 | -20 | 1 | 67 | RAL9845 | 50-60Hz | Passive | LED | dimmable | High Bay Rectangular | Tungsram High-bay IP20 | Indoor industrial |  |  | 9280 | No sensor |  |  |  | Bracket kit. Tilted bracket kit. Busbar bracket kit. Cable hook pair
TBD | TU HB IP20 G1 2S60 5K80 L9 SN ST | image | datasheet | deeplink | TUNGSRAM - Tungsram High-bay IP20 - 57600lm - 437W - 5000K - 80CRI - TBD[SKU] - Bracket. Y-cable | 4 | Bracket. Y-cable | LED | 1 | 437 | [8 empty] | CE | [6 empty] | 20 | 5000 | 843x263x86 |  | 220-240V |  | 5 |  | 90° | 3 | 80 |  | 5000 |  |  | >=0.9 | 116706 |  |  | 131.9 |  |  | 9 | L9 | 25 | max. 10% at 100.000 hrs |  | Available | 850/339 | Cx=0.3447;Cy=0.3553 | Class I | IK08 | IP50 | IP20 | 60 | 1940 | -20 | 1 | 436.7 | RAL9844 | 50-60Hz | Passive | LED | embedded sensor system | High Bay Rectangular | Tungsram High-bay IP20 | Indoor industrial |  |  | 57600 | Yes |  |  |  | Bracket kit. Tilted bracket kit. Busbar bracket kit. Cable hook pair
TBD | TU HB IP20 G1 1S30 5K80 L9 SN ST | image | datasheet | deeplink | TUNGSRAM - Tungsram High-bay IP20 - 27170lm - 201W - 5000K - 80CRI - TBD[SKU] - Bracket. Y-cable | 2 | Bracket. Y-cable | LED | 1 | 201 | [8 empty] | CE | [6 empty] | 20 | 5000 | 478x263x86 |  | 220-240V |  | 5 |  | 90° | 3 | 80 |  | 5000 |  |  | >=0.9 | 117000 |  |  | 135.38 |  |  | 9 | L9 | 25 | max. 10% at 100.000 hrs |  | Available | 850/339 | Cx=0.3447;Cy=0.3553 | Class I | IK08 | IP50 | IP20 | 60 | 890 | -20 | 1 | 200.7 | RAL9843 | 50-60Hz | Passive | LED | embedded sensor system | High Bay Rectangular | Tungsram High-bay IP20 | Indoor industrial |  |  | 27170 | Yes |  |  |  | Bracket kit. Tilted bracket kit. Busbar bracket kit. Cable hook pair
TBD | TU HB IP20 G1 1S22 5K80 L9 SN ST | image | datasheet | deeplink | TUNGSRAM - Tungsram High-bay IP20 - 22560lm - 164W - 5000K - 80CRI - TBD[SKU] - Bracket. Y-cable | 2 | Bracket. Y-cable | LED | 1 | 164 | [8 empty] | CE | [6 empty] | 20 | 5000 | 478x263x86 |  | 220-240V |  | 5 |  | 90° | 3 | 80 |  | 5000 |  |  | >=0.9 | 116706 |  |  | 137.81 |  |  | 9 | L9 | 25 | max. 10% at 100.000 hrs |  | Available | 850/339 | Cx=0.3447;Cy=0.3553 | Class I | IK08 | IP50 | IP20 | 60 | 730 | -20 | 1 | 163.7 | RAL9842 | 50-60Hz | Passive | LED | embedded sensor system | High Bay Rectangular | Tungsram High-bay IP20 | Indoor industrial |  |  | 22560 | Yes |  |  |  | Bracket kit. Tilted bracket kit. Busbar bracket kit. Cable hook pair
TBD | TU HB IP20 G1 1S20 5K80 L9 SN ST | image | datasheet | deeplink | TUNGSRAM - Tungsram High-bay IP20 - 19100lm - 143W - 5000K - 80CRI - TBD[SKU] - Bracket. Y-cable | 2 | Bracket. Y-cable | LED | 1 | 143 | [8 empty] | CE | [6 empty] | 20 | 5000 | 478x263x86 |  | 220-240V |  | 5 |  | 90° | 3 | 80 |  | 5000 |  |  | >=0.9 | 197000 |  |  | 133.85 |  |  | 9 | L9 | 25 | max. 10% at 100.000 hrs |  | Available | 850/339 | Cx=0.3447;Cy=0.3553 | Class I | IK08 | IP50 | IP20 | 60 | 630 | -20 | 1 | 142.7 | RAL9841 | 50-60Hz | Passive | LED | embedded sensor system | High Bay Rectangular | Tungsram High-bay IP20 | Indoor industrial |  |  | 19100 | Yes |  |  |  | Bracket kit. Tilted bracket kit. Busbar bracket kit. Cable hook pair
TBD | TU HB IP20 G1 1S12 5K80 L9 SN ST | image | datasheet | deeplink | TUNGSRAM - Tungsram High-bay IP20 - 12960lm - 94W - 5000K - 80CRI - TBD[SKU] - Bracket. Y-cable | 2 | Bracket. Y-cable | LED | 1 | 94 | [8 empty] | CE | [6 empty] | 20 | 5000 | 478x263x86 |  | 220-240V |  | 5 |  | 90° | 3 | 80 |  | 5000 |  |  | >=0.9 | 116706 |  |  | 138.31 |  |  | 9 | L9 | 25 | max. 10% at 100.000 hrs |  | Available | 850/339 | Cx=0.3447;Cy=0.3553 | Class I | IK08 | IP50 | IP20 | 60 | 420 | -20 | 1 | 93.7 | RAL9840 | 50-60Hz | Passive | LED | embedded sensor system | High Bay Rectangular | Tungsram High-bay IP20 | Indoor industrial |  |  | 12960 | Yes |  |  |  | Bracket kit. Tilted bracket kit. Busbar bracket kit. Cable hook pair
TBD | TU HB IP20 G1 1S10 5K80 L9 SN ST | image | datasheet | deeplink | TUNGSRAM - Tungsram High-bay IP20 - 9280lm - 69W - 5000K - 80CRI - TBD[SKU] - Bracket. Y-cable | 2 | Bracket. Y-cable | LED | 1 | 69 | [8 empty] | CE | [6 empty] | 20 | 5000 | 478x263x86 |  | 220-240V |  | 5 |  | 90° | 3 | 80 |  | 5000 |  |  | >=0.9 | 259000 |  |  | 135.08 |  |  | 9 | L9 | 25 | max. 10% at 100.000 hrs |  | Available | 850/339 | Cx=0.3447;Cy=0.3553 | Class I | IK08 | IP50 | IP20 | 60 | 300 | -20 | 1 | 68.7 | RAL9839 | 50-60Hz | Passive | LED | embedded sensor system | High Bay Rectangular | Tungsram High-bay IP20 | Indoor industrial |  |  | 9280 | Yes |  |  |  | Bracket kit. Tilted bracket kit. Busbar bracket kit. Cable hook pair
TBD | TU HB IP20 G1 2S60 5K80 L9 FX ST | image | datasheet | deeplink | TUNGSRAM - Tungsram High-bay IP20 - 57600lm - 435W - 5000K - 80CRI - TBD[SKU] - Bracket. Y-cable | 4 | Bracket. Y-cable | LED | 1 | 435 | [8 empty] | CE | [6 empty] | 20 | 5000 | 763x263x81 |  | 220-240V |  | 5 |  | 90° | 3 | 80 |  | 5000 |  |  | >=0.9 | 116706 |  |  | 132.41 |  |  | 9 | L9 | 25 | max. 10% at 100.000 hrs |  | Available | 850/339 | Cx=0.3447;Cy=0.3553 | Class I | IK08 | IP50 | IP20 | 60 | 1930 | -20 | 1 | 435 | RAL9838 | 50-60Hz | Passive | LED | none | High Bay Rectangular | Tungsram High-bay IP20 | Indoor industrial |  |  | 57600 | No sensor |  |  |  | Bracket kit. Tilted bracket kit. Busbar bracket kit. Cable hook pair
TBD | TU HB IP20 G1 1S30 5K80 L9 FX ST | image | datasheet | deeplink | TUNGSRAM - Tungsram High-bay IP20 - 27170lm - 199W - 5000K - 80CRI - TBD[SKU] - Bracket. Y-cable | 2 | Bracket. Y-cable | LED | 1 | 199 | [8 empty] | CE | [6 empty] | 20 | 5000 | 398x263x81 |  | 220-240V |  | 5 |  | 90° | 3 | 80 |  | 5000 |  |  | >=0.9 | 117000 |  |  | 136.53 |  |  | 9 | L9 | 25 | max. 10% at 100.000 hrs |  | Available | 850/339 | Cx=0.3447;Cy=0.3553 | Class I | IK08 | IP50 | IP20 | 60 | 880 | -20 | 1 | 199 | RAL9837 | 50-60Hz | Passive | LED | none | High Bay Rectangular | Tungsram High-bay IP20 | Indoor industrial |  |  | 27170 | No sensor |  |  |  | Bracket kit. Tilted bracket kit. Busbar bracket kit. Cable hook pair
TBD | TU HB IP20 G1 1S22 5K80 L9 FX ST | image | datasheet | deeplink | TUNGSRAM - Tungsram High-bay IP20 - 22560lm - 162W - 5000K - 80CRI - TBD[SKU] - Bracket. Y-cable | 2 | Bracket. Y-cable | LED | 1 | 162 | [8 empty] | CE | [6 empty] | 20 | 5000 | 398x263x81 |  | 220-240V |  | 5 |  | 90° | 3 | 80 |  | 5000 |  |  | >=0.9 | 116706 |  |  | 139.26 |  |  | 9 | L9 | 25 | max. 10% at 100.000 hrs |  | Available | 850/339 | Cx=0.3447;Cy=0.3553 | Class I | IK08 | IP50 | IP20 | 60 | 720 | -30 | 1 | 162 | RAL9836 | 50-60Hz | Passive | LED | none | High Bay Rectangular | Tungsram High-bay IP20 | Indoor industrial |  |  | 22560 | No sensor |  |  |  | Bracket kit. Tilted bracket kit. Busbar bracket kit. Cable hook pair
TBD | TU HB IP20 G1 1S20 5K80 L9 FX EA | image | datasheet | deeplink | TUNGSRAM - Tungsram High-bay IP20 - 19100lm - 145W - 5000K - 80CRI - TBD[SKU] - Bracket. Y-cable | 3 | Bracket. Y-cable | LED | 1 | 145 | [8 empty] | CE | [6 empty] | 20 | 5000 | 398x263x81 |  | 220-240V |  | 5 |  | 90° | 3 | 80 |  | 5000 |  |  | >=0.9 | 197000 |  |  | 131.72 |  |  | 9 | L9 | 25 | max. 10% at 100.000 hrs |  | Available | 850/339 | Cx=0.3447;Cy=0.3553 | Class I | IK08 | IP50 | IP20 | 60 | 640 | -20 | 1 | 145 | RAL9835 | 50-60Hz | Passive | LED | none | High Bay Rectangular | Tungsram High-bay IP20 | Indoor industrial |  |  | 19100 | No sensor |  |  |  | Bracket kit. Tilted bracket kit. Busbar bracket kit. Cable hook pair
TBD | TU HB IP20 G1 1S20 5K80 L9 FX ST | image | datasheet | deeplink | TUNGSRAM - Tungsram High-bay IP20 - 19100lm - 141W - 5000K - 80CRI - TBD[SKU] - Bracket. Y-cable | 2 | Bracket. Y-cable | LED | 1 | 141 | [8 empty] | CE | [6 empty] | 20 | 5000 | 398x263x81 |  | 220-240V |  | 5 |  | 90° | 3 | 80 |  | 5000 |  |  | >=0.9 | 197000 |  |  | 135.46 |  |  | 9 | L9 | 25 | max. 10% at 100.000 hrs |  | Available | 850/339 | Cx=0.3447;Cy=0.3553 | Class I | IK08 | IP50 | IP20 | 60 | 630 | -20 | 1 | 141 | RAL9834 | 50-60Hz | Passive | LED | none | High Bay Rectangular | Tungsram High-bay IP20 | Indoor industrial |  |  | 19100 | No sensor |  |  |  | Bracket kit. Tilted bracket kit. Busbar bracket kit. Cable hook pair
TBD | TU HB IP20 G1 1S12 5K80 L9 FX ST | image | datasheet | deeplink | TUNGSRAM - Tungsram High-bay IP20 - 12960lm - 92W - 5000K - 80CRI - TBD[SKU] - Bracket. Y-cable | 2 | Bracket. Y-cable | LED | 1 | 92 | [8 empty] | CE | [6 empty] | 20 | 5000 | 398x263x81 |  | 220-240V |  | 5 |  | 90° | 3 | 80 |  | 5000 |  |  | >=0.9 | 116706 |  |  | 140.87 |  |  | 9 | L9 | 25 | max. 10% at 100.000 hrs |  | Available | 850/339 | Cx=0.3447;Cy=0.3553 | Class I | IK08 | IP50 | IP20 | 60 | 410 | -20 | 1 | 92 | RAL9833 | 50-60Hz | Passive | LED | none | High Bay Rectangular | Tungsram High-bay IP20 | Indoor industrial |  |  | 12960 | No sensor |  |  |  | Bracket kit. Tilted bracket kit. Busbar bracket kit. Cable hook pair
TBD | TU HB IP20 G1 1S10 5K80 L9 FX ST | image | datasheet | deeplink | TUNGSRAM - Tungsram High-bay IP20 - 9280lm - 67W - 5000K - 80CRI - TBD[SKU] - Bracket. Y-cable | 2 | Bracket. Y-cable | LED | 1 | 67 | [8 empty] | CE | [6 empty] | 20 | 5000 | 398x263x81 |  | 220-240V |  | 5 |  | 90° | 3 | 80 |  | 5000 |  |  | >=0.9 | 259000 |  |  | 138.51 |  |  | 9 | L9 | 25 | max. 10% at 100.000 hrs |  | Available | 850/339 | Cx=0.3447;Cy=0.3553 | Class I | IK08 | IP50 | IP20 | 60 | 300 | -20 | 1 | 67 | RAL9832 | 50-60Hz | Passive | LED | none | High Bay Rectangular | Tungsram High-bay IP20 | Indoor industrial |  |  | 9280 | No sensor |  |  |  | Bracket kit. Tilted bracket kit. Busbar bracket kit. Cable hook pair
TBD | TU HB IP20 G1 2H45 5K70 L9 NL ST | image | datasheet | deeplink | TUNGSRAM - Tungsram High-bay IP20 - 45200lm - 273W - 5000K - 70CRI - TBD[SKU] - Bracket. Y-cable | 4 | Bracket. Y-cable | LED | 1 | 273 | [8 empty] | CE | [6 empty] | 20 | 5000 | 779x263x96 |  | 220-240V |  | 5 |  | 90° | 3 | 70 |  | 5000 |  |  | >=0.9 | 116000 |  |  | 165.57 |  |  | 9 | L9 | 25 | max. 10% at 100.000 hrs |  | Available | 750/339 | Cx=0.3447;Cy=0.3553 | Class I | IK08 | IP50 | IP20 | 60 | 1210 | -20 | 1 | 273 | RAL9831 | 50-60Hz | Passive | LED | embedded sensor system | High Bay Rectangular | Tungsram High-bay IP20 | Indoor industrial |  |  | 45200 | Yes |  |  |  | Bracket kit. Tilted bracket kit. Busbar bracket kit. Cable hook pair
TBD | TU HB IP20 G1 2H30 5K70 L9 NL EA | image | datasheet | deeplink | TUNGSRAM - Tungsram High-bay IP20 - 29200lm - 175W - 5000K - 70CRI - TBD[SKU] - Bracket. Y-cable | 5 | Bracket. Y-cable | LED | 1 | 175 | [8 empty] | CE | [6 empty] | 20 | 5000 | 855x263x96 |  | 220-240V |  | 5 |  | 90° | 3 | 70 |  | 5000 |  |  | >=0.9 | 105000 |  |  | 166.86 |  |  | 9 | L9 | 25 | max. 10% at 100.000 hrs |  | Available | 750/339 | Cx=0.3447;Cy=0.3553 | Class I | IK08 | IP50 | IP20 | 60 |  | -20 | 1 | 175 | RAL9830 | 50-60Hz | Passive | LED | embedded sensor system | High Bay Rectangular | Tungsram High-bay IP20 | Indoor industrial |  |  | 29200 | Yes |  |  |  | Bracket kit. Tilted bracket kit. Busbar bracket kit. Cable hook pair
TBD | TU HB IP20 G1 2H30 5K70 L9 NL ST | image | datasheet | deeplink | TUNGSRAM - Tungsram High-bay IP20 - 29200lm - 171W - 5000K - 70CRI - TBD[SKU] - Bracket. Y-cable | 4 | Bracket. Y-cable | LED | 1 | 171 | [8 empty] | CE | [6 empty] | 20 | 5000 | 779x263x96 |  | 220-240V |  | 5 |  | 90° | 3 | 70 |  | 5000 |  |  | >=0.9 | 105000 |  |  | 170.76 |  |  | 9 | L9 | 25 | max. 10% at 100.000 hrs |  | Available | 750/339 | Cx=0.3447;Cy=0.3553 | Class I | IK08 | IP50 | IP20 | 60 | 760 | -20 | 1 | 171 | RAL9829 | 50-60Hz | Passive | LED | embedded sensor system | High Bay Rectangular | Tungsram High-bay IP20 | Indoor industrial |  |  | 29200 | Yes |  |  |  | Bracket kit. Tilted bracket kit. Busbar bracket kit. Cable hook pair
TBD | TU HB IP20 G1 1H25 5K70 L9 NL EA | image | datasheet | deeplink | TUNGSRAM - Tungsram High-bay IP20 - 25000lm - 160W - 5000K - 70CRI - TBD[SKU] - Bracket. Y-cable | 3 | Bracket. Y-cable | LED | 1 | 160 | [8 empty] | CE | [6 empty] | 20 | 5000 | 414x263x96 |  | 220-240V |  | 5 |  | 90° | 3 | 70 |  | 5000 |  |  | >=0.9 | 116706 |  |  | 156.64 |  |  | 9 | L9 | 25 | max. 10% at 100.000 hrs |  | Available | 750/339 | Cx=0.3447;Cy=0.3553 | Class I | IK08 | IP50 | IP20 | 60 | 710 | -20 | 1 | 159.6 | RAL9828 | 50-60Hz | Passive | LED | embedded sensor system | High Bay Rectangular | Tungsram High-bay IP20 | Indoor industrial |  |  | 25000 | Yes |  |  |  | Bracket kit. Tilted bracket kit. Busbar bracket kit. Cable hook pair
TBD | TU HB IP20 G1 1H25 5K70 L9 NL ST | image | datasheet | deeplink | TUNGSRAM - Tungsram High-bay IP20 - 25000lm - 156W - 5000K - 70CRI - TBD[SKU] - Bracket. Y-cable | 2 | Bracket. Y-cable | LED | 1 | 156 | [8 empty] | CE | [6 empty] | 20 | 5000 | 414x263x96 |  | 220-240V |  | 5 |  | 90° | 3 | 70 |  | 5000 |  |  | >=0.9 | 116706 |  |  | 160.67 |  |  | 9 | L9 | 25 | max. 10% at 100.000 hrs |  | Available | 750/339 | Cx=0.3447;Cy=0.3553 | Class I | IK08 | IP50 | IP20 | 60 | 690 | -20 | 1 | 155.6 | RAL9827 | 50-60Hz | Passive | LED | embedded sensor system | High Bay Rectangular | Tungsram High-bay IP20 | Indoor industrial |  |  | 25000 | Yes |  |  |  | Bracket kit. Tilted bracket kit. Busbar bracket kit. Cable hook pair
TBD | TU HB IP20 G1 1H20 5K70 L9 NL ST | image | datasheet | deeplink | TUNGSRAM - Tungsram High-bay IP20 - 19500lm - 117W - 5000K - 70CRI - TBD[SKU] - Bracket. Y-cable | 2 | Bracket. Y-cable | LED | 1 | 117 | [8 empty] | CE | [6 empty] | 20 | 5000 | 414x263x96 |  | 220-240V |  | 5 |  | 90° | 3 | 70 |  | 5000 |  |  | >=0.9 | 100000 |  |  | 166.67 |  |  | 9 | L9 | 25 | max. 10% at 100.000 hrs |  | Available | 750/339 | Cx=0.3447;Cy=0.3553 | Class I | IK08 | IP50 | IP20 | 60 | 520 | -20 | 1 | 117 | RAL9826 | 50-60Hz | Passive | LED | embedded sensor system | High Bay Rectangular | Tungsram High-bay IP20 | Indoor industrial |  |  | 19500 | Yes |  |  |  | Bracket kit. Tilted bracket kit. Busbar bracket kit. Cable hook pair
TBD | TU HB IP20 G1 1H15 5K70 L9 NL ST | image | datasheet | deeplink | TUNGSRAM - Tungsram High-bay IP20 - 15000lm - 87W - 5000K - 70CRI - TBD[SKU] - Bracket. Y-cable | 2 | Bracket. Y-cable | LED | 1 | 87 | [8 empty] | CE | [6 empty] | 20 | 5000 | 414x263x96 |  | 220-240V |  | 5 |  | 90° | 3 | 70 |  | 5000 |  |  | >=0.9 | 116706 |  |  | 172.41 |  |  | 9 | L9 | 25 | max. 10% at 100.000 hrs |  | Available | 750/339 | Cx=0.3447;Cy=0.3553 | Class I | IK08 | IP50 | IP20 | 60 | 390 | -20 | 1 | 87 | RAL9825 | 50-60Hz | Passive | LED | embedded sensor system | High Bay Rectangular | Tungsram High-bay IP20 | Indoor industrial |  |  | 15000 | Yes |  |  |  | Bracket kit. Tilted bracket kit. Busbar bracket kit. Cable hook pair
TBD | TU HB IP20 G1 1H10 5K70 L9 NL ST | image | datasheet | deeplink | TUNGSRAM - Tungsram High-bay IP20 - 9900lm - 57W - 5000K - 70CRI - TBD[SKU] - Bracket. Y-cable | 2 | Bracket. Y-cable | LED | 1 | 57 | [8 empty] | CE | [6 empty] | 20 | 5000 | 414x263x96 |  | 220-240V |  | 5 |  | 90° | 3 | 70 |  | 5000 |  |  | >=0.9 | 115000 |  |  | 173.68 |  |  | 9 | L9 | 25 | max. 10% at 100.000 hrs |  | Available | 750/339 | Cx=0.3447;Cy=0.3553 | Class I | IK08 | IP50 | IP20 | 60 | 250 | -20 | 1 | 57 | RAL9824 | 50-60Hz | Passive | LED | embedded sensor system | High Bay Rectangular | Tungsram High-bay IP20 | Indoor industrial |  |  | 9900 | Yes |  |  |  | Bracket kit. Tilted bracket kit. Busbar bracket kit. Cable hook pair
TBD | TU HB IP20 G1 2H45 5K70 L9 RF ST | image | datasheet | deeplink | TUNGSRAM - Tungsram High-bay IP20 - 45200lm - 274W - 5000K - 70CRI - TBD[SKU] - Bracket. Y-cable | 4 | Bracket. Y-cable | LED | 1 | 274 | [8 empty] | CE | [6 empty] | 20 | 5000 | 843x263x86 |  | 220-240V |  | 5 |  | 90° | 3 | 70 |  | 5000 |  |  | >=0.9 | 116000 |  |  | 165.14 |  |  | 9 | L9 | 25 | max. 10% at 100.000 hrs |  | Available | 750/339 | Cx=0.3447;Cy=0.3553 | Class I | IK08 | IP50 | IP20 | 60 | 1210 | -20 | 1 | 273.7 | RAL9823 | 50-60Hz | Passive | LED | embedded sensor system | High Bay Rectangular | Tungsram High-bay IP20 | Indoor industrial |  |  | 45200 | Yes |  |  |  | Bracket kit. Tilted bracket kit. Busbar bracket kit. Cable hook pair
TBD | TU HB IP20 G1 2H30 5K70 L9 RF EA | image | datasheet | deeplink | TUNGSRAM - Tungsram High-bay IP20 - 29200lm - 176W - 5000K - 70CRI - TBD[SKU] - Bracket. Y-cable | 5 | Bracket. Y-cable | LED | 1 | 176 | [8 empty] | CE | [6 empty] | 20 | 5000 | 855x263x96 |  | 220-240V |  | 5 |  | 90° | 3 | 70 |  | 5000 |  |  | >=0.9 | 105000 |  |  | 166.19 |  |  | 9 | L9 | 25 | max. 10% at 100.000 hrs |  | Available | 750/339 | Cx=0.3447;Cy=0.3553 | Class I | IK08 | IP50 | IP20 | 60 |  | -20 | 1 | 175.7 | RAL9822 | 50-60Hz | Passive | LED | embedded sensor system | High Bay Rectangular | Tungsram High-bay IP20 | Indoor industrial |  |  | 29200 | Yes |  |  |  | Bracket kit. Tilted bracket kit. Busbar bracket kit. Cable hook pair
TBD | TU HB IP20 G1 2H30 5K70 L9 RF ST | image | datasheet | deeplink | TUNGSRAM - Tungsram High-bay IP20 - 29200lm - 172W - 5000K - 70CRI - TBD[SKU] - Bracket. Y-cable | 4 | Bracket. Y-cable | LED | 1 | 172 | [8 empty] | CE | [6 empty] | 20 | 5000 | 843x263x86 |  | 220-240V |  | 5 |  | 90° | 3 | 70 |  | 5000 |  |  | >=0.9 | 105000 |  |  | 170.06 |  |  | 9 | L9 | 25 | max. 10% at 100.000 hrs |  | Available | 750/339 | Cx=0.3447;Cy=0.3553 | Class I | IK08 | IP50 | IP20 | 60 | 760 | -20 | 1 | 171.7 | RAL9821 | 50-60Hz | Passive | LED | embedded sensor system | High Bay Rectangular | Tungsram High-bay IP20 | Indoor industrial |  |  | 29200 | Yes |  |  |  | Bracket kit. Tilted bracket kit. Busbar bracket kit. Cable hook pair
TBD | TU HB IP20 G1 1H25 5K70 L9 RF EA | image | datasheet | deeplink | TUNGSRAM - Tungsram High-bay IP20 - 25000lm - 160W - 5000K - 70CRI - TBD[SKU] - Bracket. Y-cable | 3 | Bracket. Y-cable | LED | 1 | 160 | [8 empty] | CE | [6 empty] | 20 | 5000 | 478x263x86 |  | 220-240V |  | 5 |  | 90° | 3 | 70 |  | 5000 |  |  | >=0.9 | 116706 |  |  | 155.96 |  |  | 9 | L9 | 25 | max. 10% at 100.000 hrs |  | Available | 750/339 | Cx=0.3447;Cy=0.3553 | Class I | IK08 | IP50 | IP20 | 60 | 710 | -20 | 1 | 160.3 | RAL9820 | 50-60Hz | Passive | LED | embedded sensor system | High Bay Rectangular | Tungsram High-bay IP20 | Indoor industrial |  |  | 25000 | Yes |  |  |  | Bracket kit. Tilted bracket kit. Busbar bracket kit. Cable hook pair
TBD | TU HB IP20 G1 1H25 5K70 L9 RF ST | image | datasheet | deeplink | TUNGSRAM - Tungsram High-bay IP20 - 25000lm - 156W - 5000K - 70CRI - TBD[SKU] - Bracket. Y-cable | 2 | Bracket. Y-cable | LED | 1 | 156 | [8 empty] | CE | [6 empty] | 20 | 5000 | 478x263x86 |  | 220-240V |  | 5 |  | 90° | 3 | 70 |  | 5000 |  |  | >=0.9 | 116706 |  |  | 159.95 |  |  | 9 | L9 | 25 | max. 10% at 100.000 hrs |  | Available | 750/339 | Cx=0.3447;Cy=0.3553 | Class I | IK08 | IP50 | IP20 | 60 | 690 | -20 | 1 | 156.3 | RAL9819 | 50-60Hz | Passive | LED | embedded sensor system | High Bay Rectangular | Tungsram High-bay IP20 | Indoor industrial |  |  | 25000 | Yes |  |  |  | Bracket kit. Tilted bracket kit. Busbar bracket kit. Cable hook pair
TBD | TU HB IP20 G1 1H20 5K70 L9 RF EA | image | datasheet | deeplink | TUNGSRAM - Tungsram High-bay IP20 - 19500lm - 122W - 5000K - 70CRI - TBD[SKU] - Bracket. Y-cable | 3 | Bracket. Y-cable | LED | 1 | 122 | [8 empty] | CE | [6 empty] | 20 | 5000 | 478x263x86 |  | 220-240V |  | 5 |  | 90° | 3 | 70 |  | 5000 |  |  | >=0.9 | 100000 |  |  | 160.23 |  |  | 9 | L9 | 25 | max. 10% at 100.000 hrs |  | Available | 750/339 | Cx=0.3447;Cy=0.3553 | Class I | IK08 | IP50 | IP20 | 60 | 540 | -20 | 1 | 121.7 | RAL9818 | 50-60Hz | Passive | LED | embedded sensor system | High Bay Rectangular | Tungsram High-bay IP20 | Indoor industrial |  |  | 19500 | Yes |  |  |  | Bracket kit. Tilted bracket kit. Busbar bracket kit. Cable hook pair
TBD | TU HB IP20 G1 1H20 5K70 L9 RF ST | image | datasheet | deeplink | TUNGSRAM - Tungsram High-bay IP20 - 19500lm - 118W - 5000K - 70CRI - TBD[SKU] - Bracket. Y-cable | 2 | Bracket. Y-cable | LED | 1 | 118 | [8 empty] | CE | [6 empty] | 20 | 5000 | 478x263x86 |  | 220-240V |  | 5 |  | 90° | 3 | 70 |  | 5000 |  |  | >=0.9 | 100000 |  |  | 165.68 |  |  | 9 | L9 | 25 | max. 10% at 100.000 hrs |  | Available | 750/339 | Cx=0.3447;Cy=0.3553 | Class I | IK08 | IP50 | IP20 | 60 | 520 | -20 | 1 | 117.7 | RAL9817 | 50-60Hz | Passive | LED | embedded sensor system | High Bay Rectangular | Tungsram High-bay IP20 | Indoor industrial |  |  | 19500 | Yes |  |  |  | Bracket kit. Tilted bracket kit. Busbar bracket kit. Cable hook pair
TBD | TU HB IP20 G1 1H15 5K70 L9 RF ST | image | datasheet | deeplink | TUNGSRAM - Tungsram High-bay IP20 - 15000lm - 88W - 5000K - 70CRI - TBD[SKU] - Bracket. Y-cable | 2 | Bracket. Y-cable | LED | 1 | 88 | [8 empty] | CE | [6 empty] | 20 | 5000 | 478x263x86 |  | 220-240V |  | 5 |  | 90° | 3 | 70 |  | 5000 |  |  | >=0.9 | 116706 |  |  | 171.04 |  |  | 9 | L9 | 25 | max. 10% at 100.000 hrs |  | Available | 750/339 | Cx=0.3447;Cy=0.3553 | Class I | IK08 | IP50 | IP20 | 60 | 390 | -20 | 1 | 87.7 | RAL9816 | 50-60Hz | Passive | LED | embedded sensor system | High Bay Rectangular | Tungsram High-bay IP20 | Indoor industrial |  |  | 15000 | Yes |  |  |  | Bracket kit. Tilted bracket kit. Busbar bracket kit. Cable hook pair
TBD | TU HB IP20 G1 1H10 5K70 L9 RF ST | image | datasheet | deeplink | TUNGSRAM - Tungsram High-bay IP20 - 9900lm - 58W - 5000K - 70CRI - TBD[SKU] - Bracket. Y-cable | 2 | Bracket. Y-cable | LED | 1 | 58 | [8 empty] | CE | [6 empty] | 20 | 5000 | 478x263x86 |  | 220-240V |  | 5 |  | 90° | 3 | 70 |  | 5000 |  |  | >=0.9 | 115000 |  |  | 171.58 |  |  | 9 | L9 | 25 | max. 10% at 100.000 hrs |  | Available | 750/339 | Cx=0.3447;Cy=0.3553 | Class I | IK08 | IP50 | IP20 | 60 | 260 | -20 | 1 | 57.7 | RAL9815 | 50-60Hz | Passive | LED | embedded sensor system | High Bay Rectangular | Tungsram High-bay IP20 | Indoor industrial |  |  | 9900 | Yes |  |  |  | Bracket kit. Tilted bracket kit. Busbar bracket kit. Cable hook pair
TBD | TU HB IP20 G1 2H45 5K70 L9 DL ST | image | datasheet | deeplink | TUNGSRAM - Tungsram High-bay IP20 - 45200lm - 272W - 5000K - 70CRI - TBD[SKU] - Bracket. Y-cable | 4 | Bracket. Y-cable | LED | 1 | 272 | [8 empty] | CE | [6 empty] | 20 | 5000 | 763x263x81 |  | 220-240V |  | 5 |  | 90° | 3 | 70 |  | 5000 |  |  | >=0.9 | 116000 |  |  | 166.18 |  |  | 9 | L9 | 25 | max. 10% at 100.000 hrs |  | Available | 750/339 | Cx=0.3447;Cy=0.3553 | Class I | IK08 | IP50 | IP20 | 60 | 1210 | -20 | 1 | 272 | RAL9814 | 50-60Hz | Passive | LED | dimmable | High Bay Rectangular | Tungsram High-bay IP20 | Indoor industrial |  |  | 45200 | No sensor |  |  |  | Bracket kit. Tilted bracket kit. Busbar bracket kit. Cable hook pair
TBD | TU HB IP20 G1 2H30 5K70 L9 DL ST | image | datasheet | deeplink | TUNGSRAM - Tungsram High-bay IP20 - 29200lm - 170W - 5000K - 70CRI - TBD[SKU] - Bracket. Y-cable | 4 | Bracket. Y-cable | LED | 1 | 170 | [8 empty] | CE | [6 empty] | 20 | 5000 | 763x263x81 |  | 220-240V |  | 5 |  | 90° | 3 | 70 |  | 5000 |  |  | >=0.9 | 105000 |  |  | 171.76 |  |  | 9 | L9 | 25 | max. 10% at 100.000 hrs |  | Available | 750/339 | Cx=0.3447;Cy=0.3553 | Class I | IK08 | IP50 | IP20 | 60 | 750 | -20 | 1 | 170 | RAL9813 | 50-60Hz | Passive | LED | dimmable | High Bay Rectangular | Tungsram High-bay IP20 | Indoor industrial |  |  | 29200 | No sensor |  |  |  | Bracket kit. Tilted bracket kit. Busbar bracket kit. Cable hook pair
TBD | TU HB IP20 G1 1H25 5K70 L9 DL EA | image | datasheet | deeplink | TUNGSRAM - Tungsram High-bay IP20 - 25000lm - 159W - 5000K - 70CRI - TBD[SKU] - Bracket. Y-cable | 3 | Bracket. Y-cable | LED | 1 | 159 | [8 empty] | CE | [6 empty] | 20 | 5000 | 398x263x81 |  | 220-240V |  | 5 |  | 90° | 3 | 70 |  | 5000 |  |  | >=0.9 | 116706 |  |  | 157.63 |  |  | 9 | L9 | 25 | max. 10% at 100.000 hrs |  | Available | 750/339 | Cx=0.3447;Cy=0.3553 | Class I | IK08 | IP50 | IP20 | 60 | 700 | -20 | 1 | 158.6 | RAL9812 | 50-60Hz | Passive | LED | dimmable | High Bay Rectangular | Tungsram High-bay IP20 | Indoor industrial |  |  | 25000 | No sensor |  |  |  | Bracket kit. Tilted bracket kit. Busbar bracket kit. Cable hook pair
TBD | TU HB IP20 G1 1H25 5K70 L9 DL ST | image | datasheet | deeplink | TUNGSRAM - Tungsram High-bay IP20 - 25000lm - 155W - 5000K - 70CRI - TBD[SKU] - Bracket. Y-cable | 2 | Bracket. Y-cable | LED | 1 | 155 | [8 empty] | CE | [6 empty] | 20 | 5000 | 398x263x81 |  | 220-240V |  | 5 |  | 90° | 3 | 70 |  | 5000 |  |  | >=0.9 | 116706 |  |  | 161.71 |  |  | 9 | L9 | 25 | max. 10% at 100.000 hrs |  | Available | 750/339 | Cx=0.3447;Cy=0.3553 | Class I | IK08 | IP50 | IP20 | 60 | 690 | -20 | 1 | 154.6 | RAL9811 | 50-60Hz | Passive | LED | dimmable | High Bay Rectangular | Tungsram High-bay IP20 | Indoor industrial |  |  | 25000 | No sensor |  |  |  | Bracket kit. Tilted bracket kit. Busbar bracket kit. Cable hook pair
TBD | TU HB IP20 G1 1H20 5K70 L9 DL EA | image | datasheet | deeplink | TUNGSRAM - Tungsram High-bay IP20 - 19500lm - 120W - 5000K - 70CRI - TBD[SKU] - Bracket. Y-cable | 3 | Bracket. Y-cable | LED | 1 | 120 | [8 empty] | CE | [6 empty] | 20 | 5000 | 398x263x81 |  | 220-240V |  | 5 |  | 90° | 3 | 70 |  | 5000 |  |  | >=0.9 | 100000 |  |  | 162.5 |  |  | 9 | L9 | 25 | max. 10% at 100.000 hrs |  | Available | 750/339 | Cx=0.3447;Cy=0.3553 | Class I | IK08 | IP50 | IP20 | 60 | 530 | -20 | 1 | 120 | RAL9810 | 50-60Hz | Passive | LED | dimmable | High Bay Rectangular | Tungsram High-bay IP20 | Indoor industrial |  |  | 19500 | No sensor |  |  |  | Bracket kit. Tilted bracket kit. Busbar bracket kit. Cable hook pair
TBD | TU HB IP20 G1 1H20 5K70 L9 DL ST | image | datasheet | deeplink | TUNGSRAM - Tungsram High-bay IP20 - 19500lm - 116W - 5000K - 70CRI - TBD[SKU] - Bracket. Y-cable | 2 | Bracket. Y-cable | LED | 1 | 116 | [8 empty] | CE | [6 empty] | 20 | 5000 | 398x263x81 |  | 220-240V |  | 5 |  | 90° | 3 | 70 |  | 5000 |  |  | >=0.9 | 100000 |  |  | 168.1 |  |  | 9 | L9 | 25 | max. 10% at 100.000 hrs |  | Available | 750/339 | Cx=0.3447;Cy=0.3553 | Class I | IK08 | IP50 | IP20 | 60 | 510 | -20 | 1 | 116 | RAL9809 | 50-60Hz | Passive | LED | dimmable | High Bay Rectangular | Tungsram High-bay IP20 | Indoor industrial |  |  | 19500 | No sensor |  |  |  | Bracket kit. Tilted bracket kit. Busbar bracket kit. Cable hook pair
TBD | TU HB IP20 G1 1H15 5K70 L9 DL ST | image | datasheet | deeplink | TUNGSRAM - Tungsram High-bay IP20 - 15000lm - 86W - 5000K - 70CRI - TBD[SKU] - Bracket. Y-cable | 2 | Bracket. Y-cable | LED | 1 | 86 | [8 empty] | CE | [6 empty] | 20 | 5000 | 398x263x81 |  | 220-240V |  | 5 |  | 90° | 3 | 70 |  | 5000 |  |  | >=0.9 | 116706 |  |  | 174.42 |  |  | 9 | L9 | 25 | max. 10% at 100.000 hrs |  | Available | 750/339 | Cx=0.3447;Cy=0.3553 | Class I | IK08 | IP50 | IP20 | 60 | 380 | -20 | 1 | 86 | RAL9808 | 50-60Hz | Passive | LED | dimmable | High Bay Rectangular | Tungsram High-bay IP20 | Indoor industrial |  |  | 15000 | No sensor |  |  |  | Bracket kit. Tilted bracket kit. Busbar bracket kit. Cable hook pair
TBD | TU HB IP20 G1 1H10 5K70 L9 DL ST | image | datasheet | deeplink | TUNGSRAM - Tungsram High-bay IP20 - 9900lm - 56W - 5000K - 70CRI - TBD[SKU] - Bracket. Y-cable | 2 | Bracket. Y-cable | LED | 1 | 56 | [8 empty] | CE | [6 empty] | 20 | 5000 | 398x263x81 |  | 220-240V |  | 5 |  | 90° | 3 | 70 |  | 5000 |  |  | >=0.9 | 115000 |  |  | 176.79 |  |  | 9 | L9 | 25 | max. 10% at 100.000 hrs |  | Available | 750/339 | Cx=0.3447;Cy=0.3553 | Class I | IK08 | IP50 | IP20 | 60 | 250 | -20 | 1 | 56 | RAL9807 | 50-60Hz | Passive | LED | dimmable | High Bay Rectangular | Tungsram High-bay IP20 | Indoor industrial |  |  | 9900 | No sensor |  |  |  | Bracket kit. Tilted bracket kit. Busbar bracket kit. Cable hook pair
TBD | TU HB IP20 G1 1S30 5K70 L9 RF ST | image | datasheet | deeplink | TUNGSRAM - Tungsram High-bay IP20 - 28300lm - 201W - 5000K - 70CRI - TBD[SKU] - Bracket. Y-cable | 2 | Bracket. Y-cable | LED | 1 | 201 | [8 empty] | CE | [6 empty] | 20 | 5000 | 478x263x86 |  | 220-240V |  | 5 |  | 90° | 3 | 70 |  | 5000 |  |  | >=0.9 | 117000 |  |  | 141.01 |  |  | 9 | L9 | 25 | max. 10% at 100.000 hrs |  | Available | 750/339 | Cx=0.3447;Cy=0.3553 | Class I | IK08 | IP50 | IP20 | 60 | 890 | -20 | 1 | 200.7 | RAL9806 | 50-60Hz | Passive | LED | embedded sensor system | High Bay Rectangular | Tungsram High-bay IP20 | Indoor industrial |  |  | 28300 | Yes |  |  |  | Bracket kit. Tilted bracket kit. Busbar bracket kit. Cable hook pair
TBD | TU HB IP20 G1 1S22 5K70 L9 RF ST | image | datasheet | deeplink | TUNGSRAM - Tungsram High-bay IP20 - 23500lm - 164W - 5000K - 70CRI - TBD[SKU] - Bracket. Y-cable | 2 | Bracket. Y-cable | LED | 1 | 164 | [8 empty] | CE | [6 empty] | 20 | 5000 | 478x263x86 |  | 220-240V |  | 5 |  | 90° | 3 | 70 |  | 5000 |  |  | >=0.9 | 116706 |  |  | 143.56 |  |  | 9 | L9 | 25 | max. 10% at 100.000 hrs |  | Available | 750/339 | Cx=0.3447;Cy=0.3553 | Class I | IK08 | IP50 | IP20 | 60 | 730 | -20 | 1 | 163.7 | RAL9805 | 50-60Hz | Passive | LED | embedded sensor system | High Bay Rectangular | Tungsram High-bay IP20 | Indoor industrial |  |  | 23500 | Yes |  |  |  | Bracket kit. Tilted bracket kit. Busbar bracket kit. Cable hook pair
TBD | TU HB IP20 G1 1S20 5K70 L9 RF ST | image | datasheet | deeplink | TUNGSRAM - Tungsram High-bay IP20 - 19900lm - 143W - 5000K - 70CRI - TBD[SKU] - Bracket. Y-cable | 2 | Bracket. Y-cable | LED | 1 | 143 | [8 empty] | CE | [6 empty] | 20 | 5000 | 478x263x86 |  | 220-240V |  | 5 |  | 90° | 3 | 70 |  | 5000 |  |  | >=0.9 | 197000 |  |  | 139.45 |  |  | 9 | L9 | 25 | max. 10% at 100.000 hrs |  | Available | 750/339 | Cx=0.3447;Cy=0.3553 | Class I | IK08 | IP50 | IP20 | 60 | 630 | -20 | 1 | 142.7 | RAL9804 | 50-60Hz | Passive | LED | embedded sensor system | High Bay Rectangular | Tungsram High-bay IP20 | Indoor industrial |  |  | 19900 | Yes |  |  |  | Bracket kit. Tilted bracket kit. Busbar bracket kit. Cable hook pair
TBD | TU HB IP20 G1 1S12 5K70 L9 RF ST | image | datasheet | deeplink | TUNGSRAM - Tungsram High-bay IP20 - 13500lm - 94W - 5000K - 70CRI - TBD[SKU] - Bracket. Y-cable | 2 | Bracket. Y-cable | LED | 1 | 94 | [8 empty] | CE | [6 empty] | 20 | 5000 | 478x263x86 |  | 220-240V |  | 5 |  | 90° | 3 | 70 |  | 5000 |  |  | >=0.9 | 116706 |  |  | 144.08 |  |  | 9 | L9 | 25 | max. 10% at 100.000 hrs |  | Available | 750/339 | Cx=0.3447;Cy=0.3553 | Class I | IK08 | IP50 | IP20 | 60 | 420 | -20 | 1 | 93.7 | RAL9803 | 50-60Hz | Passive | LED | embedded sensor system | High Bay Rectangular | Tungsram High-bay IP20 | Indoor industrial |  |  | 13500 | Yes |  |  |  | Bracket kit. Tilted bracket kit. Busbar bracket kit. Cable hook pair
TBD | TU HB IP20 G1 1S10 5K70 L9 RF ST | image | datasheet | deeplink | TUNGSRAM - Tungsram High-bay IP20 - 9670lm - 69W - 5000K - 70CRI - TBD[SKU] - Bracket. Y-cable | 2 | Bracket. Y-cable | LED | 1 | 69 | [8 empty] | CE | [6 empty] | 20 | 5000 | 478x263x86 |  | 220-240V |  | 5 |  | 90° | 3 | 70 |  | 5000 |  |  | >=0.9 | 259000 |  |  | 140.76 |  |  | 9 | L9 | 25 | max. 10% at 100.000 hrs |  | Available | 750/339 | Cx=0.3447;Cy=0.3553 | Class I | IK08 | IP50 | IP20 | 60 | 300 | -20 | 1 | 68.7 | RAL9802 | 50-60Hz | Passive | LED | embedded sensor system | High Bay Rectangular | Tungsram High-bay IP20 | Indoor industrial |  |  | 9670 | Yes |  |  |  | Bracket kit. Tilted bracket kit. Busbar bracket kit. Cable hook pair
TBD | TU HB IP20 G1 1S30 5K70 L9 DL ST | image | datasheet | deeplink | TUNGSRAM - Tungsram High-bay IP20 - 28300lm - 199W - 5000K - 70CRI - TBD[SKU] - Bracket. Y-cable | 2 | Bracket. Y-cable | LED | 1 | 199 | [8 empty] | CE | [6 empty] | 20 | 5000 | 398x263x81 |  | 220-240V |  | 5 |  | 90° | 3 | 70 |  | 5000 |  |  | >=0.9 | 117000 |  |  | 142.21 |  |  | 9 | L9 | 25 | max. 10% at 100.000 hrs |  | Available | 750/339 | Cx=0.3447;Cy=0.3553 | Class I | IK08 | IP50 | IP20 | 60 | 880 | -20 | 1 | 199 | RAL9801 | 50-60Hz | Passive | LED | dimmable | High Bay Rectangular | Tungsram High-bay IP20 | Indoor industrial |  |  | 28300 | No sensor |  |  |  | Bracket kit. Tilted bracket kit. Busbar bracket kit. Cable hook pair
TBD | TU HB IP20 G1 1S22 5K70 L9 DL ST | image | datasheet | deeplink | TUNGSRAM - Tungsram High-bay IP20 - 23500lm - 162W - 5000K - 70CRI - TBD[SKU] - Bracket. Y-cable | 2 | Bracket. Y-cable | LED | 1 | 162 | [8 empty] | CE | [6 empty] | 20 | 5000 | 398x263x81 |  | 220-240V |  | 5 |  | 90° | 3 | 70 |  | 5000 |  |  | >=0.9 | 116706 |  |  | 145.06 |  |  | 9 | L9 | 25 | max. 10% at 100.000 hrs |  | Available | 750/339 | Cx=0.3447;Cy=0.3553 | Class I | IK08 | IP50 | IP20 | 60 | 720 | -20 | 1 | 162 | RAL9800 | 50-60Hz | Passive | LED | dimmable | High Bay Rectangular | Tungsram High-bay IP20 | Indoor industrial |  |  | 23500 | No sensor |  |  |  | Bracket kit. Tilted bracket kit. Busbar bracket kit. Cable hook pair
TBD | TU HB IP20 G1 1S20 5K70 L9 DL ST | image | datasheet | deeplink | TUNGSRAM - Tungsram High-bay IP20 - 19900lm - 141W - 5000K - 70CRI - TBD[SKU] - Bracket. Y-cable | 2 | Bracket. Y-cable | LED | 1 | 141 | [8 empty] | CE | [6 empty] | 20 | 5000 | 398x263x81 |  | 220-240V |  | 5 |  | 90° | 3 | 70 |  | 5000 |  |  | >=0.9 | 197000 |  |  | 141.13 |  |  | 9 | L9 | 25 | max. 10% at 100.000 hrs |  | Available | 750/339 | Cx=0.3447;Cy=0.3553 | Class I | IK08 | IP50 | IP20 | 60 | 630 | -20 | 1 | 141 | RAL9799 | 50-60Hz | Passive | LED | dimmable | High Bay Rectangular | Tungsram High-bay IP20 | Indoor industrial |  |  | 19900 | No sensor |  |  |  | Bracket kit. Tilted bracket kit. Busbar bracket kit. Cable hook pair
TBD | TU HB IP20 G1 1S12 5K70 L9 DL ST | image | datasheet | deeplink | TUNGSRAM - Tungsram High-bay IP20 - 13500lm - 92W - 5000K - 70CRI - TBD[SKU] - Bracket. Y-cable | 2 | Bracket. Y-cable | LED | 1 | 92 | [8 empty] | CE | [6 empty] | 20 | 5000 | 398x263x81 |  | 220-240V |  | 5 |  | 90° | 3 | 70 |  | 5000 |  |  | >=0.9 | 116706 |  |  | 146.74 |  |  | 9 | L9 | 25 | max. 10% at 100.000 hrs |  | Available | 750/339 | Cx=0.3447;Cy=0.3553 | Class I | IK08 | IP50 | IP20 | 60 | 410 | -20 | 1 | 92 | RAL9798 | 50-60Hz | Passive | LED | dimmable | High Bay Rectangular | Tungsram High-bay IP20 | Indoor industrial |  |  | 13500 | No sensor |  |  |  | Bracket kit. Tilted bracket kit. Busbar bracket kit. Cable hook pair
TBD | TU HB IP20 G1 1S10 5K70 L9 DL ST | image | datasheet | deeplink | TUNGSRAM - Tungsram High-bay IP20 - 9670lm - 67W - 5000K - 70CRI - TBD[SKU] - Bracket. Y-cable | 2 | Bracket. Y-cable | LED | 1 | 67 | [8 empty] | CE | [6 empty] | 20 | 5000 | 398x263x81 |  | 220-240V |  | 5 |  | 90° | 3 | 70 |  | 5000 |  |  | >=0.9 | 259000 |  |  | 144.33 |  |  | 9 | L9 | 25 | max. 10% at 100.000 hrs |  | Available | 750/339 | Cx=0.3447;Cy=0.3553 | Class I | IK08 | IP50 | IP20 | 60 | 300 | -20 | 1 | 67 | RAL9797 | 50-60Hz | Passive | LED | dimmable | High Bay Rectangular | Tungsram High-bay IP20 | Indoor industrial |  |  | 9670 | No sensor |  |  |  | Bracket kit. Tilted bracket kit. Busbar bracket kit. Cable hook pair
TBD | TU HB IP20 G1 2S60 5K70 L9 SN ST | image | datasheet | deeplink | TUNGSRAM - Tungsram High-bay IP20 - 60000lm - 437W - 5000K - 70CRI - TBD[SKU] - Bracket. Y-cable | 4 | Bracket. Y-cable | LED | 1 | 437 | [8 empty] | CE | [6 empty] | 20 | 5000 | 843x263x86 |  | 220-240V |  | 5 |  | 90° | 3 | 70 |  | 5000 |  |  | >=0.9 | 116706 |  |  | 137.39 |  |  | 9 | L9 | 25 | max. 10% at 100.000 hrs |  | Available | 750/339 | Cx=0.3447;Cy=0.3553 | Class I | IK08 | IP50 | IP20 | 60 | 1940 | -20 | 1 | 436.7 | RAL9796 | 50-60Hz | Passive | LED | embedded sensor system | High Bay Rectangular | Tungsram High-bay IP20 | Indoor industrial |  |  | 60000 | Yes |  |  |  | Bracket kit. Tilted bracket kit. Busbar bracket kit. Cable hook pair
TBD | TU HB IP20 G1 1S30 5K70 L9 SN ST | image | datasheet | deeplink | TUNGSRAM - Tungsram High-bay IP20 - 28300lm - 201W - 5000K - 70CRI - TBD[SKU] - Bracket. Y-cable | 2 | Bracket. Y-cable | LED | 1 | 201 | [8 empty] | CE | [6 empty] | 20 | 5000 | 478x263x86 |  | 220-240V |  | 5 |  | 90° | 3 | 70 |  | 5000 |  |  | >=0.9 | 117000 |  |  | 141.01 |  |  | 9 | L9 | 25 | max. 10% at 100.000 hrs |  | Available | 750/339 | Cx=0.3447;Cy=0.3553 | Class I | IK08 | IP50 | IP20 | 60 | 890 | -20 | 1 | 200.7 | RAL9795 | 50-60Hz | Passive | LED | embedded sensor system | High Bay Rectangular | Tungsram High-bay IP20 | Indoor industrial |  |  | 28300 | Yes |  |  |  | Bracket kit. Tilted bracket kit. Busbar bracket kit. Cable hook pair
TBD | TU HB IP20 G1 1S22 5K70 L9 SN ST | image | datasheet | deeplink | TUNGSRAM - Tungsram High-bay IP20 - 23500lm - 164W - 5000K - 70CRI - TBD[SKU] - Bracket. Y-cable | 2 | Bracket. Y-cable | LED | 1 | 164 | [8 empty] | CE | [6 empty] | 20 | 5000 | 478x263x86 |  | 220-240V |  | 5 |  | 90° | 3 | 70 |  | 5000 |  |  | >=0.9 | 116706 |  |  | 143.56 |  |  | 9 | L9 | 25 | max. 10% at 100.000 hrs |  | Available | 750/339 | Cx=0.3447;Cy=0.3553 | Class I | IK08 | IP50 | IP20 | 60 | 730 | -20 | 1 | 163.7 | RAL9794 | 50-60Hz | Passive | LED | embedded sensor system | High Bay Rectangular | Tungsram High-bay IP20 | Indoor industrial |  |  | 23500 | Yes |  |  |  | Bracket kit. Tilted bracket kit. Busbar bracket kit. Cable hook pair
TBD | TU HB IP20 G1 1S20 5K70 L9 SN ST | image | datasheet | deeplink | TUNGSRAM - Tungsram High-bay IP20 - 19900lm - 143W - 5000K - 70CRI - TBD[SKU] - Bracket. Y-cable | 2 | Bracket. Y-cable | LED | 1 | 143 | [8 empty] | CE | [6 empty] | 20 | 5000 | 478x263x86 |  | 220-240V |  | 5 |  | 90° | 3 | 70 |  | 5000 |  |  | >=0.9 | 197000 |  |  | 139.45 |  |  | 9 | L9 | 25 | max. 10% at 100.000 hrs |  | Available | 750/339 | Cx=0.3447;Cy=0.3553 | Class I | IK08 | IP50 | IP20 | 60 | 630 | -20 | 1 | 142.7 | RAL9793 | 50-60Hz | Passive | LED | embedded sensor system | High Bay Rectangular | Tungsram High-bay IP20 | Indoor industrial |  |  | 19900 | Yes |  |  |  | Bracket kit. Tilted bracket kit. Busbar bracket kit. Cable hook pair
TBD | TU HB IP20 G1 1S12 5K70 L9 SN ST | image | datasheet | deeplink | TUNGSRAM - Tungsram High-bay IP20 - 13500lm - 94W - 5000K - 70CRI - TBD[SKU] - Bracket. Y-cable | 2 | Bracket. Y-cable | LED | 1 | 94 | [8 empty] | CE | [6 empty] | 20 | 5000 | 478x263x86 |  | 220-240V |  | 5 |  | 90° | 3 | 70 |  | 5000 |  |  | >=0.9 | 116706 |  |  | 144.08 |  |  | 9 | L9 | 25 | max. 10% at 100.000 hrs |  | Available | 750/339 | Cx=0.3447;Cy=0.3553 | Class I | IK08 | IP50 | IP20 | 60 | 420 | -20 | 1 | 93.7 | RAL9792 | 50-60Hz | Passive | LED | embedded sensor system | High Bay Rectangular | Tungsram High-bay IP20 | Indoor industrial |  |  | 13500 | Yes |  |  |  | Bracket kit. Tilted bracket kit. Busbar bracket kit. Cable hook pair
TBD | TU HB IP20 G1 1S10 5K70 L9 SN ST | image | datasheet | deeplink | TUNGSRAM - Tungsram High-bay IP20 - 9670lm - 69W - 5000K - 70CRI - TBD[SKU] - Bracket. Y-cable | 2 | Bracket. Y-cable | LED | 1 | 69 | [8 empty] | CE | [6 empty] | 20 | 5000 | 478x263x86 |  | 220-240V |  | 5 |  | 90° | 3 | 70 |  | 5000 |  |  | >=0.9 | 259000 |  |  | 140.76 |  |  | 9 | L9 | 25 | max. 10% at 100.000 hrs |  | Available | 750/339 | Cx=0.3447;Cy=0.3553 | Class I | IK08 | IP50 | IP20 | 60 | 300 | -20 | 1 | 68.7 | RAL9791 | 50-60Hz | Passive | LED | embedded sensor system | High Bay Rectangular | Tungsram High-bay IP20 | Indoor industrial |  |  | 9670 | Yes |  |  |  | Bracket kit. Tilted bracket kit. Busbar bracket kit. Cable hook pair
TBD | TU HB IP20 G1 2S60 5K70 L9 FX ST | image | datasheet | deeplink | TUNGSRAM - Tungsram High-bay IP20 - 60000lm - 435W - 5000K - 70CRI - TBD[SKU] - Bracket. Y-cable | 4 | Bracket. Y-cable | LED | 1 | 435 | [8 empty] | CE | [6 empty] | 20 | 5000 | 763x263x81 |  | 220-240V |  | 5 |  | 90° | 3 | 70 |  | 5000 |  |  | >=0.9 | 116706 |  |  | 137.93 |  |  | 9 | L9 | 25 | max. 10% at 100.000 hrs |  | Available | 750/339 | Cx=0.3447;Cy=0.3553 | Class I | IK08 | IP50 | IP20 | 60 | 1930 | -20 | 1 | 435 | RAL9790 | 50-60Hz | Passive | LED | none | High Bay Rectangular | Tungsram High-bay IP20 | Indoor industrial |  |  | 60000 | No sensor |  |  |  | Bracket kit. Tilted bracket kit. Busbar bracket kit. Cable hook pair
TBD | TU HB IP20 G1 1S30 5K70 L9 FX ST | image | datasheet | deeplink | TUNGSRAM - Tungsram High-bay IP20 - 28300lm - 199W - 5000K - 70CRI - TBD[SKU] - Bracket. Y-cable | 2 | Bracket. Y-cable | LED | 1 | 199 | [8 empty] | CE | [6 empty] | 20 | 5000 | 398x263x81 |  | 220-240V |  | 5 |  | 90° | 3 | 70 |  | 5000 |  |  | >=0.9 | 117000 |  |  | 142.21 |  |  | 9 | L9 | 25 | max. 10% at 100.000 hrs |  | Available | 750/339 | Cx=0.3447;Cy=0.3553 | Class I | IK08 | IP50 | IP20 | 60 | 880 | -20 | 1 | 199 | RAL9789 | 50-60Hz | Passive | LED | none | High Bay Rectangular | Tungsram High-bay IP20 | Indoor industrial |  |  | 28300 | No sensor |  |  |  | Bracket kit. Tilted bracket kit. Busbar bracket kit. Cable hook pair
TBD | TU HB IP20 G1 1S22 5K70 L9 FX ST | image | datasheet | deeplink | TUNGSRAM - Tungsram High-bay IP20 - 23500lm - 162W - 5000K - 70CRI - TBD[SKU] - Bracket. Y-cable | 2 | Bracket. Y-cable | LED | 1 | 162 | [8 empty] | CE | [6 empty] | 20 | 5000 | 398x263x81 |  | 220-240V |  | 5 |  | 90° | 3 | 70 |  | 5000 |  |  | >=0.9 | 116706 |  |  | 145.06 |  |  | 9 | L9 | 25 | max. 10% at 100.000 hrs |  | Available | 750/339 | Cx=0.3447;Cy=0.3553 | Class I | IK08 | IP50 | IP20 | 60 | 720 | -20 | 1 | 162 | RAL9788 | 50-60Hz | Passive | LED | none | High Bay Rectangular | Tungsram High-bay IP20 | Indoor industrial |  |  | 23500 | No sensor |  |  |  | Bracket kit. Tilted bracket kit. Busbar bracket kit. Cable hook pair
TBD | TU HB IP20 G1 1S20 5K70 L9 FX EA | image | datasheet | deeplink | TUNGSRAM - Tungsram High-bay IP20 - 19900lm - 145W - 5000K - 70CRI - TBD[SKU] - Bracket. Y-cable | 3 | Bracket. Y-cable | LED | 1 | 145 | [8 empty] | CE | [6 empty] | 20 | 5000 | 398x263x81 |  | 220-240V |  | 5 |  | 90° | 3 | 70 |  | 5000 |  |  | >=0.9 | 197000 |  |  | 137.24 |  |  | 9 | L9 | 25 | max. 10% at 100.000 hrs |  | Available | 750/339 | Cx=0.3447;Cy=0.3553 | Class I | IK08 | IP50 | IP20 | 60 | 640 | -20 | 1 | 145 | RAL9787 | 50-60Hz | Passive | LED | none | High Bay Rectangular | Tungsram High-bay IP20 | Indoor industrial |  |  | 19900 | No sensor |  |  |  | Bracket kit. Tilted bracket kit. Busbar bracket kit. Cable hook pair
TBD | TU HB IP20 G1 1S20 5K70 L9 FX ST | image | datasheet | deeplink | TUNGSRAM - Tungsram High-bay IP20 - 19900lm - 141W - 5000K - 70CRI - TBD[SKU] - Bracket. Y-cable | 2 | Bracket. Y-cable | LED | 1 | 141 | [8 empty] | CE | [6 empty] | 20 | 5000 | 398x263x81 |  | 220-240V |  | 5 |  | 90° | 3 | 70 |  | 5000 |  |  | >=0.9 | 197000 |  |  | 141.13 |  |  | 9 | L9 | 25 | max. 10% at 100.000 hrs |  | Available | 750/339 | Cx=0.3447;Cy=0.3553 | Class I | IK08 | IP50 | IP20 | 60 | 630 | -20 | 1 | 141 | RAL9786 | 50-60Hz | Passive | LED | none | High Bay Rectangular | Tungsram High-bay IP20 | Indoor industrial |  |  | 19900 | No sensor |  |  |  | Bracket kit. Tilted bracket kit. Busbar bracket kit. Cable hook pair
TBD | TU HB IP20 G1 1S12 5K70 L9 FX ST | image | datasheet | deeplink | TUNGSRAM - Tungsram High-bay IP20 - 13500lm - 92W - 5000K - 70CRI - TBD[SKU] - Bracket. Y-cable | 2 | Bracket. Y-cable | LED | 1 | 92 | [8 empty] | CE | [6 empty] | 20 | 5000 | 398x263x81 |  | 220-240V |  | 5 |  | 90° | 3 | 70 |  | 5000 |  |  | >=0.9 | 116706 |  |  | 146.74 |  |  | 9 | L9 | 25 | max. 10% at 100.000 hrs |  | Available | 750/339 | Cx=0.3447;Cy=0.3553 | Class I | IK08 | IP50 | IP20 | 60 | 410 | -20 | 1 | 92 | RAL9785 | 50-60Hz | Passive | LED | none | High Bay Rectangular | Tungsram High-bay IP20 | Indoor industrial |  |  | 13500 | No sensor |  |  |  | Bracket kit. Tilted bracket kit. Busbar bracket kit. Cable hook pair
TBD | TU HB IP20 G1 1S10 5K70 L9 FX ST | image | datasheet | deeplink | TUNGSRAM - Tungsram High-bay IP20 - 9670lm - 67W - 5000K - 70CRI - TBD[SKU] - Bracket. Y-cable | 2 | Bracket. Y-cable | LED | 1 | 67 | [8 empty] | CE | [6 empty] | 20 | 5000 | 398x263x81 |  | 220-240V |  | 5 |  | 90° | 3 | 70 |  | 5000 |  |  | >=0.9 | 259000 |  |  | 144.33 |  |  | 9 | L9 | 25 | max. 10% at 100.000 hrs |  | Available | 750/339 | Cx=0.3447;Cy=0.3553 | Class I | IK08 | IP50 | IP20 | 60 | 300 | -20 | 1 | 67 | RAL9784 | 50-60Hz | Passive | LED | none | High Bay Rectangular | Tungsram High-bay IP20 | Indoor industrial |  |  | 9670 | No sensor |  |  |  | Bracket kit. Tilted bracket kit. Busbar bracket kit. Cable hook pair
TBD | TU HB IP20 G1 2H45 4K80 L6 NL ST | image | datasheet | deeplink | TUNGSRAM - Tungsram High-bay IP20 - 42810lm - 273W - 4000K - 80CRI - TBD[SKU] - Bracket. Y-cable | 4 | Bracket. Y-cable | LED | 1 | 273 | [8 empty] | CE | [6 empty] | 20 | 4000 | 779x263x96 |  | 220-240V |  | 5 |  | 60° | 3 | 80 |  | 4000 |  |  | >=0.9 | 116000 |  |  | 156.81 |  |  | 9 | L6 | 25 | max. 10% at 100.000 hrs |  | Available | 840/339 | Cx=0.4338;Cy=0.4030 | Class I | IK08 | IP50 | IP20 | 60 | 1210 | -20 | 1 | 273 | RAL9783 | 50-60Hz | Passive | LED | embedded sensor system | High Bay Rectangular | Tungsram High-bay IP20 | Indoor industrial |  |  | 42810 | Yes |  |  |  | Bracket kit. Tilted bracket kit. Busbar bracket kit. Cable hook pair
TBD | TU HB IP20 G1 2H30 4K80 L6 NL EA | image | datasheet | deeplink | TUNGSRAM - Tungsram High-bay IP20 - 27660lm - 175W - 4000K - 80CRI - TBD[SKU] - Bracket. Y-cable | 5 | Bracket. Y-cable | LED | 1 | 175 | [8 empty] | CE | [6 empty] | 20 | 4000 | 855x263x96 |  | 220-240V |  | 5 |  | 60° | 3 | 80 |  | 4000 |  |  | >=0.9 | 105000 |  |  | 158.06 |  |  | 9 | L6 | 25 | max. 10% at 100.000 hrs |  | Available | 840/339 | Cx=0.4338;Cy=0.4030 | Class I | IK08 | IP50 | IP20 | 60 |  | -20 | 1 | 175 | RAL9782 | 50-60Hz | Passive | LED | embedded sensor system | High Bay Rectangular | Tungsram High-bay IP20 | Indoor industrial |  |  | 27660 | Yes |  |  |  | Bracket kit. Tilted bracket kit. Busbar bracket kit. Cable hook pair
TBD | TU HB IP20 G1 2H30 4K80 L6 NL ST | image | datasheet | deeplink | TUNGSRAM - Tungsram High-bay IP20 - 27660lm - 171W - 4000K - 80CRI - TBD[SKU] - Bracket. Y-cable | 4 | Bracket. Y-cable | LED | 1 | 171 | [8 empty] | CE | [6 empty] | 20 | 4000 | 779x263x96 |  | 220-240V |  | 5 |  | 60° | 3 | 80 |  | 4000 |  |  | >=0.9 | 105000 |  |  | 161.75 |  |  | 9 | L6 | 25 | max. 10% at 100.000 hrs |  | Available | 840/339 | Cx=0.4338;Cy=0.4030 | Class I | IK08 | IP50 | IP20 | 60 | 760 | -20 | 1 | 171 | RAL9781 | 50-60Hz | Passive | LED | embedded sensor system | High Bay Rectangular | Tungsram High-bay IP20 | Indoor industrial |  |  | 27660 | Yes |  |  |  | Bracket kit. Tilted bracket kit. Busbar bracket kit. Cable hook pair
TBD | TU HB IP20 G1 1H25 4K80 L6 NL EA | image | datasheet | deeplink | TUNGSRAM - Tungsram High-bay IP20 - 23680lm - 160W - 4000K - 80CRI - TBD[SKU] - Bracket. Y-cable | 3 | Bracket. Y-cable | LED | 1 | 160 | [8 empty] | CE | [6 empty] | 20 | 4000 | 414x263x96 |  | 220-240V |  | 5 |  | 60° | 3 | 80 |  | 4000 |  |  | >=0.9 | 116706 |  |  | 148.37 |  |  | 9 | L6 | 25 | max. 10% at 100.000 hrs |  | Available | 840/339 | Cx=0.4338;Cy=0.4030 | Class I | IK08 | IP50 | IP20 | 60 | 710 | -20 | 1 | 159.6 | RAL9780 | 50-60Hz | Passive | LED | embedded sensor system | High Bay Rectangular | Tungsram High-bay IP20 | Indoor industrial |  |  | 23680 | Yes |  |  |  | Bracket kit. Tilted bracket kit. Busbar bracket kit. Cable hook pair
TBD | TU HB IP20 G1 1H25 4K80 L6 NL ST | image | datasheet | deeplink | TUNGSRAM - Tungsram High-bay IP20 - 23680lm - 156W - 4000K - 80CRI - TBD[SKU] - Bracket. Y-cable | 2 | Bracket. Y-cable | LED | 1 | 156 | [8 empty] | CE | [6 empty] | 20 | 4000 | 414x263x96 |  | 220-240V |  | 5 |  | 60° | 3 | 80 |  | 4000 |  |  | >=0.9 | 116706 |  |  | 152.19 |  |  | 9 | L6 | 25 | max. 10% at 100.000 hrs |  | Available | 840/339 | Cx=0.4338;Cy=0.4030 | Class I | IK08 | IP50 | IP20 | 60 | 690 | -20 | 1 | 155.6 | RAL9779 | 50-60Hz | Passive | LED | embedded sensor system | High Bay Rectangular | Tungsram High-bay IP20 | Indoor industrial |  |  | 23680 | Yes |  |  |  | Bracket kit. Tilted bracket kit. Busbar bracket kit. Cable hook pair
TBD | TU HB IP20 G1 1H20 4K80 L6 NL ST | image | datasheet | deeplink | TUNGSRAM - Tungsram High-bay IP20 - 18470lm - 117W - 4000K - 80CRI - TBD[SKU] - Bracket. Y-cable | 2 | Bracket. Y-cable | LED | 1 | 117 | [8 empty] | CE | [6 empty] | 20 | 4000 | 414x263x96 |  | 220-240V |  | 5 |  | 60° | 3 | 80 |  | 4000 |  |  | >=0.9 | 100000 |  |  | 157.86 |  |  | 9 | L6 | 25 | max. 10% at 100.000 hrs |  | Available | 840/339 | Cx=0.4338;Cy=0.4030 | Class I | IK08 | IP50 | IP20 | 60 | 520 | -20 | 1 | 117 | RAL9778 | 50-60Hz | Passive | LED | embedded sensor system | High Bay Rectangular | Tungsram High-bay IP20 | Indoor industrial |  |  | 18470 | Yes |  |  |  | Bracket kit. Tilted bracket kit. Busbar bracket kit. Cable hook pair
TBD | TU HB IP20 G1 1H15 4K80 L6 NL ST | image | datasheet | deeplink | TUNGSRAM - Tungsram High-bay IP20 - 14210lm - 87W - 4000K - 80CRI - TBD[SKU] - Bracket. Y-cable | 2 | Bracket. Y-cable | LED | 1 | 87 | [8 empty] | CE | [6 empty] | 20 | 4000 | 414x263x96 |  | 220-240V |  | 5 |  | 60° | 3 | 80 |  | 4000 |  |  | >=0.9 | 116706 |  |  | 163.33 |  |  | 9 | L6 | 25 | max. 10% at 100.000 hrs |  | Available | 840/339 | Cx=0.4338;Cy=0.4030 | Class I | IK08 | IP50 | IP20 | 60 | 390 | -20 | 1 | 87 | RAL9777 | 50-60Hz | Passive | LED | embedded sensor system | High Bay Rectangular | Tungsram High-bay IP20 | Indoor industrial |  |  | 14210 | Yes |  |  |  | Bracket kit. Tilted bracket kit. Busbar bracket kit. Cable hook pair
TBD | TU HB IP20 G1 1H10 4K80 L6 NL ST | image | datasheet | deeplink | TUNGSRAM - Tungsram High-bay IP20 - 9380lm - 57W - 4000K - 80CRI - TBD[SKU] - Bracket. Y-cable | 2 | Bracket. Y-cable | LED | 1 | 57 | [8 empty] | CE | [6 empty] | 20 | 4000 | 414x263x96 |  | 220-240V |  | 5 |  | 60° | 3 | 80 |  | 4000 |  |  | >=0.9 | 115000 |  |  | 164.56 |  |  | 9 | L6 | 25 | max. 10% at 100.000 hrs |  | Available | 840/339 | Cx=0.4338;Cy=0.4030 | Class I | IK08 | IP50 | IP20 | 60 | 250 | -20 | 1 | 57 | RAL9776 | 50-60Hz | Passive | LED | embedded sensor system | High Bay Rectangular | Tungsram High-bay IP20 | Indoor industrial |  |  | 9380 | Yes |  |  |  | Bracket kit. Tilted bracket kit. Busbar bracket kit. Cable hook pair
TBD | TU HB IP20 G1 2H45 4K80 L6 RF ST | image | datasheet | deeplink | TUNGSRAM - Tungsram High-bay IP20 - 42810lm - 274W - 4000K - 80CRI - TBD[SKU] - Bracket. Y-cable | 4 | Bracket. Y-cable | LED | 1 | 274 | [8 empty] | CE | [6 empty] | 20 | 4000 | 843x263x86 |  | 220-240V |  | 5 |  | 60° | 3 | 80 |  | 4000 |  |  | >=0.9 | 116000 |  |  | 156.41 |  |  | 9 | L6 | 25 | max. 10% at 100.000 hrs |  | Available | 840/339 | Cx=0.4338;Cy=0.4030 | Class I | IK08 | IP50 | IP20 | 60 | 1210 | -20 | 1 | 273.7 | RAL9775 | 50-60Hz | Passive | LED | embedded sensor system | High Bay Rectangular | Tungsram High-bay IP20 | Indoor industrial |  |  | 42810 | Yes |  |  |  | Bracket kit. Tilted bracket kit. Busbar bracket kit. Cable hook pair
TBD | TU HB IP20 G1 2H30 4K80 L6 RF EA | image | datasheet | deeplink | TUNGSRAM - Tungsram High-bay IP20 - 27660lm - 176W - 4000K - 80CRI - TBD[SKU] - Bracket. Y-cable | 5 | Bracket. Y-cable | LED | 1 | 176 | [8 empty] | CE | [6 empty] | 20 | 4000 | 855x263x96 |  | 220-240V |  | 5 |  | 60° | 3 | 80 |  | 4000 |  |  | >=0.9 | 105000 |  |  | 157.43 |  |  | 9 | L6 | 25 | max. 10% at 100.000 hrs |  | Available | 840/339 | Cx=0.4338;Cy=0.4030 | Class I | IK08 | IP50 | IP20 | 60 |  | -20 | 1 | 175.7 | RAL9774 | 50-60Hz | Passive | LED | embedded sensor system | High Bay Rectangular | Tungsram High-bay IP20 | Indoor industrial |  |  | 27660 | Yes |  |  |  | Bracket kit. Tilted bracket kit. Busbar bracket kit. Cable hook pair
TBD | TU HB IP20 G1 2H30 4K80 L6 RF ST | image | datasheet | deeplink | TUNGSRAM - Tungsram High-bay IP20 - 27660lm - 172W - 4000K - 80CRI - TBD[SKU] - Bracket. Y-cable | 4 | Bracket. Y-cable | LED | 1 | 172 | [8 empty] | CE | [6 empty] | 20 | 4000 | 843x263x86 |  | 220-240V |  | 5 |  | 60° | 3 | 80 |  | 4000 |  |  | >=0.9 | 105000 |  |  | 161.09 |  |  | 9 | L6 | 25 | max. 10% at 100.000 hrs |  | Available | 840/339 | Cx=0.4338;Cy=0.4030 | Class I | IK08 | IP50 | IP20 | 60 | 760 | -20 | 1 | 171.7 | RAL9773 | 50-60Hz | Passive | LED | embedded sensor system | High Bay Rectangular | Tungsram High-bay IP20 | Indoor industrial |  |  | 27660 | Yes |  |  |  | Bracket kit. Tilted bracket kit. Busbar bracket kit. Cable hook pair
TBD | TU HB IP20 G1 1H25 4K80 L6 RF EA | image | datasheet | deeplink | TUNGSRAM - Tungsram High-bay IP20 - 23680lm - 160W - 4000K - 80CRI - TBD[SKU] - Bracket. Y-cable | 3 | Bracket. Y-cable | LED | 1 | 160 | [8 empty] | CE | [6 empty] | 20 | 4000 | 478x263x86 |  | 220-240V |  | 5 |  | 60° | 3 | 80 |  | 4000 |  |  | >=0.9 | 116706 |  |  | 147.72 |  |  | 9 | L6 | 25 | max. 10% at 100.000 hrs |  | Available | 840/339 | Cx=0.4338;Cy=0.4030 | Class I | IK08 | IP50 | IP20 | 60 | 710 | -20 | 1 | 160.3 | RAL9772 | 50-60Hz | Passive | LED | embedded sensor system | High Bay Rectangular | Tungsram High-bay IP20 | Indoor industrial |  |  | 23680 | Yes |  |  |  | Bracket kit. Tilted bracket kit. Busbar bracket kit. Cable hook pair
TBD | TU HB IP20 G1 1H25 4K80 L6 RF ST | image | datasheet | deeplink | TUNGSRAM - Tungsram High-bay IP20 - 23680lm - 156W - 4000K - 80CRI - TBD[SKU] - Bracket. Y-cable | 2 | Bracket. Y-cable | LED | 1 | 156 | [8 empty] | CE | [6 empty] | 20 | 4000 | 478x263x86 |  | 220-240V |  | 5 |  | 60° | 3 | 80 |  | 4000 |  |  | >=0.9 | 116706 |  |  | 151.5 |  |  | 9 | L6 | 25 | max. 10% at 100.000 hrs |  | Available | 840/339 | Cx=0.4338;Cy=0.4030 | Class I | IK08 | IP50 | IP20 | 60 | 690 | -30 | 1 | 156.3 | RAL9771 | 50-60Hz | Passive | LED | embedded sensor system | High Bay Rectangular | Tungsram High-bay IP20 | Indoor industrial |  |  | 23680 | Yes |  |  |  | Bracket kit. Tilted bracket kit. Busbar bracket kit. Cable hook pair
TBD | TU HB IP20 G1 1H20 4K80 L6 RF EA | image | datasheet | deeplink | TUNGSRAM - Tungsram High-bay IP20 - 18470lm - 122W - 4000K - 80CRI - TBD[SKU] - Bracket. Y-cable | 3 | Bracket. Y-cable | LED | 1 | 122 | [8 empty] | CE | [6 empty] | 20 | 4000 | 478x263x86 |  | 220-240V |  | 5 |  | 60° | 3 | 80 |  | 4000 |  |  | >=0.9 | 100000 |  |  | 151.77 |  |  | 9 | L6 | 25 | max. 10% at 100.000 hrs |  | Available | 840/339 | Cx=0.4338;Cy=0.4030 | Class I | IK08 | IP50 | IP20 | 60 | 540 | -20 | 1 | 121.7 | RAL9770 | 50-60Hz | Passive | LED | embedded sensor system | High Bay Rectangular | Tungsram High-bay IP20 | Indoor industrial |  |  | 18470 | Yes |  |  |  | Bracket kit. Tilted bracket kit. Busbar bracket kit. Cable hook pair
TBD | TU HB IP20 G1 1H20 4K80 L6 RF ST | image | datasheet | deeplink | TUNGSRAM - Tungsram High-bay IP20 - 18470lm - 118W - 4000K - 80CRI - TBD[SKU] - Bracket. Y-cable | 2 | Bracket. Y-cable | LED | 1 | 118 | [8 empty] | CE | [6 empty] | 20 | 4000 | 478x263x86 |  | 220-240V |  | 5 |  | 60° | 3 | 80 |  | 4000 |  |  | >=0.9 | 100000 |  |  | 156.92 |  |  | 9 | L6 | 25 | max. 10% at 100.000 hrs |  | Available | 840/339 | Cx=0.4338;Cy=0.4030 | Class I | IK08 | IP50 | IP20 | 60 | 520 | -20 | 1 | 117.7 | RAL9769 | 50-60Hz | Passive | LED | embedded sensor system | High Bay Rectangular | Tungsram High-bay IP20 | Indoor industrial |  |  | 18470 | Yes |  |  |  | Bracket kit. Tilted bracket kit. Busbar bracket kit. Cable hook pair
TBD | TU HB IP20 G1 1H15 4K80 L6 RF ST | image | datasheet | deeplink | TUNGSRAM - Tungsram High-bay IP20 - 14210lm - 88W - 4000K - 80CRI - TBD[SKU] - Bracket. Y-cable | 2 | Bracket. Y-cable | LED | 1 | 88 | [8 empty] | CE | [6 empty] | 20 | 4000 | 478x263x86 |  | 220-240V |  | 5 |  | 60° | 3 | 80 |  | 4000 |  |  | >=0.9 | 116706 |  |  | 162.03 |  |  | 9 | L6 | 25 | max. 10% at 100.000 hrs |  | Available | 840/339 | Cx=0.4338;Cy=0.4030 | Class I | IK08 | IP50 | IP20 | 60 | 390 | -20 | 1 | 87.7 | RAL9768 | 50-60Hz | Passive | LED | embedded sensor system | High Bay Rectangular | Tungsram High-bay IP20 | Indoor industrial |  |  | 14210 | Yes |  |  |  | Bracket kit. Tilted bracket kit. Busbar bracket kit. Cable hook pair
TBD | TU HB IP20 G1 1H10 4K80 L6 RF ST | image | datasheet | deeplink | TUNGSRAM - Tungsram High-bay IP20 - 9380lm - 58W - 4000K - 80CRI - TBD[SKU] - Bracket. Y-cable | 2 | Bracket. Y-cable | LED | 1 | 58 | [8 empty] | CE | [6 empty] | 20 | 4000 | 478x263x86 |  | 220-240V |  | 5 |  | 60° | 3 | 80 |  | 4000 |  |  | >=0.9 | 115000 |  |  | 162.56 |  |  | 9 | L6 | 25 | max. 10% at 100.000 hrs |  | Available | 840/339 | Cx=0.4338;Cy=0.4030 | Class I | IK08 | IP50 | IP20 | 60 | 260 | -20 | 1 | 57.7 | RAL9767 | 50-60Hz | Passive | LED | embedded sensor system | High Bay Rectangular | Tungsram High-bay IP20 | Indoor industrial |  |  | 9380 | Yes |  |  |  | Bracket kit. Tilted bracket kit. Busbar bracket kit. Cable hook pair
TBD | TU HB IP20 G1 2H45 4K80 L6 DL ST | image | datasheet | deeplink | TUNGSRAM - Tungsram High-bay IP20 - 42810lm - 272W - 4000K - 80CRI - TBD[SKU] - Bracket. Y-cable | 4 | Bracket. Y-cable | LED | 1 | 272 | [8 empty] | CE | [6 empty] | 20 | 4000 | 763x263x81 |  | 220-240V |  | 5 |  | 60° | 3 | 80 |  | 4000 |  |  | >=0.9 | 116000 |  |  | 157.39 |  |  | 9 | L6 | 25 | max. 10% at 100.000 hrs |  | Available | 840/339 | Cx=0.4338;Cy=0.4030 | Class I | IK08 | IP50 | IP20 | 60 | 1210 | -20 | 1 | 272 | RAL9766 | 50-60Hz | Passive | LED | dimmable | High Bay Rectangular | Tungsram High-bay IP20 | Indoor industrial |  |  | 42810 | No sensor |  |  |  | Bracket kit. Tilted bracket kit. Busbar bracket kit. Cable hook pair
TBD | TU HB IP20 G1 2H30 4K80 L6 DL ST | image | datasheet | deeplink | TUNGSRAM - Tungsram High-bay IP20 - 27660lm - 170W - 4000K - 80CRI - TBD[SKU] - Bracket. Y-cable | 4 | Bracket. Y-cable | LED | 1 | 170 | [8 empty] | CE | [6 empty] | 20 | 4000 | 763x263x81 |  | 220-240V |  | 5 |  | 60° | 3 | 80 |  | 4000 |  |  | >=0.9 | 105000 |  |  | 162.71 |  |  | 9 | L6 | 25 | max. 10% at 100.000 hrs |  | Available | 840/339 | Cx=0.4338;Cy=0.4030 | Class I | IK08 | IP50 | IP20 | 60 | 750 | -30 | 1 | 170 | RAL9765 | 50-60Hz | Passive | LED | dimmable | High Bay Rectangular | Tungsram High-bay IP20 | Indoor industrial |  |  | 27660 | No sensor |  |  |  | Bracket kit. Tilted bracket kit. Busbar bracket kit. Cable hook pair
TBD | TU HB IP20 G1 1H25 4K80 L6 DL EA | image | datasheet | deeplink | TUNGSRAM - Tungsram High-bay IP20 - 23680lm - 159W - 4000K - 80CRI - TBD[SKU] - Bracket. Y-cable | 3 | Bracket. Y-cable | LED | 1 | 159 | [8 empty] | CE | [6 empty] | 20 | 4000 | 398x263x81 |  | 220-240V |  | 5 |  | 60° | 3 | 80 |  | 4000 |  |  | >=0.9 | 116706 |  |  | 149.31 |  |  | 9 | L6 | 25 | max. 10% at 100.000 hrs |  | Available | 840/339 | Cx=0.4338;Cy=0.4030 | Class I | IK08 | IP50 | IP20 | 60 | 700 | -20 | 1 | 158.6 | RAL9764 | 50-60Hz | Passive | LED | dimmable | High Bay Rectangular | Tungsram High-bay IP20 | Indoor industrial |  |  | 23680 | No sensor |  |  |  | Bracket kit. Tilted bracket kit. Busbar bracket kit. Cable hook pair
TBD | TU HB IP20 G1 1H25 4K80 L6 DL ST | image | datasheet | deeplink | TUNGSRAM - Tungsram High-bay IP20 - 23680lm - 155W - 4000K - 80CRI - TBD[SKU] - Bracket. Y-cable | 2 | Bracket. Y-cable | LED | 1 | 155 | [8 empty] | CE | [6 empty] | 20 | 4000 | 398x263x81 |  | 220-240V |  | 5 |  | 60° | 3 | 80 |  | 4000 |  |  | >=0.9 | 116706 |  |  | 153.17 |  |  | 9 | L6 | 25 | max. 10% at 100.000 hrs |  | Available | 840/339 | Cx=0.4338;Cy=0.4030 | Class I | IK08 | IP50 | IP20 | 60 | 690 | -20 | 1 | 154.6 | RAL9763 | 50-60Hz | Passive | LED | dimmable | High Bay Rectangular | Tungsram High-bay IP20 | Indoor industrial |  |  | 23680 | No sensor |  |  |  | Bracket kit. Tilted bracket kit. Busbar bracket kit. Cable hook pair
TBD | TU HB IP20 G1 1H20 4K80 L6 DL EA | image | datasheet | deeplink | TUNGSRAM - Tungsram High-bay IP20 - 18470lm - 120W - 4000K - 80CRI - TBD[SKU] - Bracket. Y-cable | 3 | Bracket. Y-cable | LED | 1 | 120 | [8 empty] | CE | [6 empty] | 20 | 4000 | 398x263x81 |  | 220-240V |  | 5 |  | 60° | 3 | 80 |  | 4000 |  |  | >=0.9 | 100000 |  |  | 153.92 |  |  | 9 | L6 | 25 | max. 10% at 100.000 hrs |  | Available | 840/339 | Cx=0.4338;Cy=0.4030 | Class I | IK08 | IP50 | IP20 | 60 | 530 | -20 | 1 | 120 | RAL9762 | 50-60Hz | Passive | LED | dimmable | High Bay Rectangular | Tungsram High-bay IP20 | Indoor industrial |  |  | 18470 | No sensor |  |  |  | Bracket kit. Tilted bracket kit. Busbar bracket kit. Cable hook pair
TBD | TU HB IP20 G1 1H20 4K80 L6 DL ST | image | datasheet | deeplink | TUNGSRAM - Tungsram High-bay IP20 - 18470lm - 116W - 4000K - 80CRI - TBD[SKU] - Bracket. Y-cable | 2 | Bracket. Y-cable | LED | 1 | 116 | [8 empty] | CE | [6 empty] | 20 | 4000 | 398x263x81 |  | 220-240V |  | 5 |  | 60° | 3 | 80 |  | 4000 |  |  | >=0.9 | 100000 |  |  | 159.22 |  |  | 9 | L6 | 25 | max. 10% at 100.000 hrs |  | Available | 840/339 | Cx=0.4338;Cy=0.4030 | Class I | IK08 | IP50 | IP20 | 60 | 510 | -30 | 1 | 116 | RAL9761 | 50-60Hz | Passive | LED | dimmable | High Bay Rectangular | Tungsram High-bay IP20 | Indoor industrial |  |  | 18470 | No sensor |  |  |  | Bracket kit. Tilted bracket kit. Busbar bracket kit. Cable hook pair
TBD | TU HB IP20 G1 1H15 4K80 L6 DL ST | image | datasheet | deeplink | TUNGSRAM - Tungsram High-bay IP20 - 14210lm - 86W - 4000K - 80CRI - TBD[SKU] - Bracket. Y-cable | 2 | Bracket. Y-cable | LED | 1 | 86 | [8 empty] | CE | [6 empty] | 20 | 4000 | 398x263x81 |  | 220-240V |  | 5 |  | 60° | 3 | 80 |  | 4000 |  |  | >=0.9 | 116706 |  |  | 165.23 |  |  | 9 | L6 | 25 | max. 10% at 100.000 hrs |  | Available | 840/339 | Cx=0.4338;Cy=0.4030 | Class I | IK08 | IP50 | IP20 | 60 | 380 | -20 | 1 | 86 | RAL9760 | 50-60Hz | Passive | LED | dimmable | High Bay Rectangular | Tungsram High-bay IP20 | Indoor industrial |  |  | 14210 | No sensor |  |  |  | Bracket kit. Tilted bracket kit. Busbar bracket kit. Cable hook pair
TBD | TU HB IP20 G1 1H10 4K80 L6 DL ST | image | datasheet | deeplink | TUNGSRAM - Tungsram High-bay IP20 - 9380lm - 56W - 4000K - 80CRI - TBD[SKU] - Bracket. Y-cable | 2 | Bracket. Y-cable | LED | 1 | 56 | [8 empty] | CE | [6 empty] | 20 | 4000 | 398x263x81 |  | 220-240V |  | 5 |  | 60° | 3 | 80 |  | 4000 |  |  | >=0.9 | 115000 |  |  | 167.5 |  |  | 9 | L6 | 25 | max. 10% at 100.000 hrs |  | Available | 840/339 | Cx=0.4338;Cy=0.4030 | Class I | IK08 | IP50 | IP20 | 60 | 250 | -30 | 1 | 56 | RAL9759 | 50-60Hz | Passive | LED | dimmable | High Bay Rectangular | Tungsram High-bay IP20 | Indoor industrial |  |  | 9380 | No sensor |  |  |  | Bracket kit. Tilted bracket kit. Busbar bracket kit. Cable hook pair
TBD | TU HB IP20 G1 1S30 4K80 L6 RF ST | image | datasheet | deeplink | TUNGSRAM - Tungsram High-bay IP20 - 26800lm - 201W - 4000K - 80CRI - TBD[SKU] - Bracket. Y-cable | 2 | Bracket. Y-cable | LED | 1 | 201 | [8 empty] | CE | [6 empty] | 20 | 4000 | 478x263x86 |  | 220-240V |  | 5 |  | 60° | 3 | 80 |  | 4000 |  |  | >=0.9 | 117000 |  |  | 133.53 |  |  | 9 | L6 | 25 | max. 10% at 100.000 hrs |  | Available | 840/339 | Cx=0.4338;Cy=0.4030 | Class I | IK08 | IP50 | IP20 | 60 | 890 | -20 | 1 | 200.7 | RAL9758 | 50-60Hz | Passive | LED | embedded sensor system | High Bay Rectangular | Tungsram High-bay IP20 | Indoor industrial |  |  | 26800 | Yes |  |  |  | Bracket kit. Tilted bracket kit. Busbar bracket kit. Cable hook pair
TBD | TU HB IP20 G1 1S22 4K80 L6 RF ST | image | datasheet | deeplink | TUNGSRAM - Tungsram High-bay IP20 - 22260lm - 164W - 4000K - 80CRI - TBD[SKU] - Bracket. Y-cable | 2 | Bracket. Y-cable | LED | 1 | 164 | [8 empty] | CE | [6 empty] | 20 | 4000 | 478x263x86 |  | 220-240V |  | 5 |  | 60° | 3 | 80 |  | 4000 |  |  | >=0.9 | 116706 |  |  | 135.98 |  |  | 9 | L6 | 25 | max. 10% at 100.000 hrs |  | Available | 840/339 | Cx=0.4338;Cy=0.4030 | Class I | IK08 | IP50 | IP20 | 60 | 730 | -20 | 1 | 163.7 | RAL9757 | 50-60Hz | Passive | LED | embedded sensor system | High Bay Rectangular | Tungsram High-bay IP20 | Indoor industrial |  |  | 22260 | Yes |  |  |  | Bracket kit. Tilted bracket kit. Busbar bracket kit. Cable hook pair
TBD | TU HB IP20 G1 1S20 4K80 L6 RF ST | image | datasheet | deeplink | TUNGSRAM - Tungsram High-bay IP20 - 18850lm - 143W - 4000K - 80CRI - TBD[SKU] - Bracket. Y-cable | 2 | Bracket. Y-cable | LED | 1 | 143 | [8 empty] | CE | [6 empty] | 20 | 4000 | 478x263x86 |  | 220-240V |  | 5 |  | 60° | 3 | 80 |  | 4000 |  |  | >=0.9 | 197000 |  |  | 132.1 |  |  | 9 | L6 | 25 | max. 10% at 100.000 hrs |  | Available | 840/339 | Cx=0.4338;Cy=0.4030 | Class I | IK08 | IP50 | IP20 | 60 | 630 | -20 | 1 | 142.7 | RAL9756 | 50-60Hz | Passive | LED | embedded sensor system | High Bay Rectangular | Tungsram High-bay IP20 | Indoor industrial |  |  | 18850 | Yes |  |  |  | Bracket kit. Tilted bracket kit. Busbar bracket kit. Cable hook pair
TBD | TU HB IP20 G1 1S12 4K80 L6 RF ST | image | datasheet | deeplink | TUNGSRAM - Tungsram High-bay IP20 - 12790lm - 94W - 4000K - 80CRI - TBD[SKU] - Bracket. Y-cable | 2 | Bracket. Y-cable | LED | 1 | 94 | [8 empty] | CE | [6 empty] | 20 | 4000 | 478x263x86 |  | 220-240V |  | 5 |  | 60° | 3 | 80 |  | 4000 |  |  | >=0.9 | 116706 |  |  | 136.5 |  |  | 9 | L6 | 25 | max. 10% at 100.000 hrs |  | Available | 840/339 | Cx=0.4338;Cy=0.4030 | Class I | IK08 | IP50 | IP20 | 60 | 420 | -20 | 1 | 93.7 | RAL9755 | 50-60Hz | Passive | LED | embedded sensor system | High Bay Rectangular | Tungsram High-bay IP20 | Indoor industrial |  |  | 12790 | Yes |  |  |  | Bracket kit. Tilted bracket kit. Busbar bracket kit. Cable hook pair
TBD | TU HB IP20 G1 1S10 4K80 L6 RF ST | image | datasheet | deeplink | TUNGSRAM - Tungsram High-bay IP20 - 9160lm - 69W - 4000K - 80CRI - TBD[SKU] - Bracket. Y-cable | 2 | Bracket. Y-cable | LED | 1 | 69 | [8 empty] | CE | [6 empty] | 20 | 4000 | 478x263x86 |  | 220-240V |  | 5 |  | 60° | 3 | 80 |  | 4000 |  |  | >=0.9 | 259000 |  |  | 133.33 |  |  | 9 | L6 | 25 | max. 10% at 100.000 hrs |  | Available | 840/339 | Cx=0.4338;Cy=0.4030 | Class I | IK08 | IP50 | IP20 | 60 | 300 | -20 | 1 | 68.7 | RAL9754 | 50-60Hz | Passive | LED | embedded sensor system | High Bay Rectangular | Tungsram High-bay IP20 | Indoor industrial |  |  | 9160 | Yes |  |  |  | Bracket kit. Tilted bracket kit. Busbar bracket kit. Cable hook pair
TBD | TU HB IP20 G1 1S30 4K80 L6 DL ST | image | datasheet | deeplink | TUNGSRAM - Tungsram High-bay IP20 - 26800lm - 199W - 4000K - 80CRI - TBD[SKU] - Bracket. Y-cable | 2 | Bracket. Y-cable | LED | 1 | 199 | [8 empty] | CE | [6 empty] | 20 | 4000 | 398x263x81 |  | 220-240V |  | 5 |  | 60° | 3 | 80 |  | 4000 |  |  | >=0.9 | 117000 |  |  | 134.67 |  |  | 9 | L6 | 25 | max. 10% at 100.000 hrs |  | Available | 840/339 | Cx=0.4338;Cy=0.4030 | Class I | IK08 | IP50 | IP20 | 60 | 880 | -20 | 1 | 199 | RAL9753 | 50-60Hz | Passive | LED | dimmable | High Bay Rectangular | Tungsram High-bay IP20 | Indoor industrial |  |  | 26800 | No sensor |  |  |  | Bracket kit. Tilted bracket kit. Busbar bracket kit. Cable hook pair
TBD | TU HB IP20 G1 1S22 4K80 L6 DL ST | image | datasheet | deeplink | TUNGSRAM - Tungsram High-bay IP20 - 22260lm - 162W - 4000K - 80CRI - TBD[SKU] - Bracket. Y-cable | 2 | Bracket. Y-cable | LED | 1 | 162 | [8 empty] | CE | [6 empty] | 20 | 4000 | 398x263x81 |  | 220-240V |  | 5 |  | 60° | 3 | 80 |  | 4000 |  |  | >=0.9 | 116706 |  |  | 137.41 |  |  | 9 | L6 | 25 | max. 10% at 100.000 hrs |  | Available | 840/339 | Cx=0.4338;Cy=0.4030 | Class I | IK08 | IP50 | IP20 | 60 | 720 | -20 | 1 | 162 | RAL9752 | 50-60Hz | Passive | LED | dimmable | High Bay Rectangular | Tungsram High-bay IP20 | Indoor industrial |  |  | 22260 | No sensor |  |  |  | Bracket kit. Tilted bracket kit. Busbar bracket kit. Cable hook pair
TBD | TU HB IP20 G1 1S20 4K80 L6 DL ST | image | datasheet | deeplink | TUNGSRAM - Tungsram High-bay IP20 - 18850lm - 141W - 4000K - 80CRI - TBD[SKU] - Bracket. Y-cable | 2 | Bracket. Y-cable | LED | 1 | 141 | [8 empty] | CE | [6 empty] | 20 | 4000 | 398x263x81 |  | 220-240V |  | 5 |  | 60° | 3 | 80 |  | 4000 |  |  | >=0.9 | 197000 |  |  | 133.69 |  |  | 9 | L6 | 25 | max. 10% at 100.000 hrs |  | Available | 840/339 | Cx=0.4338;Cy=0.4030 | Class I | IK08 | IP50 | IP20 | 60 | 630 | -30 | 1 | 141 | RAL9751 | 50-60Hz | Passive | LED | dimmable | High Bay Rectangular | Tungsram High-bay IP20 | Indoor industrial |  |  | 18850 | No sensor |  |  |  | Bracket kit. Tilted bracket kit. Busbar bracket kit. Cable hook pair
TBD | TU HB IP20 G1 1S12 4K80 L6 DL ST | image | datasheet | deeplink | TUNGSRAM - Tungsram High-bay IP20 - 12790lm - 92W - 4000K - 80CRI - TBD[SKU] - Bracket. Y-cable | 2 | Bracket. Y-cable | LED | 1 | 92 | [8 empty] | CE | [6 empty] | 20 | 4000 | 398x263x81 |  | 220-240V |  | 5 |  | 60° | 3 | 80 |  | 4000 |  |  | >=0.9 | 116706 |  |  | 139.02 |  |  | 9 | L6 | 25 | max. 10% at 100.000 hrs |  | Available | 840/339 | Cx=0.4338;Cy=0.4030 | Class I | IK08 | IP50 | IP20 | 60 | 410 | -20 | 1 | 92 | RAL9750 | 50-60Hz | Passive | LED | dimmable | High Bay Rectangular | Tungsram High-bay IP20 | Indoor industrial |  |  | 12790 | No sensor |  |  |  | Bracket kit. Tilted bracket kit. Busbar bracket kit. Cable hook pair
TBD | TU HB IP20 G1 1S10 4K80 L6 DL ST | image | datasheet | deeplink | TUNGSRAM - Tungsram High-bay IP20 - 9160lm - 67W - 4000K - 80CRI - TBD[SKU] - Bracket. Y-cable | 2 | Bracket. Y-cable | LED | 1 | 67 | [8 empty] | CE | [6 empty] | 20 | 4000 | 398x263x81 |  | 220-240V |  | 5 |  | 60° | 3 | 80 |  | 4000 |  |  | >=0.9 | 259000 |  |  | 136.72 |  |  | 9 | L6 | 25 | max. 10% at 100.000 hrs |  | Available | 840/339 | Cx=0.4338;Cy=0.4030 | Class I | IK08 | IP50 | IP20 | 60 | 300 | -20 | 1 | 67 | RAL9749 | 50-60Hz | Passive | LED | dimmable | High Bay Rectangular | Tungsram High-bay IP20 | Indoor industrial |  |  | 9160 | No sensor |  |  |  | Bracket kit. Tilted bracket kit. Busbar bracket kit. Cable hook pair
TBD | TU HB IP20 G1 2S60 4K80 L6 SN ST | image | datasheet | deeplink | TUNGSRAM - Tungsram High-bay IP20 - 56830lm - 437W - 4000K - 80CRI - TBD[SKU] - Bracket. Y-cable | 4 | Bracket. Y-cable | LED | 1 | 437 | [8 empty] | CE | [6 empty] | 20 | 4000 | 843x263x86 |  | 220-240V |  | 5 |  | 60° | 3 | 80 |  | 4000 |  |  | >=0.9 | 116706 |  |  | 130.14 |  |  | 9 | L6 | 25 | max. 10% at 100.000 hrs |  | Available | 840/339 | Cx=0.4338;Cy=0.4030 | Class I | IK08 | IP50 | IP20 | 60 | 1940 | -20 | 1 | 436.7 | RAL9748 | 50-60Hz | Passive | LED | embedded sensor system | High Bay Rectangular | Tungsram High-bay IP20 | Indoor industrial |  |  | 56830 | Yes |  |  |  | Bracket kit. Tilted bracket kit. Busbar bracket kit. Cable hook pair
TBD | TU HB IP20 G1 1S30 4K80 L6 SN ST | image | datasheet | deeplink | TUNGSRAM - Tungsram High-bay IP20 - 26800lm - 201W - 4000K - 80CRI - TBD[SKU] - Bracket. Y-cable | 2 | Bracket. Y-cable | LED | 1 | 201 | [8 empty] | CE | [6 empty] | 20 | 4000 | 478x263x86 |  | 220-240V |  | 5 |  | 60° | 3 | 80 |  | 4000 |  |  | >=0.9 | 117000 |  |  | 133.53 |  |  | 9 | L6 | 25 | max. 10% at 100.000 hrs |  | Available | 840/339 | Cx=0.4338;Cy=0.4030 | Class I | IK08 | IP50 | IP20 | 60 | 890 | -20 | 1 | 200.7 | RAL9747 | 50-60Hz | Passive | LED | embedded sensor system | High Bay Rectangular | Tungsram High-bay IP20 | Indoor industrial |  |  | 26800 | Yes |  |  |  | Bracket kit. Tilted bracket kit. Busbar bracket kit. Cable hook pair
TBD | TU HB IP20 G1 1S22 4K80 L6 SN ST | image | datasheet | deeplink | TUNGSRAM - Tungsram High-bay IP20 - 22260lm - 164W - 4000K - 80CRI - TBD[SKU] - Bracket. Y-cable | 2 | Bracket. Y-cable | LED | 1 | 164 | [8 empty] | CE | [6 empty] | 20 | 4000 | 478x263x86 |  | 220-240V |  | 5 |  | 60° | 3 | 80 |  | 4000 |  |  | >=0.9 | 116706 |  |  | 135.98 |  |  | 9 | L6 | 25 | max. 10% at 100.000 hrs |  | Available | 840/339 | Cx=0.4338;Cy=0.4030 | Class I | IK08 | IP50 | IP20 | 60 | 730 | -20 | 1 | 163.7 | RAL9746 | 50-60Hz | Passive | LED | embedded sensor system | High Bay Rectangular | Tungsram High-bay IP20 | Indoor industrial |  |  | 22260 | Yes |  |  |  | Bracket kit. Tilted bracket kit. Busbar bracket kit. Cable hook pair
TBD | TU HB IP20 G1 1S20 4K80 L6 SN ST | image | datasheet | deeplink | TUNGSRAM - Tungsram High-bay IP20 - 18850lm - 143W - 4000K - 80CRI - TBD[SKU] - Bracket. Y-cable | 2 | Bracket. Y-cable | LED | 1 | 143 | [8 empty] | CE | [6 empty] | 20 | 4000 | 478x263x86 |  | 220-240V |  | 5 |  | 60° | 3 | 80 |  | 4000 |  |  | >=0.9 | 197000 |  |  | 132.1 |  |  | 9 | L6 | 25 | max. 10% at 100.000 hrs |  | Available | 840/339 | Cx=0.4338;Cy=0.4030 | Class I | IK08 | IP50 | IP20 | 60 | 630 | -20 | 1 | 142.7 | RAL9745 | 50-60Hz | Passive | LED | embedded sensor system | High Bay Rectangular | Tungsram High-bay IP20 | Indoor industrial |  |  | 18850 | Yes |  |  |  | Bracket kit. Tilted bracket kit. Busbar bracket kit. Cable hook pair
TBD | TU HB IP20 G1 1S12 4K80 L6 SN ST | image | datasheet | deeplink | TUNGSRAM - Tungsram High-bay IP20 - 12790lm - 94W - 4000K - 80CRI - TBD[SKU] - Bracket. Y-cable | 2 | Bracket. Y-cable | LED | 1 | 94 | [8 empty] | CE | [6 empty] | 20 | 4000 | 478x263x86 |  | 220-240V |  | 5 |  | 60° | 3 | 80 |  | 4000 |  |  | >=0.9 | 116706 |  |  | 136.5 |  |  | 9 | L6 | 25 | max. 10% at 100.000 hrs |  | Available | 840/339 | Cx=0.4338;Cy=0.4030 | Class I | IK08 | IP50 | IP20 | 60 | 420 | -20 | 1 | 93.7 | RAL9744 | 50-60Hz | Passive | LED | embedded sensor system | High Bay Rectangular | Tungsram High-bay IP20 | Indoor industrial |  |  | 12790 | Yes |  |  |  | Bracket kit. Tilted bracket kit. Busbar bracket kit. Cable hook pair
TBD | TU HB IP20 G1 1S10 4K80 L6 SN ST | image | datasheet | deeplink | TUNGSRAM - Tungsram High-bay IP20 - 9160lm - 69W - 4000K - 80CRI - TBD[SKU] - Bracket. Y-cable | 2 | Bracket. Y-cable | LED | 1 | 69 | [8 empty] | CE | [6 empty] | 20 | 4000 | 478x263x86 |  | 220-240V |  | 5 |  | 60° | 3 | 80 |  | 4000 |  |  | >=0.9 | 259000 |  |  | 133.33 |  |  | 9 | L6 | 25 | max. 10% at 100.000 hrs |  | Available | 840/339 | Cx=0.4338;Cy=0.4030 | Class I | IK08 | IP50 | IP20 | 60 | 300 | -20 | 1 | 68.7 | RAL9743 | 50-60Hz | Passive | LED | embedded sensor system | High Bay Rectangular | Tungsram High-bay IP20 | Indoor industrial |  |  | 9160 | Yes |  |  |  | Bracket kit. Tilted bracket kit. Busbar bracket kit. Cable hook pair
TBD | TU HB IP20 G1 2S60 4K80 L6 FX ST | image | datasheet | deeplink | TUNGSRAM - Tungsram High-bay IP20 - 56830lm - 435W - 4000K - 80CRI - TBD[SKU] - Bracket. Y-cable | 4 | Bracket. Y-cable | LED | 1 | 435 | [8 empty] | CE | [6 empty] | 20 | 4000 | 763x263x81 |  | 220-240V |  | 5 |  | 60° | 3 | 80 |  | 4000 |  |  | >=0.9 | 116706 |  |  | 130.64 |  |  | 9 | L6 | 25 | max. 10% at 100.000 hrs |  | Available | 840/339 | Cx=0.4338;Cy=0.4030 | Class I | IK08 | IP50 | IP20 | 60 | 1930 | -20 | 1 | 435 | RAL9742 | 50-60Hz | Passive | LED | none | High Bay Rectangular | Tungsram High-bay IP20 | Indoor industrial |  |  | 56830 | No sensor |  |  |  | Bracket kit. Tilted bracket kit. Busbar bracket kit. Cable hook pair
TBD | TU HB IP20 G1 1S30 4K80 L6 FX ST | image | datasheet | deeplink | TUNGSRAM - Tungsram High-bay IP20 - 26800lm - 199W - 4000K - 80CRI - TBD[SKU] - Bracket. Y-cable | 2 | Bracket. Y-cable | LED | 1 | 199 | [8 empty] | CE | [6 empty] | 20 | 4000 | 398x263x81 |  | 220-240V |  | 5 |  | 60° | 3 | 80 |  | 4000 |  |  | >=0.9 | 117000 |  |  | 134.67 |  |  | 9 | L6 | 25 | max. 10% at 100.000 hrs |  | Available | 840/339 | Cx=0.4338;Cy=0.4030 | Class I | IK08 | IP50 | IP20 | 60 | 880 | -30 | 1 | 199 | RAL9741 | 50-60Hz | Passive | LED | none | High Bay Rectangular | Tungsram High-bay IP20 | Indoor industrial |  |  | 26800 | No sensor |  |  |  | Bracket kit. Tilted bracket kit. Busbar bracket kit. Cable hook pair
TBD | TU HB IP20 G1 1S22 4K80 L6 FX ST | image | datasheet | deeplink | TUNGSRAM - Tungsram High-bay IP20 - 22260lm - 162W - 4000K - 80CRI - TBD[SKU] - Bracket. Y-cable | 2 | Bracket. Y-cable | LED | 1 | 162 | [8 empty] | CE | [6 empty] | 20 | 4000 | 398x263x81 |  | 220-240V |  | 5 |  | 60° | 3 | 80 |  | 4000 |  |  | >=0.9 | 116706 |  |  | 137.41 |  |  | 9 | L6 | 25 | max. 10% at 100.000 hrs |  | Available | 840/339 | Cx=0.4338;Cy=0.4030 | Class I | IK08 | IP50 | IP20 | 60 | 720 | -20 | 1 | 162 | RAL9740 | 50-60Hz | Passive | LED | none | High Bay Rectangular | Tungsram High-bay IP20 | Indoor industrial |  |  | 22260 | No sensor |  |  |  | Bracket kit. Tilted bracket kit. Busbar bracket kit. Cable hook pair
TBD | TU HB IP20 G1 1S20 4K80 L6 FX EA | image | datasheet | deeplink | TUNGSRAM - Tungsram High-bay IP20 - 18850lm - 145W - 4000K - 80CRI - TBD[SKU] - Bracket. Y-cable | 3 | Bracket. Y-cable | LED | 1 | 145 | [8 empty] | CE | [6 empty] | 20 | 4000 | 398x263x81 |  | 220-240V |  | 5 |  | 60° | 3 | 80 |  | 4000 |  |  | >=0.9 | 197000 |  |  | 130 |  |  | 9 | L6 | 25 | max. 10% at 100.000 hrs |  | Available | 840/339 | Cx=0.4338;Cy=0.4030 | Class I | IK08 | IP50 | IP20 | 60 | 640 | -20 | 1 | 145 | RAL9739 | 50-60Hz | Passive | LED | none | High Bay Rectangular | Tungsram High-bay IP20 | Indoor industrial |  |  | 18850 | No sensor |  |  |  | Bracket kit. Tilted bracket kit. Busbar bracket kit. Cable hook pair
TBD | TU HB IP20 G1 1S20 4K80 L6 FX ST | image | datasheet | deeplink | TUNGSRAM - Tungsram High-bay IP20 - 18850lm - 141W - 4000K - 80CRI - TBD[SKU] - Bracket. Y-cable | 2 | Bracket. Y-cable | LED | 1 | 141 | [8 empty] | CE | [6 empty] | 20 | 4000 | 398x263x81 |  | 220-240V |  | 5 |  | 60° | 3 | 80 |  | 4000 |  |  | >=0.9 | 197000 |  |  | 133.69 |  |  | 9 | L6 | 25 | max. 10% at 100.000 hrs |  | Available | 840/339 | Cx=0.4338;Cy=0.4030 | Class I | IK08 | IP50 | IP20 | 60 | 630 | -30 | 1 | 141 | RAL9738 | 50-60Hz | Passive | LED | none | High Bay Rectangular | Tungsram High-bay IP20 | Indoor industrial |  |  | 18850 | No sensor |  |  |  | Bracket kit. Tilted bracket kit. Busbar bracket kit. Cable hook pair
TBD | TU HB IP20 G1 1S12 4K80 L6 FX ST | image | datasheet | deeplink | TUNGSRAM - Tungsram High-bay IP20 - 12790lm - 92W - 4000K - 80CRI - TBD[SKU] - Bracket. Y-cable | 2 | Bracket. Y-cable | LED | 1 | 92 | [8 empty] | CE | [6 empty] | 20 | 4000 | 398x263x81 |  | 220-240V |  | 5 |  | 60° | 3 | 80 |  | 4000 |  |  | >=0.9 | 116706 |  |  | 139.02 |  |  | 9 | L6 | 25 | max. 10% at 100.000 hrs |  | Available | 840/339 | Cx=0.4338;Cy=0.4030 | Class I | IK08 | IP50 | IP20 | 60 | 410 | -20 | 1 | 92 | RAL9737 | 50-60Hz | Passive | LED | none | High Bay Rectangular | Tungsram High-bay IP20 | Indoor industrial |  |  | 12790 | No sensor |  |  |  | Bracket kit. Tilted bracket kit. Busbar bracket kit. Cable hook pair
TBD | TU HB IP20 G1 1S10 4K80 L6 FX ST | image | datasheet | deeplink | TUNGSRAM - Tungsram High-bay IP20 - 9160lm - 67W - 4000K - 80CRI - TBD[SKU] - Bracket. Y-cable | 2 | Bracket. Y-cable | LED | 1 | 67 | [8 empty] | CE | [6 empty] | 20 | 4000 | 398x263x81 |  | 220-240V |  | 5 |  | 60° | 3 | 80 |  | 4000 |  |  | >=0.9 | 259000 |  |  | 136.72 |  |  | 9 | L6 | 25 | max. 10% at 100.000 hrs |  | Available | 840/339 | Cx=0.4338;Cy=0.4030 | Class I | IK08 | IP50 | IP20 | 60 | 300 | -20 | 1 | 67 | RAL9736 | 50-60Hz | Passive | LED | none | High Bay Rectangular | Tungsram High-bay IP20 | Indoor industrial |  |  | 9160 | No sensor |  |  |  | Bracket kit. Tilted bracket kit. Busbar bracket kit. Cable hook pair
TBD | TU HB IP20 G1 2H45 4K70 L6 NL ST | image | datasheet | deeplink | TUNGSRAM - Tungsram High-bay IP20 - 43260lm - 273W - 4000K - 70CRI - TBD[SKU] - Bracket. Y-cable | 4 | Bracket. Y-cable | LED | 1 | 273 | [8 empty] | CE | [6 empty] | 20 | 4000 | 779x263x96 |  | 220-240V |  | 5 |  | 60° | 3 | 70 |  | 4000 |  |  | >=0.9 | 116000 |  |  | 158.46 |  |  | 9 | L6 | 25 | max. 10% at 100.000 hrs |  | Available | 740/339 | Cx=0.4338;Cy=0.4030 | Class I | IK08 | IP50 | IP20 | 60 | 1210 | -20 | 1 | 273 | RAL9735 | 50-60Hz | Passive | LED | embedded sensor system | High Bay Rectangular | Tungsram High-bay IP20 | Indoor industrial |  |  | 43260 | Yes |  |  |  | Bracket kit. Tilted bracket kit. Busbar bracket kit. Cable hook pair
TBD | TU HB IP20 G1 2H30 4K70 L6 NL EA | image | datasheet | deeplink | TUNGSRAM - Tungsram High-bay IP20 - 27950lm - 175W - 4000K - 70CRI - TBD[SKU] - Bracket. Y-cable | 5 | Bracket. Y-cable | LED | 1 | 175 | [8 empty] | CE | [6 empty] | 20 | 4000 | 855x263x96 |  | 220-240V |  | 5 |  | 60° | 3 | 70 |  | 4000 |  |  | >=0.9 | 105000 |  |  | 159.71 |  |  | 9 | L6 | 25 | max. 10% at 100.000 hrs |  | Available | 740/339 | Cx=0.4338;Cy=0.4030 | Class I | IK08 | IP50 | IP20 | 60 |  | -20 | 1 | 175 | RAL9734 | 50-60Hz | Passive | LED | embedded sensor system | High Bay Rectangular | Tungsram High-bay IP20 | Indoor industrial |  |  | 27950 | Yes |  |  |  | Bracket kit. Tilted bracket kit. Busbar bracket kit. Cable hook pair
TBD | TU HB IP20 G1 2H30 4K70 L6 NL ST | image | datasheet | deeplink | TUNGSRAM - Tungsram High-bay IP20 - 27950lm - 171W - 4000K - 70CRI - TBD[SKU] - Bracket. Y-cable | 4 | Bracket. Y-cable | LED | 1 | 171 | [8 empty] | CE | [6 empty] | 20 | 4000 | 779x263x96 |  | 220-240V |  | 5 |  | 60° | 3 | 70 |  | 4000 |  |  | >=0.9 | 105000 |  |  | 163.45 |  |  | 9 | L6 | 25 | max. 10% at 100.000 hrs |  | Available | 740/339 | Cx=0.4338;Cy=0.4030 | Class I | IK08 | IP50 | IP20 | 60 | 760 | -20 | 1 | 171 | RAL9733 | 50-60Hz | Passive | LED | embedded sensor system | High Bay Rectangular | Tungsram High-bay IP20 | Indoor industrial |  |  | 27950 | Yes |  |  |  | Bracket kit. Tilted bracket kit. Busbar bracket kit. Cable hook pair
TBD | TU HB IP20 G1 1H25 4K70 L6 NL EA | image | datasheet | deeplink | TUNGSRAM - Tungsram High-bay IP20 - 23930lm - 160W - 4000K - 70CRI - TBD[SKU] - Bracket. Y-cable | 3 | Bracket. Y-cable | LED | 1 | 160 | [8 empty] | CE | [6 empty] | 20 | 4000 | 414x263x96 |  | 220-240V |  | 5 |  | 60° | 3 | 70 |  | 4000 |  |  | >=0.9 | 116706 |  |  | 149.94 |  |  | 9 | L6 | 25 | max. 10% at 100.000 hrs |  | Available | 740/339 | Cx=0.4338;Cy=0.4030 | Class I | IK08 | IP50 | IP20 | 60 | 710 | -20 | 1 | 159.6 | RAL9732 | 50-60Hz | Passive | LED | embedded sensor system | High Bay Rectangular | Tungsram High-bay IP20 | Indoor industrial |  |  | 23930 | Yes |  |  |  | Bracket kit. Tilted bracket kit. Busbar bracket kit. Cable hook pair
TBD | TU HB IP20 G1 1H25 4K70 L6 NL ST | image | datasheet | deeplink | TUNGSRAM - Tungsram High-bay IP20 - 23930lm - 156W - 4000K - 70CRI - TBD[SKU] - Bracket. Y-cable | 2 | Bracket. Y-cable | LED | 1 | 156 | [8 empty] | CE | [6 empty] | 20 | 4000 | 414x263x96 |  | 220-240V |  | 5 |  | 60° | 3 | 70 |  | 4000 |  |  | >=0.9 | 116706 |  |  | 153.79 |  |  | 9 | L6 | 25 | max. 10% at 100.000 hrs |  | Available | 740/339 | Cx=0.4338;Cy=0.4030 | Class I | IK08 | IP50 | IP20 | 60 | 690 | -20 | 1 | 155.6 | RAL9731 | 50-60Hz | Passive | LED | embedded sensor system | High Bay Rectangular | Tungsram High-bay IP20 | Indoor industrial |  |  | 23930 | Yes |  |  |  | Bracket kit. Tilted bracket kit. Busbar bracket kit. Cable hook pair
TBD | TU HB IP20 G1 1H20 4K70 L6 NL ST | image | datasheet | deeplink | TUNGSRAM - Tungsram High-bay IP20 - 18660lm - 117W - 4000K - 70CRI - TBD[SKU] - Bracket. Y-cable | 2 | Bracket. Y-cable | LED | 1 | 117 | [8 empty] | CE | [6 empty] | 20 | 4000 | 414x263x96 |  | 220-240V |  | 5 |  | 60° | 3 | 70 |  | 4000 |  |  | >=0.9 | 100000 |  |  | 159.49 |  |  | 9 | L6 | 25 | max. 10% at 100.000 hrs |  | Available | 740/339 | Cx=0.4338;Cy=0.4030 | Class I | IK08 | IP50 | IP20 | 60 | 520 | -20 | 1 | 117 | RAL9730 | 50-60Hz | Passive | LED | embedded sensor system | High Bay Rectangular | Tungsram High-bay IP20 | Indoor industrial |  |  | 18660 | Yes |  |  |  | Bracket kit. Tilted bracket kit. Busbar bracket kit. Cable hook pair
TBD | TU HB IP20 G1 1H15 4K70 L6 NL ST | image | datasheet | deeplink | TUNGSRAM - Tungsram High-bay IP20 - 14360lm - 87W - 4000K - 70CRI - TBD[SKU] - Bracket. Y-cable | 2 | Bracket. Y-cable | LED | 1 | 87 | [8 empty] | CE | [6 empty] | 20 | 4000 | 414x263x96 |  | 220-240V |  | 5 |  | 60° | 3 | 70 |  | 4000 |  |  | >=0.9 | 116706 |  |  | 165.06 |  |  | 9 | L6 | 25 | max. 10% at 100.000 hrs |  | Available | 740/339 | Cx=0.4338;Cy=0.4030 | Class I | IK08 | IP50 | IP20 | 60 | 390 | -20 | 1 | 87 | RAL9729 | 50-60Hz | Passive | LED | embedded sensor system | High Bay Rectangular | Tungsram High-bay IP20 | Indoor industrial |  |  | 14360 | Yes |  |  |  | Bracket kit. Tilted bracket kit. Busbar bracket kit. Cable hook pair
TBD | TU HB IP20 G1 1H10 4K70 L6 NL ST | image | datasheet | deeplink | TUNGSRAM - Tungsram High-bay IP20 - 9480lm - 57W - 4000K - 70CRI - TBD[SKU] - Bracket. Y-cable | 2 | Bracket. Y-cable | LED | 1 | 57 | [8 empty] | CE | [6 empty] | 20 | 4000 | 414x263x96 |  | 220-240V |  | 5 |  | 60° | 3 | 70 |  | 4000 |  |  | >=0.9 | 115000 |  |  | 166.32 |  |  | 9 | L6 | 25 | max. 10% at 100.000 hrs |  | Available | 740/339 | Cx=0.4338;Cy=0.4030 | Class I | IK08 | IP50 | IP20 | 60 | 250 | -20 | 1 | 57 | RAL9728 | 50-60Hz | Passive | LED | embedded sensor system | High Bay Rectangular | Tungsram High-bay IP20 | Indoor industrial |  |  | 9480 | Yes |  |  |  | Bracket kit. Tilted bracket kit. Busbar bracket kit. Cable hook pair
TBD | TU HB IP20 G1 2H45 4K70 L6 RF ST | image | datasheet | deeplink | TUNGSRAM - Tungsram High-bay IP20 - 43260lm - 274W - 4000K - 70CRI - TBD[SKU] - Bracket. Y-cable | 4 | Bracket. Y-cable | LED | 1 | 274 | [8 empty] | CE | [6 empty] | 20 | 4000 | 843x263x86 |  | 220-240V |  | 5 |  | 60° | 3 | 70 |  | 4000 |  |  | >=0.9 | 116000 |  |  | 158.06 |  |  | 9 | L6 | 25 | max. 10% at 100.000 hrs |  | Available | 740/339 | Cx=0.4338;Cy=0.4030 | Class I | IK08 | IP50 | IP20 | 60 | 1210 | -20 | 1 | 273.7 | RAL9727 | 50-60Hz | Passive | LED | embedded sensor system | High Bay Rectangular | Tungsram High-bay IP20 | Indoor industrial |  |  | 43260 | Yes |  |  |  | Bracket kit. Tilted bracket kit. Busbar bracket kit. Cable hook pair
TBD | TU HB IP20 G1 2H30 4K70 L6 RF EA | image | datasheet | deeplink | TUNGSRAM - Tungsram High-bay IP20 - 27950lm - 176W - 4000K - 70CRI - TBD[SKU] - Bracket. Y-cable | 5 | Bracket. Y-cable | LED | 1 | 176 | [8 empty] | CE | [6 empty] | 20 | 4000 | 855x263x96 |  | 220-240V |  | 5 |  | 60° | 3 | 70 |  | 4000 |  |  | >=0.9 | 105000 |  |  | 159.08 |  |  | 9 | L6 | 25 | max. 10% at 100.000 hrs |  | Available | 740/339 | Cx=0.4338;Cy=0.4030 | Class I | IK08 | IP50 | IP20 | 60 |  | -20 | 1 | 175.7 | RAL9726 | 50-60Hz | Passive | LED | embedded sensor system | High Bay Rectangular | Tungsram High-bay IP20 | Indoor industrial |  |  | 27950 | Yes |  |  |  | Bracket kit. Tilted bracket kit. Busbar bracket kit. Cable hook pair
TBD | TU HB IP20 G1 2H30 4K70 L6 RF ST | image | datasheet | deeplink | TUNGSRAM - Tungsram High-bay IP20 - 27950lm - 172W - 4000K - 70CRI - TBD[SKU] - Bracket. Y-cable | 4 | Bracket. Y-cable | LED | 1 | 172 | [8 empty] | CE | [6 empty] | 20 | 4000 | 843x263x86 |  | 220-240V |  | 5 |  | 60° | 3 | 70 |  | 4000 |  |  | >=0.9 | 105000 |  |  | 162.78 |  |  | 9 | L6 | 25 | max. 10% at 100.000 hrs |  | Available | 740/339 | Cx=0.4338;Cy=0.4030 | Class I | IK08 | IP50 | IP20 | 60 | 760 | -20 | 1 | 171.7 | RAL9725 | 50-60Hz | Passive | LED | embedded sensor system | High Bay Rectangular | Tungsram High-bay IP20 | Indoor industrial |  |  | 27950 | Yes |  |  |  | Bracket kit. Tilted bracket kit. Busbar bracket kit. Cable hook pair
TBD | TU HB IP20 G1 1H25 4K70 L6 RF EA | image | datasheet | deeplink | TUNGSRAM - Tungsram High-bay IP20 - 23930lm - 160W - 4000K - 70CRI - TBD[SKU] - Bracket. Y-cable | 3 | Bracket. Y-cable | LED | 1 | 160 | [8 empty] | CE | [6 empty] | 20 | 4000 | 478x263x86 |  | 220-240V |  | 5 |  | 60° | 3 | 70 |  | 4000 |  |  | >=0.9 | 116706 |  |  | 149.28 |  |  | 9 | L6 | 25 | max. 10% at 100.000 hrs |  | Available | 740/339 | Cx=0.4338;Cy=0.4030 | Class I | IK08 | IP50 | IP20 | 60 | 710 | -20 | 1 | 160.3 | RAL9724 | 50-60Hz | Passive | LED | embedded sensor system | High Bay Rectangular | Tungsram High-bay IP20 | Indoor industrial |  |  | 23930 | Yes |  |  |  | Bracket kit. Tilted bracket kit. Busbar bracket kit. Cable hook pair
TBD | TU HB IP20 G1 1H25 4K70 L6 RF ST | image | datasheet | deeplink | TUNGSRAM - Tungsram High-bay IP20 - 23930lm - 156W - 4000K - 70CRI - TBD[SKU] - Bracket. Y-cable | 2 | Bracket. Y-cable | LED | 1 | 156 | [8 empty] | CE | [6 empty] | 20 | 4000 | 478x263x86 |  | 220-240V |  | 5 |  | 60° | 3 | 70 |  | 4000 |  |  | >=0.9 | 116706 |  |  | 153.1 |  |  | 9 | L6 | 25 | max. 10% at 100.000 hrs |  | Available | 740/339 | Cx=0.4338;Cy=0.4030 | Class I | IK08 | IP50 | IP20 | 60 | 690 | -20 | 1 | 156.3 | RAL9723 | 50-60Hz | Passive | LED | embedded sensor system | High Bay Rectangular | Tungsram High-bay IP20 | Indoor industrial |  |  | 23930 | Yes |  |  |  | Bracket kit. Tilted bracket kit. Busbar bracket kit. Cable hook pair
TBD | TU HB IP20 G1 1H20 4K70 L6 RF EA | image | datasheet | deeplink | TUNGSRAM - Tungsram High-bay IP20 - 18660lm - 122W - 4000K - 70CRI - TBD[SKU] - Bracket. Y-cable | 3 | Bracket. Y-cable | LED | 1 | 122 | [8 empty] | CE | [6 empty] | 20 | 4000 | 478x263x86 |  | 220-240V |  | 5 |  | 60° | 3 | 70 |  | 4000 |  |  | >=0.9 | 100000 |  |  | 153.33 |  |  | 9 | L6 | 25 | max. 10% at 100.000 hrs |  | Available | 740/339 | Cx=0.4338;Cy=0.4030 | Class I | IK08 | IP50 | IP20 | 60 | 540 | -20 | 1 | 121.7 | RAL9722 | 50-60Hz | Passive | LED | embedded sensor system | High Bay Rectangular | Tungsram High-bay IP20 | Indoor industrial |  |  | 18660 | Yes |  |  |  | Bracket kit. Tilted bracket kit. Busbar bracket kit. Cable hook pair
TBD | TU HB IP20 G1 1H20 4K70 L6 RF ST | image | datasheet | deeplink | TUNGSRAM - Tungsram High-bay IP20 - 18660lm - 118W - 4000K - 70CRI - TBD[SKU] - Bracket. Y-cable | 2 | Bracket. Y-cable | LED | 1 | 118 | [8 empty] | CE | [6 empty] | 20 | 4000 | 478x263x86 |  | 220-240V |  | 5 |  | 60° | 3 | 70 |  | 4000 |  |  | >=0.9 | 100000 |  |  | 158.54 |  |  | 9 | L6 | 25 | max. 10% at 100.000 hrs |  | Available | 740/339 | Cx=0.4338;Cy=0.4030 | Class I | IK08 | IP50 | IP20 | 60 | 520 | -20 | 1 | 117.7 | RAL9721 | 50-60Hz | Passive | LED | embedded sensor system | High Bay Rectangular | Tungsram High-bay IP20 | Indoor industrial |  |  | 18660 | Yes |  |  |  | Bracket kit. Tilted bracket kit. Busbar bracket kit. Cable hook pair
TBD | TU HB IP20 G1 1H15 4K70 L6 RF ST | image | datasheet | deeplink | TUNGSRAM - Tungsram High-bay IP20 - 14360lm - 88W - 4000K - 70CRI - TBD[SKU] - Bracket. Y-cable | 2 | Bracket. Y-cable | LED | 1 | 88 | [8 empty] | CE | [6 empty] | 20 | 4000 | 478x263x86 |  | 220-240V |  | 5 |  | 60° | 3 | 70 |  | 4000 |  |  | >=0.9 | 116706 |  |  | 163.74 |  |  | 9 | L6 | 25 | max. 10% at 100.000 hrs |  | Available | 740/339 | Cx=0.4338;Cy=0.4030 | Class I | IK08 | IP50 | IP20 | 60 | 390 | -20 | 1 | 87.7 | RAL9720 | 50-60Hz | Passive | LED | embedded sensor system | High Bay Rectangular | Tungsram High-bay IP20 | Indoor industrial |  |  | 14360 | Yes |  |  |  | Bracket kit. Tilted bracket kit. Busbar bracket kit. Cable hook pair
TBD | TU HB IP20 G1 1H10 4K70 L6 RF ST | image | datasheet | deeplink | TUNGSRAM - Tungsram High-bay IP20 - 9480lm - 58W - 4000K - 70CRI - TBD[SKU] - Bracket. Y-cable | 2 | Bracket. Y-cable | LED | 1 | 58 | [8 empty] | CE | [6 empty] | 20 | 4000 | 478x263x86 |  | 220-240V |  | 5 |  | 60° | 3 | 70 |  | 4000 |  |  | >=0.9 | 115000 |  |  | 164.3 |  |  | 9 | L6 | 25 | max. 10% at 100.000 hrs |  | Available | 740/339 | Cx=0.4338;Cy=0.4030 | Class I | IK08 | IP50 | IP20 | 60 | 260 | -20 | 1 | 57.7 | RAL9719 | 50-60Hz | Passive | LED | embedded sensor system | High Bay Rectangular | Tungsram High-bay IP20 | Indoor industrial |  |  | 9480 | Yes |  |  |  | Bracket kit. Tilted bracket kit. Busbar bracket kit. Cable hook pair
TBD | TU HB IP20 G1 2H45 4K70 L6 DL ST | image | datasheet | deeplink | TUNGSRAM - Tungsram High-bay IP20 - 43260lm - 272W - 4000K - 70CRI - TBD[SKU] - Bracket. Y-cable | 4 | Bracket. Y-cable | LED | 1 | 272 | [8 empty] | CE | [6 empty] | 20 | 4000 | 763x263x81 |  | 220-240V |  | 5 |  | 60° | 3 | 70 |  | 4000 |  |  | >=0.9 | 116000 |  |  | 159.04 |  |  | 9 | L6 | 25 | max. 10% at 100.000 hrs |  | Available | 740/339 | Cx=0.4338;Cy=0.4030 | Class I | IK08 | IP50 | IP20 | 60 | 1210 | -20 | 1 | 272 | RAL9718 | 50-60Hz | Passive | LED | dimmable | High Bay Rectangular | Tungsram High-bay IP20 | Indoor industrial |  |  | 43260 | No sensor |  |  |  | Bracket kit. Tilted bracket kit. Busbar bracket kit. Cable hook pair
TBD | TU HB IP20 G1 2H30 4K70 L6 DL ST | image | datasheet | deeplink | TUNGSRAM - Tungsram High-bay IP20 - 27950lm - 170W - 4000K - 70CRI - TBD[SKU] - Bracket. Y-cable | 4 | Bracket. Y-cable | LED | 1 | 170 | [8 empty] | CE | [6 empty] | 20 | 4000 | 763x263x81 |  | 220-240V |  | 5 |  | 60° | 3 | 70 |  | 4000 |  |  | >=0.9 | 105000 |  |  | 164.41 |  |  | 9 | L6 | 25 | max. 10% at 100.000 hrs |  | Available | 740/339 | Cx=0.4338;Cy=0.4030 | Class I | IK08 | IP50 | IP20 | 60 | 750 | -20 | 1 | 170 | RAL9717 | 50-60Hz | Passive | LED | dimmable | High Bay Rectangular | Tungsram High-bay IP20 | Indoor industrial |  |  | 27950 | No sensor |  |  |  | Bracket kit. Tilted bracket kit. Busbar bracket kit. Cable hook pair
TBD | TU HB IP20 G1 1H25 4K70 L6 DL EA | image | datasheet | deeplink | TUNGSRAM - Tungsram High-bay IP20 - 23930lm - 159W - 4000K - 70CRI - TBD[SKU] - Bracket. Y-cable | 3 | Bracket. Y-cable | LED | 1 | 159 | [8 empty] | CE | [6 empty] | 20 | 4000 | 398x263x81 |  | 220-240V |  | 5 |  | 60° | 3 | 70 |  | 4000 |  |  | >=0.9 | 116706 |  |  | 150.88 |  |  | 9 | L6 | 25 | max. 10% at 100.000 hrs |  | Available | 740/339 | Cx=0.4338;Cy=0.4030 | Class I | IK08 | IP50 | IP20 | 60 | 700 | -20 | 1 | 158.6 | RAL9716 | 50-60Hz | Passive | LED | dimmable | High Bay Rectangular | Tungsram High-bay IP20 | Indoor industrial |  |  | 23930 | No sensor |  |  |  | Bracket kit. Tilted bracket kit. Busbar bracket kit. Cable hook pair
TBD | TU HB IP20 G1 1H25 4K70 L6 DL ST | image | datasheet | deeplink | TUNGSRAM - Tungsram High-bay IP20 - 23930lm - 155W - 4000K - 70CRI - TBD[SKU] - Bracket. Y-cable | 2 | Bracket. Y-cable | LED | 1 | 155 | [8 empty] | CE | [6 empty] | 20 | 4000 | 398x263x81 |  | 220-240V |  | 5 |  | 60° | 3 | 70 |  | 4000 |  |  | >=0.9 | 116706 |  |  | 154.79 |  |  | 9 | L6 | 25 | max. 10% at 100.000 hrs |  | Available | 740/339 | Cx=0.4338;Cy=0.4030 | Class I | IK08 | IP50 | IP20 | 60 | 690 | -20 | 1 | 154.6 | RAL9715 | 50-60Hz | Passive | LED | dimmable | High Bay Rectangular | Tungsram High-bay IP20 | Indoor industrial |  |  | 23930 | No sensor |  |  |  | Bracket kit. Tilted bracket kit. Busbar bracket kit. Cable hook pair
TBD | TU HB IP20 G1 1H20 4K70 L6 DL EA | image | datasheet | deeplink | TUNGSRAM - Tungsram High-bay IP20 - 18660lm - 120W - 4000K - 70CRI - TBD[SKU] - Bracket. Y-cable | 3 | Bracket. Y-cable | LED | 1 | 120 | [8 empty] | CE | [6 empty] | 20 | 4000 | 398x263x81 |  | 220-240V |  | 5 |  | 60° | 3 | 70 |  | 4000 |  |  | >=0.9 | 100000 |  |  | 155.5 |  |  | 9 | L6 | 25 | max. 10% at 100.000 hrs |  | Available | 740/339 | Cx=0.4338;Cy=0.4030 | Class I | IK08 | IP50 | IP20 | 60 | 530 | -20 | 1 | 120 | RAL9714 | 50-60Hz | Passive | LED | dimmable | High Bay Rectangular | Tungsram High-bay IP20 | Indoor industrial |  |  | 18660 | No sensor |  |  |  | Bracket kit. Tilted bracket kit. Busbar bracket kit. Cable hook pair
TBD | TU HB IP20 G1 1H20 4K70 L6 DL ST | image | datasheet | deeplink | TUNGSRAM - Tungsram High-bay IP20 - 18660lm - 116W - 4000K - 70CRI - TBD[SKU] - Bracket. Y-cable | 2 | Bracket. Y-cable | LED | 1 | 116 | [8 empty] | CE | [6 empty] | 20 | 4000 | 398x263x81 |  | 220-240V |  | 5 |  | 60° | 3 | 70 |  | 4000 |  |  | >=0.9 | 100000 |  |  | 160.86 |  |  | 9 | L6 | 25 | max. 10% at 100.000 hrs |  | Available | 740/339 | Cx=0.4338;Cy=0.4030 | Class I | IK08 | IP50 | IP20 | 60 | 510 | -20 | 1 | 116 | RAL9713 | 50-60Hz | Passive | LED | dimmable | High Bay Rectangular | Tungsram High-bay IP20 | Indoor industrial |  |  | 18660 | No sensor |  |  |  | Bracket kit. Tilted bracket kit. Busbar bracket kit. Cable hook pair
TBD | TU HB IP20 G1 1H15 4K70 L6 DL ST | image | datasheet | deeplink | TUNGSRAM - Tungsram High-bay IP20 - 14360lm - 86W - 4000K - 70CRI - TBD[SKU] - Bracket. Y-cable | 2 | Bracket. Y-cable | LED | 1 | 86 | [8 empty] | CE | [6 empty] | 20 | 4000 | 398x263x81 |  | 220-240V |  | 5 |  | 60° | 3 | 70 |  | 4000 |  |  | >=0.9 | 116706 |  |  | 166.98 |  |  | 9 | L6 | 25 | max. 10% at 100.000 hrs |  | Available | 740/339 | Cx=0.4338;Cy=0.4030 | Class I | IK08 | IP50 | IP20 | 60 | 380 | -20 | 1 | 86 | RAL9712 | 50-60Hz | Passive | LED | dimmable | High Bay Rectangular | Tungsram High-bay IP20 | Indoor industrial |  |  | 14360 | No sensor |  |  |  | Bracket kit. Tilted bracket kit. Busbar bracket kit. Cable hook pair
TBD | TU HB IP20 G1 1H10 4K70 L6 DL ST | image | datasheet | deeplink | TUNGSRAM - Tungsram High-bay IP20 - 9480lm - 56W - 4000K - 70CRI - TBD[SKU] - Bracket. Y-cable | 2 | Bracket. Y-cable | LED | 1 | 56 | [8 empty] | CE | [6 empty] | 20 | 4000 | 398x263x81 |  | 220-240V |  | 5 |  | 60° | 3 | 70 |  | 4000 |  |  | >=0.9 | 115000 |  |  | 169.29 |  |  | 9 | L6 | 25 | max. 10% at 100.000 hrs |  | Available | 740/339 | Cx=0.4338;Cy=0.4030 | Class I | IK08 | IP50 | IP20 | 60 | 250 | -20 | 1 | 56 | RAL9711 | 50-60Hz | Passive | LED | dimmable | High Bay Rectangular | Tungsram High-bay IP20 | Indoor industrial |  |  | 9480 | No sensor |  |  |  | Bracket kit. Tilted bracket kit. Busbar bracket kit. Cable hook pair
TBD | TU HB IP20 G1 1S30 4K70 L6 RF ST | image | datasheet | deeplink | TUNGSRAM - Tungsram High-bay IP20 - 27090lm - 201W - 4000K - 70CRI - TBD[SKU] - Bracket. Y-cable | 2 | Bracket. Y-cable | LED | 1 | 201 | [8 empty] | CE | [6 empty] | 20 | 4000 | 478x263x86 |  | 220-240V |  | 5 |  | 60° | 3 | 70 |  | 4000 |  |  | >=0.9 | 117000 |  |  | 134.98 |  |  | 9 | L6 | 25 | max. 10% at 100.000 hrs |  | Available | 740/339 | Cx=0.4338;Cy=0.4030 | Class I | IK08 | IP50 | IP20 | 60 | 890 | -20 | 1 | 200.7 | RAL9710 | 50-60Hz | Passive | LED | embedded sensor system | High Bay Rectangular | Tungsram High-bay IP20 | Indoor industrial |  |  | 27090 | Yes |  |  |  | Bracket kit. Tilted bracket kit. Busbar bracket kit. Cable hook pair
TBD | TU HB IP20 G1 1S22 4K70 L6 RF ST | image | datasheet | deeplink | TUNGSRAM - Tungsram High-bay IP20 - 22490lm - 164W - 4000K - 70CRI - TBD[SKU] - Bracket. Y-cable | 2 | Bracket. Y-cable | LED | 1 | 164 | [8 empty] | CE | [6 empty] | 20 | 4000 | 478x263x86 |  | 220-240V |  | 5 |  | 60° | 3 | 70 |  | 4000 |  |  | >=0.9 | 116706 |  |  | 137.39 |  |  | 9 | L6 | 25 | max. 10% at 100.000 hrs |  | Available | 740/339 | Cx=0.4338;Cy=0.4030 | Class I | IK08 | IP50 | IP20 | 60 | 730 | -20 | 1 | 163.7 | RAL9709 | 50-60Hz | Passive | LED | embedded sensor system | High Bay Rectangular | Tungsram High-bay IP20 | Indoor industrial |  |  | 22490 | Yes |  |  |  | Bracket kit. Tilted bracket kit. Busbar bracket kit. Cable hook pair
TBD | TU HB IP20 G1 1S20 4K70 L6 RF ST | image | datasheet | deeplink | TUNGSRAM - Tungsram High-bay IP20 - 19050lm - 143W - 4000K - 70CRI - TBD[SKU] - Bracket. Y-cable | 2 | Bracket. Y-cable | LED | 1 | 143 | [8 empty] | CE | [6 empty] | 20 | 4000 | 478x263x86 |  | 220-240V |  | 5 |  | 60° | 3 | 70 |  | 4000 |  |  | >=0.9 | 197000 |  |  | 133.5 |  |  | 9 | L6 | 25 | max. 10% at 100.000 hrs |  | Available | 740/339 | Cx=0.4338;Cy=0.4030 | Class I | IK08 | IP50 | IP20 | 60 | 630 | -20 | 1 | 142.7 | RAL9708 | 50-60Hz | Passive | LED | embedded sensor system | High Bay Rectangular | Tungsram High-bay IP20 | Indoor industrial |  |  | 19050 | Yes |  |  |  | Bracket kit. Tilted bracket kit. Busbar bracket kit. Cable hook pair
TBD | TU HB IP20 G1 1S12 4K70 L6 RF ST | image | datasheet | deeplink | TUNGSRAM - Tungsram High-bay IP20 - 12920lm - 94W - 4000K - 70CRI - TBD[SKU] - Bracket. Y-cable | 2 | Bracket. Y-cable | LED | 1 | 94 | [8 empty] | CE | [6 empty] | 20 | 4000 | 478x263x86 |  | 220-240V |  | 5 |  | 60° | 3 | 70 |  | 4000 |  |  | >=0.9 | 116706 |  |  | 137.89 |  |  | 9 | L6 | 25 | max. 10% at 100.000 hrs |  | Available | 740/339 | Cx=0.4338;Cy=0.4030 | Class I | IK08 | IP50 | IP20 | 60 | 420 | -20 | 1 | 93.7 | RAL9707 | 50-60Hz | Passive | LED | embedded sensor system | High Bay Rectangular | Tungsram High-bay IP20 | Indoor industrial |  |  | 12920 | Yes |  |  |  | Bracket kit. Tilted bracket kit. Busbar bracket kit. Cable hook pair
TBD | TU HB IP20 G1 1S10 4K70 L6 RF ST | image | datasheet | deeplink | TUNGSRAM - Tungsram High-bay IP20 - 9260lm - 69W - 4000K - 70CRI - TBD[SKU] - Bracket. Y-cable | 2 | Bracket. Y-cable | LED | 1 | 69 | [8 empty] | CE | [6 empty] | 20 | 4000 | 478x263x86 |  | 220-240V |  | 5 |  | 60° | 3 | 70 |  | 4000 |  |  | >=0.9 | 259000 |  |  | 134.79 |  |  | 9 | L6 | 25 | max. 10% at 100.000 hrs |  | Available | 740/339 | Cx=0.4338;Cy=0.4030 | Class I | IK08 | IP50 | IP20 | 60 | 300 | -20 | 1 | 68.7 | RAL9706 | 50-60Hz | Passive | LED | embedded sensor system | High Bay Rectangular | Tungsram High-bay IP20 | Indoor industrial |  |  | 9260 | Yes |  |  |  | Bracket kit. Tilted bracket kit. Busbar bracket kit. Cable hook pair
TBD | TU HB IP20 G1 1S30 4K70 L6 DL ST | image | datasheet | deeplink | TUNGSRAM - Tungsram High-bay IP20 - 27090lm - 199W - 4000K - 70CRI - TBD[SKU] - Bracket. Y-cable | 2 | Bracket. Y-cable | LED | 1 | 199 | [8 empty] | CE | [6 empty] | 20 | 4000 | 398x263x81 |  | 220-240V |  | 5 |  | 60° | 3 | 70 |  | 4000 |  |  | >=0.9 | 117000 |  |  | 136.13 |  |  | 9 | L6 | 25 | max. 10% at 100.000 hrs |  | Available | 740/339 | Cx=0.4338;Cy=0.4030 | Class I | IK08 | IP50 | IP20 | 60 | 880 | -20 | 1 | 199 | RAL9705 | 50-60Hz | Passive | LED | dimmable | High Bay Rectangular | Tungsram High-bay IP20 | Indoor industrial |  |  | 27090 | No sensor |  |  |  | Bracket kit. Tilted bracket kit. Busbar bracket kit. Cable hook pair
TBD | TU HB IP20 G1 1S22 4K70 L6 DL ST | image | datasheet | deeplink | TUNGSRAM - Tungsram High-bay IP20 - 22490lm - 162W - 4000K - 70CRI - TBD[SKU] - Bracket. Y-cable | 2 | Bracket. Y-cable | LED | 1 | 162 | [8 empty] | CE | [6 empty] | 20 | 4000 | 398x263x81 |  | 220-240V |  | 5 |  | 60° | 3 | 70 |  | 4000 |  |  | >=0.9 | 116706 |  |  | 138.83 |  |  | 9 | L6 | 25 | max. 10% at 100.000 hrs |  | Available | 740/339 | Cx=0.4338;Cy=0.4030 | Class I | IK08 | IP50 | IP20 | 60 | 720 | -20 | 1 | 162 | RAL9704 | 50-60Hz | Passive | LED | dimmable | High Bay Rectangular | Tungsram High-bay IP20 | Indoor industrial |  |  | 22490 | No sensor |  |  |  | Bracket kit. Tilted bracket kit. Busbar bracket kit. Cable hook pair
TBD | TU HB IP20 G1 1S20 4K70 L6 DL ST | image | datasheet | deeplink | TUNGSRAM - Tungsram High-bay IP20 - 19050lm - 141W - 4000K - 70CRI - TBD[SKU] - Bracket. Y-cable | 2 | Bracket. Y-cable | LED | 1 | 141 | [8 empty] | CE | [6 empty] | 20 | 4000 | 398x263x81 |  | 220-240V |  | 5 |  | 60° | 3 | 70 |  | 4000 |  |  | >=0.9 | 197000 |  |  | 135.11 |  |  | 9 | L6 | 25 | max. 10% at 100.000 hrs |  | Available | 740/339 | Cx=0.4338;Cy=0.4030 | Class I | IK08 | IP50 | IP20 | 60 | 630 | -20 | 1 | 141 | RAL9703 | 50-60Hz | Passive | LED | dimmable | High Bay Rectangular | Tungsram High-bay IP20 | Indoor industrial |  |  | 19050 | No sensor |  |  |  | Bracket kit. Tilted bracket kit. Busbar bracket kit. Cable hook pair
TBD | TU HB IP20 G1 1S12 4K70 L6 DL ST | image | datasheet | deeplink | TUNGSRAM - Tungsram High-bay IP20 - 12920lm - 92W - 4000K - 70CRI - TBD[SKU] - Bracket. Y-cable | 2 | Bracket. Y-cable | LED | 1 | 92 | [8 empty] | CE | [6 empty] | 20 | 4000 | 398x263x81 |  | 220-240V |  | 5 |  | 60° | 3 | 70 |  | 4000 |  |  | >=0.9 | 116706 |  |  | 140.43 |  |  | 9 | L6 | 25 | max. 10% at 100.000 hrs |  | Available | 740/339 | Cx=0.4338;Cy=0.4030 | Class I | IK08 | IP50 | IP20 | 60 | 410 | -20 | 1 | 92 | RAL9702 | 50-60Hz | Passive | LED | dimmable | High Bay Rectangular | Tungsram High-bay IP20 | Indoor industrial |  |  | 12920 | No sensor |  |  |  | Bracket kit. Tilted bracket kit. Busbar bracket kit. Cable hook pair
TBD | TU HB IP20 G1 1S10 4K70 L6 DL ST | image | datasheet | deeplink | TUNGSRAM - Tungsram High-bay IP20 - 9260lm - 67W - 4000K - 70CRI - TBD[SKU] - Bracket. Y-cable | 2 | Bracket. Y-cable | LED | 1 | 67 | [8 empty] | CE | [6 empty] | 20 | 4000 | 398x263x81 |  | 220-240V |  | 5 |  | 60° | 3 | 70 |  | 4000 |  |  | >=0.9 | 259000 |  |  | 138.21 |  |  | 9 | L6 | 25 | max. 10% at 100.000 hrs |  | Available | 740/339 | Cx=0.4338;Cy=0.4030 | Class I | IK08 | IP50 | IP20 | 60 | 300 | -20 | 1 | 67 | RAL9701 | 50-60Hz | Passive | LED | dimmable | High Bay Rectangular | Tungsram High-bay IP20 | Indoor industrial |  |  | 9260 | No sensor |  |  |  | Bracket kit. Tilted bracket kit. Busbar bracket kit. Cable hook pair
TBD | TU HB IP20 G1 2S60 4K70 L6 SN ST | image | datasheet | deeplink | TUNGSRAM - Tungsram High-bay IP20 - 57430lm - 437W - 4000K - 70CRI - TBD[SKU] - Bracket. Y-cable | 4 | Bracket. Y-cable | LED | 1 | 437 | [8 empty] | CE | [6 empty] | 20 | 4000 | 843x263x86 |  | 220-240V |  | 5 |  | 60° | 3 | 70 |  | 4000 |  |  | >=0.9 | 116706 |  |  | 131.51 |  |  | 9 | L6 | 25 | max. 10% at 100.000 hrs |  | Available | 740/339 | Cx=0.4338;Cy=0.4030 | Class I | IK08 | IP50 | IP20 | 60 | 1940 | -20 | 1 | 436.7 | RAL9700 | 50-60Hz | Passive | LED | embedded sensor system | High Bay Rectangular | Tungsram High-bay IP20 | Indoor industrial |  |  | 57430 | Yes |  |  |  | Bracket kit. Tilted bracket kit. Busbar bracket kit. Cable hook pair
TBD | TU HB IP20 G1 1S30 4K70 L6 SN ST | image | datasheet | deeplink | TUNGSRAM - Tungsram High-bay IP20 - 27090lm - 201W - 4000K - 70CRI - TBD[SKU] - Bracket. Y-cable | 2 | Bracket. Y-cable | LED | 1 | 201 | [8 empty] | CE | [6 empty] | 20 | 4000 | 478x263x86 |  | 220-240V |  | 5 |  | 60° | 3 | 70 |  | 4000 |  |  | >=0.9 | 117000 |  |  | 134.98 |  |  | 9 | L6 | 25 | max. 10% at 100.000 hrs |  | Available | 740/339 | Cx=0.4338;Cy=0.4030 | Class I | IK08 | IP50 | IP20 | 60 | 890 | -20 | 1 | 200.7 | RAL9699 | 50-60Hz | Passive | LED | embedded sensor system | High Bay Rectangular | Tungsram High-bay IP20 | Indoor industrial |  |  | 27090 | Yes |  |  |  | Bracket kit. Tilted bracket kit. Busbar bracket kit. Cable hook pair
TBD | TU HB IP20 G1 1S22 4K70 L6 SN ST | image | datasheet | deeplink | TUNGSRAM - Tungsram High-bay IP20 - 22490lm - 164W - 4000K - 70CRI - TBD[SKU] - Bracket. Y-cable | 2 | Bracket. Y-cable | LED | 1 | 164 | [8 empty] | CE | [6 empty] | 20 | 4000 | 478x263x86 |  | 220-240V |  | 5 |  | 60° | 3 | 70 |  | 4000 |  |  | >=0.9 | 116706 |  |  | 137.39 |  |  | 9 | L6 | 25 | max. 10% at 100.000 hrs |  | Available | 740/339 | Cx=0.4338;Cy=0.4030 | Class I | IK08 | IP50 | IP20 | 60 | 730 | -20 | 1 | 163.7 | RAL9698 | 50-60Hz | Passive | LED | embedded sensor system | High Bay Rectangular | Tungsram High-bay IP20 | Indoor industrial |  |  | 22490 | Yes |  |  |  | Bracket kit. Tilted bracket kit. Busbar bracket kit. Cable hook pair
TBD | TU HB IP20 G1 1S20 4K70 L6 SN ST | image | datasheet | deeplink | TUNGSRAM - Tungsram High-bay IP20 - 19050lm - 143W - 4000K - 70CRI - TBD[SKU] - Bracket. Y-cable | 2 | Bracket. Y-cable | LED | 1 | 143 | [8 empty] | CE | [6 empty] | 20 | 4000 | 478x263x86 |  | 220-240V |  | 5 |  | 60° | 3 | 70 |  | 4000 |  |  | >=0.9 | 197000 |  |  | 133.5 |  |  | 9 | L6 | 25 | max. 10% at 100.000 hrs |  | Available | 740/339 | Cx=0.4338;Cy=0.4030 | Class I | IK08 | IP50 | IP20 | 60 | 630 | -20 | 1 | 142.7 | RAL9697 | 50-60Hz | Passive | LED | embedded sensor system | High Bay Rectangular | Tungsram High-bay IP20 | Indoor industrial |  |  | 19050 | Yes |  |  |  | Bracket kit. Tilted bracket kit. Busbar bracket kit. Cable hook pair
TBD | TU HB IP20 G1 1S12 4K70 L6 SN ST | image | datasheet | deeplink | TUNGSRAM - Tungsram High-bay IP20 - 12920lm - 94W - 4000K - 70CRI - TBD[SKU] - Bracket. Y-cable | 2 | Bracket. Y-cable | LED | 1 | 94 | [8 empty] | CE | [6 empty] | 20 | 4000 | 478x263x86 |  | 220-240V |  | 5 |  | 60° | 3 | 70 |  | 4000 |  |  | >=0.9 | 116706 |  |  | 137.89 |  |  | 9 | L6 | 25 | max. 10% at 100.000 hrs |  | Available | 740/339 | Cx=0.4338;Cy=0.4030 | Class I | IK08 | IP50 | IP20 | 60 | 420 | -20 | 1 | 93.7 | RAL9696 | 50-60Hz | Passive | LED | embedded sensor system | High Bay Rectangular | Tungsram High-bay IP20 | Indoor industrial |  |  | 12920 | Yes |  |  |  | Bracket kit. Tilted bracket kit. Busbar bracket kit. Cable hook pair
TBD | TU HB IP20 G1 1S10 4K70 L6 SN ST | image | datasheet | deeplink | TUNGSRAM - Tungsram High-bay IP20 - 9260lm - 69W - 4000K - 70CRI - TBD[SKU] - Bracket. Y-cable | 2 | Bracket. Y-cable | LED | 1 | 69 | [8 empty] | CE | [6 empty] | 20 | 4000 | 478x263x86 |  | 220-240V |  | 5 |  | 60° | 3 | 70 |  | 4000 |  |  | >=0.9 | 259000 |  |  | 134.79 |  |  | 9 | L6 | 25 | max. 10% at 100.000 hrs |  | Available | 740/339 | Cx=0.4338;Cy=0.4030 | Class I | IK08 | IP50 | IP20 | 60 | 300 | -20 | 1 | 68.7 | RAL9695 | 50-60Hz | Passive | LED | embedded sensor system | High Bay Rectangular | Tungsram High-bay IP20 | Indoor industrial |  |  | 9260 | Yes |  |  |  | Bracket kit. Tilted bracket kit. Busbar bracket kit. Cable hook pair
TBD | TU HB IP20 G1 2S60 4K70 L6 FX ST | image | datasheet | deeplink | TUNGSRAM - Tungsram High-bay IP20 - 57430lm - 435W - 4000K - 70CRI - TBD[SKU] - Bracket. Y-cable | 4 | Bracket. Y-cable | LED | 1 | 435 | [8 empty] | CE | [6 empty] | 20 | 4000 | 763x263x81 |  | 220-240V |  | 5 |  | 60° | 3 | 70 |  | 4000 |  |  | >=0.9 | 116706 |  |  | 132.02 |  |  | 9 | L6 | 25 | max. 10% at 100.000 hrs |  | Available | 740/339 | Cx=0.4338;Cy=0.4030 | Class I | IK08 | IP50 | IP20 | 60 | 1930 | -20 | 1 | 435 | RAL9694 | 50-60Hz | Passive | LED | none | High Bay Rectangular | Tungsram High-bay IP20 | Indoor industrial |  |  | 57430 | No sensor |  |  |  | Bracket kit. Tilted bracket kit. Busbar bracket kit. Cable hook pair
TBD | TU HB IP20 G1 1S30 4K70 L6 FX ST | image | datasheet | deeplink | TUNGSRAM - Tungsram High-bay IP20 - 27090lm - 199W - 4000K - 70CRI - TBD[SKU] - Bracket. Y-cable | 2 | Bracket. Y-cable | LED | 1 | 199 | [8 empty] | CE | [6 empty] | 20 | 4000 | 398x263x81 |  | 220-240V |  | 5 |  | 60° | 3 | 70 |  | 4000 |  |  | >=0.9 | 117000 |  |  | 136.13 |  |  | 9 | L6 | 25 | max. 10% at 100.000 hrs |  | Available | 740/339 | Cx=0.4338;Cy=0.4030 | Class I | IK08 | IP50 | IP20 | 60 | 880 | -20 | 1 | 199 | RAL9693 | 50-60Hz | Passive | LED | none | High Bay Rectangular | Tungsram High-bay IP20 | Indoor industrial |  |  | 27090 | No sensor |  |  |  | Bracket kit. Tilted bracket kit. Busbar bracket kit. Cable hook pair
TBD | TU HB IP20 G1 1S22 4K70 L6 FX ST | image | datasheet | deeplink | TUNGSRAM - Tungsram High-bay IP20 - 22490lm - 162W - 4000K - 70CRI - TBD[SKU] - Bracket. Y-cable | 2 | Bracket. Y-cable | LED | 1 | 162 | [8 empty] | CE | [6 empty] | 20 | 4000 | 398x263x81 |  | 220-240V |  | 5 |  | 60° | 3 | 70 |  | 4000 |  |  | >=0.9 | 116706 |  |  | 138.83 |  |  | 9 | L6 | 25 | max. 10% at 100.000 hrs |  | Available | 740/339 | Cx=0.4338;Cy=0.4030 | Class I | IK08 | IP50 | IP20 | 60 | 720 | -20 | 1 | 162 | RAL9692 | 50-60Hz | Passive | LED | none | High Bay Rectangular | Tungsram High-bay IP20 | Indoor industrial |  |  | 22490 | No sensor |  |  |  | Bracket kit. Tilted bracket kit. Busbar bracket kit. Cable hook pair
TBD | TU HB IP20 G1 1S20 4K70 L6 FX EA | image | datasheet | deeplink | TUNGSRAM - Tungsram High-bay IP20 - 19050lm - 145W - 4000K - 70CRI - TBD[SKU] - Bracket. Y-cable | 3 | Bracket. Y-cable | LED | 1 | 145 | [8 empty] | CE | [6 empty] | 20 | 4000 | 398x263x81 |  | 220-240V |  | 5 |  | 60° | 3 | 70 |  | 4000 |  |  | >=0.9 | 197000 |  |  | 131.38 |  |  | 9 | L6 | 25 | max. 10% at 100.000 hrs |  | Available | 740/339 | Cx=0.4338;Cy=0.4030 | Class I | IK08 | IP50 | IP20 | 60 | 640 | -20 | 1 | 145 | RAL9691 | 50-60Hz | Passive | LED | none | High Bay Rectangular | Tungsram High-bay IP20 | Indoor industrial |  |  | 19050 | No sensor |  |  |  | Bracket kit. Tilted bracket kit. Busbar bracket kit. Cable hook pair
TBD | TU HB IP20 G1 1S20 4K70 L6 FX ST | image | datasheet | deeplink | TUNGSRAM - Tungsram High-bay IP20 - 19050lm - 141W - 4000K - 70CRI - TBD[SKU] - Bracket. Y-cable | 2 | Bracket. Y-cable | LED | 1 | 141 | [8 empty] | CE | [6 empty] | 20 | 4000 | 398x263x81 |  | 220-240V |  | 5 |  | 60° | 3 | 70 |  | 4000 |  |  | >=0.9 | 197000 |  |  | 135.11 |  |  | 9 | L6 | 25 | max. 10% at 100.000 hrs |  | Available | 740/339 | Cx=0.4338;Cy=0.4030 | Class I | IK08 | IP50 | IP20 | 60 | 630 | -20 | 1 | 141 | RAL9690 | 50-60Hz | Passive | LED | none | High Bay Rectangular | Tungsram High-bay IP20 | Indoor industrial |  |  | 19050 | No sensor |  |  |  | Bracket kit. Tilted bracket kit. Busbar bracket kit. Cable hook pair
TBD | TU HB IP20 G1 1S12 4K70 L6 FX ST | image | datasheet | deeplink | TUNGSRAM - Tungsram High-bay IP20 - 12920lm - 92W - 4000K - 70CRI - TBD[SKU] - Bracket. Y-cable | 2 | Bracket. Y-cable | LED | 1 | 92 | [8 empty] | CE | [6 empty] | 20 | 4000 | 398x263x81 |  | 220-240V |  | 5 |  | 60° | 3 | 70 |  | 4000 |  |  | >=0.9 | 116706 |  |  | 140.43 |  |  | 9 | L6 | 25 | max. 10% at 100.000 hrs |  | Available | 740/339 | Cx=0.4338;Cy=0.4030 | Class I | IK08 | IP50 | IP20 | 60 | 410 | -20 | 1 | 92 | RAL9689 | 50-60Hz | Passive | LED | none | High Bay Rectangular | Tungsram High-bay IP20 | Indoor industrial |  |  | 12920 | No sensor |  |  |  | Bracket kit. Tilted bracket kit. Busbar bracket kit. Cable hook pair
TBD | TU HB IP20 G1 1S10 4K70 L6 FX ST | image | datasheet | deeplink | TUNGSRAM - Tungsram High-bay IP20 - 9260lm - 67W - 4000K - 70CRI - TBD[SKU] - Bracket. Y-cable | 2 | Bracket. Y-cable | LED | 1 | 67 | [8 empty] | CE | [6 empty] | 20 | 4000 | 398x263x81 |  | 220-240V |  | 5 |  | 60° | 3 | 70 |  | 4000 |  |  | >=0.9 | 259000 |  |  | 138.21 |  |  | 9 | L6 | 25 | max. 10% at 100.000 hrs |  | Available | 740/339 | Cx=0.4338;Cy=0.4030 | Class I | IK08 | IP50 | IP20 | 60 | 300 | -20 | 1 | 67 | RAL9688 | 50-60Hz | Passive | LED | none | High Bay Rectangular | Tungsram High-bay IP20 | Indoor industrial |  |  | 9260 | No sensor |  |  |  | Bracket kit. Tilted bracket kit. Busbar bracket kit. Cable hook pair
TBD | TU HB IP20 G1 2H45 5K80 L6 NL ST | image | datasheet | deeplink | TUNGSRAM - Tungsram High-bay IP20 - 43260lm - 273W - 5000K - 80CRI - TBD[SKU] - Bracket. Y-cable | 4 | Bracket. Y-cable | LED | 1 | 273 | [8 empty] | CE | [6 empty] | 20 | 5000 | 779x263x96 |  | 220-240V |  | 5 |  | 60° | 3 | 80 |  | 5000 |  |  | >=0.9 | 116000 |  |  | 158.46 |  |  | 9 | L6 | 25 | max. 10% at 100.000 hrs |  | Available | 850/339 | Cx=0.3447;Cy=0.3553 | Class I | IK08 | IP50 | IP20 | 60 | 1210 | -20 | 1 | 273 | RAL9687 | 50-60Hz | Passive | LED | embedded sensor system | High Bay Rectangular | Tungsram High-bay IP20 | Indoor industrial |  |  | 43260 | Yes |  |  |  | Bracket kit. Tilted bracket kit. Busbar bracket kit. Cable hook pair
TBD | TU HB IP20 G1 2H30 5K80 L6 NL EA | image | datasheet | deeplink | TUNGSRAM - Tungsram High-bay IP20 - 27950lm - 175W - 5000K - 80CRI - TBD[SKU] - Bracket. Y-cable | 5 | Bracket. Y-cable | LED | 1 | 175 | [8 empty] | CE | [6 empty] | 20 | 5000 | 855x263x96 |  | 220-240V |  | 5 |  | 60° | 3 | 80 |  | 5000 |  |  | >=0.9 | 105000 |  |  | 159.71 |  |  | 9 | L6 | 25 | max. 10% at 100.000 hrs |  | Available | 850/339 | Cx=0.3447;Cy=0.3553 | Class I | IK08 | IP50 | IP20 | 60 |  | -20 | 1 | 175 | RAL9686 | 50-60Hz | Passive | LED | embedded sensor system | High Bay Rectangular | Tungsram High-bay IP20 | Indoor industrial |  |  | 27950 | Yes |  |  |  | Bracket kit. Tilted bracket kit. Busbar bracket kit. Cable hook pair
TBD | TU HB IP20 G1 2H30 5K80 L6 NL ST | image | datasheet | deeplink | TUNGSRAM - Tungsram High-bay IP20 - 27950lm - 171W - 5000K - 80CRI - TBD[SKU] - Bracket. Y-cable | 4 | Bracket. Y-cable | LED | 1 | 171 | [8 empty] | CE | [6 empty] | 20 | 5000 | 779x263x96 |  | 220-240V |  | 5 |  | 60° | 3 | 80 |  | 5000 |  |  | >=0.9 | 105000 |  |  | 163.45 |  |  | 9 | L6 | 25 | max. 10% at 100.000 hrs |  | Available | 850/339 | Cx=0.3447;Cy=0.3553 | Class I | IK08 | IP50 | IP20 | 60 | 760 | -20 | 1 | 171 | RAL9685 | 50-60Hz | Passive | LED | embedded sensor system | High Bay Rectangular | Tungsram High-bay IP20 | Indoor industrial |  |  | 27950 | Yes |  |  |  | Bracket kit. Tilted bracket kit. Busbar bracket kit. Cable hook pair
TBD | TU HB IP20 G1 1H25 5K80 L6 NL EA | image | datasheet | deeplink | TUNGSRAM - Tungsram High-bay IP20 - 23930lm - 160W - 5000K - 80CRI - TBD[SKU] - Bracket. Y-cable | 3 | Bracket. Y-cable | LED | 1 | 160 | [8 empty] | CE | [6 empty] | 20 | 5000 | 414x263x96 |  | 220-240V |  | 5 |  | 60° | 3 | 80 |  | 5000 |  |  | >=0.9 | 116706 |  |  | 149.94 |  |  | 9 | L6 | 25 | max. 10% at 100.000 hrs |  | Available | 850/339 | Cx=0.3447;Cy=0.3553 | Class I | IK08 | IP50 | IP20 | 50 | 710 | -25 | 1 | 159.6 | RAL9684 | 50-60Hz | Passive | LED | embedded sensor system | High Bay Rectangular | Tungsram High-bay IP20 | Indoor industrial |  |  | 23930 | Yes |  |  |  | Bracket kit. Tilted bracket kit. Busbar bracket kit. Cable hook pair
TBD | TU HB IP20 G1 1H25 5K80 L6 NL ST | image | datasheet | deeplink | TUNGSRAM - Tungsram High-bay IP20 - 23930lm - 156W - 5000K - 80CRI - TBD[SKU] - Bracket. Y-cable | 2 | Bracket. Y-cable | LED | 1 | 156 | [8 empty] | CE | [6 empty] | 20 | 5000 | 414x263x96 |  | 220-240V |  | 5 |  | 60° | 3 | 80 |  | 5000 |  |  | >=0.9 | 116706 |  |  | 153.79 |  |  | 9 | L6 | 25 | max. 10% at 100.000 hrs |  | Available | 850/339 | Cx=0.3447;Cy=0.3553 | Class I | IK08 | IP50 | IP20 | 50 | 690 | -25 | 1 | 155.6 | RAL9683 | 50-60Hz | Passive | LED | embedded sensor system | High Bay Rectangular | Tungsram High-bay IP20 | Indoor industrial |  |  | 23930 | Yes |  |  |  | Bracket kit. Tilted bracket kit. Busbar bracket kit. Cable hook pair
TBD | TU HB IP20 G1 1H20 5K80 L6 NL ST | image | datasheet | deeplink | TUNGSRAM - Tungsram High-bay IP20 - 18660lm - 117W - 5000K - 80CRI - TBD[SKU] - Bracket. Y-cable | 2 | Bracket. Y-cable | LED | 1 | 117 | [8 empty] | CE | [6 empty] | 20 | 5000 | 414x263x96 |  | 220-240V |  | 5 |  | 60° | 3 | 80 |  | 5000 |  |  | >=0.9 | 100000 |  |  | 159.49 |  |  | 9 | L6 | 25 | max. 10% at 100.000 hrs |  | Available | 850/339 | Cx=0.3447;Cy=0.3553 | Class I | IK08 | IP50 | IP20 | 55 | 520 | -30 | 1 | 117 | RAL9682 | 50-60Hz | Passive | LED | embedded sensor system | High Bay Rectangular | Tungsram High-bay IP20 | Indoor industrial |  |  | 18660 | Yes |  |  |  | Bracket kit. Tilted bracket kit. Busbar bracket kit. Cable hook pair
TBD | TU HB IP20 G1 1H15 5K80 L6 NL ST | image | datasheet | deeplink | TUNGSRAM - Tungsram High-bay IP20 - 14360lm - 87W - 5000K - 80CRI - TBD[SKU] - Bracket. Y-cable | 2 | Bracket. Y-cable | LED | 1 | 87 | [8 empty] | CE | [6 empty] | 20 | 5000 | 414x263x96 |  | 220-240V |  | 5 |  | 60° | 3 | 80 |  | 5000 |  |  | >=0.9 | 116706 |  |  | 165.06 |  |  | 9 | L6 | 25 | max. 10% at 100.000 hrs |  | Available | 850/339 | Cx=0.3447;Cy=0.3553 | Class I | IK08 | IP50 | IP20 | 50 | 390 | -25 | 1 | 87 | RAL9681 | 50-60Hz | Passive | LED | embedded sensor system | High Bay Rectangular | Tungsram High-bay IP20 | Indoor industrial |  |  | 14360 | Yes |  |  |  | Bracket kit. Tilted bracket kit. Busbar bracket kit. Cable hook pair
TBD | TU HB IP20 G1 1H10 5K80 L6 NL ST | image | datasheet | deeplink | TUNGSRAM - Tungsram High-bay IP20 - 9480lm - 57W - 5000K - 80CRI - TBD[SKU] - Bracket. Y-cable | 2 | Bracket. Y-cable | LED | 1 | 57 | [8 empty] | CE | [6 empty] | 20 | 5000 | 414x263x96 |  | 220-240V |  | 5 |  | 60° | 3 | 80 |  | 5000 |  |  | >=0.9 | 115000 |  |  | 166.32 |  |  | 9 | L6 | 25 | max. 10% at 100.000 hrs |  | Available | 850/339 | Cx=0.3447;Cy=0.3553 | Class I | IK08 | IP50 | IP20 | 60 | 250 | -20 | 1 | 57 | RAL9680 | 50-60Hz | Passive | LED | embedded sensor system | High Bay Rectangular | Tungsram High-bay IP20 | Indoor industrial |  |  | 9480 | Yes |  |  |  | Bracket kit. Tilted bracket kit. Busbar bracket kit. Cable hook pair
TBD | TU HB IP20 G1 2H45 5K80 L6 RF ST | image | datasheet | deeplink | TUNGSRAM - Tungsram High-bay IP20 - 43260lm - 274W - 5000K - 80CRI - TBD[SKU] - Bracket. Y-cable | 4 | Bracket. Y-cable | LED | 1 | 274 | [8 empty] | CE | [6 empty] | 20 | 5000 | 843x263x86 |  | 220-240V |  | 5 |  | 60° | 3 | 80 |  | 5000 |  |  | >=0.9 | 116000 |  |  | 158.06 |  |  | 9 | L6 | 25 | max. 10% at 100.000 hrs |  | Available | 850/339 | Cx=0.3447;Cy=0.3553 | Class I | IK08 | IP50 | IP20 | 60 | 1210 | -20 | 1 | 273.7 | RAL9679 | 50-60Hz | Passive | LED | embedded sensor system | High Bay Rectangular | Tungsram High-bay IP20 | Indoor industrial |  |  | 43260 | Yes |  |  |  | Bracket kit. Tilted bracket kit. Busbar bracket kit. Cable hook pair
TBD | TU HB IP20 G1 2H30 5K80 L6 RF EA | image | datasheet | deeplink | TUNGSRAM - Tungsram High-bay IP20 - 27950lm - 176W - 5000K - 80CRI - TBD[SKU] - Bracket. Y-cable | 5 | Bracket. Y-cable | LED | 1 | 176 | [8 empty] | CE | [6 empty] | 20 | 5000 | 855x263x96 |  | 220-240V |  | 5 |  | 60° | 3 | 80 |  | 5000 |  |  | >=0.9 | 105000 |  |  | 159.08 |  |  | 9 | L6 | 25 | max. 10% at 100.000 hrs |  | Available | 850/339 | Cx=0.3447;Cy=0.3553 | Class I | IK08 | IP50 | IP20 | 60 |  | -20 | 1 | 175.7 | RAL9678 | 50-60Hz | Passive | LED | embedded sensor system | High Bay Rectangular | Tungsram High-bay IP20 | Indoor industrial |  |  | 27950 | Yes |  |  |  | Bracket kit. Tilted bracket kit. Busbar bracket kit. Cable hook pair
TBD | TU HB IP20 G1 2H30 5K80 L6 RF ST | image | datasheet | deeplink | TUNGSRAM - Tungsram High-bay IP20 - 27950lm - 172W - 5000K - 80CRI - TBD[SKU] - Bracket. Y-cable | 4 | Bracket. Y-cable | LED | 1 | 172 | [8 empty] | CE | [6 empty] | 20 | 5000 | 843x263x86 |  | 220-240V |  | 5 |  | 60° | 3 | 80 |  | 5000 |  |  | >=0.9 | 105000 |  |  | 162.78 |  |  | 9 | L6 | 25 | max. 10% at 100.000 hrs |  | Available | 850/339 | Cx=0.3447;Cy=0.3553 | Class I | IK08 | IP50 | IP20 | 60 | 760 | -20 | 1 | 171.7 | RAL9677 | 50-60Hz | Passive | LED | embedded sensor system | High Bay Rectangular | Tungsram High-bay IP20 | Indoor industrial |  |  | 27950 | Yes |  |  |  | Bracket kit. Tilted bracket kit. Busbar bracket kit. Cable hook pair
TBD | TU HB IP20 G1 1H25 5K80 L6 RF EA | image | datasheet | deeplink | TUNGSRAM - Tungsram High-bay IP20 - 23930lm - 160W - 5000K - 80CRI - TBD[SKU] - Bracket. Y-cable | 3 | Bracket. Y-cable | LED | 1 | 160 | [8 empty] | CE | [6 empty] | 20 | 5000 | 478x263x86 |  | 220-240V |  | 5 |  | 60° | 3 | 80 |  | 5000 |  |  | >=0.9 | 116706 |  |  | 149.28 |  |  | 9 | L6 | 25 | max. 10% at 100.000 hrs |  | Available | 850/339 | Cx=0.3447;Cy=0.3553 | Class I | IK08 | IP50 | IP20 | 60 | 710 | -20 | 1 | 160.3 | RAL9676 | 50-60Hz | Passive | LED | embedded sensor system | High Bay Rectangular | Tungsram High-bay IP20 | Indoor industrial |  |  | 23930 | Yes |  |  |  | Bracket kit. Tilted bracket kit. Busbar bracket kit. Cable hook pair
TBD | TU HB IP20 G1 1H25 5K80 L6 RF ST | image | datasheet | deeplink | TUNGSRAM - Tungsram High-bay IP20 - 23930lm - 156W - 5000K - 80CRI - TBD[SKU] - Bracket. Y-cable | 2 | Bracket. Y-cable | LED | 1 | 156 | [8 empty] | CE | [6 empty] | 20 | 5000 | 478x263x86 |  | 220-240V |  | 5 |  | 60° | 3 | 80 |  | 5000 |  |  | >=0.9 | 116706 |  |  | 153.1 |  |  | 9 | L6 | 25 | max. 10% at 100.000 hrs |  | Available | 850/339 | Cx=0.3447;Cy=0.3553 | Class I | IK08 | IP50 | IP20 | 60 | 690 | -20 | 1 | 156.3 | RAL9675 | 50-60Hz | Passive | LED | embedded sensor system | High Bay Rectangular | Tungsram High-bay IP20 | Indoor industrial |  |  | 23930 | Yes |  |  |  | Bracket kit. Tilted bracket kit. Busbar bracket kit. Cable hook pair
TBD | TU HB IP20 G1 1H20 5K80 L6 RF EA | image | datasheet | deeplink | TUNGSRAM - Tungsram High-bay IP20 - 18660lm - 122W - 5000K - 80CRI - TBD[SKU] - Bracket. Y-cable | 3 | Bracket. Y-cable | LED | 1 | 122 | [8 empty] | CE | [6 empty] | 20 | 5000 | 478x263x86 |  | 220-240V |  | 5 |  | 60° | 3 | 80 |  | 5000 |  |  | >=0.9 | 100000 |  |  | 153.33 |  |  | 9 | L6 | 25 | max. 10% at 100.000 hrs |  | Available | 850/339 | Cx=0.3447;Cy=0.3553 | Class I | IK08 | IP50 | IP20 | 60 | 540 | -20 | 1 | 121.7 | RAL9674 | 50-60Hz | Passive | LED | embedded sensor system | High Bay Rectangular | Tungsram High-bay IP20 | Indoor industrial |  |  | 18660 | Yes |  |  |  | Bracket kit. Tilted bracket kit. Busbar bracket kit. Cable hook pair
TBD | TU HB IP20 G1 1H20 5K80 L6 RF ST | image | datasheet | deeplink | TUNGSRAM - Tungsram High-bay IP20 - 18660lm - 118W - 5000K - 80CRI - TBD[SKU] - Bracket. Y-cable | 2 | Bracket. Y-cable | LED | 1 | 118 | [8 empty] | CE | [6 empty] | 20 | 5000 | 478x263x86 |  | 220-240V |  | 5 |  | 60° | 3 | 80 |  | 5000 |  |  | >=0.9 | 100000 |  |  | 158.54 |  |  | 9 | L6 | 25 | max. 10% at 100.000 hrs |  | Available | 850/339 | Cx=0.3447;Cy=0.3553 | Class I | IK08 | IP50 | IP20 | 60 | 520 | -20 | 1 | 117.7 | RAL9673 | 50-60Hz | Passive | LED | embedded sensor system | High Bay Rectangular | Tungsram High-bay IP20 | Indoor industrial |  |  | 18660 | Yes |  |  |  | Bracket kit. Tilted bracket kit. Busbar bracket kit. Cable hook pair
TBD | TU HB IP20 G1 1H15 5K80 L6 RF ST | image | datasheet | deeplink | TUNGSRAM - Tungsram High-bay IP20 - 14360lm - 88W - 5000K - 80CRI - TBD[SKU] - Bracket. Y-cable | 2 | Bracket. Y-cable | LED | 1 | 88 | [8 empty] | CE | [6 empty] | 20 | 5000 | 478x263x86 |  | 220-240V |  | 5 |  | 60° | 3 | 80 |  | 5000 |  |  | >=0.9 | 116706 |  |  | 163.74 |  |  | 9 | L6 | 25 | max. 10% at 100.000 hrs |  | Available | 850/339 | Cx=0.3447;Cy=0.3553 | Class I | IK08 | IP50 | IP20 | 60 | 390 | -20 | 1 | 87.7 | RAL9672 | 50-60Hz | Passive | LED | embedded sensor system | High Bay Rectangular | Tungsram High-bay IP20 | Indoor industrial |  |  | 14360 | Yes |  |  |  | Bracket kit. Tilted bracket kit. Busbar bracket kit. Cable hook pair
TBD | TU HB IP20 G1 1H10 5K80 L6 RF ST | image | datasheet | deeplink | TUNGSRAM - Tungsram High-bay IP20 - 9480lm - 58W - 5000K - 80CRI - TBD[SKU] - Bracket. Y-cable | 2 | Bracket. Y-cable | LED | 1 | 58 | [8 empty] | CE | [6 empty] | 20 | 5000 | 478x263x86 |  | 220-240V |  | 5 |  | 60° | 3 | 80 |  | 5000 |  |  | >=0.9 | 115000 |  |  | 164.3 |  |  | 9 | L6 | 25 | max. 10% at 100.000 hrs |  | Available | 850/339 | Cx=0.3447;Cy=0.3553 | Class I | IK08 | IP50 | IP20 | 60 | 260 | -20 | 1 | 57.7 | RAL9671 | 50-60Hz | Passive | LED | embedded sensor system | High Bay Rectangular | Tungsram High-bay IP20 | Indoor industrial |  |  | 9480 | Yes |  |  |  | Bracket kit. Tilted bracket kit. Busbar bracket kit. Cable hook pair
TBD | TU HB IP20 G1 2H45 5K80 L6 DL ST | image | datasheet | deeplink | TUNGSRAM - Tungsram High-bay IP20 - 43260lm - 272W - 5000K - 80CRI - TBD[SKU] - Bracket. Y-cable | 4 | Bracket. Y-cable | LED | 1 | 272 | [8 empty] | CE | [6 empty] | 20 | 5000 | 763x263x81 |  | 220-240V |  | 5 |  | 60° | 3 | 80 |  | 5000 |  |  | >=0.9 | 116000 |  |  | 159.04 |  |  | 9 | L6 | 25 | max. 10% at 100.000 hrs |  | Available | 850/339 | Cx=0.3447;Cy=0.3553 | Class I | IK08 | IP50 | IP20 | 60 | 1210 | -20 | 1 | 272 | RAL9670 | 50-60Hz | Passive | LED | dimmable | High Bay Rectangular | Tungsram High-bay IP20 | Indoor industrial |  |  | 43260 | No sensor |  |  |  | Bracket kit. Tilted bracket kit. Busbar bracket kit. Cable hook pair
TBD | TU HB IP20 G1 2H30 5K80 L6 DL ST | image | datasheet | deeplink | TUNGSRAM - Tungsram High-bay IP20 - 27950lm - 170W - 5000K - 80CRI - TBD[SKU] - Bracket. Y-cable | 4 | Bracket. Y-cable | LED | 1 | 170 | [8 empty] | CE | [6 empty] | 20 | 5000 | 763x263x81 |  | 220-240V |  | 5 |  | 60° | 3 | 80 |  | 5000 |  |  | >=0.9 | 105000 |  |  | 164.41 |  |  | 9 | L6 | 25 | max. 10% at 100.000 hrs |  | Available | 850/339 | Cx=0.3447;Cy=0.3553 | Class I | IK08 | IP50 | IP20 | 60 | 750 | -20 | 1 | 170 | RAL9669 | 50-60Hz | Passive | LED | dimmable | High Bay Rectangular | Tungsram High-bay IP20 | Indoor industrial |  |  | 27950 | No sensor |  |  |  | Bracket kit. Tilted bracket kit. Busbar bracket kit. Cable hook pair
TBD | TU HB IP20 G1 1H25 5K80 L6 DL EA | image | datasheet | deeplink | TUNGSRAM - Tungsram High-bay IP20 - 23930lm - 159W - 5000K - 80CRI - TBD[SKU] - Bracket. Y-cable | 3 | Bracket. Y-cable | LED | 1 | 159 | [8 empty] | CE | [6 empty] | 20 | 5000 | 398x263x81 |  | 220-240V |  | 5 |  | 60° | 3 | 80 |  | 5000 |  |  | >=0.9 | 116706 |  |  | 150.88 |  |  | 9 | L6 | 25 | max. 10% at 100.000 hrs |  | Available | 850/339 | Cx=0.3447;Cy=0.3553 | Class I | IK08 | IP50 | IP20 | 60 | 700 | -30 | 1 | 158.6 | RAL9668 | 50-60Hz | Passive | LED | dimmable | High Bay Rectangular | Tungsram High-bay IP20 | Indoor industrial |  |  | 23930 | No sensor |  |  |  | Bracket kit. Tilted bracket kit. Busbar bracket kit. Cable hook pair
TBD | TU HB IP20 G1 1H25 5K80 L6 DL ST | image | datasheet | deeplink | TUNGSRAM - Tungsram High-bay IP20 - 23930lm - 155W - 5000K - 80CRI - TBD[SKU] - Bracket. Y-cable | 2 | Bracket. Y-cable | LED | 1 | 155 | [8 empty] | CE | [6 empty] | 20 | 5000 | 398x263x81 |  | 220-240V |  | 5 |  | 60° | 3 | 80 |  | 5000 |  |  | >=0.9 | 116706 |  |  | 154.79 |  |  | 9 | L6 | 25 | max. 10% at 100.000 hrs |  | Available | 850/339 | Cx=0.3447;Cy=0.3553 | Class I | IK08 | IP50 | IP20 | 60 | 690 | -30 | 1 | 154.6 | RAL9667 | 50-60Hz | Passive | LED | dimmable | High Bay Rectangular | Tungsram High-bay IP20 | Indoor industrial |  |  | 23930 | No sensor |  |  |  | Bracket kit. Tilted bracket kit. Busbar bracket kit. Cable hook pair
TBD | TU HB IP20 G1 1H20 5K80 L6 DL EA | image | datasheet | deeplink | TUNGSRAM - Tungsram High-bay IP20 - 18660lm - 120W - 5000K - 80CRI - TBD[SKU] - Bracket. Y-cable | 3 | Bracket. Y-cable | LED | 1 | 120 | [8 empty] | CE | [6 empty] | 20 | 5000 | 398x263x81 |  | 220-240V |  | 5 |  | 60° | 3 | 80 |  | 5000 |  |  | >=0.9 | 100000 |  |  | 155.5 |  |  | 9 | L6 | 25 | max. 10% at 100.000 hrs |  | Available | 850/339 | Cx=0.3447;Cy=0.3553 | Class I | IK08 | IP50 | IP20 | 60 | 530 | -20 | 1 | 120 | RAL9666 | 50-60Hz | Passive | LED | dimmable | High Bay Rectangular | Tungsram High-bay IP20 | Indoor industrial |  |  | 18660 | No sensor |  |  |  | Bracket kit. Tilted bracket kit. Busbar bracket kit. Cable hook pair
TBD | TU HB IP20 G1 1H20 5K80 L6 DL ST | image | datasheet | deeplink | TUNGSRAM - Tungsram High-bay IP20 - 18660lm - 116W - 5000K - 80CRI - TBD[SKU] - Bracket. Y-cable | 2 | Bracket. Y-cable | LED | 1 | 116 | [8 empty] | CE | [6 empty] | 20 | 5000 | 398x263x81 |  | 220-240V |  | 5 |  | 60° | 3 | 80 |  | 5000 |  |  | >=0.9 | 100000 |  |  | 160.86 |  |  | 9 | L6 | 25 | max. 10% at 100.000 hrs |  | Available | 850/339 | Cx=0.3447;Cy=0.3553 | Class I | IK08 | IP50 | IP20 | 60 | 510 | -20 | 1 | 116 | RAL9665 | 50-60Hz | Passive | LED | dimmable | High Bay Rectangular | Tungsram High-bay IP20 | Indoor industrial |  |  | 18660 | No sensor |  |  |  | Bracket kit. Tilted bracket kit. Busbar bracket kit. Cable hook pair
TBD | TU HB IP20 G1 1H15 5K80 L6 DL ST | image | datasheet | deeplink | TUNGSRAM - Tungsram High-bay IP20 - 14360lm - 86W - 5000K - 80CRI - TBD[SKU] - Bracket. Y-cable | 2 | Bracket. Y-cable | LED | 1 | 86 | [8 empty] | CE | [6 empty] | 20 | 5000 | 398x263x81 |  | 220-240V |  | 5 |  | 60° | 3 | 80 |  | 5000 |  |  | >=0.9 | 116706 |  |  | 166.98 |  |  | 9 | L6 | 25 | max. 10% at 100.000 hrs |  | Available | 850/339 | Cx=0.3447;Cy=0.3553 | Class I | IK08 | IP50 | IP20 | 60 | 380 | -20 | 1 | 86 | RAL9664 | 50-60Hz | Passive | LED | dimmable | High Bay Rectangular | Tungsram High-bay IP20 | Indoor industrial |  |  | 14360 | No sensor |  |  |  | Bracket kit. Tilted bracket kit. Busbar bracket kit. Cable hook pair
TBD | TU HB IP20 G1 1H10 5K80 L6 DL ST | image | datasheet | deeplink | TUNGSRAM - Tungsram High-bay IP20 - 9480lm - 56W - 5000K - 80CRI - TBD[SKU] - Bracket. Y-cable | 2 | Bracket. Y-cable | LED | 1 | 56 | [8 empty] | CE | [6 empty] | 20 | 5000 | 398x263x81 |  | 220-240V |  | 5 |  | 60° | 3 | 80 |  | 5000 |  |  | >=0.9 | 115000 |  |  | 169.29 |  |  | 9 | L6 | 25 | max. 10% at 100.000 hrs |  | Available | 850/339 | Cx=0.3447;Cy=0.3553 | Class I | IK08 | IP50 | IP20 | 60 | 250 | -20 | 1 | 56 | RAL9663 | 50-60Hz | Passive | LED | dimmable | High Bay Rectangular | Tungsram High-bay IP20 | Indoor industrial |  |  | 9480 | No sensor |  |  |  | Bracket kit. Tilted bracket kit. Busbar bracket kit. Cable hook pair
TBD | TU HB IP20 G1 1S30 5K80 L6 RF ST | image | datasheet | deeplink | TUNGSRAM - Tungsram High-bay IP20 - 27090lm - 201W - 5000K - 80CRI - TBD[SKU] - Bracket. Y-cable | 2 | Bracket. Y-cable | LED | 1 | 201 | [8 empty] | CE | [6 empty] | 20 | 5000 | 478x263x86 |  | 220-240V |  | 5 |  | 60° | 3 | 80 |  | 5000 |  |  | >=0.9 | 117000 |  |  | 134.98 |  |  | 9 | L6 | 25 | max. 10% at 100.000 hrs |  | Available | 850/339 | Cx=0.3447;Cy=0.3553 | Class I | IK08 | IP50 | IP20 | 60 | 890 | -20 | 1 | 200.7 | RAL9662 | 50-60Hz | Passive | LED | embedded sensor system | High Bay Rectangular | Tungsram High-bay IP20 | Indoor industrial |  |  | 27090 | Yes |  |  |  | Bracket kit. Tilted bracket kit. Busbar bracket kit. Cable hook pair
TBD | TU HB IP20 G1 1S22 5K80 L6 RF ST | image | datasheet | deeplink | TUNGSRAM - Tungsram High-bay IP20 - 22490lm - 164W - 5000K - 80CRI - TBD[SKU] - Bracket. Y-cable | 2 | Bracket. Y-cable | LED | 1 | 164 | [8 empty] | CE | [6 empty] | 20 | 5000 | 478x263x86 |  | 220-240V |  | 5 |  | 60° | 3 | 80 |  | 5000 |  |  | >=0.9 | 116706 |  |  | 137.39 |  |  | 9 | L6 | 25 | max. 10% at 100.000 hrs |  | Available | 850/339 | Cx=0.3447;Cy=0.3553 | Class I | IK08 | IP50 | IP20 | 60 | 730 | -20 | 1 | 163.7 | RAL9661 | 50-60Hz | Passive | LED | embedded sensor system | High Bay Rectangular | Tungsram High-bay IP20 | Indoor industrial |  |  | 22490 | Yes |  |  |  | Bracket kit. Tilted bracket kit. Busbar bracket kit. Cable hook pair
TBD | TU HB IP20 G1 1S20 5K80 L6 RF ST | image | datasheet | deeplink | TUNGSRAM - Tungsram High-bay IP20 - 19050lm - 143W - 5000K - 80CRI - TBD[SKU] - Bracket. Y-cable | 2 | Bracket. Y-cable | LED | 1 | 143 | [8 empty] | CE | [6 empty] | 20 | 5000 | 478x263x86 |  | 220-240V |  | 5 |  | 60° | 3 | 80 |  | 5000 |  |  | >=0.9 | 197000 |  |  | 133.5 |  |  | 9 | L6 | 25 | max. 10% at 100.000 hrs |  | Available | 850/339 | Cx=0.3447;Cy=0.3553 | Class I | IK08 | IP50 | IP20 | 60 | 630 | -20 | 1 | 142.7 | RAL9660 | 50-60Hz | Passive | LED | embedded sensor system | High Bay Rectangular | Tungsram High-bay IP20 | Indoor industrial |  |  | 19050 | Yes |  |  |  | Bracket kit. Tilted bracket kit. Busbar bracket kit. Cable hook pair
TBD | TU HB IP20 G1 1S12 5K80 L6 RF ST | image | datasheet | deeplink | TUNGSRAM - Tungsram High-bay IP20 - 12920lm - 94W - 5000K - 80CRI - TBD[SKU] - Bracket. Y-cable | 2 | Bracket. Y-cable | LED | 1 | 94 | [8 empty] | CE | [6 empty] | 20 | 5000 | 478x263x86 |  | 220-240V |  | 5 |  | 60° | 3 | 80 |  | 5000 |  |  | >=0.9 | 116706 |  |  | 137.89 |  |  | 9 | L6 | 25 | max. 10% at 100.000 hrs |  | Available | 850/339 | Cx=0.3447;Cy=0.3553 | Class I | IK08 | IP50 | IP20 | 60 | 420 | -20 | 1 | 93.7 | RAL9659 | 50-60Hz | Passive | LED | embedded sensor system | High Bay Rectangular | Tungsram High-bay IP20 | Indoor industrial |  |  | 12920 | Yes |  |  |  | Bracket kit. Tilted bracket kit. Busbar bracket kit. Cable hook pair
TBD | TU HB IP20 G1 1S10 5K80 L6 RF ST | image | datasheet | deeplink | TUNGSRAM - Tungsram High-bay IP20 - 9260lm - 69W - 5000K - 80CRI - TBD[SKU] - Bracket. Y-cable | 2 | Bracket. Y-cable | LED | 1 | 69 | [8 empty] | CE | [6 empty] | 20 | 5000 | 478x263x86 |  | 220-240V |  | 5 |  | 60° | 3 | 80 |  | 5000 |  |  | >=0.9 | 259000 |  |  | 134.79 |  |  | 9 | L6 | 25 | max. 10% at 100.000 hrs |  | Available | 850/339 | Cx=0.3447;Cy=0.3553 | Class I | IK08 | IP50 | IP20 | 60 | 300 | -20 | 1 | 68.7 | RAL9658 | 50-60Hz | Passive | LED | embedded sensor system | High Bay Rectangular | Tungsram High-bay IP20 | Indoor industrial |  |  | 9260 | Yes |  |  |  | Bracket kit. Tilted bracket kit. Busbar bracket kit. Cable hook pair
TBD | TU HB IP20 G1 1S30 5K80 L6 DL ST | image | datasheet | deeplink | TUNGSRAM - Tungsram High-bay IP20 - 27090lm - 199W - 5000K - 80CRI - TBD[SKU] - Bracket. Y-cable | 2 | Bracket. Y-cable | LED | 1 | 199 | [8 empty] | CE | [6 empty] | 20 | 5000 | 398x263x81 |  | 220-240V |  | 5 |  | 60° | 3 | 80 |  | 5000 |  |  | >=0.9 | 117000 |  |  | 136.13 |  |  | 9 | L6 | 25 | max. 10% at 100.000 hrs |  | Available | 850/339 | Cx=0.3447;Cy=0.3553 | Class I | IK08 | IP50 | IP20 | 60 | 880 | -20 | 1 | 199 | RAL9657 | 50-60Hz | Passive | LED | dimmable | High Bay Rectangular | Tungsram High-bay IP20 | Indoor industrial |  |  | 27090 | No sensor |  |  |  | Bracket kit. Tilted bracket kit. Busbar bracket kit. Cable hook pair
TBD | TU HB IP20 G1 1S22 5K80 L6 DL ST | image | datasheet | deeplink | TUNGSRAM - Tungsram High-bay IP20 - 22490lm - 162W - 5000K - 80CRI - TBD[SKU] - Bracket. Y-cable | 2 | Bracket. Y-cable | LED | 1 | 162 | [8 empty] | CE | [6 empty] | 20 | 5000 | 398x263x81 |  | 220-240V |  | 5 |  | 60° | 3 | 80 |  | 5000 |  |  | >=0.9 | 116706 |  |  | 138.83 |  |  | 9 | L6 | 25 | max. 10% at 100.000 hrs |  | Available | 850/339 | Cx=0.3447;Cy=0.3553 | Class I | IK08 | IP50 | IP20 | 60 | 720 | -20 | 1 | 162 | RAL9656 | 50-60Hz | Passive | LED | dimmable | High Bay Rectangular | Tungsram High-bay IP20 | Indoor industrial |  |  | 22490 | No sensor |  |  |  | Bracket kit. Tilted bracket kit. Busbar bracket kit. Cable hook pair
TBD | TU HB IP20 G1 1S20 5K80 L6 DL ST | image | datasheet | deeplink | TUNGSRAM - Tungsram High-bay IP20 - 19050lm - 141W - 5000K - 80CRI - TBD[SKU] - Bracket. Y-cable | 2 | Bracket. Y-cable | LED | 1 | 141 | [8 empty] | CE | [6 empty] | 20 | 5000 | 398x263x81 |  | 220-240V |  | 5 |  | 60° | 3 | 80 |  | 5000 |  |  | >=0.9 | 197000 |  |  | 135.11 |  |  | 9 | L6 | 25 | max. 10% at 100.000 hrs |  | Available | 850/339 | Cx=0.3447;Cy=0.3553 | Class I | IK08 | IP50 | IP20 | 60 | 630 | -20 | 1 | 141 | RAL9655 | 50-60Hz | Passive | LED | dimmable | High Bay Rectangular | Tungsram High-bay IP20 | Indoor industrial |  |  | 19050 | No sensor |  |  |  | Bracket kit. Tilted bracket kit. Busbar bracket kit. Cable hook pair
TBD | TU HB IP20 G1 1S12 5K80 L6 DL ST | image | datasheet | deeplink | TUNGSRAM - Tungsram High-bay IP20 - 12920lm - 92W - 5000K - 80CRI - TBD[SKU] - Bracket. Y-cable | 2 | Bracket. Y-cable | LED | 1 | 92 | [8 empty] | CE | [6 empty] | 20 | 5000 | 398x263x81 |  | 220-240V |  | 5 |  | 60° | 3 | 80 |  | 5000 |  |  | >=0.9 | 116706 |  |  | 140.43 |  |  | 9 | L6 | 25 | max. 10% at 100.000 hrs |  | Available | 850/339 | Cx=0.3447;Cy=0.3553 | Class I | IK08 | IP50 | IP20 | 60 | 410 | -20 | 1 | 92 | RAL9654 | 50-60Hz | Passive | LED | dimmable | High Bay Rectangular | Tungsram High-bay IP20 | Indoor industrial |  |  | 12920 | No sensor |  |  |  | Bracket kit. Tilted bracket kit. Busbar bracket kit. Cable hook pair
TBD | TU HB IP20 G1 1S10 5K80 L6 DL ST | image | datasheet | deeplink | TUNGSRAM - Tungsram High-bay IP20 - 9260lm - 67W - 5000K - 80CRI - TBD[SKU] - Bracket. Y-cable | 2 | Bracket. Y-cable | LED | 1 | 67 | [8 empty] | CE | [6 empty] | 20 | 5000 | 398x263x81 |  | 220-240V |  | 5 |  | 60° | 3 | 80 |  | 5000 |  |  | >=0.9 | 259000 |  |  | 138.21 |  |  | 9 | L6 | 25 | max. 10% at 100.000 hrs |  | Available | 850/339 | Cx=0.3447;Cy=0.3553 | Class I | IK08 | IP50 | IP20 | 60 | 300 | -20 | 1 | 67 | RAL9653 | 50-60Hz | Passive | LED | dimmable | High Bay Rectangular | Tungsram High-bay IP20 | Indoor industrial |  |  | 9260 | No sensor |  |  |  | Bracket kit. Tilted bracket kit. Busbar bracket kit. Cable hook pair
TBD | TU HB IP20 G1 2S60 5K80 L6 SN ST | image | datasheet | deeplink | TUNGSRAM - Tungsram High-bay IP20 - 57430lm - 437W - 5000K - 80CRI - TBD[SKU] - Bracket. Y-cable | 4 | Bracket. Y-cable | LED | 1 | 437 | [8 empty] | CE | [6 empty] | 20 | 5000 | 843x263x86 |  | 220-240V |  | 5 |  | 60° | 3 | 80 |  | 5000 |  |  | >=0.9 | 116706 |  |  | 131.51 |  |  | 9 | L6 | 25 | max. 10% at 100.000 hrs |  | Available | 850/339 | Cx=0.3447;Cy=0.3553 | Class I | IK08 | IP50 | IP20 | 60 | 1940 | -20 | 1 | 436.7 | RAL9652 | 50-60Hz | Passive | LED | embedded sensor system | High Bay Rectangular | Tungsram High-bay IP20 | Indoor industrial |  |  | 57430 | Yes |  |  |  | Bracket kit. Tilted bracket kit. Busbar bracket kit. Cable hook pair
TBD | TU HB IP20 G1 1S30 5K80 L6 SN ST | image | datasheet | deeplink | TUNGSRAM - Tungsram High-bay IP20 - 27090lm - 201W - 5000K - 80CRI - TBD[SKU] - Bracket. Y-cable | 2 | Bracket. Y-cable | LED | 1 | 201 | [8 empty] | CE | [6 empty] | 20 | 5000 | 478x263x86 |  | 220-240V |  | 5 |  | 60° | 3 | 80 |  | 5000 |  |  | >=0.9 | 117000 |  |  | 134.98 |  |  | 9 | L6 | 25 | max. 10% at 100.000 hrs |  | Available | 850/339 | Cx=0.3447;Cy=0.3553 | Class I | IK08 | IP50 | IP20 | 60 | 890 | -20 | 1 | 200.7 | RAL9651 | 50-60Hz | Passive | LED | embedded sensor system | High Bay Rectangular | Tungsram High-bay IP20 | Indoor industrial |  |  | 27090 | Yes |  |  |  | Bracket kit. Tilted bracket kit. Busbar bracket kit. Cable hook pair
TBD | TU HB IP20 G1 1S22 5K80 L6 SN ST | image | datasheet | deeplink | TUNGSRAM - Tungsram High-bay IP20 - 22490lm - 164W - 5000K - 80CRI - TBD[SKU] - Bracket. Y-cable | 2 | Bracket. Y-cable | LED | 1 | 164 | [8 empty] | CE | [6 empty] | 20 | 5000 | 478x263x86 |  | 220-240V |  | 5 |  | 60° | 3 | 80 |  | 5000 |  |  | >=0.9 | 116706 |  |  | 137.39 |  |  | 9 | L6 | 25 | max. 10% at 100.000 hrs |  | Available | 850/339 | Cx=0.3447;Cy=0.3553 | Class I | IK08 | IP50 | IP20 | 60 | 730 | -20 | 1 | 163.7 | RAL9650 | 50-60Hz | Passive | LED | embedded sensor system | High Bay Rectangular | Tungsram High-bay IP20 | Indoor industrial |  |  | 22490 | Yes |  |  |  | Bracket kit. Tilted bracket kit. Busbar bracket kit. Cable hook pair
TBD | TU HB IP20 G1 1S20 5K80 L6 SN ST | image | datasheet | deeplink | TUNGSRAM - Tungsram High-bay IP20 - 19050lm - 143W - 5000K - 80CRI - TBD[SKU] - Bracket. Y-cable | 2 | Bracket. Y-cable | LED | 1 | 143 | [8 empty] | CE | [6 empty] | 20 | 5000 | 478x263x86 |  | 220-240V |  | 5 |  | 60° | 3 | 80 |  | 5000 |  |  | >=0.9 | 197000 |  |  | 133.5 |  |  | 9 | L6 | 25 | max. 10% at 100.000 hrs |  | Available | 850/339 | Cx=0.3447;Cy=0.3553 | Class I | IK08 | IP50 | IP20 | 60 | 630 | -20 | 1 | 142.7 | RAL9649 | 50-60Hz | Passive | LED | embedded sensor system | High Bay Rectangular | Tungsram High-bay IP20 | Indoor industrial |  |  | 19050 | Yes |  |  |  | Bracket kit. Tilted bracket kit. Busbar bracket kit. Cable hook pair
TBD | TU HB IP20 G1 1S12 5K80 L6 SN ST | image | datasheet | deeplink | TUNGSRAM - Tungsram High-bay IP20 - 12920lm - 94W - 5000K - 80CRI - TBD[SKU] - Bracket. Y-cable | 2 | Bracket. Y-cable | LED | 1 | 94 | [8 empty] | CE | [6 empty] | 20 | 5000 | 478x263x86 |  | 220-240V |  | 5 |  | 60° | 3 | 80 |  | 5000 |  |  | >=0.9 | 116706 |  |  | 137.89 |  |  | 9 | L6 | 25 | max. 10% at 100.000 hrs |  | Available | 850/339 | Cx=0.3447;Cy=0.3553 | Class I | IK08 | IP50 | IP20 | 60 | 420 | -20 | 1 | 93.7 | RAL9648 | 50-60Hz | Passive | LED | embedded sensor system | High Bay Rectangular | Tungsram High-bay IP20 | Indoor industrial |  |  | 12920 | Yes |  |  |  | Bracket kit. Tilted bracket kit. Busbar bracket kit. Cable hook pair
TBD | TU HB IP20 G1 1S10 5K80 L6 SN ST | image | datasheet | deeplink | TUNGSRAM - Tungsram High-bay IP20 - 9260lm - 69W - 5000K - 80CRI - TBD[SKU] - Bracket. Y-cable | 2 | Bracket. Y-cable | LED | 1 | 69 | [8 empty] | CE | [6 empty] | 20 | 5000 | 478x263x86 |  | 220-240V |  | 5 |  | 60° | 3 | 80 |  | 5000 |  |  | >=0.9 | 259000 |  |  | 134.79 |  |  | 9 | L6 | 25 | max. 10% at 100.000 hrs |  | Available | 850/339 | Cx=0.3447;Cy=0.3553 | Class I | IK08 | IP50 | IP20 | 60 | 300 | -20 | 1 | 68.7 | RAL9647 | 50-60Hz | Passive | LED | embedded sensor system | High Bay Rectangular | Tungsram High-bay IP20 | Indoor industrial |  |  | 9260 | Yes |  |  |  | Bracket kit. Tilted bracket kit. Busbar bracket kit. Cable hook pair
TBD | TU HB IP20 G1 2S60 5K80 L6 FX ST | image | datasheet | deeplink | TUNGSRAM - Tungsram High-bay IP20 - 57430lm - 435W - 5000K - 80CRI - TBD[SKU] - Bracket. Y-cable | 4 | Bracket. Y-cable | LED | 1 | 435 | [8 empty] | CE | [6 empty] | 20 | 5000 | 763x263x81 |  | 220-240V |  | 5 |  | 60° | 3 | 80 |  | 5000 |  |  | >=0.9 | 116706 |  |  | 132.02 |  |  | 9 | L6 | 25 | max. 10% at 100.000 hrs |  | Available | 850/339 | Cx=0.3447;Cy=0.3553 | Class I | IK08 | IP50 | IP20 | 60 | 1930 | -20 | 1 | 435 | RAL9646 | 50-60Hz | Passive | LED | none | High Bay Rectangular | Tungsram High-bay IP20 | Indoor industrial |  |  | 57430 | No sensor |  |  |  | Bracket kit. Tilted bracket kit. Busbar bracket kit. Cable hook pair
TBD | TU HB IP20 G1 1S30 5K80 L6 FX ST | image | datasheet | deeplink | TUNGSRAM - Tungsram High-bay IP20 - 27090lm - 199W - 5000K - 80CRI - TBD[SKU] - Bracket. Y-cable | 2 | Bracket. Y-cable | LED | 1 | 199 | [8 empty] | CE | [6 empty] | 20 | 5000 | 398x263x81 |  | 220-240V |  | 5 |  | 60° | 3 | 80 |  | 5000 |  |  | >=0.9 | 117000 |  |  | 136.13 |  |  | 9 | L6 | 25 | max. 10% at 100.000 hrs |  | Available | 850/339 | Cx=0.3447;Cy=0.3553 | Class I | IK08 | IP50 | IP20 | 60 | 880 | -20 | 1 | 199 | RAL9645 | 50-60Hz | Passive | LED | none | High Bay Rectangular | Tungsram High-bay IP20 | Indoor industrial |  |  | 27090 | No sensor |  |  |  | Bracket kit. Tilted bracket kit. Busbar bracket kit. Cable hook pair
TBD | TU HB IP20 G1 1S22 5K80 L6 FX ST | image | datasheet | deeplink | TUNGSRAM - Tungsram High-bay IP20 - 22490lm - 162W - 5000K - 80CRI - TBD[SKU] - Bracket. Y-cable | 2 | Bracket. Y-cable | LED | 1 | 162 | [8 empty] | CE | [6 empty] | 20 | 5000 | 398x263x81 |  | 220-240V |  | 5 |  | 60° | 3 | 80 |  | 5000 |  |  | >=0.9 | 116706 |  |  | 138.83 |  |  | 9 | L6 | 25 | max. 10% at 100.000 hrs |  | Available | 850/339 | Cx=0.3447;Cy=0.3553 | Class I | IK08 | IP50 | IP20 | 60 | 720 | -20 | 1 | 162 | RAL9644 | 50-60Hz | Passive | LED | none | High Bay Rectangular | Tungsram High-bay IP20 | Indoor industrial |  |  | 22490 | No sensor |  |  |  | Bracket kit. Tilted bracket kit. Busbar bracket kit. Cable hook pair
TBD | TU HB IP20 G1 1S20 5K80 L6 FX EA | image | datasheet | deeplink | TUNGSRAM - Tungsram High-bay IP20 - 19050lm - 145W - 5000K - 80CRI - TBD[SKU] - Bracket. Y-cable | 3 | Bracket. Y-cable | LED | 1 | 145 | [8 empty] | CE | [6 empty] | 20 | 5000 | 398x263x81 |  | 220-240V |  | 5 |  | 60° | 3 | 80 |  | 5000 |  |  | >=0.9 | 197000 |  |  | 131.38 |  |  | 9 | L6 | 25 | max. 10% at 100.000 hrs |  | Available | 850/339 | Cx=0.3447;Cy=0.3553 | Class I | IK08 | IP50 | IP20 | 60 | 640 | -20 | 1 | 145 | RAL9643 | 50-60Hz | Passive | LED | none | High Bay Rectangular | Tungsram High-bay IP20 | Indoor industrial |  |  | 19050 | No sensor |  |  |  | Bracket kit. Tilted bracket kit. Busbar bracket kit. Cable hook pair
TBD | TU HB IP20 G1 1S20 5K80 L6 FX ST | image | datasheet | deeplink | TUNGSRAM - Tungsram High-bay IP20 - 19050lm - 141W - 5000K - 80CRI - TBD[SKU] - Bracket. Y-cable | 2 | Bracket. Y-cable | LED | 1 | 141 | [8 empty] | CE | [6 empty] | 20 | 5000 | 398x263x81 |  | 220-240V |  | 5 |  | 60° | 3 | 80 |  | 5000 |  |  | >=0.9 | 197000 |  |  | 135.11 |  |  | 9 | L6 | 25 | max. 10% at 100.000 hrs |  | Available | 850/339 | Cx=0.3447;Cy=0.3553 | Class I | IK08 | IP50 | IP20 | 60 | 630 | -20 | 1 | 141 | RAL9642 | 50-60Hz | Passive | LED | none | High Bay Rectangular | Tungsram High-bay IP20 | Indoor industrial |  |  | 19050 | No sensor |  |  |  | Bracket kit. Tilted bracket kit. Busbar bracket kit. Cable hook pair
TBD | TU HB IP20 G1 1S12 5K80 L6 FX ST | image | datasheet | deeplink | TUNGSRAM - Tungsram High-bay IP20 - 12920lm - 92W - 5000K - 80CRI - TBD[SKU] - Bracket. Y-cable | 2 | Bracket. Y-cable | LED | 1 | 92 | [8 empty] | CE | [6 empty] | 20 | 5000 | 398x263x81 |  | 220-240V |  | 5 |  | 60° | 3 | 80 |  | 5000 |  |  | >=0.9 | 116706 |  |  | 140.43 |  |  | 9 | L6 | 25 | max. 10% at 100.000 hrs |  | Available | 850/339 | Cx=0.3447;Cy=0.3553 | Class I | IK08 | IP50 | IP20 | 60 | 410 | -20 | 1 | 92 | RAL9641 | 50-60Hz | Passive | LED | none | High Bay Rectangular | Tungsram High-bay IP20 | Indoor industrial |  |  | 12920 | No sensor |  |  |  | Bracket kit. Tilted bracket kit. Busbar bracket kit. Cable hook pair
TBD | TU HB IP20 G1 1S10 5K80 L6 FX ST | image | datasheet | deeplink | TUNGSRAM - Tungsram High-bay IP20 - 9260lm - 67W - 5000K - 80CRI - TBD[SKU] - Bracket. Y-cable | 2 | Bracket. Y-cable | LED | 1 | 67 | [8 empty] | CE | [6 empty] | 20 | 5000 | 398x263x81 |  | 220-240V |  | 5 |  | 60° | 3 | 80 |  | 5000 |  |  | >=0.9 | 259000 |  |  | 138.21 |  |  | 9 | L6 | 25 | max. 10% at 100.000 hrs |  | Available | 850/339 | Cx=0.3447;Cy=0.3553 | Class I | IK08 | IP50 | IP20 | 60 | 300 | -20 | 1 | 67 | RAL9640 | 50-60Hz | Passive | LED | none | High Bay Rectangular | Tungsram High-bay IP20 | Indoor industrial |  |  | 9260 | No sensor |  |  |  | Bracket kit. Tilted bracket kit. Busbar bracket kit. Cable hook pair
TBD | TU HB IP20 G1 2H45 5K70 L6 NL ST | image | datasheet | deeplink | TUNGSRAM - Tungsram High-bay IP20 - 45060lm - 273W - 5000K - 70CRI - TBD[SKU] - Bracket. Y-cable | 4 | Bracket. Y-cable | LED | 1 | 273 | [8 empty] | CE | [6 empty] | 20 | 5000 | 779x263x96 |  | 220-240V |  | 5 |  | 60° | 3 | 70 |  | 5000 |  |  | >=0.9 | 116000 |  |  | 165.05 |  |  | 9 | L6 | 25 | max. 10% at 100.000 hrs |  | Available | 750/339 | Cx=0.3447;Cy=0.3553 | Class I | IK08 | IP50 | IP20 | 60 | 1210 | -20 | 1 | 273 | RAL9639 | 50-60Hz | Passive | LED | embedded sensor system | High Bay Rectangular | Tungsram High-bay IP20 | Indoor industrial |  |  | 45060 | Yes |  |  |  | Bracket kit. Tilted bracket kit. Busbar bracket kit. Cable hook pair
TBD | TU HB IP20 G1 2H30 5K70 L6 NL EA | image | datasheet | deeplink | TUNGSRAM - Tungsram High-bay IP20 - 29110lm - 175W - 5000K - 70CRI - TBD[SKU] - Bracket. Y-cable | 5 | Bracket. Y-cable | LED | 1 | 175 | [8 empty] | CE | [6 empty] | 20 | 5000 | 855x263x96 |  | 220-240V |  | 5 |  | 60° | 3 | 70 |  | 5000 |  |  | >=0.9 | 105000 |  |  | 166.34 |  |  | 9 | L6 | 25 | max. 10% at 100.000 hrs |  | Available | 750/339 | Cx=0.3447;Cy=0.3553 | Class I | IK08 | IP50 | IP20 | 60 |  | -20 | 1 | 175 | RAL9638 | 50-60Hz | Passive | LED | embedded sensor system | High Bay Rectangular | Tungsram High-bay IP20 | Indoor industrial |  |  | 29110 | Yes |  |  |  | Bracket kit. Tilted bracket kit. Busbar bracket kit. Cable hook pair
TBD | TU HB IP20 G1 2H30 5K70 L6 NL ST | image | datasheet | deeplink | TUNGSRAM - Tungsram High-bay IP20 - 29110lm - 171W - 5000K - 70CRI - TBD[SKU] - Bracket. Y-cable | 4 | Bracket. Y-cable | LED | 1 | 171 | [8 empty] | CE | [6 empty] | 20 | 5000 | 779x263x96 |  | 220-240V |  | 5 |  | 60° | 3 | 70 |  | 5000 |  |  | >=0.9 | 105000 |  |  | 170.23 |  |  | 9 | L6 | 25 | max. 10% at 100.000 hrs |  | Available | 750/339 | Cx=0.3447;Cy=0.3553 | Class I | IK08 | IP50 | IP20 | 60 | 760 | -20 | 1 | 171 | RAL9637 | 50-60Hz | Passive | LED | embedded sensor system | High Bay Rectangular | Tungsram High-bay IP20 | Indoor industrial |  |  | 29110 | Yes |  |  |  | Bracket kit. Tilted bracket kit. Busbar bracket kit. Cable hook pair
TBD | TU HB IP20 G1 1H25 5K70 L6 NL EA | image | datasheet | deeplink | TUNGSRAM - Tungsram High-bay IP20 - 24930lm - 160W - 5000K - 70CRI - TBD[SKU] - Bracket. Y-cable | 3 | Bracket. Y-cable | LED | 1 | 160 | [8 empty] | CE | [6 empty] | 20 | 5000 | 414x263x96 |  | 220-240V |  | 5 |  | 60° | 3 | 70 |  | 5000 |  |  | >=0.9 | 116706 |  |  | 156.2 |  |  | 9 | L6 | 25 | max. 10% at 100.000 hrs |  | Available | 750/339 | Cx=0.3447;Cy=0.3553 | Class I | IK08 | IP50 | IP20 | 60 | 710 | -20 | 1 | 159.6 | RAL9636 | 50-60Hz | Passive | LED | embedded sensor system | High Bay Rectangular | Tungsram High-bay IP20 | Indoor industrial |  |  | 24930 | Yes |  |  |  | Bracket kit. Tilted bracket kit. Busbar bracket kit. Cable hook pair
TBD | TU HB IP20 G1 1H25 5K70 L6 NL ST | image | datasheet | deeplink | TUNGSRAM - Tungsram High-bay IP20 - 24930lm - 156W - 5000K - 70CRI - TBD[SKU] - Bracket. Y-cable | 2 | Bracket. Y-cable | LED | 1 | 156 | [8 empty] | CE | [6 empty] | 20 | 5000 | 414x263x96 |  | 220-240V |  | 5 |  | 60° | 3 | 70 |  | 5000 |  |  | >=0.9 | 116706 |  |  | 160.22 |  |  | 9 | L6 | 25 | max. 10% at 100.000 hrs |  | Available | 750/339 | Cx=0.3447;Cy=0.3553 | Class I | IK08 | IP50 | IP20 | 60 | 690 | -20 | 1 | 155.6 | RAL9635 | 50-60Hz | Passive | LED | embedded sensor system | High Bay Rectangular | Tungsram High-bay IP20 | Indoor industrial |  |  | 24930 | Yes |  |  |  | Bracket kit. Tilted bracket kit. Busbar bracket kit. Cable hook pair
TBD | TU HB IP20 G1 1H20 5K70 L6 NL ST | image | datasheet | deeplink | TUNGSRAM - Tungsram High-bay IP20 - 19440lm - 117W - 5000K - 70CRI - TBD[SKU] - Bracket. Y-cable | 2 | Bracket. Y-cable | LED | 1 | 117 | [8 empty] | CE | [6 empty] | 20 | 5000 | 414x263x96 |  | 220-240V |  | 5 |  | 60° | 3 | 70 |  | 5000 |  |  | >=0.9 | 100000 |  |  | 166.15 |  |  | 9 | L6 | 25 | max. 10% at 100.000 hrs |  | Available | 750/339 | Cx=0.3447;Cy=0.3553 | Class I | IK08 | IP50 | IP20 | 60 | 520 | -20 | 1 | 117 | RAL9634 | 50-60Hz | Passive | LED | embedded sensor system | High Bay Rectangular | Tungsram High-bay IP20 | Indoor industrial |  |  | 19440 | Yes |  |  |  | Bracket kit. Tilted bracket kit. Busbar bracket kit. Cable hook pair
TBD | TU HB IP20 G1 1H15 5K70 L6 NL ST | image | datasheet | deeplink | TUNGSRAM - Tungsram High-bay IP20 - 14960lm - 87W - 5000K - 70CRI - TBD[SKU] - Bracket. Y-cable | 2 | Bracket. Y-cable | LED | 1 | 87 | [8 empty] | CE | [6 empty] | 20 | 5000 | 414x263x96 |  | 220-240V |  | 5 |  | 60° | 3 | 70 |  | 5000 |  |  | >=0.9 | 116706 |  |  | 171.95 |  |  | 9 | L6 | 25 | max. 10% at 100.000 hrs |  | Available | 750/339 | Cx=0.3447;Cy=0.3553 | Class I | IK08 | IP50 | IP20 | 60 | 390 | -20 | 1 | 87 | RAL9633 | 50-60Hz | Passive | LED | embedded sensor system | High Bay Rectangular | Tungsram High-bay IP20 | Indoor industrial |  |  | 14960 | Yes |  |  |  | Bracket kit. Tilted bracket kit. Busbar bracket kit. Cable hook pair
TBD | TU HB IP20 G1 1H10 5K70 L6 NL ST | image | datasheet | deeplink | TUNGSRAM - Tungsram High-bay IP20 - 9870lm - 57W - 5000K - 70CRI - TBD[SKU] - Bracket. Y-cable | 2 | Bracket. Y-cable | LED | 1 | 57 | [8 empty] | CE | [6 empty] | 20 | 5000 | 414x263x96 |  | 220-240V |  | 5 |  | 60° | 3 | 70 |  | 5000 |  |  | >=0.9 | 115000 |  |  | 173.16 |  |  | 9 | L6 | 25 | max. 10% at 100.000 hrs |  | Available | 750/339 | Cx=0.3447;Cy=0.3553 | Class I | IK08 | IP50 | IP20 | 60 | 250 | -20 | 1 | 57 | RAL9632 | 50-60Hz | Passive | LED | embedded sensor system | High Bay Rectangular | Tungsram High-bay IP20 | Indoor industrial |  |  | 9870 | Yes |  |  |  | Bracket kit. Tilted bracket kit. Busbar bracket kit. Cable hook pair
TBD | TU HB IP20 G1 2H45 5K70 L6 RF ST | image | datasheet | deeplink | TUNGSRAM - Tungsram High-bay IP20 - 45060lm - 274W - 5000K - 70CRI - TBD[SKU] - Bracket. Y-cable | 4 | Bracket. Y-cable | LED | 1 | 274 | [8 empty] | CE | [6 empty] | 20 | 5000 | 843x263x86 |  | 220-240V |  | 5 |  | 60° | 3 | 70 |  | 5000 |  |  | >=0.9 | 116000 |  |  | 164.63 |  |  | 9 | L6 | 25 | max. 10% at 100.000 hrs |  | Available | 750/339 | Cx=0.3447;Cy=0.3553 | Class I | IK08 | IP50 | IP20 | 60 | 1210 | -20 | 1 | 273.7 | RAL9631 | 50-60Hz | Passive | LED | embedded sensor system | High Bay Rectangular | Tungsram High-bay IP20 | Indoor industrial |  |  | 45060 | Yes |  |  |  | Bracket kit. Tilted bracket kit. Busbar bracket kit. Cable hook pair
TBD | TU HB IP20 G1 2H30 5K70 L6 RF EA | image | datasheet | deeplink | TUNGSRAM - Tungsram High-bay IP20 - 29110lm - 176W - 5000K - 70CRI - TBD[SKU] - Bracket. Y-cable | 5 | Bracket. Y-cable | LED | 1 | 176 | [8 empty] | CE | [6 empty] | 20 | 5000 | 855x263x96 |  | 220-240V |  | 5 |  | 60° | 3 | 70 |  | 5000 |  |  | >=0.9 | 105000 |  |  | 165.68 |  |  | 9 | L6 | 25 | max. 10% at 100.000 hrs |  | Available | 750/339 | Cx=0.3447;Cy=0.3553 | Class I | IK08 | IP50 | IP20 | 60 |  | -20 | 1 | 175.7 | RAL9630 | 50-60Hz | Passive | LED | embedded sensor system | High Bay Rectangular | Tungsram High-bay IP20 | Indoor industrial |  |  | 29110 | Yes |  |  |  | Bracket kit. Tilted bracket kit. Busbar bracket kit. Cable hook pair
TBD | TU HB IP20 G1 2H30 5K70 L6 RF ST | image | datasheet | deeplink | TUNGSRAM - Tungsram High-bay IP20 - 29110lm - 172W - 5000K - 70CRI - TBD[SKU] - Bracket. Y-cable | 4 | Bracket. Y-cable | LED | 1 | 172 | [8 empty] | CE | [6 empty] | 20 | 5000 | 843x263x86 |  | 220-240V |  | 5 |  | 60° | 3 | 70 |  | 5000 |  |  | >=0.9 | 105000 |  |  | 169.54 |  |  | 9 | L6 | 25 | max. 10% at 100.000 hrs |  | Available | 750/339 | Cx=0.3447;Cy=0.3553 | Class I | IK08 | IP50 | IP20 | 60 | 760 | -20 | 1 | 171.7 | RAL9629 | 50-60Hz | Passive | LED | embedded sensor system | High Bay Rectangular | Tungsram High-bay IP20 | Indoor industrial |  |  | 29110 | Yes |  |  |  | Bracket kit. Tilted bracket kit. Busbar bracket kit. Cable hook pair
TBD | TU HB IP20 G1 1H25 5K70 L6 RF EA | image | datasheet | deeplink | TUNGSRAM - Tungsram High-bay IP20 - 24930lm - 160W - 5000K - 70CRI - TBD[SKU] - Bracket. Y-cable | 3 | Bracket. Y-cable | LED | 1 | 160 | [8 empty] | CE | [6 empty] | 20 | 5000 | 478x263x86 |  | 220-240V |  | 5 |  | 60° | 3 | 70 |  | 5000 |  |  | >=0.9 | 116706 |  |  | 155.52 |  |  | 9 | L6 | 25 | max. 10% at 100.000 hrs |  | Available | 750/339 | Cx=0.3447;Cy=0.3553 | Class I | IK08 | IP50 | IP20 | 60 | 710 | -20 | 1 | 160.3 | RAL9628 | 50-60Hz | Passive | LED | embedded sensor system | High Bay Rectangular | Tungsram High-bay IP20 | Indoor industrial |  |  | 24930 | Yes |  |  |  | Bracket kit. Tilted bracket kit. Busbar bracket kit. Cable hook pair
TBD | TU HB IP20 G1 1H25 5K70 L6 RF ST | image | datasheet | deeplink | TUNGSRAM - Tungsram High-bay IP20 - 24930lm - 156W - 5000K - 70CRI - TBD[SKU] - Bracket. Y-cable | 2 | Bracket. Y-cable | LED | 1 | 156 | [8 empty] | CE | [6 empty] | 20 | 5000 | 478x263x86 |  | 220-240V |  | 5 |  | 60° | 3 | 70 |  | 5000 |  |  | >=0.9 | 116706 |  |  | 159.5 |  |  | 9 | L6 | 25 | max. 10% at 100.000 hrs |  | Available | 750/339 | Cx=0.3447;Cy=0.3553 | Class I | IK08 | IP50 | IP20 | 60 | 690 | -20 | 1 | 156.3 | RAL9627 | 50-60Hz | Passive | LED | embedded sensor system | High Bay Rectangular | Tungsram High-bay IP20 | Indoor industrial |  |  | 24930 | Yes |  |  |  | Bracket kit. Tilted bracket kit. Busbar bracket kit. Cable hook pair
TBD | TU HB IP20 G1 1H20 5K70 L6 RF EA | image | datasheet | deeplink | TUNGSRAM - Tungsram High-bay IP20 - 19440lm - 122W - 5000K - 70CRI - TBD[SKU] - Bracket. Y-cable | 3 | Bracket. Y-cable | LED | 1 | 122 | [8 empty] | CE | [6 empty] | 20 | 5000 | 478x263x86 |  | 220-240V |  | 5 |  | 60° | 3 | 70 |  | 5000 |  |  | >=0.9 | 100000 |  |  | 159.74 |  |  | 9 | L6 | 25 | max. 10% at 100.000 hrs |  | Available | 750/339 | Cx=0.3447;Cy=0.3553 | Class I | IK08 | IP50 | IP20 | 60 | 540 | -20 | 1 | 121.7 | RAL9626 | 50-60Hz | Passive | LED | embedded sensor system | High Bay Rectangular | Tungsram High-bay IP20 | Indoor industrial |  |  | 19440 | Yes |  |  |  | Bracket kit. Tilted bracket kit. Busbar bracket kit. Cable hook pair
TBD | TU HB IP20 G1 1H20 5K70 L6 RF ST | image | datasheet | deeplink | TUNGSRAM - Tungsram High-bay IP20 - 19440lm - 118W - 5000K - 70CRI - TBD[SKU] - Bracket. Y-cable | 2 | Bracket. Y-cable | LED | 1 | 118 | [8 empty] | CE | [6 empty] | 20 | 5000 | 478x263x86 |  | 220-240V |  | 5 |  | 60° | 3 | 70 |  | 5000 |  |  | >=0.9 | 100000 |  |  | 165.17 |  |  | 9 | L6 | 25 | max. 10% at 100.000 hrs |  | Available | 750/339 | Cx=0.3447;Cy=0.3553 | Class I | IK08 | IP50 | IP20 | 60 | 520 | -20 | 1 | 117.7 | RAL9625 | 50-60Hz | Passive | LED | embedded sensor system | High Bay Rectangular | Tungsram High-bay IP20 | Indoor industrial |  |  | 19440 | Yes |  |  |  | Bracket kit. Tilted bracket kit. Busbar bracket kit. Cable hook pair
TBD | TU HB IP20 G1 1H15 5K70 L6 RF ST | image | datasheet | deeplink | TUNGSRAM - Tungsram High-bay IP20 - 14960lm - 88W - 5000K - 70CRI - TBD[SKU] - Bracket. Y-cable | 2 | Bracket. Y-cable | LED | 1 | 88 | [8 empty] | CE | [6 empty] | 20 | 5000 | 478x263x86 |  | 220-240V |  | 5 |  | 60° | 3 | 70 |  | 5000 |  |  | >=0.9 | 116706 |  |  | 170.58 |  |  | 9 | L6 | 25 | max. 10% at 100.000 hrs |  | Available | 750/339 | Cx=0.3447;Cy=0.3553 | Class I | IK08 | IP50 | IP20 | 60 | 390 | -20 | 1 | 87.7 | RAL9624 | 50-60Hz | Passive | LED | embedded sensor system | High Bay Rectangular | Tungsram High-bay IP20 | Indoor industrial |  |  | 14960 | Yes |  |  |  | Bracket kit. Tilted bracket kit. Busbar bracket kit. Cable hook pair
TBD | TU HB IP20 G1 1H10 5K70 L6 RF ST | image | datasheet | deeplink | TUNGSRAM - Tungsram High-bay IP20 - 9870lm - 58W - 5000K - 70CRI - TBD[SKU] - Bracket. Y-cable | 2 | Bracket. Y-cable | LED | 1 | 58 | [8 empty] | CE | [6 empty] | 20 | 5000 | 478x263x86 |  | 220-240V |  | 5 |  | 60° | 3 | 70 |  | 5000 |  |  | >=0.9 | 115000 |  |  | 171.06 |  |  | 9 | L6 | 25 | max. 10% at 100.000 hrs |  | Available | 750/339 | Cx=0.3447;Cy=0.3553 | Class I | IK08 | IP50 | IP20 | 60 | 260 | -20 | 1 | 57.7 | RAL9623 | 50-60Hz | Passive | LED | embedded sensor system | High Bay Rectangular | Tungsram High-bay IP20 | Indoor industrial |  |  | 9870 | Yes |  |  |  | Bracket kit. Tilted bracket kit. Busbar bracket kit. Cable hook pair
TBD | TU HB IP20 G1 2H45 5K70 L6 DL ST | image | datasheet | deeplink | TUNGSRAM - Tungsram High-bay IP20 - 45060lm - 272W - 5000K - 70CRI - TBD[SKU] - Bracket. Y-cable | 4 | Bracket. Y-cable | LED | 1 | 272 | [8 empty] | CE | [6 empty] | 20 | 5000 | 763x263x81 |  | 220-240V |  | 5 |  | 60° | 3 | 70 |  | 5000 |  |  | >=0.9 | 116000 |  |  | 165.66 |  |  | 9 | L6 | 25 | max. 10% at 100.000 hrs |  | Available | 750/339 | Cx=0.3447;Cy=0.3553 | Class I | IK08 | IP50 | IP20 | 60 | 1210 | -20 | 1 | 272 | RAL9622 | 50-60Hz | Passive | LED | dimmable | High Bay Rectangular | Tungsram High-bay IP20 | Indoor industrial |  |  | 45060 | No sensor |  |  |  | Bracket kit. Tilted bracket kit. Busbar bracket kit. Cable hook pair
TBD | TU HB IP20 G1 2H30 5K70 L6 DL ST | image | datasheet | deeplink | TUNGSRAM - Tungsram High-bay IP20 - 29110lm - 170W - 5000K - 70CRI - TBD[SKU] - Bracket. Y-cable | 4 | Bracket. Y-cable | LED | 1 | 170 | [8 empty] | CE | [6 empty] | 20 | 5000 | 763x263x81 |  | 220-240V |  | 5 |  | 60° | 3 | 70 |  | 5000 |  |  | >=0.9 | 105000 |  |  | 171.24 |  |  | 9 | L6 | 25 | max. 10% at 100.000 hrs |  | Available | 750/339 | Cx=0.3447;Cy=0.3553 | Class I | IK08 | IP50 | IP20 | 60 | 750 | -30 | 1 | 170 | RAL9621 | 50-60Hz | Passive | LED | dimmable | High Bay Rectangular | Tungsram High-bay IP20 | Indoor industrial |  |  | 29110 | No sensor |  |  |  | Bracket kit. Tilted bracket kit. Busbar bracket kit. Cable hook pair
TBD | TU HB IP20 G1 1H25 5K70 L6 DL EA | image | datasheet | deeplink | TUNGSRAM - Tungsram High-bay IP20 - 24930lm - 159W - 5000K - 70CRI - TBD[SKU] - Bracket. Y-cable | 3 | Bracket. Y-cable | LED | 1 | 159 | [8 empty] | CE | [6 empty] | 20 | 5000 | 398x263x81 |  | 220-240V |  | 5 |  | 60° | 3 | 70 |  | 5000 |  |  | >=0.9 | 116706 |  |  | 157.19 |  |  | 9 | L6 | 25 | max. 10% at 100.000 hrs |  | Available | 750/339 | Cx=0.3447;Cy=0.3553 | Class I | IK08 | IP50 | IP20 | 60 | 700 | -20 | 1 | 158.6 | RAL9620 | 50-60Hz | Passive | LED | dimmable | High Bay Rectangular | Tungsram High-bay IP20 | Indoor industrial |  |  | 24930 | No sensor |  |  |  | Bracket kit. Tilted bracket kit. Busbar bracket kit. Cable hook pair
TBD | TU HB IP20 G1 1H25 5K70 L6 DL ST | image | datasheet | deeplink | TUNGSRAM - Tungsram High-bay IP20 - 24930lm - 155W - 5000K - 70CRI - TBD[SKU] - Bracket. Y-cable | 2 | Bracket. Y-cable | LED | 1 | 155 | [8 empty] | CE | [6 empty] | 20 | 5000 | 398x263x81 |  | 220-240V |  | 5 |  | 60° | 3 | 70 |  | 5000 |  |  | >=0.9 | 116706 |  |  | 161.25 |  |  | 9 | L6 | 25 | max. 10% at 100.000 hrs |  | Available | 750/339 | Cx=0.3447;Cy=0.3553 | Class I | IK08 | IP50 | IP20 | 60 | 690 | -20 | 1 | 154.6 | RAL9619 | 50-60Hz | Passive | LED | dimmable | High Bay Rectangular | Tungsram High-bay IP20 | Indoor industrial |  |  | 24930 | No sensor |  |  |  | Bracket kit. Tilted bracket kit. Busbar bracket kit. Cable hook pair
TBD | TU HB IP20 G1 1H20 5K70 L6 DL EA | image | datasheet | deeplink | TUNGSRAM - Tungsram High-bay IP20 - 19440lm - 120W - 5000K - 70CRI - TBD[SKU] - Bracket. Y-cable | 3 | Bracket. Y-cable | LED | 1 | 120 | [8 empty] | CE | [6 empty] | 20 | 5000 | 398x263x81 |  | 220-240V |  | 5 |  | 60° | 3 | 70 |  | 5000 |  |  | >=0.9 | 100000 |  |  | 162 |  |  | 9 | L6 | 25 | max. 10% at 100.000 hrs |  | Available | 750/339 | Cx=0.3447;Cy=0.3553 | Class I | IK08 | IP50 | IP20 | 60 | 530 | -20 | 1 | 120 | RAL9618 | 50-60Hz | Passive | LED | dimmable | High Bay Rectangular | Tungsram High-bay IP20 | Indoor industrial |  |  | 19440 | No sensor |  |  |  | Bracket kit. Tilted bracket kit. Busbar bracket kit. Cable hook pair
TBD | TU HB IP20 G1 1H20 5K70 L6 DL ST | image | datasheet | deeplink | TUNGSRAM - Tungsram High-bay IP20 - 19440lm - 116W - 5000K - 70CRI - TBD[SKU] - Bracket. Y-cable | 2 | Bracket. Y-cable | LED | 1 | 116 | [8 empty] | CE | [6 empty] | 20 | 5000 | 398x263x81 |  | 220-240V |  | 5 |  | 60° | 3 | 70 |  | 5000 |  |  | >=0.9 | 100000 |  |  | 167.59 |  |  | 9 | L6 | 25 | max. 10% at 100.000 hrs |  | Available | 750/339 | Cx=0.3447;Cy=0.3553 | Class I | IK08 | IP50 | IP20 | 60 | 510 | -20 | 1 | 116 | RAL9617 | 50-60Hz | Passive | LED | dimmable | High Bay Rectangular | Tungsram High-bay IP20 | Indoor industrial |  |  | 19440 | No sensor |  |  |  | Bracket kit. Tilted bracket kit. Busbar bracket kit. Cable hook pair
TBD | TU HB IP20 G1 1H15 5K70 L6 DL ST | image | datasheet | deeplink | TUNGSRAM - Tungsram High-bay IP20 - 14960lm - 86W - 5000K - 70CRI - TBD[SKU] - Bracket. Y-cable | 2 | Bracket. Y-cable | LED | 1 | 86 | [8 empty] | CE | [6 empty] | 20 | 5000 | 398x263x81 |  | 220-240V |  | 5 |  | 60° | 3 | 70 |  | 5000 |  |  | >=0.9 | 116706 |  |  | 173.95 |  |  | 9 | L6 | 25 | max. 10% at 100.000 hrs |  | Available | 750/339 | Cx=0.3447;Cy=0.3553 | Class I | IK08 | IP50 | IP20 | 60 | 380 | -20 | 1 | 86 | RAL9616 | 50-60Hz | Passive | LED | dimmable | High Bay Rectangular | Tungsram High-bay IP20 | Indoor industrial |  |  | 14960 | No sensor |  |  |  | Bracket kit. Tilted bracket kit. Busbar bracket kit. Cable hook pair
TBD | TU HB IP20 G1 1H10 5K70 L6 DL ST | image | datasheet | deeplink | TUNGSRAM - Tungsram High-bay IP20 - 9870lm - 56W - 5000K - 70CRI - TBD[SKU] - Bracket. Y-cable | 2 | Bracket. Y-cable | LED | 1 | 56 | [8 empty] | CE | [6 empty] | 20 | 5000 | 398x263x81 |  | 220-240V |  | 5 |  | 60° | 3 | 70 |  | 5000 |  |  | >=0.9 | 115000 |  |  | 176.25 |  |  | 9 | L6 | 25 | max. 10% at 100.000 hrs |  | Available | 750/339 | Cx=0.3447;Cy=0.3553 | Class I | IK08 | IP50 | IP20 | 60 | 250 | -20 | 1 | 56 | RAL9615 | 50-60Hz | Passive | LED | dimmable | High Bay Rectangular | Tungsram High-bay IP20 | Indoor industrial |  |  | 9870 | No sensor |  |  |  | Bracket kit. Tilted bracket kit. Busbar bracket kit. Cable hook pair
TBD | TU HB IP20 G1 1S30 5K70 L6 RF ST | image | datasheet | deeplink | TUNGSRAM - Tungsram High-bay IP20 - 28220lm - 201W - 5000K - 70CRI - TBD[SKU] - Bracket. Y-cable | 2 | Bracket. Y-cable | LED | 1 | 201 | [8 empty] | CE | [6 empty] | 20 | 5000 | 478x263x86 |  | 220-240V |  | 5 |  | 60° | 3 | 70 |  | 5000 |  |  | >=0.9 | 117000 |  |  | 140.61 |  |  | 9 | L6 | 25 | max. 10% at 100.000 hrs |  | Available | 750/339 | Cx=0.3447;Cy=0.3553 | Class I | IK08 | IP50 | IP20 | 60 | 890 | -30 | 1 | 200.7 | RAL9614 | 50-60Hz | Passive | LED | embedded sensor system | High Bay Rectangular | Tungsram High-bay IP20 | Indoor industrial |  |  | 28220 | Yes |  |  |  | Bracket kit. Tilted bracket kit. Busbar bracket kit. Cable hook pair
TBD | TU HB IP20 G1 1S22 5K70 L6 RF ST | image | datasheet | deeplink | TUNGSRAM - Tungsram High-bay IP20 - 23430lm - 164W - 5000K - 70CRI - TBD[SKU] - Bracket. Y-cable | 2 | Bracket. Y-cable | LED | 1 | 164 | [8 empty] | CE | [6 empty] | 20 | 5000 | 478x263x86 |  | 220-240V |  | 5 |  | 60° | 3 | 70 |  | 5000 |  |  | >=0.9 | 116706 |  |  | 143.13 |  |  | 9 | L6 | 25 | max. 10% at 100.000 hrs |  | Available | 750/339 | Cx=0.3447;Cy=0.3553 | Class I | IK08 | IP50 | IP20 | 60 | 730 | -20 | 1 | 163.7 | RAL9613 | 50-60Hz | Passive | LED | embedded sensor system | High Bay Rectangular | Tungsram High-bay IP20 | Indoor industrial |  |  | 23430 | Yes |  |  |  | Bracket kit. Tilted bracket kit. Busbar bracket kit. Cable hook pair
TBD | TU HB IP20 G1 1S20 5K70 L6 RF ST | image | datasheet | deeplink | TUNGSRAM - Tungsram High-bay IP20 - 19840lm - 143W - 5000K - 70CRI - TBD[SKU] - Bracket. Y-cable | 2 | Bracket. Y-cable | LED | 1 | 143 | [8 empty] | CE | [6 empty] | 20 | 5000 | 478x263x86 |  | 220-240V |  | 5 |  | 60° | 3 | 70 |  | 5000 |  |  | >=0.9 | 197000 |  |  | 139.03 |  |  | 9 | L6 | 25 | max. 10% at 100.000 hrs |  | Available | 750/339 | Cx=0.3447;Cy=0.3553 | Class I | IK08 | IP50 | IP20 | 60 | 630 | -20 | 1 | 142.7 | RAL9612 | 50-60Hz | Passive | LED | embedded sensor system | High Bay Rectangular | Tungsram High-bay IP20 | Indoor industrial |  |  | 19840 | Yes |  |  |  | Bracket kit. Tilted bracket kit. Busbar bracket kit. Cable hook pair
TBD | TU HB IP20 G1 1S12 5K70 L6 RF ST | image | datasheet | deeplink | TUNGSRAM - Tungsram High-bay IP20 - 13460lm - 94W - 5000K - 70CRI - TBD[SKU] - Bracket. Y-cable | 2 | Bracket. Y-cable | LED | 1 | 94 | [8 empty] | CE | [6 empty] | 20 | 5000 | 478x263x86 |  | 220-240V |  | 5 |  | 60° | 3 | 70 |  | 5000 |  |  | >=0.9 | 116706 |  |  | 143.65 |  |  | 9 | L6 | 25 | max. 10% at 100.000 hrs |  | Available | 750/339 | Cx=0.3447;Cy=0.3553 | Class I | IK08 | IP50 | IP20 | 60 | 420 | -20 | 1 | 93.7 | RAL9611 | 50-60Hz | Passive | LED | embedded sensor system | High Bay Rectangular | Tungsram High-bay IP20 | Indoor industrial |  |  | 13460 | Yes |  |  |  | Bracket kit. Tilted bracket kit. Busbar bracket kit. Cable hook pair
TBD | TU HB IP20 G1 1S10 5K70 L6 RF ST | image | datasheet | deeplink | TUNGSRAM - Tungsram High-bay IP20 - 9640lm - 69W - 5000K - 70CRI - TBD[SKU] - Bracket. Y-cable | 2 | Bracket. Y-cable | LED | 1 | 69 | [8 empty] | CE | [6 empty] | 20 | 5000 | 478x263x86 |  | 220-240V |  | 5 |  | 60° | 3 | 70 |  | 5000 |  |  | >=0.9 | 259000 |  |  | 140.32 |  |  | 9 | L6 | 25 | max. 10% at 100.000 hrs |  | Available | 750/339 | Cx=0.3447;Cy=0.3553 | Class I | IK08 | IP50 | IP20 | 60 | 300 | -20 | 1 | 68.7 | RAL9610 | 50-60Hz | Passive | LED | embedded sensor system | High Bay Rectangular | Tungsram High-bay IP20 | Indoor industrial |  |  | 9640 | Yes |  |  |  | Bracket kit. Tilted bracket kit. Busbar bracket kit. Cable hook pair
TBD | TU HB IP20 G1 1S30 5K70 L6 DL ST | image | datasheet | deeplink | TUNGSRAM - Tungsram High-bay IP20 - 28220lm - 199W - 5000K - 70CRI - TBD[SKU] - Bracket. Y-cable | 2 | Bracket. Y-cable | LED | 1 | 199 | [8 empty] | CE | [6 empty] | 20 | 5000 | 398x263x81 |  | 220-240V |  | 5 |  | 60° | 3 | 70 |  | 5000 |  |  | >=0.9 | 117000 |  |  | 141.81 |  |  | 9 | L6 | 25 | max. 10% at 100.000 hrs |  | Available | 750/339 | Cx=0.3447;Cy=0.3553 | Class I | IK08 | IP50 | IP20 | 60 | 880 | -20 | 1 | 199 | RAL9609 | 50-60Hz | Passive | LED | dimmable | High Bay Rectangular | Tungsram High-bay IP20 | Indoor industrial |  |  | 28220 | No sensor |  |  |  | Bracket kit. Tilted bracket kit. Busbar bracket kit. Cable hook pair
TBD | TU HB IP20 G1 1S22 5K70 L6 DL ST | image | datasheet | deeplink | TUNGSRAM - Tungsram High-bay IP20 - 23430lm - 162W - 5000K - 70CRI - TBD[SKU] - Bracket. Y-cable | 2 | Bracket. Y-cable | LED | 1 | 162 | [8 empty] | CE | [6 empty] | 20 | 5000 | 398x263x81 |  | 220-240V |  | 5 |  | 60° | 3 | 70 |  | 5000 |  |  | >=0.9 | 116706 |  |  | 144.63 |  |  | 9 | L6 | 25 | max. 10% at 100.000 hrs |  | Available | 750/339 | Cx=0.3447;Cy=0.3553 | Class I | IK08 | IP50 | IP20 | 60 | 720 | -20 | 1 | 162 | RAL9608 | 50-60Hz | Passive | LED | dimmable | High Bay Rectangular | Tungsram High-bay IP20 | Indoor industrial |  |  | 23430 | No sensor |  |  |  | Bracket kit. Tilted bracket kit. Busbar bracket kit. Cable hook pair
TBD | TU HB IP20 G1 1S20 5K70 L6 DL ST | image | datasheet | deeplink | TUNGSRAM - Tungsram High-bay IP20 - 19840lm - 141W - 5000K - 70CRI - TBD[SKU] - Bracket. Y-cable | 2 | Bracket. Y-cable | LED | 1 | 141 | [8 empty] | CE | [6 empty] | 20 | 5000 | 398x263x81 |  | 220-240V |  | 5 |  | 60° | 3 | 70 |  | 5000 |  |  | >=0.9 | 197000 |  |  | 140.71 |  |  | 9 | L6 | 25 | max. 10% at 100.000 hrs |  | Available | 750/339 | Cx=0.3447;Cy=0.3553 | Class I | IK08 | IP50 | IP20 | 60 | 630 | -20 | 1 | 141 | RAL9607 | 50-60Hz | Passive | LED | dimmable | High Bay Rectangular | Tungsram High-bay IP20 | Indoor industrial |  |  | 19840 | No sensor |  |  |  | Bracket kit. Tilted bracket kit. Busbar bracket kit. Cable hook pair
TBD | TU HB IP20 G1 1S12 5K70 L6 DL ST | image | datasheet | deeplink | TUNGSRAM - Tungsram High-bay IP20 - 13460lm - 92W - 5000K - 70CRI - TBD[SKU] - Bracket. Y-cable | 2 | Bracket. Y-cable | LED | 1 | 92 | [8 empty] | CE | [6 empty] | 20 | 5000 | 398x263x81 |  | 220-240V |  | 5 |  | 60° | 3 | 70 |  | 5000 |  |  | >=0.9 | 116706 |  |  | 146.3 |  |  | 9 | L6 | 25 | max. 10% at 100.000 hrs |  | Available | 750/339 | Cx=0.3447;Cy=0.3553 | Class I | IK08 | IP50 | IP20 | 60 | 410 | -20 | 1 | 92 | RAL9606 | 50-60Hz | Passive | LED | dimmable | High Bay Rectangular | Tungsram High-bay IP20 | Indoor industrial |  |  | 13460 | No sensor |  |  |  | Bracket kit. Tilted bracket kit. Busbar bracket kit. Cable hook pair
TBD | TU HB IP20 G1 1S10 5K70 L6 DL ST | image | datasheet | deeplink | TUNGSRAM - Tungsram High-bay IP20 - 9640lm - 67W - 5000K - 70CRI - TBD[SKU] - Bracket. Y-cable | 2 | Bracket. Y-cable | LED | 1 | 67 | [8 empty] | CE | [6 empty] | 20 | 5000 | 398x263x81 |  | 220-240V |  | 5 |  | 60° | 3 | 70 |  | 5000 |  |  | >=0.9 | 259000 |  |  | 143.88 |  |  | 9 | L6 | 25 | max. 10% at 100.000 hrs |  | Available | 750/339 | Cx=0.3447;Cy=0.3553 | Class I | IK08 | IP50 | IP20 | 60 | 300 | -20 | 1 | 67 | RAL9605 | 50-60Hz | Passive | LED | dimmable | High Bay Rectangular | Tungsram High-bay IP20 | Indoor industrial |  |  | 9640 | No sensor |  |  |  | Bracket kit. Tilted bracket kit. Busbar bracket kit. Cable hook pair
TBD | TU HB IP20 G1 2S60 5K70 L6 SN ST | image | datasheet | deeplink | TUNGSRAM - Tungsram High-bay IP20 - 59820lm - 437W - 5000K - 70CRI - TBD[SKU] - Bracket. Y-cable | 4 | Bracket. Y-cable | LED | 1 | 437 | [8 empty] | CE | [6 empty] | 20 | 5000 | 843x263x86 |  | 220-240V |  | 5 |  | 60° | 3 | 70 |  | 5000 |  |  | >=0.9 | 116706 |  |  | 136.98 |  |  | 9 | L6 | 25 | max. 10% at 100.000 hrs |  | Available | 750/339 | Cx=0.3447;Cy=0.3553 | Class I | IK08 | IP50 | IP20 | 60 | 1940 | -20 | 1 | 436.7 | RAL9604 | 50-60Hz | Passive | LED | embedded sensor system | High Bay Rectangular | Tungsram High-bay IP20 | Indoor industrial |  |  | 59820 | Yes |  |  |  | Bracket kit. Tilted bracket kit. Busbar bracket kit. Cable hook pair
TBD | TU HB IP20 G1 1S30 5K70 L6 SN ST | image | datasheet | deeplink | TUNGSRAM - Tungsram High-bay IP20 - 28220lm - 201W - 5000K - 70CRI - TBD[SKU] - Bracket. Y-cable | 2 | Bracket. Y-cable | LED | 1 | 201 | [8 empty] | CE | [6 empty] | 20 | 5000 | 478x263x86 |  | 220-240V |  | 5 |  | 60° | 3 | 70 |  | 5000 |  |  | >=0.9 | 117000 |  |  | 140.61 |  |  | 9 | L6 | 25 | max. 10% at 100.000 hrs |  | Available | 750/339 | Cx=0.3447;Cy=0.3553 | Class I | IK08 | IP50 | IP20 | 60 | 890 | -20 | 1 | 200.7 | RAL9603 | 50-60Hz | Passive | LED | embedded sensor system | High Bay Rectangular | Tungsram High-bay IP20 | Indoor industrial |  |  | 28220 | Yes |  |  |  | Bracket kit. Tilted bracket kit. Busbar bracket kit. Cable hook pair
TBD | TU HB IP20 G1 1S22 5K70 L6 SN ST | image | datasheet | deeplink | TUNGSRAM - Tungsram High-bay IP20 - 23430lm - 164W - 5000K - 70CRI - TBD[SKU] - Bracket. Y-cable | 2 | Bracket. Y-cable | LED | 1 | 164 | [8 empty] | CE | [6 empty] | 20 | 5000 | 478x263x86 |  | 220-240V |  | 5 |  | 60° | 3 | 70 |  | 5000 |  |  | >=0.9 | 116706 |  |  | 143.13 |  |  | 9 | L6 | 25 | max. 10% at 100.000 hrs |  | Available | 750/339 | Cx=0.3447;Cy=0.3553 | Class I | IK08 | IP50 | IP20 | 60 | 730 | -20 | 1 | 163.7 | RAL9602 | 50-60Hz | Passive | LED | embedded sensor system | High Bay Rectangular | Tungsram High-bay IP20 | Indoor industrial |  |  | 23430 | Yes |  |  |  | Bracket kit. Tilted bracket kit. Busbar bracket kit. Cable hook pair
TBD | TU HB IP20 G1 1S20 5K70 L6 SN ST | image | datasheet | deeplink | TUNGSRAM - Tungsram High-bay IP20 - 19840lm - 143W - 5000K - 70CRI - TBD[SKU] - Bracket. Y-cable | 2 | Bracket. Y-cable | LED | 1 | 143 | [8 empty] | CE | [6 empty] | 20 | 5000 | 478x263x86 |  | 220-240V |  | 5 |  | 60° | 3 | 70 |  | 5000 |  |  | >=0.9 | 197000 |  |  | 139.03 |  |  | 9 | L6 | 25 | max. 10% at 100.000 hrs |  | Available | 750/339 | Cx=0.3447;Cy=0.3553 | Class I | IK08 | IP50 | IP20 | 60 | 630 | -20 | 1 | 142.7 | RAL9601 | 50-60Hz | Passive | LED | embedded sensor system | High Bay Rectangular | Tungsram High-bay IP20 | Indoor industrial |  |  | 19840 | Yes |  |  |  | Bracket kit. Tilted bracket kit. Busbar bracket kit. Cable hook pair
TBD | TU HB IP20 G1 1S12 5K70 L6 SN ST | image | datasheet | deeplink | TUNGSRAM - Tungsram High-bay IP20 - 13460lm - 94W - 5000K - 70CRI - TBD[SKU] - Bracket. Y-cable | 2 | Bracket. Y-cable | LED | 1 | 94 | [8 empty] | CE | [6 empty] | 20 | 5000 | 478x263x86 |  | 220-240V |  | 5 |  | 60° | 3 | 70 |  | 5000 |  |  | >=0.9 | 116706 |  |  | 143.65 |  |  | 9 | L6 | 25 | max. 10% at 100.000 hrs |  | Available | 750/339 | Cx=0.3447;Cy=0.3553 | Class I | IK08 | IP50 | IP20 | 60 | 420 | -20 | 1 | 93.7 | RAL9600 | 50-60Hz | Passive | LED | embedded sensor system | High Bay Rectangular | Tungsram High-bay IP20 | Indoor industrial |  |  | 13460 | Yes |  |  |  | Bracket kit. Tilted bracket kit. Busbar bracket kit. Cable hook pair
TBD | TU HB IP20 G1 1S10 5K70 L6 SN ST | image | datasheet | deeplink | TUNGSRAM - Tungsram High-bay IP20 - 9640lm - 69W - 5000K - 70CRI - TBD[SKU] - Bracket. Y-cable | 2 | Bracket. Y-cable | LED | 1 | 69 | [8 empty] | CE | [6 empty] | 20 | 5000 | 478x263x86 |  | 220-240V |  | 5 |  | 60° | 3 | 70 |  | 5000 |  |  | >=0.9 | 259000 |  |  | 140.32 |  |  | 9 | L6 | 25 | max. 10% at 100.000 hrs |  | Available | 750/339 | Cx=0.3447;Cy=0.3553 | Class I | IK08 | IP50 | IP20 | 60 | 300 | -20 | 1 | 68.7 | RAL9599 | 50-60Hz | Passive | LED | embedded sensor system | High Bay Rectangular | Tungsram High-bay IP20 | Indoor industrial |  |  | 9640 | Yes |  |  |  | Bracket kit. Tilted bracket kit. Busbar bracket kit. Cable hook pair
TBD | TU HB IP20 G1 2S60 5K70 L6 FX ST | image | datasheet | deeplink | TUNGSRAM - Tungsram High-bay IP20 - 59820lm - 435W - 5000K - 70CRI - TBD[SKU] - Bracket. Y-cable | 4 | Bracket. Y-cable | LED | 1 | 435 | [8 empty] | CE | [6 empty] | 20 | 5000 | 763x263x81 |  | 220-240V |  | 5 |  | 60° | 3 | 70 |  | 5000 |  |  | >=0.9 | 116706 |  |  | 137.52 |  |  | 9 | L6 | 25 | max. 10% at 100.000 hrs |  | Available | 750/339 | Cx=0.3447;Cy=0.3553 | Class I | IK08 | IP50 | IP20 | 60 | 1930 | -20 | 1 | 435 | RAL9598 | 50-60Hz | Passive | LED | none | High Bay Rectangular | Tungsram High-bay IP20 | Indoor industrial |  |  | 59820 | No sensor |  |  |  | Bracket kit. Tilted bracket kit. Busbar bracket kit. Cable hook pair
TBD | TU HB IP20 G1 1S30 5K70 L6 FX ST | image | datasheet | deeplink | TUNGSRAM - Tungsram High-bay IP20 - 28220lm - 199W - 5000K - 70CRI - TBD[SKU] - Bracket. Y-cable | 2 | Bracket. Y-cable | LED | 1 | 199 | [8 empty] | CE | [6 empty] | 20 | 5000 | 398x263x81 |  | 220-240V |  | 5 |  | 60° | 3 | 70 |  | 5000 |  |  | >=0.9 | 117000 |  |  | 141.81 |  |  | 9 | L6 | 25 | max. 10% at 100.000 hrs |  | Available | 750/339 | Cx=0.3447;Cy=0.3553 | Class I | IK08 | IP50 | IP20 | 60 | 880 | -20 | 1 | 199 | RAL9597 | 50-60Hz | Passive | LED | none | High Bay Rectangular | Tungsram High-bay IP20 | Indoor industrial |  |  | 28220 | No sensor |  |  |  | Bracket kit. Tilted bracket kit. Busbar bracket kit. Cable hook pair
TBD | TU HB IP20 G1 1S22 5K70 L6 FX ST | image | datasheet | deeplink | TUNGSRAM - Tungsram High-bay IP20 - 23430lm - 162W - 5000K - 70CRI - TBD[SKU] - Bracket. Y-cable | 2 | Bracket. Y-cable | LED | 1 | 162 | [8 empty] | CE | [6 empty] | 20 | 5000 | 398x263x81 |  | 220-240V |  | 5 |  | 60° | 3 | 70 |  | 5000 |  |  | >=0.9 | 116706 |  |  | 144.63 |  |  | 9 | L6 | 25 | max. 10% at 100.000 hrs |  | Available | 750/339 | Cx=0.3447;Cy=0.3553 | Class I | IK08 | IP50 | IP20 | 60 | 720 | -20 | 1 | 162 | RAL9596 | 50-60Hz | Passive | LED | none | High Bay Rectangular | Tungsram High-bay IP20 | Indoor industrial |  |  | 23430 | No sensor |  |  |  | Bracket kit. Tilted bracket kit. Busbar bracket kit. Cable hook pair
TBD | TU HB IP20 G1 1S20 5K70 L6 FX EA | image | datasheet | deeplink | TUNGSRAM - Tungsram High-bay IP20 - 19840lm - 145W - 5000K - 70CRI - TBD[SKU] - Bracket. Y-cable | 3 | Bracket. Y-cable | LED | 1 | 145 | [8 empty] | CE | [6 empty] | 20 | 5000 | 398x263x81 |  | 220-240V |  | 5 |  | 60° | 3 | 70 |  | 5000 |  |  | >=0.9 | 197000 |  |  | 136.83 |  |  | 9 | L6 | 25 | max. 10% at 100.000 hrs |  | Available | 750/339 | Cx=0.3447;Cy=0.3553 | Class I | IK08 | IP50 | IP20 | 60 | 640 | -20 | 1 | 145 | RAL9595 | 50-60Hz | Passive | LED | none | High Bay Rectangular | Tungsram High-bay IP20 | Indoor industrial |  |  | 19840 | No sensor |  |  |  | Bracket kit. Tilted bracket kit. Busbar bracket kit. Cable hook pair
TBD | TU HB IP20 G1 1S20 5K70 L6 FX ST | image | datasheet | deeplink | TUNGSRAM - Tungsram High-bay IP20 - 19840lm - 141W - 5000K - 70CRI - TBD[SKU] - Bracket. Y-cable | 2 | Bracket. Y-cable | LED | 1 | 141 | [8 empty] | CE | [6 empty] | 20 | 5000 | 398x263x81 |  | 220-240V |  | 5 |  | 60° | 3 | 70 |  | 5000 |  |  | >=0.9 | 197000 |  |  | 140.71 |  |  | 9 | L6 | 25 | max. 10% at 100.000 hrs |  | Available | 750/339 | Cx=0.3447;Cy=0.3553 | Class I | IK08 | IP50 | IP20 | 60 | 630 | -20 | 1 | 141 | RAL9594 | 50-60Hz | Passive | LED | none | High Bay Rectangular | Tungsram High-bay IP20 | Indoor industrial |  |  | 19840 | No sensor |  |  |  | Bracket kit. Tilted bracket kit. Busbar bracket kit. Cable hook pair
TBD | TU HB IP20 G1 1S12 5K70 L6 FX ST | image | datasheet | deeplink | TUNGSRAM - Tungsram High-bay IP20 - 13460lm - 92W - 5000K - 70CRI - TBD[SKU] - Bracket. Y-cable | 2 | Bracket. Y-cable | LED | 1 | 92 | [8 empty] | CE | [6 empty] | 20 | 5000 | 398x263x81 |  | 220-240V |  | 5 |  | 60° | 3 | 70 |  | 5000 |  |  | >=0.9 | 116706 |  |  | 146.3 |  |  | 9 | L6 | 25 | max. 10% at 100.000 hrs |  | Available | 750/339 | Cx=0.3447;Cy=0.3553 | Class I | IK08 | IP50 | IP20 | 60 | 410 | -20 | 1 | 92 | RAL9593 | 50-60Hz | Passive | LED | none | High Bay Rectangular | Tungsram High-bay IP20 | Indoor industrial |  |  | 13460 | No sensor |  |  |  | Bracket kit. Tilted bracket kit. Busbar bracket kit. Cable hook pair
TBD | TU HB IP20 G1 1S10 5K70 L6 FX ST | image | datasheet | deeplink | TUNGSRAM - Tungsram High-bay IP20 - 9640lm - 67W - 5000K - 70CRI - TBD[SKU] - Bracket. Y-cable | 2 | Bracket. Y-cable | LED | 1 | 67 | [8 empty] | CE | [6 empty] | 20 | 5000 | 398x263x81 |  | 220-240V |  | 5 |  | 60° | 3 | 70 |  | 5000 |  |  | >=0.9 | 259000 |  |  | 143.88 |  |  | 9 | L6 | 25 | max. 10% at 100.000 hrs |  | Available | 750/339 | Cx=0.3447;Cy=0.3553 | Class I | IK08 | IP50 | IP20 | 60 | 300 | -20 | 1 | 67 | RAL9592 | 50-60Hz | Passive | LED | none | High Bay Rectangular | Tungsram High-bay IP20 | Indoor industrial |  |  | 9640 | No sensor |  |  |  | Bracket kit. Tilted bracket kit. Busbar bracket kit. Cable hook pair
TBD | TU HB IP20 G1 2H45 4K80 L3 NL ST | image | datasheet | deeplink | TUNGSRAM - Tungsram High-bay IP20 - 45220lm - 273W - 4000K - 80CRI - TBD[SKU] - Bracket. Y-cable | 4 | Bracket. Y-cable | LED | 1 | 273 | [8 empty] | CE | [6 empty] | 20 | 4000 | 779x263x96 |  | 220-240V |  | 5 |  | 30° | 3 | 80 |  | 4000 |  |  | >=0.9 | 116000 |  |  | 165.64 |  |  | 9 | L3 | 25 | max. 10% at 100.000 hrs |  | Available | 840/339 | Cx=0.4338;Cy=0.4030 | Class I | IK08 | IP50 | IP20 | 60 | 1210 | -20 | 1 | 273 | RAL9591 | 50-60Hz | Passive | LED | embedded sensor system | High Bay Rectangular | Tungsram High-bay IP20 | Indoor industrial |  |  | 45220 | Yes |  |  |  | Bracket kit. Tilted bracket kit. Busbar bracket kit. Cable hook pair
TBD | TU HB IP20 G1 2H30 4K80 L3 NL EA | image | datasheet | deeplink | TUNGSRAM - Tungsram High-bay IP20 - 29210lm - 175W - 4000K - 80CRI - TBD[SKU] - Bracket. Y-cable | 5 | Bracket. Y-cable | LED | 1 | 175 | [8 empty] | CE | [6 empty] | 20 | 4000 | 855x263x96 |  | 220-240V |  | 5 |  | 30° | 3 | 80 |  | 4000 |  |  | >=0.9 | 105000 |  |  | 166.91 |  |  | 9 | L3 | 25 | max. 10% at 100.000 hrs |  | Available | 840/339 | Cx=0.4338;Cy=0.4030 | Class I | IK08 | IP50 | IP20 | 60 |  | -20 | 1 | 175 | RAL9590 | 50-60Hz | Passive | LED | embedded sensor system | High Bay Rectangular | Tungsram High-bay IP20 | Indoor industrial |  |  | 29210 | Yes |  |  |  | Bracket kit. Tilted bracket kit. Busbar bracket kit. Cable hook pair
TBD | TU HB IP20 G1 2H30 4K80 L3 NL ST | image | datasheet | deeplink | TUNGSRAM - Tungsram High-bay IP20 - 29210lm - 171W - 4000K - 80CRI - TBD[SKU] - Bracket. Y-cable | 4 | Bracket. Y-cable | LED | 1 | 171 | [8 empty] | CE | [6 empty] | 20 | 4000 | 779x263x96 |  | 220-240V |  | 5 |  | 30° | 3 | 80 |  | 4000 |  |  | >=0.9 | 105000 |  |  | 170.82 |  |  | 9 | L3 | 25 | max. 10% at 100.000 hrs |  | Available | 840/339 | Cx=0.4338;Cy=0.4030 | Class I | IK08 | IP50 | IP20 | 60 | 760 | -20 | 1 | 171 | RAL9589 | 50-60Hz | Passive | LED | embedded sensor system | High Bay Rectangular | Tungsram High-bay IP20 | Indoor industrial |  |  | 29210 | Yes |  |  |  | Bracket kit. Tilted bracket kit. Busbar bracket kit. Cable hook pair
TBD | TU HB IP20 G1 1H25 4K80 L3 NL EA | image | datasheet | deeplink | TUNGSRAM - Tungsram High-bay IP20 - 25010lm - 160W - 4000K - 80CRI - TBD[SKU] - Bracket. Y-cable | 3 | Bracket. Y-cable | LED | 1 | 160 | [8 empty] | CE | [6 empty] | 20 | 4000 | 414x263x96 |  | 220-240V |  | 5 |  | 30° | 3 | 80 |  | 4000 |  |  | >=0.9 | 116706 |  |  | 156.7 |  |  | 9 | L3 | 25 | max. 10% at 100.000 hrs |  | Available | 840/339 | Cx=0.4338;Cy=0.4030 | Class I | IK08 | IP50 | IP20 | 60 | 710 | -20 | 1 | 159.6 | RAL9588 | 50-60Hz | Passive | LED | embedded sensor system | High Bay Rectangular | Tungsram High-bay IP20 | Indoor industrial |  |  | 25010 | Yes |  |  |  | Bracket kit. Tilted bracket kit. Busbar bracket kit. Cable hook pair
TBD | TU HB IP20 G1 1H25 4K80 L3 NL ST | image | datasheet | deeplink | TUNGSRAM - Tungsram High-bay IP20 - 25010lm - 156W - 4000K - 80CRI - TBD[SKU] - Bracket. Y-cable | 2 | Bracket. Y-cable | LED | 1 | 156 | [8 empty] | CE | [6 empty] | 20 | 4000 | 414x263x96 |  | 220-240V |  | 5 |  | 30° | 3 | 80 |  | 4000 |  |  | >=0.9 | 116706 |  |  | 160.73 |  |  | 9 | L3 | 25 | max. 10% at 100.000 hrs |  | Available | 840/339 | Cx=0.4338;Cy=0.4030 | Class I | IK08 | IP50 | IP20 | 60 | 690 | -20 | 1 | 155.6 | RAL9587 | 50-60Hz | Passive | LED | embedded sensor system | High Bay Rectangular | Tungsram High-bay IP20 | Indoor industrial |  |  | 25010 | Yes |  |  |  | Bracket kit. Tilted bracket kit. Busbar bracket kit. Cable hook pair
TBD | TU HB IP20 G1 1H20 4K80 L3 NL ST | image | datasheet | deeplink | TUNGSRAM - Tungsram High-bay IP20 - 19510lm - 117W - 4000K - 80CRI - TBD[SKU] - Bracket. Y-cable | 2 | Bracket. Y-cable | LED | 1 | 117 | [8 empty] | CE | [6 empty] | 20 | 4000 | 414x263x96 |  | 220-240V |  | 5 |  | 30° | 3 | 80 |  | 4000 |  |  | >=0.9 | 100000 |  |  | 166.75 |  |  | 9 | L3 | 25 | max. 10% at 100.000 hrs |  | Available | 840/339 | Cx=0.4338;Cy=0.4030 | Class I | IK08 | IP50 | IP20 | 60 | 520 | -20 | 1 | 117 | RAL9586 | 50-60Hz | Passive | LED | embedded sensor system | High Bay Rectangular | Tungsram High-bay IP20 | Indoor industrial |  |  | 19510 | Yes |  |  |  | Bracket kit. Tilted bracket kit. Busbar bracket kit. Cable hook pair
TBD | TU HB IP20 G1 1H15 4K80 L3 NL ST | image | datasheet | deeplink | TUNGSRAM - Tungsram High-bay IP20 - 15010lm - 87W - 4000K - 80CRI - TBD[SKU] - Bracket. Y-cable | 2 | Bracket. Y-cable | LED | 1 | 87 | [8 empty] | CE | [6 empty] | 20 | 4000 | 414x263x96 |  | 220-240V |  | 5 |  | 30° | 3 | 80 |  | 4000 |  |  | >=0.9 | 116706 |  |  | 172.53 |  |  | 9 | L3 | 25 | max. 10% at 100.000 hrs |  | Available | 840/339 | Cx=0.4338;Cy=0.4030 | Class I | IK08 | IP50 | IP20 | 60 | 390 | -20 | 1 | 87 | RAL9585 | 50-60Hz | Passive | LED | embedded sensor system | High Bay Rectangular | Tungsram High-bay IP20 | Indoor industrial |  |  | 15010 | Yes |  |  |  | Bracket kit. Tilted bracket kit. Busbar bracket kit. Cable hook pair
TBD | TU HB IP20 G1 1H10 4K80 L3 NL ST | image | datasheet | deeplink | TUNGSRAM - Tungsram High-bay IP20 - 9900lm - 57W - 4000K - 80CRI - TBD[SKU] - Bracket. Y-cable | 2 | Bracket. Y-cable | LED | 1 | 57 | [8 empty] | CE | [6 empty] | 20 | 4000 | 414x263x96 |  | 220-240V |  | 5 |  | 30° | 3 | 80 |  | 4000 |  |  | >=0.9 | 115000 |  |  | 173.68 |  |  | 9 | L3 | 25 | max. 10% at 100.000 hrs |  | Available | 840/339 | Cx=0.4338;Cy=0.4030 | Class I | IK08 | IP50 | IP20 | 60 | 250 | -20 | 1 | 57 | RAL9584 | 50-60Hz | Passive | LED | embedded sensor system | High Bay Rectangular | Tungsram High-bay IP20 | Indoor industrial |  |  | 9900 | Yes |  |  |  | Bracket kit. Tilted bracket kit. Busbar bracket kit. Cable hook pair
TBD | TU HB IP20 G1 2H45 4K80 L3 RF ST | image | datasheet | deeplink | TUNGSRAM - Tungsram High-bay IP20 - 45220lm - 274W - 4000K - 80CRI - TBD[SKU] - Bracket. Y-cable | 4 | Bracket. Y-cable | LED | 1 | 274 | [8 empty] | CE | [6 empty] | 20 | 4000 | 843x263x86 |  | 220-240V |  | 5 |  | 30° | 3 | 80 |  | 4000 |  |  | >=0.9 | 116000 |  |  | 165.22 |  |  | 9 | L3 | 25 | max. 10% at 100.000 hrs |  | Available | 840/339 | Cx=0.4338;Cy=0.4030 | Class I | IK08 | IP50 | IP20 | 60 | 1210 | -20 | 1 | 273.7 | RAL9583 | 50-60Hz | Passive | LED | embedded sensor system | High Bay Rectangular | Tungsram High-bay IP20 | Indoor industrial |  |  | 45220 | Yes |  |  |  | Bracket kit. Tilted bracket kit. Busbar bracket kit. Cable hook pair
TBD | TU HB IP20 G1 2H30 4K80 L3 RF EA | image | datasheet | deeplink | TUNGSRAM - Tungsram High-bay IP20 - 29210lm - 176W - 4000K - 80CRI - TBD[SKU] - Bracket. Y-cable | 5 | Bracket. Y-cable | LED | 1 | 176 | [8 empty] | CE | [6 empty] | 20 | 4000 | 855x263x96 |  | 220-240V |  | 5 |  | 30° | 3 | 80 |  | 4000 |  |  | >=0.9 | 105000 |  |  | 166.25 |  |  | 9 | L3 | 25 | max. 10% at 100.000 hrs |  | Available | 840/339 | Cx=0.4338;Cy=0.4030 | Class I | IK08 | IP50 | IP20 | 60 |  | -20 | 1 | 175.7 | RAL9582 | 50-60Hz | Passive | LED | embedded sensor system | High Bay Rectangular | Tungsram High-bay IP20 | Indoor industrial |  |  | 29210 | Yes |  |  |  | Bracket kit. Tilted bracket kit. Busbar bracket kit. Cable hook pair
TBD | TU HB IP20 G1 2H30 4K80 L3 RF ST | image | datasheet | deeplink | TUNGSRAM - Tungsram High-bay IP20 - 29210lm - 172W - 4000K - 80CRI - TBD[SKU] - Bracket. Y-cable | 4 | Bracket. Y-cable | LED | 1 | 172 | [8 empty] | CE | [6 empty] | 20 | 4000 | 843x263x86 |  | 220-240V |  | 5 |  | 30° | 3 | 80 |  | 4000 |  |  | >=0.9 | 105000 |  |  | 170.12 |  |  | 9 | L3 | 25 | max. 10% at 100.000 hrs |  | Available | 840/339 | Cx=0.4338;Cy=0.4030 | Class I | IK08 | IP50 | IP20 | 60 | 760 | -20 | 1 | 171.7 | RAL9581 | 50-60Hz | Passive | LED | embedded sensor system | High Bay Rectangular | Tungsram High-bay IP20 | Indoor industrial |  |  | 29210 | Yes |  |  |  | Bracket kit. Tilted bracket kit. Busbar bracket kit. Cable hook pair
TBD | TU HB IP20 G1 1H25 4K80 L3 RF EA | image | datasheet | deeplink | TUNGSRAM - Tungsram High-bay IP20 - 25010lm - 160W - 4000K - 80CRI - TBD[SKU] - Bracket. Y-cable | 3 | Bracket. Y-cable | LED | 1 | 160 | [8 empty] | CE | [6 empty] | 20 | 4000 | 478x263x86 |  | 220-240V |  | 5 |  | 30° | 3 | 80 |  | 4000 |  |  | >=0.9 | 116706 |  |  | 156.02 |  |  | 9 | L3 | 25 | max. 10% at 100.000 hrs |  | Available | 840/339 | Cx=0.4338;Cy=0.4030 | Class I | IK08 | IP50 | IP20 | 60 | 710 | -20 | 1 | 160.3 | RAL9580 | 50-60Hz | Passive | LED | embedded sensor system | High Bay Rectangular | Tungsram High-bay IP20 | Indoor industrial |  |  | 25010 | Yes |  |  |  | Bracket kit. Tilted bracket kit. Busbar bracket kit. Cable hook pair
TBD | TU HB IP20 G1 1H25 4K80 L3 RF ST | image | datasheet | deeplink | TUNGSRAM - Tungsram High-bay IP20 - 25010lm - 156W - 4000K - 80CRI - TBD[SKU] - Bracket. Y-cable | 2 | Bracket. Y-cable | LED | 1 | 156 | [8 empty] | CE | [6 empty] | 20 | 4000 | 478x263x86 |  | 220-240V |  | 5 |  | 30° | 3 | 80 |  | 4000 |  |  | >=0.9 | 116706 |  |  | 160.01 |  |  | 9 | L3 | 25 | max. 10% at 100.000 hrs |  | Available | 840/339 | Cx=0.4338;Cy=0.4030 | Class I | IK08 | IP50 | IP20 | 60 | 690 | -20 | 1 | 156.3 | RAL9579 | 50-60Hz | Passive | LED | embedded sensor system | High Bay Rectangular | Tungsram High-bay IP20 | Indoor industrial |  |  | 25010 | Yes |  |  |  | Bracket kit. Tilted bracket kit. Busbar bracket kit. Cable hook pair
TBD | TU HB IP20 G1 1H20 4K80 L3 RF EA | image | datasheet | deeplink | TUNGSRAM - Tungsram High-bay IP20 - 19510lm - 122W - 4000K - 80CRI - TBD[SKU] - Bracket. Y-cable | 3 | Bracket. Y-cable | LED | 1 | 122 | [8 empty] | CE | [6 empty] | 20 | 4000 | 478x263x86 |  | 220-240V |  | 5 |  | 30° | 3 | 80 |  | 4000 |  |  | >=0.9 | 100000 |  |  | 160.31 |  |  | 9 | L3 | 25 | max. 10% at 100.000 hrs |  | Available | 840/339 | Cx=0.4338;Cy=0.4030 | Class I | IK08 | IP50 | IP20 | 60 | 540 | -20 | 1 | 121.7 | RAL9578 | 50-60Hz | Passive | LED | embedded sensor system | High Bay Rectangular | Tungsram High-bay IP20 | Indoor industrial |  |  | 19510 | Yes |  |  |  | Bracket kit. Tilted bracket kit. Busbar bracket kit. Cable hook pair
TBD | TU HB IP20 G1 1H20 4K80 L3 RF ST | image | datasheet | deeplink | TUNGSRAM - Tungsram High-bay IP20 - 19510lm - 118W - 4000K - 80CRI - TBD[SKU] - Bracket. Y-cable | 2 | Bracket. Y-cable | LED | 1 | 118 | [8 empty] | CE | [6 empty] | 20 | 4000 | 478x263x86 |  | 220-240V |  | 5 |  | 30° | 3 | 80 |  | 4000 |  |  | >=0.9 | 100000 |  |  | 165.76 |  |  | 9 | L3 | 25 | max. 10% at 100.000 hrs |  | Available | 840/339 | Cx=0.4338;Cy=0.4030 | Class I | IK08 | IP50 | IP20 | 60 | 520 | -20 | 1 | 117.7 | RAL9577 | 50-60Hz | Passive | LED | embedded sensor system | High Bay Rectangular | Tungsram High-bay IP20 | Indoor industrial |  |  | 19510 | Yes |  |  |  | Bracket kit. Tilted bracket kit. Busbar bracket kit. Cable hook pair
TBD | TU HB IP20 G1 1H15 4K80 L3 RF ST | image | datasheet | deeplink | TUNGSRAM - Tungsram High-bay IP20 - 15010lm - 88W - 4000K - 80CRI - TBD[SKU] - Bracket. Y-cable | 2 | Bracket. Y-cable | LED | 1 | 88 | [8 empty] | CE | [6 empty] | 20 | 4000 | 478x263x86 |  | 220-240V |  | 5 |  | 30° | 3 | 80 |  | 4000 |  |  | >=0.9 | 116706 |  |  | 171.15 |  |  | 9 | L3 | 25 | max. 10% at 100.000 hrs |  | Available | 840/339 | Cx=0.4338;Cy=0.4030 | Class I | IK08 | IP50 | IP20 | 60 | 390 | -20 | 1 | 87.7 | RAL9576 | 50-60Hz | Passive | LED | embedded sensor system | High Bay Rectangular | Tungsram High-bay IP20 | Indoor industrial |  |  | 15010 | Yes |  |  |  | Bracket kit. Tilted bracket kit. Busbar bracket kit. Cable hook pair
TBD | TU HB IP20 G1 1H10 4K80 L3 RF ST | image | datasheet | deeplink | TUNGSRAM - Tungsram High-bay IP20 - 9900lm - 58W - 4000K - 80CRI - TBD[SKU] - Bracket. Y-cable | 2 | Bracket. Y-cable | LED | 1 | 58 | [8 empty] | CE | [6 empty] | 20 | 4000 | 478x263x86 |  | 220-240V |  | 5 |  | 30° | 3 | 80 |  | 4000 |  |  | >=0.9 | 115000 |  |  | 171.58 |  |  | 9 | L3 | 25 | max. 10% at 100.000 hrs |  | Available | 840/339 | Cx=0.4338;Cy=0.4030 | Class I | IK08 | IP50 | IP20 | 60 | 260 | -20 | 1 | 57.7 | RAL9575 | 50-60Hz | Passive | LED | embedded sensor system | High Bay Rectangular | Tungsram High-bay IP20 | Indoor industrial |  |  | 9900 | Yes |  |  |  | Bracket kit. Tilted bracket kit. Busbar bracket kit. Cable hook pair
TBD | TU HB IP20 G1 2H45 4K80 L3 DL ST | image | datasheet | deeplink | TUNGSRAM - Tungsram High-bay IP20 - 45220lm - 272W - 4000K - 80CRI - TBD[SKU] - Bracket. Y-cable | 4 | Bracket. Y-cable | LED | 1 | 272 | [8 empty] | CE | [6 empty] | 20 | 4000 | 763x263x81 |  | 220-240V |  | 5 |  | 30° | 3 | 80 |  | 4000 |  |  | >=0.9 | 116000 |  |  | 166.25 |  |  | 9 | L3 | 25 | max. 10% at 100.000 hrs |  | Available | 840/339 | Cx=0.4338;Cy=0.4030 | Class I | IK08 | IP50 | IP20 | 60 | 1210 | -20 | 1 | 272 | RAL9574 | 50-60Hz | Passive | LED | dimmable | High Bay Rectangular | Tungsram High-bay IP20 | Indoor industrial |  |  | 45220 | No sensor |  |  |  | Bracket kit. Tilted bracket kit. Busbar bracket kit. Cable hook pair
TBD | TU HB IP20 G1 2H30 4K80 L3 DL ST | image | datasheet | deeplink | TUNGSRAM - Tungsram High-bay IP20 - 29210lm - 170W - 4000K - 80CRI - TBD[SKU] - Bracket. Y-cable | 4 | Bracket. Y-cable | LED | 1 | 170 | [8 empty] | CE | [6 empty] | 20 | 4000 | 763x263x81 |  | 220-240V |  | 5 |  | 30° | 3 | 80 |  | 4000 |  |  | >=0.9 | 105000 |  |  | 171.82 |  |  | 9 | L3 | 25 | max. 10% at 100.000 hrs |  | Available | 840/339 | Cx=0.4338;Cy=0.4030 | Class I | IK08 | IP50 | IP20 | 60 | 750 | -20 | 1 | 170 | RAL9573 | 50-60Hz | Passive | LED | dimmable | High Bay Rectangular | Tungsram High-bay IP20 | Indoor industrial |  |  | 29210 | No sensor |  |  |  | Bracket kit. Tilted bracket kit. Busbar bracket kit. Cable hook pair
TBD | TU HB IP20 G1 1H25 4K80 L3 DL EA | image | datasheet | deeplink | TUNGSRAM - Tungsram High-bay IP20 - 25010lm - 159W - 4000K - 80CRI - TBD[SKU] - Bracket. Y-cable | 3 | Bracket. Y-cable | LED | 1 | 159 | [8 empty] | CE | [6 empty] | 20 | 4000 | 398x263x81 |  | 220-240V |  | 5 |  | 30° | 3 | 80 |  | 4000 |  |  | >=0.9 | 116706 |  |  | 157.69 |  |  | 9 | L3 | 25 | max. 10% at 100.000 hrs |  | Available | 840/339 | Cx=0.4338;Cy=0.4030 | Class I | IK08 | IP50 | IP20 | 60 | 700 | -20 | 1 | 158.6 | RAL9572 | 50-60Hz | Passive | LED | dimmable | High Bay Rectangular | Tungsram High-bay IP20 | Indoor industrial |  |  | 25010 | No sensor |  |  |  | Bracket kit. Tilted bracket kit. Busbar bracket kit. Cable hook pair
TBD | TU HB IP20 G1 1H25 4K80 L3 DL ST | image | datasheet | deeplink | TUNGSRAM - Tungsram High-bay IP20 - 25010lm - 155W - 4000K - 80CRI - TBD[SKU] - Bracket. Y-cable | 2 | Bracket. Y-cable | LED | 1 | 155 | [8 empty] | CE | [6 empty] | 20 | 4000 | 398x263x81 |  | 220-240V |  | 5 |  | 30° | 3 | 80 |  | 4000 |  |  | >=0.9 | 116706 |  |  | 161.77 |  |  | 9 | L3 | 25 | max. 10% at 100.000 hrs |  | Available | 840/339 | Cx=0.4338;Cy=0.4030 | Class I | IK08 | IP50 | IP20 | 60 | 690 | -20 | 1 | 154.6 | RAL9571 | 50-60Hz | Passive | LED | dimmable | High Bay Rectangular | Tungsram High-bay IP20 | Indoor industrial |  |  | 25010 | No sensor |  |  |  | Bracket kit. Tilted bracket kit. Busbar bracket kit. Cable hook pair
TBD | TU HB IP20 G1 1H20 4K80 L3 DL EA | image | datasheet | deeplink | TUNGSRAM - Tungsram High-bay IP20 - 19510lm - 120W - 4000K - 80CRI - TBD[SKU] - Bracket. Y-cable | 3 | Bracket. Y-cable | LED | 1 | 120 | [8 empty] | CE | [6 empty] | 20 | 4000 | 398x263x81 |  | 220-240V |  | 5 |  | 30° | 3 | 80 |  | 4000 |  |  | >=0.9 | 100000 |  |  | 162.58 |  |  | 9 | L3 | 25 | max. 10% at 100.000 hrs |  | Available | 840/339 | Cx=0.4338;Cy=0.4030 | Class I | IK08 | IP50 | IP20 | 60 | 530 | -20 | 1 | 120 | RAL9570 | 50-60Hz | Passive | LED | dimmable | High Bay Rectangular | Tungsram High-bay IP20 | Indoor industrial |  |  | 19510 | No sensor |  |  |  | Bracket kit. Tilted bracket kit. Busbar bracket kit. Cable hook pair
TBD | TU HB IP20 G1 1H20 4K80 L3 DL ST | image | datasheet | deeplink | TUNGSRAM - Tungsram High-bay IP20 - 19510lm - 116W - 4000K - 80CRI - TBD[SKU] - Bracket. Y-cable | 2 | Bracket. Y-cable | LED | 1 | 116 | [8 empty] | CE | [6 empty] | 20 | 4000 | 398x263x81 |  | 220-240V |  | 5 |  | 30° | 3 | 80 |  | 4000 |  |  | >=0.9 | 100000 |  |  | 168.19 |  |  | 9 | L3 | 25 | max. 10% at 100.000 hrs |  | Available | 840/339 | Cx=0.4338;Cy=0.4030 | Class I | IK08 | IP50 | IP20 | 60 | 510 | -20 | 1 | 116 | RAL9569 | 50-60Hz | Passive | LED | dimmable | High Bay Rectangular | Tungsram High-bay IP20 | Indoor industrial |  |  | 19510 | No sensor |  |  |  | Bracket kit. Tilted bracket kit. Busbar bracket kit. Cable hook pair
TBD | TU HB IP20 G1 1H15 4K80 L3 DL ST | image | datasheet | deeplink | TUNGSRAM - Tungsram High-bay IP20 - 15010lm - 86W - 4000K - 80CRI - TBD[SKU] - Bracket. Y-cable | 2 | Bracket. Y-cable | LED | 1 | 86 | [8 empty] | CE | [6 empty] | 20 | 4000 | 398x263x81 |  | 220-240V |  | 5 |  | 30° | 3 | 80 |  | 4000 |  |  | >=0.9 | 116706 |  |  | 174.53 |  |  | 9 | L3 | 25 | max. 10% at 100.000 hrs |  | Available | 840/339 | Cx=0.4338;Cy=0.4030 | Class I | IK08 | IP50 | IP20 | 60 | 380 | -20 | 1 | 86 | RAL9568 | 50-60Hz | Passive | LED | dimmable | High Bay Rectangular | Tungsram High-bay IP20 | Indoor industrial |  |  | 15010 | No sensor |  |  |  | Bracket kit. Tilted bracket kit. Busbar bracket kit. Cable hook pair
TBD | TU HB IP20 G1 1H10 4K80 L3 DL ST | image | datasheet | deeplink | TUNGSRAM - Tungsram High-bay IP20 - 9900lm - 56W - 4000K - 80CRI - TBD[SKU] - Bracket. Y-cable | 2 | Bracket. Y-cable | LED | 1 | 56 | [8 empty] | CE | [6 empty] | 20 | 4000 | 398x263x81 |  | 220-240V |  | 5 |  | 30° | 3 | 80 |  | 4000 |  |  | >=0.9 | 115000 |  |  | 176.79 |  |  | 9 | L3 | 25 | max. 10% at 100.000 hrs |  | Available | 840/339 | Cx=0.4338;Cy=0.4030 | Class I | IK08 | IP50 | IP20 | 60 | 250 | -20 | 1 | 56 | RAL9567 | 50-60Hz | Passive | LED | dimmable | High Bay Rectangular | Tungsram High-bay IP20 | Indoor industrial |  |  | 9900 | No sensor |  |  |  | Bracket kit. Tilted bracket kit. Busbar bracket kit. Cable hook pair
TBD | TU HB IP20 G1 1S30 4K80 L3 RF ST | image | datasheet | deeplink | TUNGSRAM - Tungsram High-bay IP20 - 28310lm - 201W - 4000K - 80CRI - TBD[SKU] - Bracket. Y-cable | 2 | Bracket. Y-cable | LED | 1 | 201 | [8 empty] | CE | [6 empty] | 20 | 4000 | 478x263x86 |  | 220-240V |  | 5 |  | 30° | 3 | 80 |  | 4000 |  |  | >=0.9 | 117000 |  |  | 141.06 |  |  | 9 | L3 | 25 | max. 10% at 100.000 hrs |  | Available | 840/339 | Cx=0.4338;Cy=0.4030 | Class I | IK08 | IP50 | IP20 | 60 | 890 | -20 | 1 | 200.7 | RAL9566 | 50-60Hz | Passive | LED | embedded sensor system | High Bay Rectangular | Tungsram High-bay IP20 | Indoor industrial |  |  | 28310 | Yes |  |  |  | Bracket kit. Tilted bracket kit. Busbar bracket kit. Cable hook pair
TBD | TU HB IP20 G1 1S22 4K80 L3 RF ST | image | datasheet | deeplink | TUNGSRAM - Tungsram High-bay IP20 - 23510lm - 164W - 4000K - 80CRI - TBD[SKU] - Bracket. Y-cable | 2 | Bracket. Y-cable | LED | 1 | 164 | [8 empty] | CE | [6 empty] | 20 | 4000 | 478x263x86 |  | 220-240V |  | 5 |  | 30° | 3 | 80 |  | 4000 |  |  | >=0.9 | 116706 |  |  | 143.62 |  |  | 9 | L3 | 25 | max. 10% at 100.000 hrs |  | Available | 840/339 | Cx=0.4338;Cy=0.4030 | Class I | IK08 | IP50 | IP20 | 60 | 730 | -20 | 1 | 163.7 | RAL9565 | 50-60Hz | Passive | LED | embedded sensor system | High Bay Rectangular | Tungsram High-bay IP20 | Indoor industrial |  |  | 23510 | Yes |  |  |  | Bracket kit. Tilted bracket kit. Busbar bracket kit. Cable hook pair
TBD | TU HB IP20 G1 1S20 4K80 L3 RF ST | image | datasheet | deeplink | TUNGSRAM - Tungsram High-bay IP20 - 19910lm - 143W - 4000K - 80CRI - TBD[SKU] - Bracket. Y-cable | 2 | Bracket. Y-cable | LED | 1 | 143 | [8 empty] | CE | [6 empty] | 20 | 4000 | 478x263x86 |  | 220-240V |  | 5 |  | 30° | 3 | 80 |  | 4000 |  |  | >=0.9 | 197000 |  |  | 139.52 |  |  | 9 | L3 | 25 | max. 10% at 100.000 hrs |  | Available | 840/339 | Cx=0.4338;Cy=0.4030 | Class I | IK08 | IP50 | IP20 | 60 | 630 | -20 | 1 | 142.7 | RAL9564 | 50-60Hz | Passive | LED | embedded sensor system | High Bay Rectangular | Tungsram High-bay IP20 | Indoor industrial |  |  | 19910 | Yes |  |  |  | Bracket kit. Tilted bracket kit. Busbar bracket kit. Cable hook pair
TBD | TU HB IP20 G1 1S12 4K80 L3 RF ST | image | datasheet | deeplink | TUNGSRAM - Tungsram High-bay IP20 - 13500lm - 94W - 4000K - 80CRI - TBD[SKU] - Bracket. Y-cable | 2 | Bracket. Y-cable | LED | 1 | 94 | [8 empty] | CE | [6 empty] | 20 | 4000 | 478x263x86 |  | 220-240V |  | 5 |  | 30° | 3 | 80 |  | 4000 |  |  | >=0.9 | 116706 |  |  | 144.08 |  |  | 9 | L3 | 25 | max. 10% at 100.000 hrs |  | Available | 840/339 | Cx=0.4338;Cy=0.4030 | Class I | IK08 | IP50 | IP20 | 60 | 420 | -20 | 1 | 93.7 | RAL9563 | 50-60Hz | Passive | LED | embedded sensor system | High Bay Rectangular | Tungsram High-bay IP20 | Indoor industrial |  |  | 13500 | Yes |  |  |  | Bracket kit. Tilted bracket kit. Busbar bracket kit. Cable hook pair
TBD | TU HB IP20 G1 1S10 4K80 L3 RF ST | image | datasheet | deeplink | TUNGSRAM - Tungsram High-bay IP20 - 9670lm - 69W - 4000K - 80CRI - TBD[SKU] - Bracket. Y-cable | 2 | Bracket. Y-cable | LED | 1 | 69 | [8 empty] | CE | [6 empty] | 20 | 4000 | 478x263x86 |  | 220-240V |  | 5 |  | 30° | 3 | 80 |  | 4000 |  |  | >=0.9 | 259000 |  |  | 140.76 |  |  | 9 | L3 | 25 | max. 10% at 100.000 hrs |  | Available | 840/339 | Cx=0.4338;Cy=0.4030 | Class I | IK08 | IP50 | IP20 | 60 | 300 | -20 | 1 | 68.7 | RAL9562 | 50-60Hz | Passive | LED | embedded sensor system | High Bay Rectangular | Tungsram High-bay IP20 | Indoor industrial |  |  | 9670 | Yes |  |  |  | Bracket kit. Tilted bracket kit. Busbar bracket kit. Cable hook pair
TBD | TU HB IP20 G1 1S30 4K80 L3 DL ST | image | datasheet | deeplink | TUNGSRAM - Tungsram High-bay IP20 - 28310lm - 199W - 4000K - 80CRI - TBD[SKU] - Bracket. Y-cable | 2 | Bracket. Y-cable | LED | 1 | 199 | [8 empty] | CE | [6 empty] | 20 | 4000 | 398x263x81 |  | 220-240V |  | 5 |  | 30° | 3 | 80 |  | 4000 |  |  | >=0.9 | 117000 |  |  | 142.26 |  |  | 9 | L3 | 25 | max. 10% at 100.000 hrs |  | Available | 840/339 | Cx=0.4338;Cy=0.4030 | Class I | IK08 | IP50 | IP20 | 60 | 880 | -20 | 1 | 199 | RAL9561 | 50-60Hz | Passive | LED | dimmable | High Bay Rectangular | Tungsram High-bay IP20 | Indoor industrial |  |  | 28310 | No sensor |  |  |  | Bracket kit. Tilted bracket kit. Busbar bracket kit. Cable hook pair
TBD | TU HB IP20 G1 1S22 4K80 L3 DL ST | image | datasheet | deeplink | TUNGSRAM - Tungsram High-bay IP20 - 23510lm - 162W - 4000K - 80CRI - TBD[SKU] - Bracket. Y-cable | 2 | Bracket. Y-cable | LED | 1 | 162 | [8 empty] | CE | [6 empty] | 20 | 4000 | 398x263x81 |  | 220-240V |  | 5 |  | 30° | 3 | 80 |  | 4000 |  |  | >=0.9 | 116706 |  |  | 145.12 |  |  | 9 | L3 | 25 | max. 10% at 100.000 hrs |  | Available | 840/339 | Cx=0.4338;Cy=0.4030 | Class I | IK08 | IP50 | IP20 | 60 | 720 | -20 | 1 | 162 | RAL9560 | 50-60Hz | Passive | LED | dimmable | High Bay Rectangular | Tungsram High-bay IP20 | Indoor industrial |  |  | 23510 | No sensor |  |  |  | Bracket kit. Tilted bracket kit. Busbar bracket kit. Cable hook pair
TBD | TU HB IP20 G1 1S20 4K80 L3 DL ST | image | datasheet | deeplink | TUNGSRAM - Tungsram High-bay IP20 - 19910lm - 141W - 4000K - 80CRI - TBD[SKU] - Bracket. Y-cable | 2 | Bracket. Y-cable | LED | 1 | 141 | [8 empty] | CE | [6 empty] | 20 | 4000 | 398x263x81 |  | 220-240V |  | 5 |  | 30° | 3 | 80 |  | 4000 |  |  | >=0.9 | 197000 |  |  | 141.21 |  |  | 9 | L3 | 25 | max. 10% at 100.000 hrs |  | Available | 840/339 | Cx=0.4338;Cy=0.4030 | Class I | IK08 | IP50 | IP20 | 60 | 630 | -20 | 1 | 141 | RAL9559 | 50-60Hz | Passive | LED | dimmable | High Bay Rectangular | Tungsram High-bay IP20 | Indoor industrial |  |  | 19910 | No sensor |  |  |  | Bracket kit. Tilted bracket kit. Busbar bracket kit. Cable hook pair
TBD | TU HB IP20 G1 1S12 4K80 L3 DL ST | image | datasheet | deeplink | TUNGSRAM - Tungsram High-bay IP20 - 13500lm - 92W - 4000K - 80CRI - TBD[SKU] - Bracket. Y-cable | 2 | Bracket. Y-cable | LED | 1 | 92 | [8 empty] | CE | [6 empty] | 20 | 4000 | 398x263x81 |  | 220-240V |  | 5 |  | 30° | 3 | 80 |  | 4000 |  |  | >=0.9 | 116706 |  |  | 146.74 |  |  | 9 | L3 | 25 | max. 10% at 100.000 hrs |  | Available | 840/339 | Cx=0.4338;Cy=0.4030 | Class I | IK08 | IP50 | IP20 | 60 | 410 | -20 | 1 | 92 | RAL9558 | 50-60Hz | Passive | LED | dimmable | High Bay Rectangular | Tungsram High-bay IP20 | Indoor industrial |  |  | 13500 | No sensor |  |  |  | Bracket kit. Tilted bracket kit. Busbar bracket kit. Cable hook pair
TBD | TU HB IP20 G1 1S10 4K80 L3 DL ST | image | datasheet | deeplink | TUNGSRAM - Tungsram High-bay IP20 - 9670lm - 67W - 4000K - 80CRI - TBD[SKU] - Bracket. Y-cable | 2 | Bracket. Y-cable | LED | 1 | 67 | [8 empty] | CE | [6 empty] | 20 | 4000 | 398x263x81 |  | 220-240V |  | 5 |  | 30° | 3 | 80 |  | 4000 |  |  | >=0.9 | 259000 |  |  | 144.33 |  |  | 9 | L3 | 25 | max. 10% at 100.000 hrs |  | Available | 840/339 | Cx=0.4338;Cy=0.4030 | Class I | IK08 | IP50 | IP20 | 60 | 300 | -20 | 1 | 67 | RAL9557 | 50-60Hz | Passive | LED | dimmable | High Bay Rectangular | Tungsram High-bay IP20 | Indoor industrial |  |  | 9670 | No sensor |  |  |  | Bracket kit. Tilted bracket kit. Busbar bracket kit. Cable hook pair
TBD | TU HB IP20 G1 2S60 4K80 L3 SN ST | image | datasheet | deeplink | TUNGSRAM - Tungsram High-bay IP20 - 60020lm - 437W - 4000K - 80CRI - TBD[SKU] - Bracket. Y-cable | 4 | Bracket. Y-cable | LED | 1 | 437 | [8 empty] | CE | [6 empty] | 20 | 4000 | 843x263x86 |  | 220-240V |  | 5 |  | 30° | 3 | 80 |  | 4000 |  |  | >=0.9 | 116706 |  |  | 137.44 |  |  | 9 | L3 | 25 | max. 10% at 100.000 hrs |  | Available | 840/339 | Cx=0.4338;Cy=0.4030 | Class I | IK08 | IP50 | IP20 | 60 | 1940 | -20 | 1 | 436.7 | RAL9556 | 50-60Hz | Passive | LED | embedded sensor system | High Bay Rectangular | Tungsram High-bay IP20 | Indoor industrial |  |  | 60020 | Yes |  |  |  | Bracket kit. Tilted bracket kit. Busbar bracket kit. Cable hook pair
TBD | TU HB IP20 G1 1S30 4K80 L3 SN ST | image | datasheet | deeplink | TUNGSRAM - Tungsram High-bay IP20 - 28310lm - 201W - 4000K - 80CRI - TBD[SKU] - Bracket. Y-cable | 2 | Bracket. Y-cable | LED | 1 | 201 | [8 empty] | CE | [6 empty] | 20 | 4000 | 478x263x86 |  | 220-240V |  | 5 |  | 30° | 3 | 80 |  | 4000 |  |  | >=0.9 | 117000 |  |  | 141.06 |  |  | 9 | L3 | 25 | max. 10% at 100.000 hrs |  | Available | 840/339 | Cx=0.4338;Cy=0.4030 | Class I | IK08 | IP50 | IP20 | 60 | 890 | -20 | 1 | 200.7 | RAL9555 | 50-60Hz | Passive | LED | embedded sensor system | High Bay Rectangular | Tungsram High-bay IP20 | Indoor industrial |  |  | 28310 | Yes |  |  |  | Bracket kit. Tilted bracket kit. Busbar bracket kit. Cable hook pair
TBD | TU HB IP20 G1 1S22 4K80 L3 SN ST | image | datasheet | deeplink | TUNGSRAM - Tungsram High-bay IP20 - 23510lm - 164W - 4000K - 80CRI - TBD[SKU] - Bracket. Y-cable | 2 | Bracket. Y-cable | LED | 1 | 164 | [8 empty] | CE | [6 empty] | 20 | 4000 | 478x263x86 |  | 220-240V |  | 5 |  | 30° | 3 | 80 |  | 4000 |  |  | >=0.9 | 116706 |  |  | 143.62 |  |  | 9 | L3 | 25 | max. 10% at 100.000 hrs |  | Available | 840/339 | Cx=0.4338;Cy=0.4030 | Class I | IK08 | IP50 | IP20 | 60 | 730 | -20 | 1 | 163.7 | RAL9554 | 50-60Hz | Passive | LED | embedded sensor system | High Bay Rectangular | Tungsram High-bay IP20 | Indoor industrial |  |  | 23510 | Yes |  |  |  | Bracket kit. Tilted bracket kit. Busbar bracket kit. Cable hook pair
TBD | TU HB IP20 G1 1S20 4K80 L3 SN ST | image | datasheet | deeplink | TUNGSRAM - Tungsram High-bay IP20 - 19910lm - 143W - 4000K - 80CRI - TBD[SKU] - Bracket. Y-cable | 2 | Bracket. Y-cable | LED | 1 | 143 | [8 empty] | CE | [6 empty] | 20 | 4000 | 478x263x86 |  | 220-240V |  | 5 |  | 30° | 3 | 80 |  | 4000 |  |  | >=0.9 | 197000 |  |  | 139.52 |  |  | 9 | L3 | 25 | max. 10% at 100.000 hrs |  | Available | 840/339 | Cx=0.4338;Cy=0.4030 | Class I | IK08 | IP50 | IP20 | 60 | 630 | -20 | 1 | 142.7 | RAL9553 | 50-60Hz | Passive | LED | embedded sensor system | High Bay Rectangular | Tungsram High-bay IP20 | Indoor industrial |  |  | 19910 | Yes |  |  |  | Bracket kit. Tilted bracket kit. Busbar bracket kit. Cable hook pair
TBD | TU HB IP20 G1 1S12 4K80 L3 SN ST | image | datasheet | deeplink | TUNGSRAM - Tungsram High-bay IP20 - 13500lm - 94W - 4000K - 80CRI - TBD[SKU] - Bracket. Y-cable | 2 | Bracket. Y-cable | LED | 1 | 94 | [8 empty] | CE | [6 empty] | 20 | 4000 | 478x263x86 |  | 220-240V |  | 5 |  | 30° | 3 | 80 |  | 4000 |  |  | >=0.9 | 116706 |  |  | 144.08 |  |  | 9 | L3 | 25 | max. 10% at 100.000 hrs |  | Available | 840/339 | Cx=0.4338;Cy=0.4030 | Class I | IK08 | IP50 | IP20 | 60 | 420 | -20 | 1 | 93.7 | RAL9552 | 50-60Hz | Passive | LED | embedded sensor system | High Bay Rectangular | Tungsram High-bay IP20 | Indoor industrial |  |  | 13500 | Yes |  |  |  | Bracket kit. Tilted bracket kit. Busbar bracket kit. Cable hook pair
TBD | TU HB IP20 G1 1S10 4K80 L3 SN ST | image | datasheet | deeplink | TUNGSRAM - Tungsram High-bay IP20 - 9670lm - 69W - 4000K - 80CRI - TBD[SKU] - Bracket. Y-cable | 2 | Bracket. Y-cable | LED | 1 | 69 | [8 empty] | CE | [6 empty] | 20 | 4000 | 478x263x86 |  | 220-240V |  | 5 |  | 30° | 3 | 80 |  | 4000 |  |  | >=0.9 | 259000 |  |  | 140.76 |  |  | 9 | L3 | 25 | max. 10% at 100.000 hrs |  | Available | 840/339 | Cx=0.4338;Cy=0.4030 | Class I | IK08 | IP50 | IP20 | 60 | 300 | -20 | 1 | 68.7 | RAL9551 | 50-60Hz | Passive | LED | embedded sensor system | High Bay Rectangular | Tungsram High-bay IP20 | Indoor industrial |  |  | 9670 | Yes |  |  |  | Bracket kit. Tilted bracket kit. Busbar bracket kit. Cable hook pair
TBD | TU HB IP20 G1 2S60 4K80 L3 FX ST | image | datasheet | deeplink | TUNGSRAM - Tungsram High-bay IP20 - 60020lm - 435W - 4000K - 80CRI - TBD[SKU] - Bracket. Y-cable | 4 | Bracket. Y-cable | LED | 1 | 435 | [8 empty] | CE | [6 empty] | 20 | 4000 | 763x263x81 |  | 220-240V |  | 5 |  | 30° | 3 | 80 |  | 4000 |  |  | >=0.9 | 116706 |  |  | 137.98 |  |  | 9 | L3 | 25 | max. 10% at 100.000 hrs |  | Available | 840/339 | Cx=0.4338;Cy=0.4030 | Class I | IK08 | IP50 | IP20 | 60 | 1930 | -20 | 1 | 435 | RAL9550 | 50-60Hz | Passive | LED | none | High Bay Rectangular | Tungsram High-bay IP20 | Indoor industrial |  |  | 60020 | No sensor |  |  |  | Bracket kit. Tilted bracket kit. Busbar bracket kit. Cable hook pair
TBD | TU HB IP20 G1 1S30 4K80 L3 FX ST | image | datasheet | deeplink | TUNGSRAM - Tungsram High-bay IP20 - 28310lm - 199W - 4000K - 80CRI - TBD[SKU] - Bracket. Y-cable | 2 | Bracket. Y-cable | LED | 1 | 199 | [8 empty] | CE | [6 empty] | 20 | 4000 | 398x263x81 |  | 220-240V |  | 5 |  | 30° | 3 | 80 |  | 4000 |  |  | >=0.9 | 117000 |  |  | 142.26 |  |  | 9 | L3 | 25 | max. 10% at 100.000 hrs |  | Available | 840/339 | Cx=0.4338;Cy=0.4030 | Class I | IK08 | IP50 | IP20 | 60 | 880 | -20 | 1 | 199 | RAL9549 | 50-60Hz | Passive | LED | none | High Bay Rectangular | Tungsram High-bay IP20 | Indoor industrial |  |  | 28310 | No sensor |  |  |  | Bracket kit. Tilted bracket kit. Busbar bracket kit. Cable hook pair
TBD | TU HB IP20 G1 1S22 4K80 L3 FX ST | image | datasheet | deeplink | TUNGSRAM - Tungsram High-bay IP20 - 23510lm - 162W - 4000K - 80CRI - TBD[SKU] - Bracket. Y-cable | 2 | Bracket. Y-cable | LED | 1 | 162 | [8 empty] | CE | [6 empty] | 20 | 4000 | 398x263x81 |  | 220-240V |  | 5 |  | 30° | 3 | 80 |  | 4000 |  |  | >=0.9 | 116706 |  |  | 145.12 |  |  | 9 | L3 | 25 | max. 10% at 100.000 hrs |  | Available | 840/339 | Cx=0.4338;Cy=0.4030 | Class I | IK08 | IP50 | IP20 | 60 | 720 | -20 | 1 | 162 | RAL9548 | 50-60Hz | Passive | LED | none | High Bay Rectangular | Tungsram High-bay IP20 | Indoor industrial |  |  | 23510 | No sensor |  |  |  | Bracket kit. Tilted bracket kit. Busbar bracket kit. Cable hook pair
TBD | TU HB IP20 G1 1S20 4K80 L3 FX EA | image | datasheet | deeplink | TUNGSRAM - Tungsram High-bay IP20 - 19910lm - 145W - 4000K - 80CRI - TBD[SKU] - Bracket. Y-cable | 3 | Bracket. Y-cable | LED | 1 | 145 | [8 empty] | CE | [6 empty] | 20 | 4000 | 398x263x81 |  | 220-240V |  | 5 |  | 30° | 3 | 80 |  | 4000 |  |  | >=0.9 | 197000 |  |  | 137.31 |  |  | 9 | L3 | 25 | max. 10% at 100.000 hrs |  | Available | 840/339 | Cx=0.4338;Cy=0.4030 | Class I | IK08 | IP50 | IP20 | 60 | 640 | -20 | 1 | 145 | RAL9547 | 50-60Hz | Passive | LED | none | High Bay Rectangular | Tungsram High-bay IP20 | Indoor industrial |  |  | 19910 | No sensor |  |  |  | Bracket kit. Tilted bracket kit. Busbar bracket kit. Cable hook pair
TBD | TU HB IP20 G1 1S20 4K80 L3 FX ST | image | datasheet | deeplink | TUNGSRAM - Tungsram High-bay IP20 - 19910lm - 141W - 4000K - 80CRI - TBD[SKU] - Bracket. Y-cable | 2 | Bracket. Y-cable | LED | 1 | 141 | [8 empty] | CE | [6 empty] | 20 | 4000 | 398x263x81 |  | 220-240V |  | 5 |  | 30° | 3 | 80 |  | 4000 |  |  | >=0.9 | 197000 |  |  | 141.21 |  |  | 9 | L3 | 25 | max. 10% at 100.000 hrs |  | Available | 840/339 | Cx=0.4338;Cy=0.4030 | Class I | IK08 | IP50 | IP20 | 60 | 630 | -30 | 1 | 141 | RAL9546 | 50-60Hz | Passive | LED | none | High Bay Rectangular | Tungsram High-bay IP20 | Indoor industrial |  |  | 19910 | No sensor |  |  |  | Bracket kit. Tilted bracket kit. Busbar bracket kit. Cable hook pair
TBD | TU HB IP20 G1 1S12 4K80 L3 FX ST | image | datasheet | deeplink | TUNGSRAM - Tungsram High-bay IP20 - 13500lm - 92W - 4000K - 80CRI - TBD[SKU] - Bracket. Y-cable | 2 | Bracket. Y-cable | LED | 1 | 92 | [8 empty] | CE | [6 empty] | 20 | 4000 | 398x263x81 |  | 220-240V |  | 5 |  | 30° | 3 | 80 |  | 4000 |  |  | >=0.9 | 116706 |  |  | 146.74 |  |  | 9 | L3 | 25 | max. 10% at 100.000 hrs |  | Available | 840/339 | Cx=0.4338;Cy=0.4030 | Class I | IK08 | IP50 | IP20 | 60 | 410 | -20 | 1 | 92 | RAL9545 | 50-60Hz | Passive | LED | none | High Bay Rectangular | Tungsram High-bay IP20 | Indoor industrial |  |  | 13500 | No sensor |  |  |  | Bracket kit. Tilted bracket kit. Busbar bracket kit. Cable hook pair
TBD | TU HB IP20 G1 1S10 4K80 L3 FX ST | image | datasheet | deeplink | TUNGSRAM - Tungsram High-bay IP20 - 9670lm - 67W - 4000K - 80CRI - TBD[SKU] - Bracket. Y-cable | 2 | Bracket. Y-cable | LED | 1 | 67 | [8 empty] | CE | [6 empty] | 20 | 4000 | 398x263x81 |  | 220-240V |  | 5 |  | 30° | 3 | 80 |  | 4000 |  |  | >=0.9 | 259000 |  |  | 144.33 |  |  | 9 | L3 | 25 | max. 10% at 100.000 hrs |  | Available | 840/339 | Cx=0.4338;Cy=0.4030 | Class I | IK08 | IP50 | IP20 | 60 | 300 | -20 | 1 | 67 | RAL9544 | 50-60Hz | Passive | LED | none | High Bay Rectangular | Tungsram High-bay IP20 | Indoor industrial |  |  | 9670 | No sensor |  |  |  | Bracket kit. Tilted bracket kit. Busbar bracket kit. Cable hook pair
TBD | TU HB IP20 G1 2H45 4K70 L3 NL ST | image | datasheet | deeplink | TUNGSRAM - Tungsram High-bay IP20 - 45690lm - 273W - 4000K - 70CRI - TBD[SKU] - Bracket. Y-cable | 4 | Bracket. Y-cable | LED | 1 | 273 | [8 empty] | CE | [6 empty] | 20 | 4000 | 779x263x96 |  | 220-240V |  | 5 |  | 30° | 3 | 70 |  | 4000 |  |  | >=0.9 | 116000 |  |  | 167.36 |  |  | 9 | L3 | 25 | max. 10% at 100.000 hrs |  | Available | 740/339 | Cx=0.4338;Cy=0.4030 | Class I | IK08 | IP50 | IP20 | 60 | 1210 | -20 | 1 | 273 | RAL9543 | 50-60Hz | Passive | LED | embedded sensor system | High Bay Rectangular | Tungsram High-bay IP20 | Indoor industrial |  |  | 45690 | Yes |  |  |  | Bracket kit. Tilted bracket kit. Busbar bracket kit. Cable hook pair
TBD | TU HB IP20 G1 2H30 4K70 L3 NL EA | image | datasheet | deeplink | TUNGSRAM - Tungsram High-bay IP20 - 29520lm - 175W - 4000K - 70CRI - TBD[SKU] - Bracket. Y-cable | 5 | Bracket. Y-cable | LED | 1 | 175 | [8 empty] | CE | [6 empty] | 20 | 4000 | 855x263x96 |  | 220-240V |  | 5 |  | 30° | 3 | 70 |  | 4000 |  |  | >=0.9 | 105000 |  |  | 168.69 |  |  | 9 | L3 | 25 | max. 10% at 100.000 hrs |  | Available | 740/339 | Cx=0.4338;Cy=0.4030 | Class I | IK08 | IP50 | IP20 | 60 |  | -20 | 1 | 175 | RAL9542 | 50-60Hz | Passive | LED | embedded sensor system | High Bay Rectangular | Tungsram High-bay IP20 | Indoor industrial |  |  | 29520 | Yes |  |  |  | Bracket kit. Tilted bracket kit. Busbar bracket kit. Cable hook pair
TBD | TU HB IP20 G1 2H30 4K70 L3 NL ST | image | datasheet | deeplink | TUNGSRAM - Tungsram High-bay IP20 - 29520lm - 171W - 4000K - 70CRI - TBD[SKU] - Bracket. Y-cable | 4 | Bracket. Y-cable | LED | 1 | 171 | [8 empty] | CE | [6 empty] | 20 | 4000 | 779x263x96 |  | 220-240V |  | 5 |  | 30° | 3 | 70 |  | 4000 |  |  | >=0.9 | 105000 |  |  | 172.63 |  |  | 9 | L3 | 25 | max. 10% at 100.000 hrs |  | Available | 740/339 | Cx=0.4338;Cy=0.4030 | Class I | IK08 | IP50 | IP20 | 60 | 760 | -20 | 1 | 171 | RAL9541 | 50-60Hz | Passive | LED | embedded sensor system | High Bay Rectangular | Tungsram High-bay IP20 | Indoor industrial |  |  | 29520 | Yes |  |  |  | Bracket kit. Tilted bracket kit. Busbar bracket kit. Cable hook pair
TBD | TU HB IP20 G1 1H25 4K70 L3 NL EA | image | datasheet | deeplink | TUNGSRAM - Tungsram High-bay IP20 - 25270lm - 160W - 4000K - 70CRI - TBD[SKU] - Bracket. Y-cable | 3 | Bracket. Y-cable | LED | 1 | 160 | [8 empty] | CE | [6 empty] | 20 | 4000 | 414x263x96 |  | 220-240V |  | 5 |  | 30° | 3 | 70 |  | 4000 |  |  | >=0.9 | 116706 |  |  | 158.33 |  |  | 9 | L3 | 25 | max. 10% at 100.000 hrs |  | Available | 740/339 | Cx=0.4338;Cy=0.4030 | Class I | IK08 | IP50 | IP20 | 60 | 710 | -20 | 1 | 159.6 | RAL9540 | 50-60Hz | Passive | LED | embedded sensor system | High Bay Rectangular | Tungsram High-bay IP20 | Indoor industrial |  |  | 25270 | Yes |  |  |  | Bracket kit. Tilted bracket kit. Busbar bracket kit. Cable hook pair
TBD | TU HB IP20 G1 1H25 4K70 L3 NL ST | image | datasheet | deeplink | TUNGSRAM - Tungsram High-bay IP20 - 25270lm - 156W - 4000K - 70CRI - TBD[SKU] - Bracket. Y-cable | 2 | Bracket. Y-cable | LED | 1 | 156 | [8 empty] | CE | [6 empty] | 20 | 4000 | 414x263x96 |  | 220-240V |  | 5 |  | 30° | 3 | 70 |  | 4000 |  |  | >=0.9 | 116706 |  |  | 162.4 |  |  | 9 | L3 | 25 | max. 10% at 100.000 hrs |  | Available | 740/339 | Cx=0.4338;Cy=0.4030 | Class I | IK08 | IP50 | IP20 | 60 | 690 | -20 | 1 | 155.6 | RAL9539 | 50-60Hz | Passive | LED | embedded sensor system | High Bay Rectangular | Tungsram High-bay IP20 | Indoor industrial |  |  | 25270 | Yes |  |  |  | Bracket kit. Tilted bracket kit. Busbar bracket kit. Cable hook pair
TBD | TU HB IP20 G1 1H20 4K70 L3 NL ST | image | datasheet | deeplink | TUNGSRAM - Tungsram High-bay IP20 - 19710lm - 117W - 4000K - 70CRI - TBD[SKU] - Bracket. Y-cable | 2 | Bracket. Y-cable | LED | 1 | 117 | [8 empty] | CE | [6 empty] | 20 | 4000 | 414x263x96 |  | 220-240V |  | 5 |  | 30° | 3 | 70 |  | 4000 |  |  | >=0.9 | 100000 |  |  | 168.46 |  |  | 9 | L3 | 25 | max. 10% at 100.000 hrs |  | Available | 740/339 | Cx=0.4338;Cy=0.4030 | Class I | IK08 | IP50 | IP20 | 60 | 520 | -20 | 1 | 117 | RAL9538 | 50-60Hz | Passive | LED | embedded sensor system | High Bay Rectangular | Tungsram High-bay IP20 | Indoor industrial |  |  | 19710 | Yes |  |  |  | Bracket kit. Tilted bracket kit. Busbar bracket kit. Cable hook pair
TBD | TU HB IP20 G1 1H15 4K70 L3 NL ST | image | datasheet | deeplink | TUNGSRAM - Tungsram High-bay IP20 - 15160lm - 87W - 4000K - 70CRI - TBD[SKU] - Bracket. Y-cable | 2 | Bracket. Y-cable | LED | 1 | 87 | [8 empty] | CE | [6 empty] | 20 | 4000 | 414x263x96 |  | 220-240V |  | 5 |  | 30° | 3 | 70 |  | 4000 |  |  | >=0.9 | 116706 |  |  | 174.25 |  |  | 9 | L3 | 25 | max. 10% at 100.000 hrs |  | Available | 740/339 | Cx=0.4338;Cy=0.4030 | Class I | IK08 | IP50 | IP20 | 60 | 390 | -20 | 1 | 87 | RAL9537 | 50-60Hz | Passive | LED | embedded sensor system | High Bay Rectangular | Tungsram High-bay IP20 | Indoor industrial |  |  | 15160 | Yes |  |  |  | Bracket kit. Tilted bracket kit. Busbar bracket kit. Cable hook pair
TBD | TU HB IP20 G1 1H10 4K70 L3 NL ST | image | datasheet | deeplink | TUNGSRAM - Tungsram High-bay IP20 - 10010lm - 57W - 4000K - 70CRI - TBD[SKU] - Bracket. Y-cable | 2 | Bracket. Y-cable | LED | 1 | 57 | [8 empty] | CE | [6 empty] | 20 | 4000 | 414x263x96 |  | 220-240V |  | 5 |  | 30° | 3 | 70 |  | 4000 |  |  | >=0.9 | 115000 |  |  | 175.61 |  |  | 9 | L3 | 25 | max. 10% at 100.000 hrs |  | Available | 740/339 | Cx=0.4338;Cy=0.4030 | Class I | IK08 | IP50 | IP20 | 60 | 250 | -20 | 1 | 57 | RAL9536 | 50-60Hz | Passive | LED | embedded sensor system | High Bay Rectangular | Tungsram High-bay IP20 | Indoor industrial |  |  | 10010 | Yes |  |  |  | Bracket kit. Tilted bracket kit. Busbar bracket kit. Cable hook pair
TBD | TU HB IP20 G1 2H45 4K70 L3 RF ST | image | datasheet | deeplink | TUNGSRAM - Tungsram High-bay IP20 - 45690lm - 274W - 4000K - 70CRI - TBD[SKU] - Bracket. Y-cable | 4 | Bracket. Y-cable | LED | 1 | 274 | [8 empty] | CE | [6 empty] | 20 | 4000 | 843x263x86 |  | 220-240V |  | 5 |  | 30° | 3 | 70 |  | 4000 |  |  | >=0.9 | 116000 |  |  | 166.93 |  |  | 9 | L3 | 25 | max. 10% at 100.000 hrs |  | Available | 740/339 | Cx=0.4338;Cy=0.4030 | Class I | IK08 | IP50 | IP20 | 60 | 1210 | -20 | 1 | 273.7 | RAL9535 | 50-60Hz | Passive | LED | embedded sensor system | High Bay Rectangular | Tungsram High-bay IP20 | Indoor industrial |  |  | 45690 | Yes |  |  |  | Bracket kit. Tilted bracket kit. Busbar bracket kit. Cable hook pair
TBD | TU HB IP20 G1 2H30 4K70 L3 RF EA | image | datasheet | deeplink | TUNGSRAM - Tungsram High-bay IP20 - 29520lm - 176W - 4000K - 70CRI - TBD[SKU] - Bracket. Y-cable | 5 | Bracket. Y-cable | LED | 1 | 176 | [8 empty] | CE | [6 empty] | 20 | 4000 | 855x263x96 |  | 220-240V |  | 5 |  | 30° | 3 | 70 |  | 4000 |  |  | >=0.9 | 105000 |  |  | 168.01 |  |  | 9 | L3 | 25 | max. 10% at 100.000 hrs |  | Available | 740/339 | Cx=0.4338;Cy=0.4030 | Class I | IK08 | IP50 | IP20 | 60 |  | -20 | 1 | 175.7 | RAL9534 | 50-60Hz | Passive | LED | embedded sensor system | High Bay Rectangular | Tungsram High-bay IP20 | Indoor industrial |  |  | 29520 | Yes |  |  |  | Bracket kit. Tilted bracket kit. Busbar bracket kit. Cable hook pair
TBD | TU HB IP20 G1 2H30 4K70 L3 RF ST | image | datasheet | deeplink | TUNGSRAM - Tungsram High-bay IP20 - 29520lm - 172W - 4000K - 70CRI - TBD[SKU] - Bracket. Y-cable | 4 | Bracket. Y-cable | LED | 1 | 172 | [8 empty] | CE | [6 empty] | 20 | 4000 | 843x263x86 |  | 220-240V |  | 5 |  | 30° | 3 | 70 |  | 4000 |  |  | >=0.9 | 105000 |  |  | 171.93 |  |  | 9 | L3 | 25 | max. 10% at 100.000 hrs |  | Available | 740/339 | Cx=0.4338;Cy=0.4030 | Class I | IK08 | IP50 | IP20 | 60 | 760 | -20 | 1 | 171.7 | RAL9533 | 50-60Hz | Passive | LED | embedded sensor system | High Bay Rectangular | Tungsram High-bay IP20 | Indoor industrial |  |  | 29520 | Yes |  |  |  | Bracket kit. Tilted bracket kit. Busbar bracket kit. Cable hook pair
TBD | TU HB IP20 G1 1H25 4K70 L3 RF EA | image | datasheet | deeplink | TUNGSRAM - Tungsram High-bay IP20 - 25270lm - 160W - 4000K - 70CRI - TBD[SKU] - Bracket. Y-cable | 3 | Bracket. Y-cable | LED | 1 | 160 | [8 empty] | CE | [6 empty] | 20 | 4000 | 478x263x86 |  | 220-240V |  | 5 |  | 30° | 3 | 70 |  | 4000 |  |  | >=0.9 | 116706 |  |  | 157.64 |  |  | 9 | L3 | 25 | max. 10% at 100.000 hrs |  | Available | 740/339 | Cx=0.4338;Cy=0.4030 | Class I | IK08 | IP50 | IP20 | 60 | 710 | -20 | 1 | 160.3 | RAL9532 | 50-60Hz | Passive | LED | embedded sensor system | High Bay Rectangular | Tungsram High-bay IP20 | Indoor industrial |  |  | 25270 | Yes |  |  |  | Bracket kit. Tilted bracket kit. Busbar bracket kit. Cable hook pair
TBD | TU HB IP20 G1 1H25 4K70 L3 RF ST | image | datasheet | deeplink | TUNGSRAM - Tungsram High-bay IP20 - 25270lm - 156W - 4000K - 70CRI - TBD[SKU] - Bracket. Y-cable | 2 | Bracket. Y-cable | LED | 1 | 156 | [8 empty] | CE | [6 empty] | 20 | 4000 | 478x263x86 |  | 220-240V |  | 5 |  | 30° | 3 | 70 |  | 4000 |  |  | >=0.9 | 116706 |  |  | 161.68 |  |  | 9 | L3 | 25 | max. 10% at 100.000 hrs |  | Available | 740/339 | Cx=0.4338;Cy=0.4030 | Class I | IK08 | IP50 | IP20 | 60 | 690 | -20 | 1 | 156.3 | RAL9531 | 50-60Hz | Passive | LED | embedded sensor system | High Bay Rectangular | Tungsram High-bay IP20 | Indoor industrial |  |  | 25270 | Yes |  |  |  | Bracket kit. Tilted bracket kit. Busbar bracket kit. Cable hook pair
TBD | TU HB IP20 G1 1H20 4K70 L3 RF EA | image | datasheet | deeplink | TUNGSRAM - Tungsram High-bay IP20 - 19710lm - 122W - 4000K - 70CRI - TBD[SKU] - Bracket. Y-cable | 3 | Bracket. Y-cable | LED | 1 | 122 | [8 empty] | CE | [6 empty] | 20 | 4000 | 478x263x86 |  | 220-240V |  | 5 |  | 30° | 3 | 70 |  | 4000 |  |  | >=0.9 | 100000 |  |  | 161.96 |  |  | 9 | L3 | 25 | max. 10% at 100.000 hrs |  | Available | 740/339 | Cx=0.4338;Cy=0.4030 | Class I | IK08 | IP50 | IP20 | 60 | 540 | -20 | 1 | 121.7 | RAL9530 | 50-60Hz | Passive | LED | embedded sensor system | High Bay Rectangular | Tungsram High-bay IP20 | Indoor industrial |  |  | 19710 | Yes |  |  |  | Bracket kit. Tilted bracket kit. Busbar bracket kit. Cable hook pair
TBD | TU HB IP20 G1 1H20 4K70 L3 RF ST | image | datasheet | deeplink | TUNGSRAM - Tungsram High-bay IP20 - 19710lm - 118W - 4000K - 70CRI - TBD[SKU] - Bracket. Y-cable | 2 | Bracket. Y-cable | LED | 1 | 118 | [8 empty] | CE | [6 empty] | 20 | 4000 | 478x263x86 |  | 220-240V |  | 5 |  | 30° | 3 | 70 |  | 4000 |  |  | >=0.9 | 100000 |  |  | 167.46 |  |  | 9 | L3 | 25 | max. 10% at 100.000 hrs |  | Available | 740/339 | Cx=0.4338;Cy=0.4030 | Class I | IK08 | IP50 | IP20 | 60 | 520 | -20 | 1 | 117.7 | RAL9529 | 50-60Hz | Passive | LED | embedded sensor system | High Bay Rectangular | Tungsram High-bay IP20 | Indoor industrial |  |  | 19710 | Yes |  |  |  | Bracket kit. Tilted bracket kit. Busbar bracket kit. Cable hook pair
TBD | TU HB IP20 G1 1H15 4K70 L3 RF ST | image | datasheet | deeplink | TUNGSRAM - Tungsram High-bay IP20 - 15160lm - 88W - 4000K - 70CRI - TBD[SKU] - Bracket. Y-cable | 2 | Bracket. Y-cable | LED | 1 | 88 | [8 empty] | CE | [6 empty] | 20 | 4000 | 478x263x86 |  | 220-240V |  | 5 |  | 30° | 3 | 70 |  | 4000 |  |  | >=0.9 | 116706 |  |  | 172.86 |  |  | 9 | L3 | 25 | max. 10% at 100.000 hrs |  | Available | 740/339 | Cx=0.4338;Cy=0.4030 | Class I | IK08 | IP50 | IP20 | 60 | 390 | -20 | 1 | 87.7 | RAL9528 | 50-60Hz | Passive | LED | embedded sensor system | High Bay Rectangular | Tungsram High-bay IP20 | Indoor industrial |  |  | 15160 | Yes |  |  |  | Bracket kit. Tilted bracket kit. Busbar bracket kit. Cable hook pair
TBD | TU HB IP20 G1 1H10 4K70 L3 RF ST | image | datasheet | deeplink | TUNGSRAM - Tungsram High-bay IP20 - 10010lm - 58W - 4000K - 70CRI - TBD[SKU] - Bracket. Y-cable | 2 | Bracket. Y-cable | LED | 1 | 58 | [8 empty] | CE | [6 empty] | 20 | 4000 | 478x263x86 |  | 220-240V |  | 5 |  | 30° | 3 | 70 |  | 4000 |  |  | >=0.9 | 115000 |  |  | 173.48 |  |  | 9 | L3 | 25 | max. 10% at 100.000 hrs |  | Available | 740/339 | Cx=0.4338;Cy=0.4030 | Class I | IK08 | IP50 | IP20 | 60 | 260 | -20 | 1 | 57.7 | RAL9527 | 50-60Hz | Passive | LED | embedded sensor system | High Bay Rectangular | Tungsram High-bay IP20 | Indoor industrial |  |  | 10010 | Yes |  |  |  | Bracket kit. Tilted bracket kit. Busbar bracket kit. Cable hook pair
TBD | TU HB IP20 G1 2H45 4K70 L3 DL ST | image | datasheet | deeplink | TUNGSRAM - Tungsram High-bay IP20 - 45690lm - 272W - 4000K - 70CRI - TBD[SKU] - Bracket. Y-cable | 4 | Bracket. Y-cable | LED | 1 | 272 | [8 empty] | CE | [6 empty] | 20 | 4000 | 763x263x81 |  | 220-240V |  | 5 |  | 30° | 3 | 70 |  | 4000 |  |  | >=0.9 | 116000 |  |  | 167.98 |  |  | 9 | L3 | 25 | max. 10% at 100.000 hrs |  | Available | 740/339 | Cx=0.4338;Cy=0.4030 | Class I | IK08 | IP50 | IP20 | 60 | 1210 | -20 | 1 | 272 | RAL9526 | 50-60Hz | Passive | LED | dimmable | High Bay Rectangular | Tungsram High-bay IP20 | Indoor industrial |  |  | 45690 | No sensor |  |  |  | Bracket kit. Tilted bracket kit. Busbar bracket kit. Cable hook pair
TBD | TU HB IP20 G1 2H30 4K70 L3 DL ST | image | datasheet | deeplink | TUNGSRAM - Tungsram High-bay IP20 - 29520lm - 170W - 4000K - 70CRI - TBD[SKU] - Bracket. Y-cable | 4 | Bracket. Y-cable | LED | 1 | 170 | [8 empty] | CE | [6 empty] | 20 | 4000 | 763x263x81 |  | 220-240V |  | 5 |  | 30° | 3 | 70 |  | 4000 |  |  | >=0.9 | 105000 |  |  | 173.65 |  |  | 9 | L3 | 25 | max. 10% at 100.000 hrs |  | Available | 740/339 | Cx=0.4338;Cy=0.4030 | Class I | IK08 | IP50 | IP20 | 60 | 750 | -20 | 1 | 170 | RAL9525 | 50-60Hz | Passive | LED | dimmable | High Bay Rectangular | Tungsram High-bay IP20 | Indoor industrial |  |  | 29520 | No sensor |  |  |  | Bracket kit. Tilted bracket kit. Busbar bracket kit. Cable hook pair
TBD | TU HB IP20 G1 1H25 4K70 L3 DL EA | image | datasheet | deeplink | TUNGSRAM - Tungsram High-bay IP20 - 25270lm - 159W - 4000K - 70CRI - TBD[SKU] - Bracket. Y-cable | 3 | Bracket. Y-cable | LED | 1 | 159 | [8 empty] | CE | [6 empty] | 20 | 4000 | 398x263x81 |  | 220-240V |  | 5 |  | 30° | 3 | 70 |  | 4000 |  |  | >=0.9 | 116706 |  |  | 159.33 |  |  | 9 | L3 | 25 | max. 10% at 100.000 hrs |  | Available | 740/339 | Cx=0.4338;Cy=0.4030 | Class I | IK08 | IP50 | IP20 | 60 | 700 | -20 | 1 | 158.6 | RAL9524 | 50-60Hz | Passive | LED | dimmable | High Bay Rectangular | Tungsram High-bay IP20 | Indoor industrial |  |  | 25270 | No sensor |  |  |  | Bracket kit. Tilted bracket kit. Busbar bracket kit. Cable hook pair
TBD | TU HB IP20 G1 1H25 4K70 L3 DL ST | image | datasheet | deeplink | TUNGSRAM - Tungsram High-bay IP20 - 25270lm - 155W - 4000K - 70CRI - TBD[SKU] - Bracket. Y-cable | 2 | Bracket. Y-cable | LED | 1 | 155 | [8 empty] | CE | [6 empty] | 20 | 4000 | 398x263x81 |  | 220-240V |  | 5 |  | 30° | 3 | 70 |  | 4000 |  |  | >=0.9 | 116706 |  |  | 163.45 |  |  | 9 | L3 | 25 | max. 10% at 100.000 hrs |  | Available | 740/339 | Cx=0.4338;Cy=0.4030 | Class I | IK08 | IP50 | IP20 | 60 | 690 | -20 | 1 | 154.6 | RAL9523 | 50-60Hz | Passive | LED | dimmable | High Bay Rectangular | Tungsram High-bay IP20 | Indoor industrial |  |  | 25270 | No sensor |  |  |  | Bracket kit. Tilted bracket kit. Busbar bracket kit. Cable hook pair
TBD | TU HB IP20 G1 1H20 4K70 L3 DL EA | image | datasheet | deeplink | TUNGSRAM - Tungsram High-bay IP20 - 19710lm - 120W - 4000K - 70CRI - TBD[SKU] - Bracket. Y-cable | 3 | Bracket. Y-cable | LED | 1 | 120 | [8 empty] | CE | [6 empty] | 20 | 4000 | 398x263x81 |  | 220-240V |  | 5 |  | 30° | 3 | 70 |  | 4000 |  |  | >=0.9 | 100000 |  |  | 164.25 |  |  | 9 | L3 | 25 | max. 10% at 100.000 hrs |  | Available | 740/339 | Cx=0.4338;Cy=0.4030 | Class I | IK08 | IP50 | IP20 | 60 | 530 | -20 | 1 | 120 | RAL9522 | 50-60Hz | Passive | LED | dimmable | High Bay Rectangular | Tungsram High-bay IP20 | Indoor industrial |  |  | 19710 | No sensor |  |  |  | Bracket kit. Tilted bracket kit. Busbar bracket kit. Cable hook pair
TBD | TU HB IP20 G1 1H20 4K70 L3 DL ST | image | datasheet | deeplink | TUNGSRAM - Tungsram High-bay IP20 - 19710lm - 116W - 4000K - 70CRI - TBD[SKU] - Bracket. Y-cable | 2 | Bracket. Y-cable | LED | 1 | 116 | [8 empty] | CE | [6 empty] | 20 | 4000 | 398x263x81 |  | 220-240V |  | 5 |  | 30° | 3 | 70 |  | 4000 |  |  | >=0.9 | 100000 |  |  | 169.91 |  |  | 9 | L3 | 25 | max. 10% at 100.000 hrs |  | Available | 740/339 | Cx=0.4338;Cy=0.4030 | Class I | IK08 | IP50 | IP20 | 60 | 510 | -20 | 1 | 116 | RAL9521 | 50-60Hz | Passive | LED | dimmable | High Bay Rectangular | Tungsram High-bay IP20 | Indoor industrial |  |  | 19710 | No sensor |  |  |  | Bracket kit. Tilted bracket kit. Busbar bracket kit. Cable hook pair
TBD | TU HB IP20 G1 1H15 4K70 L3 DL ST | image | datasheet | deeplink | TUNGSRAM - Tungsram High-bay IP20 - 15160lm - 86W - 4000K - 70CRI - TBD[SKU] - Bracket. Y-cable | 2 | Bracket. Y-cable | LED | 1 | 86 | [8 empty] | CE | [6 empty] | 20 | 4000 | 398x263x81 |  | 220-240V |  | 5 |  | 30° | 3 | 70 |  | 4000 |  |  | >=0.9 | 116706 |  |  | 176.28 |  |  | 9 | L3 | 25 | max. 10% at 100.000 hrs |  | Available | 740/339 | Cx=0.4338;Cy=0.4030 | Class I | IK08 | IP50 | IP20 | 60 | 380 | -20 | 1 | 86 | RAL9520 | 50-60Hz | Passive | LED | dimmable | High Bay Rectangular | Tungsram High-bay IP20 | Indoor industrial |  |  | 15160 | No sensor |  |  |  | Bracket kit. Tilted bracket kit. Busbar bracket kit. Cable hook pair
TBD | TU HB IP20 G1 1H10 4K70 L3 DL ST | image | datasheet | deeplink | TUNGSRAM - Tungsram High-bay IP20 - 10010lm - 56W - 4000K - 70CRI - TBD[SKU] - Bracket. Y-cable | 2 | Bracket. Y-cable | LED | 1 | 56 | [8 empty] | CE | [6 empty] | 20 | 4000 | 398x263x81 |  | 220-240V |  | 5 |  | 30° | 3 | 70 |  | 4000 |  |  | >=0.9 | 115000 |  |  | 178.75 |  |  | 9 | L3 | 25 | max. 10% at 100.000 hrs |  | Available | 740/339 | Cx=0.4338;Cy=0.4030 | Class I | IK08 | IP50 | IP20 | 60 | 250 | -20 | 1 | 56 | RAL9519 | 50-60Hz | Passive | LED | dimmable | High Bay Rectangular | Tungsram High-bay IP20 | Indoor industrial |  |  | 10010 | No sensor |  |  |  | Bracket kit. Tilted bracket kit. Busbar bracket kit. Cable hook pair
TBD | TU HB IP20 G1 1S30 4K70 L3 RF ST | image | datasheet | deeplink | TUNGSRAM - Tungsram High-bay IP20 - 28610lm - 201W - 4000K - 70CRI - TBD[SKU] - Bracket. Y-cable | 2 | Bracket. Y-cable | LED | 1 | 201 | [8 empty] | CE | [6 empty] | 20 | 4000 | 478x263x86 |  | 220-240V |  | 5 |  | 30° | 3 | 70 |  | 4000 |  |  | >=0.9 | 117000 |  |  | 142.55 |  |  | 9 | L3 | 25 | max. 10% at 100.000 hrs |  | Available | 740/339 | Cx=0.4338;Cy=0.4030 | Class I | IK08 | IP50 | IP20 | 60 | 890 | -20 | 1 | 200.7 | RAL9518 | 50-60Hz | Passive | LED | embedded sensor system | High Bay Rectangular | Tungsram High-bay IP20 | Indoor industrial |  |  | 28610 | Yes |  |  |  | Bracket kit. Tilted bracket kit. Busbar bracket kit. Cable hook pair
TBD | TU HB IP20 G1 1S22 4K70 L3 RF ST | image | datasheet | deeplink | TUNGSRAM - Tungsram High-bay IP20 - 23760lm - 164W - 4000K - 70CRI - TBD[SKU] - Bracket. Y-cable | 2 | Bracket. Y-cable | LED | 1 | 164 | [8 empty] | CE | [6 empty] | 20 | 4000 | 478x263x86 |  | 220-240V |  | 5 |  | 30° | 3 | 70 |  | 4000 |  |  | >=0.9 | 116706 |  |  | 145.14 |  |  | 9 | L3 | 25 | max. 10% at 100.000 hrs |  | Available | 740/339 | Cx=0.4338;Cy=0.4030 | Class I | IK08 | IP50 | IP20 | 60 | 730 | -20 | 1 | 163.7 | RAL9517 | 50-60Hz | Passive | LED | embedded sensor system | High Bay Rectangular | Tungsram High-bay IP20 | Indoor industrial |  |  | 23760 | Yes |  |  |  | Bracket kit. Tilted bracket kit. Busbar bracket kit. Cable hook pair
TBD | TU HB IP20 G1 1S20 4K70 L3 RF ST | image | datasheet | deeplink | TUNGSRAM - Tungsram High-bay IP20 - 20120lm - 143W - 4000K - 70CRI - TBD[SKU] - Bracket. Y-cable | 2 | Bracket. Y-cable | LED | 1 | 143 | [8 empty] | CE | [6 empty] | 20 | 4000 | 478x263x86 |  | 220-240V |  | 5 |  | 30° | 3 | 70 |  | 4000 |  |  | >=0.9 | 197000 |  |  | 141 |  |  | 9 | L3 | 25 | max. 10% at 100.000 hrs |  | Available | 740/339 | Cx=0.4338;Cy=0.4030 | Class I | IK08 | IP50 | IP20 | 60 | 630 | -20 | 1 | 142.7 | RAL9516 | 50-60Hz | Passive | LED | embedded sensor system | High Bay Rectangular | Tungsram High-bay IP20 | Indoor industrial |  |  | 20120 | Yes |  |  |  | Bracket kit. Tilted bracket kit. Busbar bracket kit. Cable hook pair
TBD | TU HB IP20 G1 1S12 4K70 L3 RF ST | image | datasheet | deeplink | TUNGSRAM - Tungsram High-bay IP20 - 13650lm - 94W - 4000K - 70CRI - TBD[SKU] - Bracket. Y-cable | 2 | Bracket. Y-cable | LED | 1 | 94 | [8 empty] | CE | [6 empty] | 20 | 4000 | 478x263x86 |  | 220-240V |  | 5 |  | 30° | 3 | 70 |  | 4000 |  |  | >=0.9 | 116706 |  |  | 145.68 |  |  | 9 | L3 | 25 | max. 10% at 100.000 hrs |  | Available | 740/339 | Cx=0.4338;Cy=0.4030 | Class I | IK08 | IP50 | IP20 | 60 | 420 | -20 | 1 | 93.7 | RAL9515 | 50-60Hz | Passive | LED | embedded sensor system | High Bay Rectangular | Tungsram High-bay IP20 | Indoor industrial |  |  | 13650 | Yes |  |  |  | Bracket kit. Tilted bracket kit. Busbar bracket kit. Cable hook pair
TBD | TU HB IP20 G1 1S10 4K70 L3 RF ST | image | datasheet | deeplink | TUNGSRAM - Tungsram High-bay IP20 - 9780lm - 69W - 4000K - 70CRI - TBD[SKU] - Bracket. Y-cable | 2 | Bracket. Y-cable | LED | 1 | 69 | [8 empty] | CE | [6 empty] | 20 | 4000 | 478x263x86 |  | 220-240V |  | 5 |  | 30° | 3 | 70 |  | 4000 |  |  | >=0.9 | 259000 |  |  | 142.36 |  |  | 9 | L3 | 25 | max. 10% at 100.000 hrs |  | Available | 740/339 | Cx=0.4338;Cy=0.4030 | Class I | IK08 | IP50 | IP20 | 60 | 300 | -20 | 1 | 68.7 | RAL9514 | 50-60Hz | Passive | LED | embedded sensor system | High Bay Rectangular | Tungsram High-bay IP20 | Indoor industrial |  |  | 9780 | Yes |  |  |  | Bracket kit. Tilted bracket kit. Busbar bracket kit. Cable hook pair
TBD | TU HB IP20 G1 1S30 4K70 L3 DL ST | image | datasheet | deeplink | TUNGSRAM - Tungsram High-bay IP20 - 28610lm - 199W - 4000K - 70CRI - TBD[SKU] - Bracket. Y-cable | 2 | Bracket. Y-cable | LED | 1 | 199 | [8 empty] | CE | [6 empty] | 20 | 4000 | 398x263x81 |  | 220-240V |  | 5 |  | 30° | 3 | 70 |  | 4000 |  |  | >=0.9 | 117000 |  |  | 143.77 |  |  | 9 | L3 | 25 | max. 10% at 100.000 hrs |  | Available | 740/339 | Cx=0.4338;Cy=0.4030 | Class I | IK08 | IP50 | IP20 | 60 | 880 | -20 | 1 | 199 | RAL9513 | 50-60Hz | Passive | LED | dimmable | High Bay Rectangular | Tungsram High-bay IP20 | Indoor industrial |  |  | 28610 | No sensor |  |  |  | Bracket kit. Tilted bracket kit. Busbar bracket kit. Cable hook pair
TBD | TU HB IP20 G1 1S22 4K70 L3 DL ST | image | datasheet | deeplink | TUNGSRAM - Tungsram High-bay IP20 - 23760lm - 162W - 4000K - 70CRI - TBD[SKU] - Bracket. Y-cable | 2 | Bracket. Y-cable | LED | 1 | 162 | [8 empty] | CE | [6 empty] | 20 | 4000 | 398x263x81 |  | 220-240V |  | 5 |  | 30° | 3 | 70 |  | 4000 |  |  | >=0.9 | 116706 |  |  | 146.67 |  |  | 9 | L3 | 25 | max. 10% at 100.000 hrs |  | Available | 740/339 | Cx=0.4338;Cy=0.4030 | Class I | IK08 | IP50 | IP20 | 60 | 720 | -20 | 1 | 162 | RAL9512 | 50-60Hz | Passive | LED | dimmable | High Bay Rectangular | Tungsram High-bay IP20 | Indoor industrial |  |  | 23760 | No sensor |  |  |  | Bracket kit. Tilted bracket kit. Busbar bracket kit. Cable hook pair
TBD | TU HB IP20 G1 1S20 4K70 L3 DL ST | image | datasheet | deeplink | TUNGSRAM - Tungsram High-bay IP20 - 20120lm - 141W - 4000K - 70CRI - TBD[SKU] - Bracket. Y-cable | 2 | Bracket. Y-cable | LED | 1 | 141 | [8 empty] | CE | [6 empty] | 20 | 4000 | 398x263x81 |  | 220-240V |  | 5 |  | 30° | 3 | 70 |  | 4000 |  |  | >=0.9 | 197000 |  |  | 142.7 |  |  | 9 | L3 | 25 | max. 10% at 100.000 hrs |  | Available | 740/339 | Cx=0.4338;Cy=0.4030 | Class I | IK08 | IP50 | IP20 | 60 | 630 | -20 | 1 | 141 | RAL9511 | 50-60Hz | Passive | LED | dimmable | High Bay Rectangular | Tungsram High-bay IP20 | Indoor industrial |  |  | 20120 | No sensor |  |  |  | Bracket kit. Tilted bracket kit. Busbar bracket kit. Cable hook pair
TBD | TU HB IP20 G1 1S12 4K70 L3 DL ST | image | datasheet | deeplink | TUNGSRAM - Tungsram High-bay IP20 - 13650lm - 92W - 4000K - 70CRI - TBD[SKU] - Bracket. Y-cable | 2 | Bracket. Y-cable | LED | 1 | 92 | [8 empty] | CE | [6 empty] | 20 | 4000 | 398x263x81 |  | 220-240V |  | 5 |  | 30° | 3 | 70 |  | 4000 |  |  | >=0.9 | 116706 |  |  | 148.37 |  |  | 9 | L3 | 25 | max. 10% at 100.000 hrs |  | Available | 740/339 | Cx=0.4338;Cy=0.4030 | Class I | IK08 | IP50 | IP20 | 60 | 410 | -20 | 1 | 92 | RAL9510 | 50-60Hz | Passive | LED | dimmable | High Bay Rectangular | Tungsram High-bay IP20 | Indoor industrial |  |  | 13650 | No sensor |  |  |  | Bracket kit. Tilted bracket kit. Busbar bracket kit. Cable hook pair
TBD | TU HB IP20 G1 1S10 4K70 L3 DL ST | image | datasheet | deeplink | TUNGSRAM - Tungsram High-bay IP20 - 9780lm - 67W - 4000K - 70CRI - TBD[SKU] - Bracket. Y-cable | 2 | Bracket. Y-cable | LED | 1 | 67 | [8 empty] | CE | [6 empty] | 20 | 4000 | 398x263x81 |  | 220-240V |  | 5 |  | 30° | 3 | 70 |  | 4000 |  |  | >=0.9 | 259000 |  |  | 145.97 |  |  | 9 | L3 | 25 | max. 10% at 100.000 hrs |  | Available | 740/339 | Cx=0.4338;Cy=0.4030 | Class I | IK08 | IP50 | IP20 | 60 | 300 | -20 | 1 | 67 | RAL9509 | 50-60Hz | Passive | LED | dimmable | High Bay Rectangular | Tungsram High-bay IP20 | Indoor industrial |  |  | 9780 | No sensor |  |  |  | Bracket kit. Tilted bracket kit. Busbar bracket kit. Cable hook pair
TBD | TU HB IP20 G1 2S60 4K70 L3 SN ST | image | datasheet | deeplink | TUNGSRAM - Tungsram High-bay IP20 - 60650lm - 437W - 4000K - 70CRI - TBD[SKU] - Bracket. Y-cable | 4 | Bracket. Y-cable | LED | 1 | 437 | [8 empty] | CE | [6 empty] | 20 | 4000 | 843x263x86 |  | 220-240V |  | 5 |  | 30° | 3 | 70 |  | 4000 |  |  | >=0.9 | 116706 |  |  | 138.88 |  |  | 9 | L3 | 25 | max. 10% at 100.000 hrs |  | Available | 740/339 | Cx=0.4338;Cy=0.4030 | Class I | IK08 | IP50 | IP20 | 60 | 1940 | -20 | 1 | 436.7 | RAL9508 | 50-60Hz | Passive | LED | embedded sensor system | High Bay Rectangular | Tungsram High-bay IP20 | Indoor industrial |  |  | 60650 | Yes |  |  |  | Bracket kit. Tilted bracket kit. Busbar bracket kit. Cable hook pair
TBD | TU HB IP20 G1 1S30 4K70 L3 SN ST | image | datasheet | deeplink | TUNGSRAM - Tungsram High-bay IP20 - 28610lm - 201W - 4000K - 70CRI - TBD[SKU] - Bracket. Y-cable | 2 | Bracket. Y-cable | LED | 1 | 201 | [8 empty] | CE | [6 empty] | 20 | 4000 | 478x263x86 |  | 220-240V |  | 5 |  | 30° | 3 | 70 |  | 4000 |  |  | >=0.9 | 117000 |  |  | 142.55 |  |  | 9 | L3 | 25 | max. 10% at 100.000 hrs |  | Available | 740/339 | Cx=0.4338;Cy=0.4030 | Class I | IK08 | IP50 | IP20 | 60 | 890 | -20 | 1 | 200.7 | RAL9507 | 50-60Hz | Passive | LED | embedded sensor system | High Bay Rectangular | Tungsram High-bay IP20 | Indoor industrial |  |  | 28610 | Yes |  |  |  | Bracket kit. Tilted bracket kit. Busbar bracket kit. Cable hook pair
TBD | TU HB IP20 G1 1S22 4K70 L3 SN ST | image | datasheet | deeplink | TUNGSRAM - Tungsram High-bay IP20 - 23760lm - 164W - 4000K - 70CRI - TBD[SKU] - Bracket. Y-cable | 2 | Bracket. Y-cable | LED | 1 | 164 | [8 empty] | CE | [6 empty] | 20 | 4000 | 478x263x86 |  | 220-240V |  | 5 |  | 30° | 3 | 70 |  | 4000 |  |  | >=0.9 | 116706 |  |  | 145.14 |  |  | 9 | L3 | 25 | max. 10% at 100.000 hrs |  | Available | 740/339 | Cx=0.4338;Cy=0.4030 | Class I | IK08 | IP50 | IP20 | 60 | 730 | -20 | 1 | 163.7 | RAL9506 | 50-60Hz | Passive | LED | embedded sensor system | High Bay Rectangular | Tungsram High-bay IP20 | Indoor industrial |  |  | 23760 | Yes |  |  |  | Bracket kit. Tilted bracket kit. Busbar bracket kit. Cable hook pair
TBD | TU HB IP20 G1 1S20 4K70 L3 SN ST | image | datasheet | deeplink | TUNGSRAM - Tungsram High-bay IP20 - 20120lm - 143W - 4000K - 70CRI - TBD[SKU] - Bracket. Y-cable | 2 | Bracket. Y-cable | LED | 1 | 143 | [8 empty] | CE | [6 empty] | 20 | 4000 | 478x263x86 |  | 220-240V |  | 5 |  | 30° | 3 | 70 |  | 4000 |  |  | >=0.9 | 197000 |  |  | 141 |  |  | 9 | L3 | 25 | max. 10% at 100.000 hrs |  | Available | 740/339 | Cx=0.4338;Cy=0.4030 | Class I | IK08 | IP50 | IP20 | 60 | 630 | -20 | 1 | 142.7 | RAL9505 | 50-60Hz | Passive | LED | embedded sensor system | High Bay Rectangular | Tungsram High-bay IP20 | Indoor industrial |  |  | 20120 | Yes |  |  |  | Bracket kit. Tilted bracket kit. Busbar bracket kit. Cable hook pair
TBD | TU HB IP20 G1 1S12 4K70 L3 SN ST | image | datasheet | deeplink | TUNGSRAM - Tungsram High-bay IP20 - 13650lm - 94W - 4000K - 70CRI - TBD[SKU] - Bracket. Y-cable | 2 | Bracket. Y-cable | LED | 1 | 94 | [8 empty] | CE | [6 empty] | 20 | 4000 | 478x263x86 |  | 220-240V |  | 5 |  | 30° | 3 | 70 |  | 4000 |  |  | >=0.9 | 116706 |  |  | 145.68 |  |  | 9 | L3 | 25 | max. 10% at 100.000 hrs |  | Available | 740/339 | Cx=0.4338;Cy=0.4030 | Class I | IK08 | IP50 | IP20 | 60 | 420 | -20 | 1 | 93.7 | RAL9504 | 50-60Hz | Passive | LED | embedded sensor system | High Bay Rectangular | Tungsram High-bay IP20 | Indoor industrial |  |  | 13650 | Yes |  |  |  | Bracket kit. Tilted bracket kit. Busbar bracket kit. Cable hook pair
TBD | TU HB IP20 G1 1S10 4K70 L3 SN ST | image | datasheet | deeplink | TUNGSRAM - Tungsram High-bay IP20 - 9780lm - 69W - 4000K - 70CRI - TBD[SKU] - Bracket. Y-cable | 2 | Bracket. Y-cable | LED | 1 | 69 | [8 empty] | CE | [6 empty] | 20 | 4000 | 478x263x86 |  | 220-240V |  | 5 |  | 30° | 3 | 70 |  | 4000 |  |  | >=0.9 | 259000 |  |  | 142.36 |  |  | 9 | L3 | 25 | max. 10% at 100.000 hrs |  | Available | 740/339 | Cx=0.4338;Cy=0.4030 | Class I | IK08 | IP50 | IP20 | 60 | 300 | -20 | 1 | 68.7 | RAL9503 | 50-60Hz | Passive | LED | embedded sensor system | High Bay Rectangular | Tungsram High-bay IP20 | Indoor industrial |  |  | 9780 | Yes |  |  |  | Bracket kit. Tilted bracket kit. Busbar bracket kit. Cable hook pair
TBD | TU HB IP20 G1 2S60 4K70 L3 FX ST | image | datasheet | deeplink | TUNGSRAM - Tungsram High-bay IP20 - 60650lm - 435W - 4000K - 70CRI - TBD[SKU] - Bracket. Y-cable | 4 | Bracket. Y-cable | LED | 1 | 435 | [8 empty] | CE | [6 empty] | 20 | 4000 | 763x263x81 |  | 220-240V |  | 5 |  | 30° | 3 | 70 |  | 4000 |  |  | >=0.9 | 116706 |  |  | 139.43 |  |  | 9 | L3 | 25 | max. 10% at 100.000 hrs |  | Available | 740/339 | Cx=0.4338;Cy=0.4030 | Class I | IK08 | IP50 | IP20 | 60 | 1930 | -20 | 1 | 435 | RAL9502 | 50-60Hz | Passive | LED | none | High Bay Rectangular | Tungsram High-bay IP20 | Indoor industrial |  |  | 60650 | No sensor |  |  |  | Bracket kit. Tilted bracket kit. Busbar bracket kit. Cable hook pair
TBD | TU HB IP20 G1 1S30 4K70 L3 FX ST | image | datasheet | deeplink | TUNGSRAM - Tungsram High-bay IP20 - 28610lm - 199W - 4000K - 70CRI - TBD[SKU] - Bracket. Y-cable | 2 | Bracket. Y-cable | LED | 1 | 199 | [8 empty] | CE | [6 empty] | 20 | 4000 | 398x263x81 |  | 220-240V |  | 5 |  | 30° | 3 | 70 |  | 4000 |  |  | >=0.9 | 117000 |  |  | 143.77 |  |  | 9 | L3 | 25 | max. 10% at 100.000 hrs |  | Available | 740/339 | Cx=0.4338;Cy=0.4030 | Class I | IK08 | IP50 | IP20 | 60 | 880 | -20 | 1 | 199 | RAL9501 | 50-60Hz | Passive | LED | none | High Bay Rectangular | Tungsram High-bay IP20 | Indoor industrial |  |  | 28610 | No sensor |  |  |  | Bracket kit. Tilted bracket kit. Busbar bracket kit. Cable hook pair
TBD | TU HB IP20 G1 1S22 4K70 L3 FX ST | image | datasheet | deeplink | TUNGSRAM - Tungsram High-bay IP20 - 23760lm - 162W - 4000K - 70CRI - TBD[SKU] - Bracket. Y-cable | 2 | Bracket. Y-cable | LED | 1 | 162 | [8 empty] | CE | [6 empty] | 20 | 4000 | 398x263x81 |  | 220-240V |  | 5 |  | 30° | 3 | 70 |  | 4000 |  |  | >=0.9 | 116706 |  |  | 146.67 |  |  | 9 | L3 | 25 | max. 10% at 100.000 hrs |  | Available | 740/339 | Cx=0.4338;Cy=0.4030 | Class I | IK08 | IP50 | IP20 | 60 | 720 | -20 | 1 | 162 | RAL9500 | 50-60Hz | Passive | LED | none | High Bay Rectangular | Tungsram High-bay IP20 | Indoor industrial |  |  | 23760 | No sensor |  |  |  | Bracket kit. Tilted bracket kit. Busbar bracket kit. Cable hook pair
TBD | TU HB IP20 G1 1S20 4K70 L3 FX EA | image | datasheet | deeplink | TUNGSRAM - Tungsram High-bay IP20 - 20120lm - 145W - 4000K - 70CRI - TBD[SKU] - Bracket. Y-cable | 3 | Bracket. Y-cable | LED | 1 | 145 | [8 empty] | CE | [6 empty] | 20 | 4000 | 398x263x81 |  | 220-240V |  | 5 |  | 30° | 3 | 70 |  | 4000 |  |  | >=0.9 | 197000 |  |  | 138.76 |  |  | 9 | L3 | 25 | max. 10% at 100.000 hrs |  | Available | 740/339 | Cx=0.4338;Cy=0.4030 | Class I | IK08 | IP50 | IP20 | 60 | 640 | -20 | 1 | 145 | RAL9499 | 50-60Hz | Passive | LED | none | High Bay Rectangular | Tungsram High-bay IP20 | Indoor industrial |  |  | 20120 | No sensor |  |  |  | Bracket kit. Tilted bracket kit. Busbar bracket kit. Cable hook pair
TBD | TU HB IP20 G1 1S20 4K70 L3 FX ST | image | datasheet | deeplink | TUNGSRAM - Tungsram High-bay IP20 - 20120lm - 141W - 4000K - 70CRI - TBD[SKU] - Bracket. Y-cable | 2 | Bracket. Y-cable | LED | 1 | 141 | [8 empty] | CE | [6 empty] | 20 | 4000 | 398x263x81 |  | 220-240V |  | 5 |  | 30° | 3 | 70 |  | 4000 |  |  | >=0.9 | 197000 |  |  | 142.7 |  |  | 9 | L3 | 25 | max. 10% at 100.000 hrs |  | Available | 740/339 | Cx=0.4338;Cy=0.4030 | Class I | IK08 | IP50 | IP20 | 60 | 630 | -20 | 1 | 141 | RAL9498 | 50-60Hz | Passive | LED | none | High Bay Rectangular | Tungsram High-bay IP20 | Indoor industrial |  |  | 20120 | No sensor |  |  |  | Bracket kit. Tilted bracket kit. Busbar bracket kit. Cable hook pair
TBD | TU HB IP20 G1 1S12 4K70 L3 FX ST | image | datasheet | deeplink | TUNGSRAM - Tungsram High-bay IP20 - 13650lm - 92W - 4000K - 70CRI - TBD[SKU] - Bracket. Y-cable | 2 | Bracket. Y-cable | LED | 1 | 92 | [8 empty] | CE | [6 empty] | 20 | 4000 | 398x263x81 |  | 220-240V |  | 5 |  | 30° | 3 | 70 |  | 4000 |  |  | >=0.9 | 116706 |  |  | 148.37 |  |  | 9 | L3 | 25 | max. 10% at 100.000 hrs |  | Available | 740/339 | Cx=0.4338;Cy=0.4030 | Class I | IK08 | IP50 | IP20 | 60 | 410 | -20 | 1 | 92 | RAL9497 | 50-60Hz | Passive | LED | none | High Bay Rectangular | Tungsram High-bay IP20 | Indoor industrial |  |  | 13650 | No sensor |  |  |  | Bracket kit. Tilted bracket kit. Busbar bracket kit. Cable hook pair
TBD | TU HB IP20 G1 1S10 4K70 L3 FX ST | image | datasheet | deeplink | TUNGSRAM - Tungsram High-bay IP20 - 9780lm - 67W - 4000K - 70CRI - TBD[SKU] - Bracket. Y-cable | 2 | Bracket. Y-cable | LED | 1 | 67 | [8 empty] | CE | [6 empty] | 20 | 4000 | 398x263x81 |  | 220-240V |  | 5 |  | 30° | 3 | 70 |  | 4000 |  |  | >=0.9 | 259000 |  |  | 145.97 |  |  | 9 | L3 | 25 | max. 10% at 100.000 hrs |  | Available | 740/339 | Cx=0.4338;Cy=0.4030 | Class I | IK08 | IP50 | IP20 | 60 | 300 | -20 | 1 | 67 | RAL9496 | 50-60Hz | Passive | LED | none | High Bay Rectangular | Tungsram High-bay IP20 | Indoor industrial |  |  | 9780 | No sensor |  |  |  | Bracket kit. Tilted bracket kit. Busbar bracket kit. Cable hook pair
TBD | TU HB IP20 G1 2H45 5K80 L3 NL ST | image | datasheet | deeplink | TUNGSRAM - Tungsram High-bay IP20 - 45690lm - 273W - 5000K - 80CRI - TBD[SKU] - Bracket. Y-cable | 4 | Bracket. Y-cable | LED | 1 | 273 | [8 empty] | CE | [6 empty] | 20 | 5000 | 779x263x96 |  | 220-240V |  | 5 |  | 30° | 3 | 80 |  | 5000 |  |  | >=0.9 | 116000 |  |  | 167.36 |  |  | 9 | L3 | 25 | max. 10% at 100.000 hrs |  | Available | 850/339 | Cx=0.3447;Cy=0.3553 | Class I | IK08 | IP50 | IP20 | 60 | 1210 | -20 | 1 | 273 | RAL9495 | 50-60Hz | Passive | LED | embedded sensor system | High Bay Rectangular | Tungsram High-bay IP20 | Indoor industrial |  |  | 45690 | Yes |  |  |  | Bracket kit. Tilted bracket kit. Busbar bracket kit. Cable hook pair
TBD | TU HB IP20 G1 2H30 5K80 L3 NL EA | image | datasheet | deeplink | TUNGSRAM - Tungsram High-bay IP20 - 29520lm - 175W - 5000K - 80CRI - TBD[SKU] - Bracket. Y-cable | 5 | Bracket. Y-cable | LED | 1 | 175 | [8 empty] | CE | [6 empty] | 20 | 5000 | 855x263x96 |  | 220-240V |  | 5 |  | 30° | 3 | 80 |  | 5000 |  |  | >=0.9 | 105000 |  |  | 168.69 |  |  | 9 | L3 | 25 | max. 10% at 100.000 hrs |  | Available | 850/339 | Cx=0.3447;Cy=0.3553 | Class I | IK08 | IP50 | IP20 | 60 |  | -20 | 1 | 175 | RAL9494 | 50-60Hz | Passive | LED | embedded sensor system | High Bay Rectangular | Tungsram High-bay IP20 | Indoor industrial |  |  | 29520 | Yes |  |  |  | Bracket kit. Tilted bracket kit. Busbar bracket kit. Cable hook pair
TBD | TU HB IP20 G1 2H30 5K80 L3 NL ST | image | datasheet | deeplink | TUNGSRAM - Tungsram High-bay IP20 - 29520lm - 171W - 5000K - 80CRI - TBD[SKU] - Bracket. Y-cable | 4 | Bracket. Y-cable | LED | 1 | 171 | [8 empty] | CE | [6 empty] | 20 | 5000 | 779x263x96 |  | 220-240V |  | 5 |  | 30° | 3 | 80 |  | 5000 |  |  | >=0.9 | 105000 |  |  | 172.63 |  |  | 9 | L3 | 25 | max. 10% at 100.000 hrs |  | Available | 850/339 | Cx=0.3447;Cy=0.3553 | Class I | IK08 | IP50 | IP20 | 60 | 760 | -20 | 1 | 171 | RAL9493 | 50-60Hz | Passive | LED | embedded sensor system | High Bay Rectangular | Tungsram High-bay IP20 | Indoor industrial |  |  | 29520 | Yes |  |  |  | Bracket kit. Tilted bracket kit. Busbar bracket kit. Cable hook pair
TBD | TU HB IP20 G1 1H25 5K80 L3 NL EA | image | datasheet | deeplink | TUNGSRAM - Tungsram High-bay IP20 - 25270lm - 160W - 5000K - 80CRI - TBD[SKU] - Bracket. Y-cable | 3 | Bracket. Y-cable | LED | 1 | 160 | [8 empty] | CE | [6 empty] | 20 | 5000 | 414x263x96 |  | 220-240V |  | 5 |  | 30° | 3 | 80 |  | 5000 |  |  | >=0.9 | 116706 |  |  | 158.33 |  |  | 9 | L3 | 25 | max. 10% at 100.000 hrs |  | Available | 850/339 | Cx=0.3447;Cy=0.3553 | Class I | IK08 | IP50 | IP20 | 60 | 710 | -20 | 1 | 159.6 | RAL9492 | 50-60Hz | Passive | LED | embedded sensor system | High Bay Rectangular | Tungsram High-bay IP20 | Indoor industrial |  |  | 25270 | Yes |  |  |  | Bracket kit. Tilted bracket kit. Busbar bracket kit. Cable hook pair
TBD | TU HB IP20 G1 1H25 5K80 L3 NL ST | image | datasheet | deeplink | TUNGSRAM - Tungsram High-bay IP20 - 25270lm - 156W - 5000K - 80CRI - TBD[SKU] - Bracket. Y-cable | 2 | Bracket. Y-cable | LED | 1 | 156 | [8 empty] | CE | [6 empty] | 20 | 5000 | 414x263x96 |  | 220-240V |  | 5 |  | 30° | 3 | 80 |  | 5000 |  |  | >=0.9 | 116706 |  |  | 162.4 |  |  | 9 | L3 | 25 | max. 10% at 100.000 hrs |  | Available | 850/339 | Cx=0.3447;Cy=0.3553 | Class I | IK08 | IP50 | IP20 | 60 | 690 | -20 | 1 | 155.6 | RAL9491 | 50-60Hz | Passive | LED | embedded sensor system | High Bay Rectangular | Tungsram High-bay IP20 | Indoor industrial |  |  | 25270 | Yes |  |  |  | Bracket kit. Tilted bracket kit. Busbar bracket kit. Cable hook pair
TBD | TU HB IP20 G1 1H20 5K80 L3 NL ST | image | datasheet | deeplink | TUNGSRAM - Tungsram High-bay IP20 - 19710lm - 117W - 5000K - 80CRI - TBD[SKU] - Bracket. Y-cable | 2 | Bracket. Y-cable | LED | 1 | 117 | [8 empty] | CE | [6 empty] | 20 | 5000 | 414x263x96 |  | 220-240V |  | 5 |  | 30° | 3 | 80 |  | 5000 |  |  | >=0.9 | 100000 |  |  | 168.46 |  |  | 9 | L3 | 25 | max. 10% at 100.000 hrs |  | Available | 850/339 | Cx=0.3447;Cy=0.3553 | Class I | IK08 | IP50 | IP20 | 60 | 520 | -20 | 1 | 117 | RAL9490 | 50-60Hz | Passive | LED | embedded sensor system | High Bay Rectangular | Tungsram High-bay IP20 | Indoor industrial |  |  | 19710 | Yes |  |  |  | Bracket kit. Tilted bracket kit. Busbar bracket kit. Cable hook pair
TBD | TU HB IP20 G1 1H15 5K80 L3 NL ST | image | datasheet | deeplink | TUNGSRAM - Tungsram High-bay IP20 - 15160lm - 87W - 5000K - 80CRI - TBD[SKU] - Bracket. Y-cable | 2 | Bracket. Y-cable | LED | 1 | 87 | [8 empty] | CE | [6 empty] | 20 | 5000 | 414x263x96 |  | 220-240V |  | 5 |  | 30° | 3 | 80 |  | 5000 |  |  | >=0.9 | 116706 |  |  | 174.25 |  |  | 9 | L3 | 25 | max. 10% at 100.000 hrs |  | Available | 850/339 | Cx=0.3447;Cy=0.3553 | Class I | IK08 | IP50 | IP20 | 60 | 390 | -20 | 1 | 87 | RAL9489 | 50-60Hz | Passive | LED | embedded sensor system | High Bay Rectangular | Tungsram High-bay IP20 | Indoor industrial |  |  | 15160 | Yes |  |  |  | Bracket kit. Tilted bracket kit. Busbar bracket kit. Cable hook pair
TBD | TU HB IP20 G1 1H10 5K80 L3 NL ST | image | datasheet | deeplink | TUNGSRAM - Tungsram High-bay IP20 - 10010lm - 57W - 5000K - 80CRI - TBD[SKU] - Bracket. Y-cable | 2 | Bracket. Y-cable | LED | 1 | 57 | [8 empty] | CE | [6 empty] | 20 | 5000 | 414x263x96 |  | 220-240V |  | 5 |  | 30° | 3 | 80 |  | 5000 |  |  | >=0.9 | 115000 |  |  | 175.61 |  |  | 9 | L3 | 25 | max. 10% at 100.000 hrs |  | Available | 850/339 | Cx=0.3447;Cy=0.3553 | Class I | IK08 | IP50 | IP20 | 60 | 250 | -20 | 1 | 57 | RAL9488 | 50-60Hz | Passive | LED | embedded sensor system | High Bay Rectangular | Tungsram High-bay IP20 | Indoor industrial |  |  | 10010 | Yes |  |  |  | Bracket kit. Tilted bracket kit. Busbar bracket kit. Cable hook pair
TBD | TU HB IP20 G1 2H45 5K80 L3 RF ST | image | datasheet | deeplink | TUNGSRAM - Tungsram High-bay IP20 - 45690lm - 274W - 5000K - 80CRI - TBD[SKU] - Bracket. Y-cable | 4 | Bracket. Y-cable | LED | 1 | 274 | [8 empty] | CE | [6 empty] | 20 | 5000 | 843x263x86 |  | 220-240V |  | 5 |  | 30° | 3 | 80 |  | 5000 |  |  | >=0.9 | 116000 |  |  | 166.93 |  |  | 9 | L3 | 25 | max. 10% at 100.000 hrs |  | Available | 850/339 | Cx=0.3447;Cy=0.3553 | Class I | IK08 | IP50 | IP20 | 60 | 1210 | -20 | 1 | 273.7 | RAL9487 | 50-60Hz | Passive | LED | embedded sensor system | High Bay Rectangular | Tungsram High-bay IP20 | Indoor industrial |  |  | 45690 | Yes |  |  |  | Bracket kit. Tilted bracket kit. Busbar bracket kit. Cable hook pair
TBD | TU HB IP20 G1 2H30 5K80 L3 RF EA | image | datasheet | deeplink | TUNGSRAM - Tungsram High-bay IP20 - 29520lm - 176W - 5000K - 80CRI - TBD[SKU] - Bracket. Y-cable | 5 | Bracket. Y-cable | LED | 1 | 176 | [8 empty] | CE | [6 empty] | 20 | 5000 | 855x263x96 |  | 220-240V |  | 5 |  | 30° | 3 | 80 |  | 5000 |  |  | >=0.9 | 105000 |  |  | 168.01 |  |  | 9 | L3 | 25 | max. 10% at 100.000 hrs |  | Available | 850/339 | Cx=0.3447;Cy=0.3553 | Class I | IK08 | IP50 | IP20 | 60 |  | -20 | 1 | 175.7 | RAL9486 | 50-60Hz | Passive | LED | embedded sensor system | High Bay Rectangular | Tungsram High-bay IP20 | Indoor industrial |  |  | 29520 | Yes |  |  |  | Bracket kit. Tilted bracket kit. Busbar bracket kit. Cable hook pair
TBD | TU HB IP20 G1 2H30 5K80 L3 RF ST | image | datasheet | deeplink | TUNGSRAM - Tungsram High-bay IP20 - 29520lm - 172W - 5000K - 80CRI - TBD[SKU] - Bracket. Y-cable | 4 | Bracket. Y-cable | LED | 1 | 172 | [8 empty] | CE | [6 empty] | 20 | 5000 | 843x263x86 |  | 220-240V |  | 5 |  | 30° | 3 | 80 |  | 5000 |  |  | >=0.9 | 105000 |  |  | 171.93 |  |  | 9 | L3 | 25 | max. 10% at 100.000 hrs |  | Available | 850/339 | Cx=0.3447;Cy=0.3553 | Class I | IK08 | IP50 | IP20 | 60 | 760 | -20 | 1 | 171.7 | RAL9485 | 50-60Hz | Passive | LED | embedded sensor system | High Bay Rectangular | Tungsram High-bay IP20 | Indoor industrial |  |  | 29520 | Yes |  |  |  | Bracket kit. Tilted bracket kit. Busbar bracket kit. Cable hook pair
TBD | TU HB IP20 G1 1H25 5K80 L3 RF EA | image | datasheet | deeplink | TUNGSRAM - Tungsram High-bay IP20 - 25270lm - 160W - 5000K - 80CRI - TBD[SKU] - Bracket. Y-cable | 3 | Bracket. Y-cable | LED | 1 | 160 | [8 empty] | CE | [6 empty] | 20 | 5000 | 478x263x86 |  | 220-240V |  | 5 |  | 30° | 3 | 80 |  | 5000 |  |  | >=0.9 | 116706 |  |  | 157.64 |  |  | 9 | L3 | 25 | max. 10% at 100.000 hrs |  | Available | 850/339 | Cx=0.3447;Cy=0.3553 | Class I | IK08 | IP50 | IP20 | 60 | 710 | -20 | 1 | 160.3 | RAL9484 | 50-60Hz | Passive | LED | embedded sensor system | High Bay Rectangular | Tungsram High-bay IP20 | Indoor industrial |  |  | 25270 | Yes |  |  |  | Bracket kit. Tilted bracket kit. Busbar bracket kit. Cable hook pair
TBD | TU HB IP20 G1 1H25 5K80 L3 RF ST | image | datasheet | deeplink | TUNGSRAM - Tungsram High-bay IP20 - 25270lm - 156W - 5000K - 80CRI - TBD[SKU] - Bracket. Y-cable | 2 | Bracket. Y-cable | LED | 1 | 156 | [8 empty] | CE | [6 empty] | 20 | 5000 | 478x263x86 |  | 220-240V |  | 5 |  | 30° | 3 | 80 |  | 5000 |  |  | >=0.9 | 116706 |  |  | 161.68 |  |  | 9 | L3 | 25 | max. 10% at 100.000 hrs |  | Available | 850/339 | Cx=0.3447;Cy=0.3553 | Class I | IK08 | IP50 | IP20 | 60 | 690 | -20 | 1 | 156.3 | RAL9483 | 50-60Hz | Passive | LED | embedded sensor system | High Bay Rectangular | Tungsram High-bay IP20 | Indoor industrial |  |  | 25270 | Yes |  |  |  | Bracket kit. Tilted bracket kit. Busbar bracket kit. Cable hook pair
TBD | TU HB IP20 G1 1H20 5K80 L3 RF EA | image | datasheet | deeplink | TUNGSRAM - Tungsram High-bay IP20 - 19710lm - 122W - 5000K - 80CRI - TBD[SKU] - Bracket. Y-cable | 3 | Bracket. Y-cable | LED | 1 | 122 | [8 empty] | CE | [6 empty] | 20 | 5000 | 478x263x86 |  | 220-240V |  | 5 |  | 30° | 3 | 80 |  | 5000 |  |  | >=0.9 | 100000 |  |  | 161.96 |  |  | 9 | L3 | 25 | max. 10% at 100.000 hrs |  | Available | 850/339 | Cx=0.3447;Cy=0.3553 | Class I | IK08 | IP50 | IP20 | 60 | 540 | -20 | 1 | 121.7 | RAL9482 | 50-60Hz | Passive | LED | embedded sensor system | High Bay Rectangular | Tungsram High-bay IP20 | Indoor industrial |  |  | 19710 | Yes |  |  |  | Bracket kit. Tilted bracket kit. Busbar bracket kit. Cable hook pair
TBD | TU HB IP20 G1 1H20 5K80 L3 RF ST | image | datasheet | deeplink | TUNGSRAM - Tungsram High-bay IP20 - 19710lm - 118W - 5000K - 80CRI - TBD[SKU] - Bracket. Y-cable | 2 | Bracket. Y-cable | LED | 1 | 118 | [8 empty] | CE | [6 empty] | 20 | 5000 | 478x263x86 |  | 220-240V |  | 5 |  | 30° | 3 | 80 |  | 5000 |  |  | >=0.9 | 100000 |  |  | 167.46 |  |  | 9 | L3 | 25 | max. 10% at 100.000 hrs |  | Available | 850/339 | Cx=0.3447;Cy=0.3553 | Class I | IK08 | IP50 | IP20 | 60 | 520 | -20 | 1 | 117.7 | RAL9481 | 50-60Hz | Passive | LED | embedded sensor system | High Bay Rectangular | Tungsram High-bay IP20 | Indoor industrial |  |  | 19710 | Yes |  |  |  | Bracket kit. Tilted bracket kit. Busbar bracket kit. Cable hook pair
TBD | TU HB IP20 G1 1H15 5K80 L3 RF ST | image | datasheet | deeplink | TUNGSRAM - Tungsram High-bay IP20 - 15160lm - 88W - 5000K - 80CRI - TBD[SKU] - Bracket. Y-cable | 2 | Bracket. Y-cable | LED | 1 | 88 | [8 empty] | CE | [6 empty] | 20 | 5000 | 478x263x86 |  | 220-240V |  | 5 |  | 30° | 3 | 80 |  | 5000 |  |  | >=0.9 | 116706 |  |  | 172.86 |  |  | 9 | L3 | 25 | max. 10% at 100.000 hrs |  | Available | 850/339 | Cx=0.3447;Cy=0.3553 | Class I | IK08 | IP50 | IP20 | 60 | 390 | -20 | 1 | 87.7 | RAL9480 | 50-60Hz | Passive | LED | embedded sensor system | High Bay Rectangular | Tungsram High-bay IP20 | Indoor industrial |  |  | 15160 | Yes |  |  |  | Bracket kit. Tilted bracket kit. Busbar bracket kit. Cable hook pair
TBD | TU HB IP20 G1 1H10 5K80 L3 RF ST | image | datasheet | deeplink | TUNGSRAM - Tungsram High-bay IP20 - 10010lm - 58W - 5000K - 80CRI - TBD[SKU] - Bracket. Y-cable | 2 | Bracket. Y-cable | LED | 1 | 58 | [8 empty] | CE | [6 empty] | 20 | 5000 | 478x263x86 |  | 220-240V |  | 5 |  | 30° | 3 | 80 |  | 5000 |  |  | >=0.9 | 115000 |  |  | 173.48 |  |  | 9 | L3 | 25 | max. 10% at 100.000 hrs |  | Available | 850/339 | Cx=0.3447;Cy=0.3553 | Class I | IK08 | IP50 | IP20 | 60 | 260 | -20 | 1 | 57.7 | RAL9479 | 50-60Hz | Passive | LED | embedded sensor system | High Bay Rectangular | Tungsram High-bay IP20 | Indoor industrial |  |  | 10010 | Yes |  |  |  | Bracket kit. Tilted bracket kit. Busbar bracket kit. Cable hook pair
TBD | TU HB IP20 G1 2H45 5K80 L3 DL ST | image | datasheet | deeplink | TUNGSRAM - Tungsram High-bay IP20 - 45690lm - 272W - 5000K - 80CRI - TBD[SKU] - Bracket. Y-cable | 4 | Bracket. Y-cable | LED | 1 | 272 | [8 empty] | CE | [6 empty] | 20 | 5000 | 763x263x81 |  | 220-240V |  | 5 |  | 30° | 3 | 80 |  | 5000 |  |  | >=0.9 | 116000 |  |  | 167.98 |  |  | 9 | L3 | 25 | max. 10% at 100.000 hrs |  | Available | 850/339 | Cx=0.3447;Cy=0.3553 | Class I | IK08 | IP50 | IP20 | 60 | 1210 | -20 | 1 | 272 | RAL9478 | 50-60Hz | Passive | LED | dimmable | High Bay Rectangular | Tungsram High-bay IP20 | Indoor industrial |  |  | 45690 | No sensor |  |  |  | Bracket kit. Tilted bracket kit. Busbar bracket kit. Cable hook pair
TBD | TU HB IP20 G1 2H30 5K80 L3 DL ST | image | datasheet | deeplink | TUNGSRAM - Tungsram High-bay IP20 - 29520lm - 170W - 5000K - 80CRI - TBD[SKU] - Bracket. Y-cable | 4 | Bracket. Y-cable | LED | 1 | 170 | [8 empty] | CE | [6 empty] | 20 | 5000 | 763x263x81 |  | 220-240V |  | 5 |  | 30° | 3 | 80 |  | 5000 |  |  | >=0.9 | 105000 |  |  | 173.65 |  |  | 9 | L3 | 25 | max. 10% at 100.000 hrs |  | Available | 850/339 | Cx=0.3447;Cy=0.3553 | Class I | IK08 | IP50 | IP20 | 60 | 750 | -20 | 1 | 170 | RAL9477 | 50-60Hz | Passive | LED | dimmable | High Bay Rectangular | Tungsram High-bay IP20 | Indoor industrial |  |  | 29520 | No sensor |  |  |  | Bracket kit. Tilted bracket kit. Busbar bracket kit. Cable hook pair
TBD | TU HB IP20 G1 1H25 5K80 L3 DL EA | image | datasheet | deeplink | TUNGSRAM - Tungsram High-bay IP20 - 25270lm - 159W - 5000K - 80CRI - TBD[SKU] - Bracket. Y-cable | 3 | Bracket. Y-cable | LED | 1 | 159 | [8 empty] | CE | [6 empty] | 20 | 5000 | 398x263x81 |  | 220-240V |  | 5 |  | 30° | 3 | 80 |  | 5000 |  |  | >=0.9 | 116706 |  |  | 159.33 |  |  | 9 | L3 | 25 | max. 10% at 100.000 hrs |  | Available | 850/339 | Cx=0.3447;Cy=0.3553 | Class I | IK08 | IP50 | IP20 | 60 | 700 | -20 | 1 | 158.6 | RAL9476 | 50-60Hz | Passive | LED | dimmable | High Bay Rectangular | Tungsram High-bay IP20 | Indoor industrial |  |  | 25270 | No sensor |  |  |  | Bracket kit. Tilted bracket kit. Busbar bracket kit. Cable hook pair
TBD | TU HB IP20 G1 1H25 5K80 L3 DL ST | image | datasheet | deeplink | TUNGSRAM - Tungsram High-bay IP20 - 25270lm - 155W - 5000K - 80CRI - TBD[SKU] - Bracket. Y-cable | 2 | Bracket. Y-cable | LED | 1 | 155 | [8 empty] | CE | [6 empty] | 20 | 5000 | 398x263x81 |  | 220-240V |  | 5 |  | 30° | 3 | 80 |  | 5000 |  |  | >=0.9 | 116706 |  |  | 163.45 |  |  | 9 | L3 | 25 | max. 10% at 100.000 hrs |  | Available | 850/339 | Cx=0.3447;Cy=0.3553 | Class I | IK08 | IP50 | IP20 | 60 | 690 | -20 | 1 | 154.6 | RAL9475 | 50-60Hz | Passive | LED | dimmable | High Bay Rectangular | Tungsram High-bay IP20 | Indoor industrial |  |  | 25270 | No sensor |  |  |  | Bracket kit. Tilted bracket kit. Busbar bracket kit. Cable hook pair
TBD | TU HB IP20 G1 1H20 5K80 L3 DL EA | image | datasheet | deeplink | TUNGSRAM - Tungsram High-bay IP20 - 19710lm - 120W - 5000K - 80CRI - TBD[SKU] - Bracket. Y-cable | 3 | Bracket. Y-cable | LED | 1 | 120 | [8 empty] | CE | [6 empty] | 20 | 5000 | 398x263x81 |  | 220-240V |  | 5 |  | 30° | 3 | 80 |  | 5000 |  |  | >=0.9 | 100000 |  |  | 164.25 |  |  | 9 | L3 | 25 | max. 10% at 100.000 hrs |  | Available | 850/339 | Cx=0.3447;Cy=0.3553 | Class I | IK08 | IP50 | IP20 | 60 | 530 | -30 | 1 | 120 | RAL9474 | 50-60Hz | Passive | LED | dimmable | High Bay Rectangular | Tungsram High-bay IP20 | Indoor industrial |  |  | 19710 | No sensor |  |  |  | Bracket kit. Tilted bracket kit. Busbar bracket kit. Cable hook pair
TBD | TU HB IP20 G1 1H20 5K80 L3 DL ST | image | datasheet | deeplink | TUNGSRAM - Tungsram High-bay IP20 - 19710lm - 116W - 5000K - 80CRI - TBD[SKU] - Bracket. Y-cable | 2 | Bracket. Y-cable | LED | 1 | 116 | [8 empty] | CE | [6 empty] | 20 | 5000 | 398x263x81 |  | 220-240V |  | 5 |  | 30° | 3 | 80 |  | 5000 |  |  | >=0.9 | 100000 |  |  | 169.91 |  |  | 9 | L3 | 25 | max. 10% at 100.000 hrs |  | Available | 850/339 | Cx=0.3447;Cy=0.3553 | Class I | IK08 | IP50 | IP20 | 60 | 510 | -30 | 1 | 116 | RAL9473 | 50-60Hz | Passive | LED | dimmable | High Bay Rectangular | Tungsram High-bay IP20 | Indoor industrial |  |  | 19710 | No sensor |  |  |  | Bracket kit. Tilted bracket kit. Busbar bracket kit. Cable hook pair
TBD | TU HB IP20 G1 1H15 5K80 L3 DL ST | image | datasheet | deeplink | TUNGSRAM - Tungsram High-bay IP20 - 15160lm - 86W - 5000K - 80CRI - TBD[SKU] - Bracket. Y-cable | 2 | Bracket. Y-cable | LED | 1 | 86 | [8 empty] | CE | [6 empty] | 20 | 5000 | 398x263x81 |  | 220-240V |  | 5 |  | 30° | 3 | 80 |  | 5000 |  |  | >=0.9 | 116706 |  |  | 176.28 |  |  | 9 | L3 | 25 | max. 10% at 100.000 hrs |  | Available | 850/339 | Cx=0.3447;Cy=0.3553 | Class I | IK08 | IP50 | IP20 | 60 | 380 | -20 | 1 | 86 | RAL9472 | 50-60Hz | Passive | LED | dimmable | High Bay Rectangular | Tungsram High-bay IP20 | Indoor industrial |  |  | 15160 | No sensor |  |  |  | Bracket kit. Tilted bracket kit. Busbar bracket kit. Cable hook pair
TBD | TU HB IP20 G1 1H10 5K80 L3 DL ST | image | datasheet | deeplink | TUNGSRAM - Tungsram High-bay IP20 - 10010lm - 56W - 5000K - 80CRI - TBD[SKU] - Bracket. Y-cable | 2 | Bracket. Y-cable | LED | 1 | 56 | [8 empty] | CE | [6 empty] | 20 | 5000 | 398x263x81 |  | 220-240V |  | 5 |  | 30° | 3 | 80 |  | 5000 |  |  | >=0.9 | 115000 |  |  | 178.75 |  |  | 9 | L3 | 25 | max. 10% at 100.000 hrs |  | Available | 850/339 | Cx=0.3447;Cy=0.3553 | Class I | IK08 | IP50 | IP20 | 60 | 250 | -20 | 1 | 56 | RAL9471 | 50-60Hz | Passive | LED | dimmable | High Bay Rectangular | Tungsram High-bay IP20 | Indoor industrial |  |  | 10010 | No sensor |  |  |  | Bracket kit. Tilted bracket kit. Busbar bracket kit. Cable hook pair
TBD | TU HB IP20 G1 1S30 5K80 L3 RF ST | image | datasheet | deeplink | TUNGSRAM - Tungsram High-bay IP20 - 28610lm - 201W - 5000K - 80CRI - TBD[SKU] - Bracket. Y-cable | 2 | Bracket. Y-cable | LED | 1 | 201 | [8 empty] | CE | [6 empty] | 20 | 5000 | 478x263x86 |  | 220-240V |  | 5 |  | 30° | 3 | 80 |  | 5000 |  |  | >=0.9 | 117000 |  |  | 142.55 |  |  | 9 | L3 | 25 | max. 10% at 100.000 hrs |  | Available | 850/339 | Cx=0.3447;Cy=0.3553 | Class I | IK08 | IP50 | IP20 | 60 | 890 | -20 | 1 | 200.7 | RAL9470 | 50-60Hz | Passive | LED | embedded sensor system | High Bay Rectangular | Tungsram High-bay IP20 | Indoor industrial |  |  | 28610 | Yes |  |  |  | Bracket kit. Tilted bracket kit. Busbar bracket kit. Cable hook pair
TBD | TU HB IP20 G1 1S22 5K80 L3 RF ST | image | datasheet | deeplink | TUNGSRAM - Tungsram High-bay IP20 - 23760lm - 164W - 5000K - 80CRI - TBD[SKU] - Bracket. Y-cable | 2 | Bracket. Y-cable | LED | 1 | 164 | [8 empty] | CE | [6 empty] | 20 | 5000 | 478x263x86 |  | 220-240V |  | 5 |  | 30° | 3 | 80 |  | 5000 |  |  | >=0.9 | 116706 |  |  | 145.14 |  |  | 9 | L3 | 25 | max. 10% at 100.000 hrs |  | Available | 850/339 | Cx=0.3447;Cy=0.3553 | Class I | IK08 | IP50 | IP20 | 60 | 730 | -20 | 1 | 163.7 | RAL9469 | 50-60Hz | Passive | LED | embedded sensor system | High Bay Rectangular | Tungsram High-bay IP20 | Indoor industrial |  |  | 23760 | Yes |  |  |  | Bracket kit. Tilted bracket kit. Busbar bracket kit. Cable hook pair
TBD | TU HB IP20 G1 1S20 5K80 L3 RF ST | image | datasheet | deeplink | TUNGSRAM - Tungsram High-bay IP20 - 20120lm - 143W - 5000K - 80CRI - TBD[SKU] - Bracket. Y-cable | 2 | Bracket. Y-cable | LED | 1 | 143 | [8 empty] | CE | [6 empty] | 20 | 5000 | 478x263x86 |  | 220-240V |  | 5 |  | 30° | 3 | 80 |  | 5000 |  |  | >=0.9 | 197000 |  |  | 141 |  |  | 9 | L3 | 25 | max. 10% at 100.000 hrs |  | Available | 850/339 | Cx=0.3447;Cy=0.3553 | Class I | IK08 | IP50 | IP20 | 60 | 630 | -20 | 1 | 142.7 | RAL9468 | 50-60Hz | Passive | LED | embedded sensor system | High Bay Rectangular | Tungsram High-bay IP20 | Indoor industrial |  |  | 20120 | Yes |  |  |  | Bracket kit. Tilted bracket kit. Busbar bracket kit. Cable hook pair
TBD | TU HB IP20 G1 1S12 5K80 L3 RF ST | image | datasheet | deeplink | TUNGSRAM - Tungsram High-bay IP20 - 13650lm - 94W - 5000K - 80CRI - TBD[SKU] - Bracket. Y-cable | 2 | Bracket. Y-cable | LED | 1 | 94 | [8 empty] | CE | [6 empty] | 20 | 5000 | 478x263x86 |  | 220-240V |  | 5 |  | 30° | 3 | 80 |  | 5000 |  |  | >=0.9 | 116706 |  |  | 145.68 |  |  | 9 | L3 | 25 | max. 10% at 100.000 hrs |  | Available | 850/339 | Cx=0.3447;Cy=0.3553 | Class I | IK08 | IP50 | IP20 | 60 | 420 | -20 | 1 | 93.7 | RAL9467 | 50-60Hz | Passive | LED | embedded sensor system | High Bay Rectangular | Tungsram High-bay IP20 | Indoor industrial |  |  | 13650 | Yes |  |  |  | Bracket kit. Tilted bracket kit. Busbar bracket kit. Cable hook pair
TBD | TU HB IP20 G1 1S10 5K80 L3 RF ST | image | datasheet | deeplink | TUNGSRAM - Tungsram High-bay IP20 - 9780lm - 69W - 5000K - 80CRI - TBD[SKU] - Bracket. Y-cable | 2 | Bracket. Y-cable | LED | 1 | 69 | [8 empty] | CE | [6 empty] | 20 | 5000 | 478x263x86 |  | 220-240V |  | 5 |  | 30° | 3 | 80 |  | 5000 |  |  | >=0.9 | 259000 |  |  | 142.36 |  |  | 9 | L3 | 25 | max. 10% at 100.000 hrs |  | Available | 850/339 | Cx=0.3447;Cy=0.3553 | Class I | IK08 | IP50 | IP20 | 60 | 300 | -20 | 1 | 68.7 | RAL9466 | 50-60Hz | Passive | LED | embedded sensor system | High Bay Rectangular | Tungsram High-bay IP20 | Indoor industrial |  |  | 9780 | Yes |  |  |  | Bracket kit. Tilted bracket kit. Busbar bracket kit. Cable hook pair
TBD | TU HB IP20 G1 1S30 5K80 L3 DL ST | image | datasheet | deeplink | TUNGSRAM - Tungsram High-bay IP20 - 28610lm - 199W - 5000K - 80CRI - TBD[SKU] - Bracket. Y-cable | 2 | Bracket. Y-cable | LED | 1 | 199 | [8 empty] | CE | [6 empty] | 20 | 5000 | 398x263x81 |  | 220-240V |  | 5 |  | 30° | 3 | 80 |  | 5000 |  |  | >=0.9 | 117000 |  |  | 143.77 |  |  | 9 | L3 | 25 | max. 10% at 100.000 hrs |  | Available | 850/339 | Cx=0.3447;Cy=0.3553 | Class I | IK08 | IP50 | IP20 | 60 | 880 | -20 | 1 | 199 | RAL9465 | 50-60Hz | Passive | LED | dimmable | High Bay Rectangular | Tungsram High-bay IP20 | Indoor industrial |  |  | 28610 | No sensor |  |  |  | Bracket kit. Tilted bracket kit. Busbar bracket kit. Cable hook pair
TBD | TU HB IP20 G1 1S22 5K80 L3 DL ST | image | datasheet | deeplink | TUNGSRAM - Tungsram High-bay IP20 - 23760lm - 162W - 5000K - 80CRI - TBD[SKU] - Bracket. Y-cable | 2 | Bracket. Y-cable | LED | 1 | 162 | [8 empty] | CE | [6 empty] | 20 | 5000 | 398x263x81 |  | 220-240V |  | 5 |  | 30° | 3 | 80 |  | 5000 |  |  | >=0.9 | 116706 |  |  | 146.67 |  |  | 9 | L3 | 25 | max. 10% at 100.000 hrs |  | Available | 850/339 | Cx=0.3447;Cy=0.3553 | Class I | IK08 | IP50 | IP20 | 60 | 720 | -20 | 1 | 162 | RAL9464 | 50-60Hz | Passive | LED | dimmable | High Bay Rectangular | Tungsram High-bay IP20 | Indoor industrial |  |  | 23760 | No sensor |  |  |  | Bracket kit. Tilted bracket kit. Busbar bracket kit. Cable hook pair
TBD | TU HB IP20 G1 1S20 5K80 L3 DL ST | image | datasheet | deeplink | TUNGSRAM - Tungsram High-bay IP20 - 20120lm - 141W - 5000K - 80CRI - TBD[SKU] - Bracket. Y-cable | 2 | Bracket. Y-cable | LED | 1 | 141 | [8 empty] | CE | [6 empty] | 20 | 5000 | 398x263x81 |  | 220-240V |  | 5 |  | 30° | 3 | 80 |  | 5000 |  |  | >=0.9 | 197000 |  |  | 142.7 |  |  | 9 | L3 | 25 | max. 10% at 100.000 hrs |  | Available | 850/339 | Cx=0.3447;Cy=0.3553 | Class I | IK08 | IP50 | IP20 | 60 | 630 | -20 | 1 | 141 | RAL9463 | 50-60Hz | Passive | LED | dimmable | High Bay Rectangular | Tungsram High-bay IP20 | Indoor industrial |  |  | 20120 | No sensor |  |  |  | Bracket kit. Tilted bracket kit. Busbar bracket kit. Cable hook pair
TBD | TU HB IP20 G1 1S12 5K80 L3 DL ST | image | datasheet | deeplink | TUNGSRAM - Tungsram High-bay IP20 - 13650lm - 92W - 5000K - 80CRI - TBD[SKU] - Bracket. Y-cable | 2 | Bracket. Y-cable | LED | 1 | 92 | [8 empty] | CE | [6 empty] | 20 | 5000 | 398x263x81 |  | 220-240V |  | 5 |  | 30° | 3 | 80 |  | 5000 |  |  | >=0.9 | 116706 |  |  | 148.37 |  |  | 9 | L3 | 25 | max. 10% at 100.000 hrs |  | Available | 850/339 | Cx=0.3447;Cy=0.3553 | Class I | IK08 | IP50 | IP20 | 60 | 410 | -20 | 1 | 92 | RAL9462 | 50-60Hz | Passive | LED | dimmable | High Bay Rectangular | Tungsram High-bay IP20 | Indoor industrial |  |  | 13650 | No sensor |  |  |  | Bracket kit. Tilted bracket kit. Busbar bracket kit. Cable hook pair
TBD | TU HB IP20 G1 1S10 5K80 L3 DL ST | image | datasheet | deeplink | TUNGSRAM - Tungsram High-bay IP20 - 9780lm - 67W - 5000K - 80CRI - TBD[SKU] - Bracket. Y-cable | 2 | Bracket. Y-cable | LED | 1 | 67 | [8 empty] | CE | [6 empty] | 20 | 5000 | 398x263x81 |  | 220-240V |  | 5 |  | 30° | 3 | 80 |  | 5000 |  |  | >=0.9 | 259000 |  |  | 145.97 |  |  | 9 | L3 | 25 | max. 10% at 100.000 hrs |  | Available | 850/339 | Cx=0.3447;Cy=0.3553 | Class I | IK08 | IP50 | IP20 | 60 | 300 | -20 | 1 | 67 | RAL9461 | 50-60Hz | Passive | LED | dimmable | High Bay Rectangular | Tungsram High-bay IP20 | Indoor industrial |  |  | 9780 | No sensor |  |  |  | Bracket kit. Tilted bracket kit. Busbar bracket kit. Cable hook pair
TBD | TU HB IP20 G1 2S60 5K80 L3 SN ST | image | datasheet | deeplink | TUNGSRAM - Tungsram High-bay IP20 - 60650lm - 437W - 5000K - 80CRI - TBD[SKU] - Bracket. Y-cable | 4 | Bracket. Y-cable | LED | 1 | 437 | [8 empty] | CE | [6 empty] | 20 | 5000 | 843x263x86 |  | 220-240V |  | 5 |  | 30° | 3 | 80 |  | 5000 |  |  | >=0.9 | 116706 |  |  | 138.88 |  |  | 9 | L3 | 25 | max. 10% at 100.000 hrs |  | Available | 850/339 | Cx=0.3447;Cy=0.3553 | Class I | IK08 | IP50 | IP20 | 60 | 1940 | -20 | 1 | 436.7 | RAL9460 | 50-60Hz | Passive | LED | embedded sensor system | High Bay Rectangular | Tungsram High-bay IP20 | Indoor industrial |  |  | 60650 | Yes |  |  |  | Bracket kit. Tilted bracket kit. Busbar bracket kit. Cable hook pair
TBD | TU HB IP20 G1 1S30 5K80 L3 SN ST | image | datasheet | deeplink | TUNGSRAM - Tungsram High-bay IP20 - 28610lm - 201W - 5000K - 80CRI - TBD[SKU] - Bracket. Y-cable | 2 | Bracket. Y-cable | LED | 1 | 201 | [8 empty] | CE | [6 empty] | 20 | 5000 | 478x263x86 |  | 220-240V |  | 5 |  | 30° | 3 | 80 |  | 5000 |  |  | >=0.9 | 117000 |  |  | 142.55 |  |  | 9 | L3 | 25 | max. 10% at 100.000 hrs |  | Available | 850/339 | Cx=0.3447;Cy=0.3553 | Class I | IK08 | IP50 | IP20 | 60 | 890 | -20 | 1 | 200.7 | RAL9459 | 50-60Hz | Passive | LED | embedded sensor system | High Bay Rectangular | Tungsram High-bay IP20 | Indoor industrial |  |  | 28610 | Yes |  |  |  | Bracket kit. Tilted bracket kit. Busbar bracket kit. Cable hook pair
TBD | TU HB IP20 G1 1S22 5K80 L3 SN ST | image | datasheet | deeplink | TUNGSRAM - Tungsram High-bay IP20 - 23760lm - 164W - 5000K - 80CRI - TBD[SKU] - Bracket. Y-cable | 2 | Bracket. Y-cable | LED | 1 | 164 | [8 empty] | CE | [6 empty] | 20 | 5000 | 478x263x86 |  | 220-240V |  | 5 |  | 30° | 3 | 80 |  | 5000 |  |  | >=0.9 | 116706 |  |  | 145.14 |  |  | 9 | L3 | 25 | max. 10% at 100.000 hrs |  | Available | 850/339 | Cx=0.3447;Cy=0.3553 | Class I | IK08 | IP50 | IP20 | 60 | 730 | -20 | 1 | 163.7 | RAL9458 | 50-60Hz | Passive | LED | embedded sensor system | High Bay Rectangular | Tungsram High-bay IP20 | Indoor industrial |  |  | 23760 | Yes |  |  |  | Bracket kit. Tilted bracket kit. Busbar bracket kit. Cable hook pair
TBD | TU HB IP20 G1 1S20 5K80 L3 SN ST | image | datasheet | deeplink | TUNGSRAM - Tungsram High-bay IP20 - 20120lm - 143W - 5000K - 80CRI - TBD[SKU] - Bracket. Y-cable | 2 | Bracket. Y-cable | LED | 1 | 143 | [8 empty] | CE | [6 empty] | 20 | 5000 | 478x263x86 |  | 220-240V |  | 5 |  | 30° | 3 | 80 |  | 5000 |  |  | >=0.9 | 197000 |  |  | 141 |  |  | 9 | L3 | 25 | max. 10% at 100.000 hrs |  | Available | 850/339 | Cx=0.3447;Cy=0.3553 | Class I | IK08 | IP50 | IP20 | 60 | 630 | -20 | 1 | 142.7 | RAL9457 | 50-60Hz | Passive | LED | embedded sensor system | High Bay Rectangular | Tungsram High-bay IP20 | Indoor industrial |  |  | 20120 | Yes |  |  |  | Bracket kit. Tilted bracket kit. Busbar bracket kit. Cable hook pair
TBD | TU HB IP20 G1 1S12 5K80 L3 SN ST | image | datasheet | deeplink | TUNGSRAM - Tungsram High-bay IP20 - 13650lm - 94W - 5000K - 80CRI - TBD[SKU] - Bracket. Y-cable | 2 | Bracket. Y-cable | LED | 1 | 94 | [8 empty] | CE | [6 empty] | 20 | 5000 | 478x263x86 |  | 220-240V |  | 5 |  | 30° | 3 | 80 |  | 5000 |  |  | >=0.9 | 116706 |  |  | 145.68 |  |  | 9 | L3 | 25 | max. 10% at 100.000 hrs |  | Available | 850/339 | Cx=0.3447;Cy=0.3553 | Class I | IK08 | IP50 | IP20 | 60 | 420 | -20 | 1 | 93.7 | RAL9456 | 50-60Hz | Passive | LED | embedded sensor system | High Bay Rectangular | Tungsram High-bay IP20 | Indoor industrial |  |  | 13650 | Yes |  |  |  | Bracket kit. Tilted bracket kit. Busbar bracket kit. Cable hook pair
TBD | TU HB IP20 G1 1S10 5K80 L3 SN ST | image | datasheet | deeplink | TUNGSRAM - Tungsram High-bay IP20 - 9780lm - 69W - 5000K - 80CRI - TBD[SKU] - Bracket. Y-cable | 2 | Bracket. Y-cable | LED | 1 | 69 | [8 empty] | CE | [6 empty] | 20 | 5000 | 478x263x86 |  | 220-240V |  | 5 |  | 30° | 3 | 80 |  | 5000 |  |  | >=0.9 | 259000 |  |  | 142.36 |  |  | 9 | L3 | 25 | max. 10% at 100.000 hrs |  | Available | 850/339 | Cx=0.3447;Cy=0.3553 | Class I | IK08 | IP50 | IP20 | 60 | 300 | -20 | 1 | 68.7 | RAL9455 | 50-60Hz | Passive | LED | embedded sensor system | High Bay Rectangular | Tungsram High-bay IP20 | Indoor industrial |  |  | 9780 | Yes |  |  |  | Bracket kit. Tilted bracket kit. Busbar bracket kit. Cable hook pair
TBD | TU HB IP20 G1 2S60 5K80 L3 FX ST | image | datasheet | deeplink | TUNGSRAM - Tungsram High-bay IP20 - 60650lm - 435W - 5000K - 80CRI - TBD[SKU] - Bracket. Y-cable | 4 | Bracket. Y-cable | LED | 1 | 435 | [8 empty] | CE | [6 empty] | 20 | 5000 | 763x263x81 |  | 220-240V |  | 5 |  | 30° | 3 | 80 |  | 5000 |  |  | >=0.9 | 116706 |  |  | 139.43 |  |  | 9 | L3 | 25 | max. 10% at 100.000 hrs |  | Available | 850/339 | Cx=0.3447;Cy=0.3553 | Class I | IK08 | IP50 | IP20 | 60 | 1930 | -20 | 1 | 435 | RAL9454 | 50-60Hz | Passive | LED | none | High Bay Rectangular | Tungsram High-bay IP20 | Indoor industrial |  |  | 60650 | No sensor |  |  |  | Bracket kit. Tilted bracket kit. Busbar bracket kit. Cable hook pair
TBD | TU HB IP20 G1 1S30 5K80 L3 FX ST | image | datasheet | deeplink | TUNGSRAM - Tungsram High-bay IP20 - 28610lm - 199W - 5000K - 80CRI - TBD[SKU] - Bracket. Y-cable | 2 | Bracket. Y-cable | LED | 1 | 199 | [8 empty] | CE | [6 empty] | 20 | 5000 | 398x263x81 |  | 220-240V |  | 5 |  | 30° | 3 | 80 |  | 5000 |  |  | >=0.9 | 117000 |  |  | 143.77 |  |  | 9 | L3 | 25 | max. 10% at 100.000 hrs |  | Available | 850/339 | Cx=0.3447;Cy=0.3553 | Class I | IK08 | IP50 | IP20 | 60 | 880 | -20 | 1 | 199 | RAL9453 | 50-60Hz | Passive | LED | none | High Bay Rectangular | Tungsram High-bay IP20 | Indoor industrial |  |  | 28610 | No sensor |  |  |  | Bracket kit. Tilted bracket kit. Busbar bracket kit. Cable hook pair
TBD | TU HB IP20 G1 1S22 5K80 L3 FX ST | image | datasheet | deeplink | TUNGSRAM - Tungsram High-bay IP20 - 23760lm - 162W - 5000K - 80CRI - TBD[SKU] - Bracket. Y-cable | 2 | Bracket. Y-cable | LED | 1 | 162 | [8 empty] | CE | [6 empty] | 20 | 5000 | 398x263x81 |  | 220-240V |  | 5 |  | 30° | 3 | 80 |  | 5000 |  |  | >=0.9 | 116706 |  |  | 146.67 |  |  | 9 | L3 | 25 | max. 10% at 100.000 hrs |  | Available | 850/339 | Cx=0.3447;Cy=0.3553 | Class I | IK08 | IP50 | IP20 | 60 | 720 | -20 | 1 | 162 | RAL9452 | 50-60Hz | Passive | LED | none | High Bay Rectangular | Tungsram High-bay IP20 | Indoor industrial |  |  | 23760 | No sensor |  |  |  | Bracket kit. Tilted bracket kit. Busbar bracket kit. Cable hook pair
TBD | TU HB IP20 G1 1S20 5K80 L3 FX EA | image | datasheet | deeplink | TUNGSRAM - Tungsram High-bay IP20 - 20120lm - 145W - 5000K - 80CRI - TBD[SKU] - Bracket. Y-cable | 3 | Bracket. Y-cable | LED | 1 | 145 | [8 empty] | CE | [6 empty] | 20 | 5000 | 398x263x81 |  | 220-240V |  | 5 |  | 30° | 3 | 80 |  | 5000 |  |  | >=0.9 | 197000 |  |  | 138.76 |  |  | 9 | L3 | 25 | max. 10% at 100.000 hrs |  | Available | 850/339 | Cx=0.3447;Cy=0.3553 | Class I | IK08 | IP50 | IP20 | 60 | 640 | -20 | 1 | 145 | RAL9451 | 50-60Hz | Passive | LED | none | High Bay Rectangular | Tungsram High-bay IP20 | Indoor industrial |  |  | 20120 | No sensor |  |  |  | Bracket kit. Tilted bracket kit. Busbar bracket kit. Cable hook pair
TBD | TU HB IP20 G1 1S20 5K80 L3 FX ST | image | datasheet | deeplink | TUNGSRAM - Tungsram High-bay IP20 - 20120lm - 141W - 5000K - 80CRI - TBD[SKU] - Bracket. Y-cable | 2 | Bracket. Y-cable | LED | 1 | 141 | [8 empty] | CE | [6 empty] | 20 | 5000 | 398x263x81 |  | 220-240V |  | 5 |  | 30° | 3 | 80 |  | 5000 |  |  | >=0.9 | 197000 |  |  | 142.7 |  |  | 9 | L3 | 25 | max. 10% at 100.000 hrs |  | Available | 850/339 | Cx=0.3447;Cy=0.3553 | Class I | IK08 | IP50 | IP20 | 60 | 630 | -20 | 1 | 141 | RAL9450 | 50-60Hz | Passive | LED | none | High Bay Rectangular | Tungsram High-bay IP20 | Indoor industrial |  |  | 20120 | No sensor |  |  |  | Bracket kit. Tilted bracket kit. Busbar bracket kit. Cable hook pair
TBD | TU HB IP20 G1 1S12 5K80 L3 FX ST | image | datasheet | deeplink | TUNGSRAM - Tungsram High-bay IP20 - 13650lm - 92W - 5000K - 80CRI - TBD[SKU] - Bracket. Y-cable | 2 | Bracket. Y-cable | LED | 1 | 92 | [8 empty] | CE | [6 empty] | 20 | 5000 | 398x263x81 |  | 220-240V |  | 5 |  | 30° | 3 | 80 |  | 5000 |  |  | >=0.9 | 116706 |  |  | 148.37 |  |  | 9 | L3 | 25 | max. 10% at 100.000 hrs |  | Available | 850/339 | Cx=0.3447;Cy=0.3553 | Class I | IK08 | IP50 | IP20 | 60 | 410 | -30 | 1 | 92 | RAL9449 | 50-60Hz | Passive | LED | none | High Bay Rectangular | Tungsram High-bay IP20 | Indoor industrial |  |  | 13650 | No sensor |  |  |  | Bracket kit. Tilted bracket kit. Busbar bracket kit. Cable hook pair
TBD | TU HB IP20 G1 1S10 5K80 L3 FX ST | image | datasheet | deeplink | TUNGSRAM - Tungsram High-bay IP20 - 9780lm - 67W - 5000K - 80CRI - TBD[SKU] - Bracket. Y-cable | 2 | Bracket. Y-cable | LED | 1 | 67 | [8 empty] | CE | [6 empty] | 20 | 5000 | 398x263x81 |  | 220-240V |  | 5 |  | 30° | 3 | 80 |  | 5000 |  |  | >=0.9 | 259000 |  |  | 145.97 |  |  | 9 | L3 | 25 | max. 10% at 100.000 hrs |  | Available | 850/339 | Cx=0.3447;Cy=0.3553 | Class I | IK08 | IP50 | IP20 | 50 | 300 | -25 | 1 | 67 | RAL9448 | 50-60Hz | Passive | LED | none | High Bay Rectangular | Tungsram High-bay IP20 | Indoor industrial |  |  | 9780 | No sensor |  |  |  | Bracket kit. Tilted bracket kit. Busbar bracket kit. Cable hook pair
TBD | TU HB IP20 G1 2H45 5K70 L3 NL ST | image | datasheet | deeplink | TUNGSRAM - Tungsram High-bay IP20 - 47600lm - 273W - 5000K - 70CRI - TBD[SKU] - Bracket. Y-cable | 4 | Bracket. Y-cable | LED | 1 | 273 | [8 empty] | CE | [6 empty] | 20 | 5000 | 779x263x96 |  | 220-240V |  | 5 |  | 30° | 3 | 70 |  | 5000 |  |  | >=0.9 | 116000 |  |  | 174.36 |  |  | 9 | L3 | 25 | max. 10% at 100.000 hrs |  | Available | 750/339 | Cx=0.3447;Cy=0.3553 | Class I | IK08 | IP50 | IP20 | 60 | 1210 | -20 | 1 | 273 | RAL9447 | 50-60Hz | Passive | LED | embedded sensor system | High Bay Rectangular | Tungsram High-bay IP20 | Indoor industrial |  |  | 47600 | Yes |  |  |  | Bracket kit. Tilted bracket kit. Busbar bracket kit. Cable hook pair
TBD | TU HB IP20 G1 2H30 5K70 L3 NL EA | image | datasheet | deeplink | TUNGSRAM - Tungsram High-bay IP20 - 30750lm - 175W - 5000K - 70CRI - TBD[SKU] - Bracket. Y-cable | 5 | Bracket. Y-cable | LED | 1 | 175 | [8 empty] | CE | [6 empty] | 20 | 5000 | 855x263x96 |  | 220-240V |  | 5 |  | 30° | 3 | 70 |  | 5000 |  |  | >=0.9 | 105000 |  |  | 175.71 |  |  | 9 | L3 | 25 | max. 10% at 100.000 hrs |  | Available | 750/339 | Cx=0.3447;Cy=0.3553 | Class I | IK08 | IP50 | IP20 | 60 |  | -20 | 1 | 175 | RAL9446 | 50-60Hz | Passive | LED | embedded sensor system | High Bay Rectangular | Tungsram High-bay IP20 | Indoor industrial |  |  | 30750 | Yes |  |  |  | Bracket kit. Tilted bracket kit. Busbar bracket kit. Cable hook pair
TBD | TU HB IP20 G1 2H30 5K70 L3 NL ST | image | datasheet | deeplink | TUNGSRAM - Tungsram High-bay IP20 - 30750lm - 171W - 5000K - 70CRI - TBD[SKU] - Bracket. Y-cable | 4 | Bracket. Y-cable | LED | 1 | 171 | [8 empty] | CE | [6 empty] | 20 | 5000 | 779x263x96 |  | 220-240V |  | 5 |  | 30° | 3 | 70 |  | 5000 |  |  | >=0.9 | 105000 |  |  | 179.82 |  |  | 9 | L3 | 25 | max. 10% at 100.000 hrs |  | Available | 750/339 | Cx=0.3447;Cy=0.3553 | Class I | IK08 | IP50 | IP20 | 60 | 760 | -20 | 1 | 171 | RAL9445 | 50-60Hz | Passive | LED | embedded sensor system | High Bay Rectangular | Tungsram High-bay IP20 | Indoor industrial |  |  | 30750 | Yes |  |  |  | Bracket kit. Tilted bracket kit. Busbar bracket kit. Cable hook pair
TBD | TU HB IP20 G1 1H25 5K70 L3 NL EA | image | datasheet | deeplink | TUNGSRAM - Tungsram High-bay IP20 - 26330lm - 160W - 5000K - 70CRI - TBD[SKU] - Bracket. Y-cable | 3 | Bracket. Y-cable | LED | 1 | 160 | [8 empty] | CE | [6 empty] | 20 | 5000 | 414x263x96 |  | 220-240V |  | 5 |  | 30° | 3 | 70 |  | 5000 |  |  | >=0.9 | 116706 |  |  | 164.97 |  |  | 9 | L3 | 25 | max. 10% at 100.000 hrs |  | Available | 750/339 | Cx=0.3447;Cy=0.3553 | Class I | IK08 | IP50 | IP20 | 60 | 710 | -20 | 1 | 159.6 | RAL9444 | 50-60Hz | Passive | LED | embedded sensor system | High Bay Rectangular | Tungsram High-bay IP20 | Indoor industrial |  |  | 26330 | Yes |  |  |  | Bracket kit. Tilted bracket kit. Busbar bracket kit. Cable hook pair
TBD | TU HB IP20 G1 1H25 5K70 L3 NL ST | image | datasheet | deeplink | TUNGSRAM - Tungsram High-bay IP20 - 26330lm - 156W - 5000K - 70CRI - TBD[SKU] - Bracket. Y-cable | 2 | Bracket. Y-cable | LED | 1 | 156 | [8 empty] | CE | [6 empty] | 20 | 5000 | 414x263x96 |  | 220-240V |  | 5 |  | 30° | 3 | 70 |  | 5000 |  |  | >=0.9 | 116706 |  |  | 169.22 |  |  | 9 | L3 | 25 | max. 10% at 100.000 hrs |  | Available | 750/339 | Cx=0.3447;Cy=0.3553 | Class I | IK08 | IP50 | IP20 | 60 | 690 | -20 | 1 | 155.6 | RAL9443 | 50-60Hz | Passive | LED | embedded sensor system | High Bay Rectangular | Tungsram High-bay IP20 | Indoor industrial |  |  | 26330 | Yes |  |  |  | Bracket kit. Tilted bracket kit. Busbar bracket kit. Cable hook pair
TBD | TU HB IP20 G1 1H20 5K70 L3 NL ST | image | datasheet | deeplink | TUNGSRAM - Tungsram High-bay IP20 - 20530lm - 117W - 5000K - 70CRI - TBD[SKU] - Bracket. Y-cable | 2 | Bracket. Y-cable | LED | 1 | 117 | [8 empty] | CE | [6 empty] | 20 | 5000 | 414x263x96 |  | 220-240V |  | 5 |  | 30° | 3 | 70 |  | 5000 |  |  | >=0.9 | 100000 |  |  | 175.47 |  |  | 9 | L3 | 25 | max. 10% at 100.000 hrs |  | Available | 750/339 | Cx=0.3447;Cy=0.3553 | Class I | IK08 | IP50 | IP20 | 60 | 520 | -20 | 1 | 117 | RAL9442 | 50-60Hz | Passive | LED | embedded sensor system | High Bay Rectangular | Tungsram High-bay IP20 | Indoor industrial |  |  | 20530 | Yes |  |  |  | Bracket kit. Tilted bracket kit. Busbar bracket kit. Cable hook pair
TBD | TU HB IP20 G1 1H15 5K70 L3 NL ST | image | datasheet | deeplink | TUNGSRAM - Tungsram High-bay IP20 - 15800lm - 87W - 5000K - 70CRI - TBD[SKU] - Bracket. Y-cable | 2 | Bracket. Y-cable | LED | 1 | 87 | [8 empty] | CE | [6 empty] | 20 | 5000 | 414x263x96 |  | 220-240V |  | 5 |  | 30° | 3 | 70 |  | 5000 |  |  | >=0.9 | 116706 |  |  | 181.61 |  |  | 9 | L3 | 25 | max. 10% at 100.000 hrs |  | Available | 750/339 | Cx=0.3447;Cy=0.3553 | Class I | IK08 | IP50 | IP20 | 60 | 390 | -20 | 1 | 87 | RAL9441 | 50-60Hz | Passive | LED | embedded sensor system | High Bay Rectangular | Tungsram High-bay IP20 | Indoor industrial |  |  | 15800 | Yes |  |  |  | Bracket kit. Tilted bracket kit. Busbar bracket kit. Cable hook pair
TBD | TU HB IP20 G1 1H10 5K70 L3 NL ST | image | datasheet | deeplink | TUNGSRAM - Tungsram High-bay IP20 - 10420lm - 57W - 5000K - 70CRI - TBD[SKU] - Bracket. Y-cable | 2 | Bracket. Y-cable | LED | 1 | 57 | [8 empty] | CE | [6 empty] | 20 | 5000 | 414x263x96 |  | 220-240V |  | 5 |  | 30° | 3 | 70 |  | 5000 |  |  | >=0.9 | 115000 |  |  | 182.81 |  |  | 9 | L3 | 25 | max. 10% at 100.000 hrs |  | Available | 750/339 | Cx=0.3447;Cy=0.3553 | Class I | IK08 | IP50 | IP20 | 60 | 250 | -20 | 1 | 57 | RAL9440 | 50-60Hz | Passive | LED | embedded sensor system | High Bay Rectangular | Tungsram High-bay IP20 | Indoor industrial |  |  | 10420 | Yes |  |  |  | Bracket kit. Tilted bracket kit. Busbar bracket kit. Cable hook pair
TBD | TU HB IP20 G1 2H45 5K70 L3 RF ST | image | datasheet | deeplink | TUNGSRAM - Tungsram High-bay IP20 - 47600lm - 274W - 5000K - 70CRI - TBD[SKU] - Bracket. Y-cable | 4 | Bracket. Y-cable | LED | 1 | 274 | [8 empty] | CE | [6 empty] | 20 | 5000 | 843x263x86 |  | 220-240V |  | 5 |  | 30° | 3 | 70 |  | 5000 |  |  | >=0.9 | 116000 |  |  | 173.91 |  |  | 9 | L3 | 25 | max. 10% at 100.000 hrs |  | Available | 750/339 | Cx=0.3447;Cy=0.3553 | Class I | IK08 | IP50 | IP20 | 60 | 1210 | -20 | 1 | 273.7 | RAL9439 | 50-60Hz | Passive | LED | embedded sensor system | High Bay Rectangular | Tungsram High-bay IP20 | Indoor industrial |  |  | 47600 | Yes |  |  |  | Bracket kit. Tilted bracket kit. Busbar bracket kit. Cable hook pair
TBD | TU HB IP20 G1 2H30 5K70 L3 RF EA | image | datasheet | deeplink | TUNGSRAM - Tungsram High-bay IP20 - 30750lm - 176W - 5000K - 70CRI - TBD[SKU] - Bracket. Y-cable | 5 | Bracket. Y-cable | LED | 1 | 176 | [8 empty] | CE | [6 empty] | 20 | 5000 | 855x263x96 |  | 220-240V |  | 5 |  | 30° | 3 | 70 |  | 5000 |  |  | >=0.9 | 105000 |  |  | 175.01 |  |  | 9 | L3 | 25 | max. 10% at 100.000 hrs |  | Available | 750/339 | Cx=0.3447;Cy=0.3553 | Class I | IK08 | IP50 | IP20 | 60 |  | -20 | 1 | 175.7 | RAL9438 | 50-60Hz | Passive | LED | embedded sensor system | High Bay Rectangular | Tungsram High-bay IP20 | Indoor industrial |  |  | 30750 | Yes |  |  |  | Bracket kit. Tilted bracket kit. Busbar bracket kit. Cable hook pair
TBD | TU HB IP20 G1 2H30 5K70 L3 RF ST | image | datasheet | deeplink | TUNGSRAM - Tungsram High-bay IP20 - 30750lm - 172W - 5000K - 70CRI - TBD[SKU] - Bracket. Y-cable | 4 | Bracket. Y-cable | LED | 1 | 172 | [8 empty] | CE | [6 empty] | 20 | 5000 | 843x263x86 |  | 220-240V |  | 5 |  | 30° | 3 | 70 |  | 5000 |  |  | >=0.9 | 105000 |  |  | 179.09 |  |  | 9 | L3 | 25 | max. 10% at 100.000 hrs |  | Available | 750/339 | Cx=0.3447;Cy=0.3553 | Class I | IK08 | IP50 | IP20 | 60 | 760 | -20 | 1 | 171.7 | RAL9437 | 50-60Hz | Passive | LED | embedded sensor system | High Bay Rectangular | Tungsram High-bay IP20 | Indoor industrial |  |  | 30750 | Yes |  |  |  | Bracket kit. Tilted bracket kit. Busbar bracket kit. Cable hook pair
TBD | TU HB IP20 G1 1H25 5K70 L3 RF EA | image | datasheet | deeplink | TUNGSRAM - Tungsram High-bay IP20 - 26330lm - 160W - 5000K - 70CRI - TBD[SKU] - Bracket. Y-cable | 3 | Bracket. Y-cable | LED | 1 | 160 | [8 empty] | CE | [6 empty] | 20 | 5000 | 478x263x86 |  | 220-240V |  | 5 |  | 30° | 3 | 70 |  | 5000 |  |  | >=0.9 | 116706 |  |  | 164.25 |  |  | 9 | L3 | 25 | max. 10% at 100.000 hrs |  | Available | 750/339 | Cx=0.3447;Cy=0.3553 | Class I | IK08 | IP50 | IP20 | 60 | 710 | -20 | 1 | 160.3 | RAL9436 | 50-60Hz | Passive | LED | embedded sensor system | High Bay Rectangular | Tungsram High-bay IP20 | Indoor industrial |  |  | 26330 | Yes |  |  |  | Bracket kit. Tilted bracket kit. Busbar bracket kit. Cable hook pair
TBD | TU HB IP20 G1 1H25 5K70 L3 RF ST | image | datasheet | deeplink | TUNGSRAM - Tungsram High-bay IP20 - 26330lm - 156W - 5000K - 70CRI - TBD[SKU] - Bracket. Y-cable | 2 | Bracket. Y-cable | LED | 1 | 156 | [8 empty] | CE | [6 empty] | 20 | 5000 | 478x263x86 |  | 220-240V |  | 5 |  | 30° | 3 | 70 |  | 5000 |  |  | >=0.9 | 116706 |  |  | 168.46 |  |  | 9 | L3 | 25 | max. 10% at 100.000 hrs |  | Available | 750/339 | Cx=0.3447;Cy=0.3553 | Class I | IK08 | IP50 | IP20 | 60 | 690 | -20 | 1 | 156.3 | RAL9435 | 50-60Hz | Passive | LED | embedded sensor system | High Bay Rectangular | Tungsram High-bay IP20 | Indoor industrial |  |  | 26330 | Yes |  |  |  | Bracket kit. Tilted bracket kit. Busbar bracket kit. Cable hook pair
TBD | TU HB IP20 G1 1H20 5K70 L3 RF EA | image | datasheet | deeplink | TUNGSRAM - Tungsram High-bay IP20 - 20530lm - 122W - 5000K - 70CRI - TBD[SKU] - Bracket. Y-cable | 3 | Bracket. Y-cable | LED | 1 | 122 | [8 empty] | CE | [6 empty] | 20 | 5000 | 478x263x86 |  | 220-240V |  | 5 |  | 30° | 3 | 70 |  | 5000 |  |  | >=0.9 | 100000 |  |  | 168.69 |  |  | 9 | L3 | 25 | max. 10% at 100.000 hrs |  | Available | 750/339 | Cx=0.3447;Cy=0.3553 | Class I | IK08 | IP50 | IP20 | 60 | 540 | -20 | 1 | 121.7 | RAL9434 | 50-60Hz | Passive | LED | embedded sensor system | High Bay Rectangular | Tungsram High-bay IP20 | Indoor industrial |  |  | 20530 | Yes |  |  |  | Bracket kit. Tilted bracket kit. Busbar bracket kit. Cable hook pair
TBD | TU HB IP20 G1 1H20 5K70 L3 RF ST | image | datasheet | deeplink | TUNGSRAM - Tungsram High-bay IP20 - 20530lm - 118W - 5000K - 70CRI - TBD[SKU] - Bracket. Y-cable | 2 | Bracket. Y-cable | LED | 1 | 118 | [8 empty] | CE | [6 empty] | 20 | 5000 | 478x263x86 |  | 220-240V |  | 5 |  | 30° | 3 | 70 |  | 5000 |  |  | >=0.9 | 100000 |  |  | 174.43 |  |  | 9 | L3 | 25 | max. 10% at 100.000 hrs |  | Available | 750/339 | Cx=0.3447;Cy=0.3553 | Class I | IK08 | IP50 | IP20 | 60 | 520 | -20 | 1 | 117.7 | RAL9433 | 50-60Hz | Passive | LED | embedded sensor system | High Bay Rectangular | Tungsram High-bay IP20 | Indoor industrial |  |  | 20530 | Yes |  |  |  | Bracket kit. Tilted bracket kit. Busbar bracket kit. Cable hook pair
TBD | TU HB IP20 G1 1H15 5K70 L3 RF ST | image | datasheet | deeplink | TUNGSRAM - Tungsram High-bay IP20 - 15800lm - 88W - 5000K - 70CRI - TBD[SKU] - Bracket. Y-cable | 2 | Bracket. Y-cable | LED | 1 | 88 | [8 empty] | CE | [6 empty] | 20 | 5000 | 478x263x86 |  | 220-240V |  | 5 |  | 30° | 3 | 70 |  | 5000 |  |  | >=0.9 | 116706 |  |  | 180.16 |  |  | 9 | L3 | 25 | max. 10% at 100.000 hrs |  | Available | 750/339 | Cx=0.3447;Cy=0.3553 | Class I | IK08 | IP50 | IP20 | 60 | 390 | -20 | 1 | 87.7 | RAL9432 | 50-60Hz | Passive | LED | embedded sensor system | High Bay Rectangular | Tungsram High-bay IP20 | Indoor industrial |  |  | 15800 | Yes |  |  |  | Bracket kit. Tilted bracket kit. Busbar bracket kit. Cable hook pair
TBD | TU HB IP20 G1 1H10 5K70 L3 RF ST | image | datasheet | deeplink | TUNGSRAM - Tungsram High-bay IP20 - 10420lm - 58W - 5000K - 70CRI - TBD[SKU] - Bracket. Y-cable | 2 | Bracket. Y-cable | LED | 1 | 58 | [8 empty] | CE | [6 empty] | 20 | 5000 | 478x263x86 |  | 220-240V |  | 5 |  | 30° | 3 | 70 |  | 5000 |  |  | >=0.9 | 115000 |  |  | 180.59 |  |  | 9 | L3 | 25 | max. 10% at 100.000 hrs |  | Available | 750/339 | Cx=0.3447;Cy=0.3553 | Class I | IK08 | IP50 | IP20 | 60 | 260 | -20 | 1 | 57.7 | RAL9431 | 50-60Hz | Passive | LED | embedded sensor system | High Bay Rectangular | Tungsram High-bay IP20 | Indoor industrial |  |  | 10420 | Yes |  |  |  | Bracket kit. Tilted bracket kit. Busbar bracket kit. Cable hook pair
TBD | TU HB IP20 G1 2H45 5K70 L3 DL ST | image | datasheet | deeplink | TUNGSRAM - Tungsram High-bay IP20 - 47600lm - 272W - 5000K - 70CRI - TBD[SKU] - Bracket. Y-cable | 4 | Bracket. Y-cable | LED | 1 | 272 | [8 empty] | CE | [6 empty] | 20 | 5000 | 763x263x81 |  | 220-240V |  | 5 |  | 30° | 3 | 70 |  | 5000 |  |  | >=0.9 | 116000 |  |  | 175 |  |  | 9 | L3 | 25 | max. 10% at 100.000 hrs |  | Available | 750/339 | Cx=0.3447;Cy=0.3553 | Class I | IK08 | IP50 | IP20 | 60 | 1210 | -20 | 1 | 272 | RAL9430 | 50-60Hz | Passive | LED | dimmable | High Bay Rectangular | Tungsram High-bay IP20 | Indoor industrial |  |  | 47600 | No sensor |  |  |  | Bracket kit. Tilted bracket kit. Busbar bracket kit. Cable hook pair
TBD | TU HB IP20 G1 2H30 5K70 L3 DL ST | image | datasheet | deeplink | TUNGSRAM - Tungsram High-bay IP20 - 30750lm - 170W - 5000K - 70CRI - TBD[SKU] - Bracket. Y-cable | 4 | Bracket. Y-cable | LED | 1 | 170 | [8 empty] | CE | [6 empty] | 20 | 5000 | 763x263x81 |  | 220-240V |  | 5 |  | 30° | 3 | 70 |  | 5000 |  |  | >=0.9 | 105000 |  |  | 180.88 |  |  | 9 | L3 | 25 | max. 10% at 100.000 hrs |  | Available | 750/339 | Cx=0.3447;Cy=0.3553 | Class I | IK08 | IP50 | IP20 | 60 | 750 | -20 | 1 | 170 | RAL9429 | 50-60Hz | Passive | LED | dimmable | High Bay Rectangular | Tungsram High-bay IP20 | Indoor industrial |  |  | 30750 | No sensor |  |  |  | Bracket kit. Tilted bracket kit. Busbar bracket kit. Cable hook pair
TBD | TU HB IP20 G1 1H25 5K70 L3 DL EA | image | datasheet | deeplink | TUNGSRAM - Tungsram High-bay IP20 - 26330lm - 159W - 5000K - 70CRI - TBD[SKU] - Bracket. Y-cable | 3 | Bracket. Y-cable | LED | 1 | 159 | [8 empty] | CE | [6 empty] | 20 | 5000 | 398x263x81 |  | 220-240V |  | 5 |  | 30° | 3 | 70 |  | 5000 |  |  | >=0.9 | 116706 |  |  | 166.02 |  |  | 9 | L3 | 25 | max. 10% at 100.000 hrs |  | Available | 750/339 | Cx=0.3447;Cy=0.3553 | Class I | IK08 | IP50 | IP20 | 60 | 700 | -20 | 1 | 158.6 | RAL9428 | 50-60Hz | Passive | LED | dimmable | High Bay Rectangular | Tungsram High-bay IP20 | Indoor industrial |  |  | 26330 | No sensor |  |  |  | Bracket kit. Tilted bracket kit. Busbar bracket kit. Cable hook pair
TBD | TU HB IP20 G1 1H25 5K70 L3 DL ST | image | datasheet | deeplink | TUNGSRAM - Tungsram High-bay IP20 - 26330lm - 155W - 5000K - 70CRI - TBD[SKU] - Bracket. Y-cable | 2 | Bracket. Y-cable | LED | 1 | 155 | [8 empty] | CE | [6 empty] | 20 | 5000 | 398x263x81 |  | 220-240V |  | 5 |  | 30° | 3 | 70 |  | 5000 |  |  | >=0.9 | 116706 |  |  | 170.31 |  |  | 9 | L3 | 25 | max. 10% at 100.000 hrs |  | Available | 750/339 | Cx=0.3447;Cy=0.3553 | Class I | IK08 | IP50 | IP20 | 60 | 690 | -20 | 1 | 154.6 | RAL9427 | 50-60Hz | Passive | LED | dimmable | High Bay Rectangular | Tungsram High-bay IP20 | Indoor industrial |  |  | 26330 | No sensor |  |  |  | Bracket kit. Tilted bracket kit. Busbar bracket kit. Cable hook pair
TBD | TU HB IP20 G1 1H20 5K70 L3 DL EA | image | datasheet | deeplink | TUNGSRAM - Tungsram High-bay IP20 - 20530lm - 120W - 5000K - 70CRI - TBD[SKU] - Bracket. Y-cable | 3 | Bracket. Y-cable | LED | 1 | 120 | [8 empty] | CE | [6 empty] | 20 | 5000 | 398x263x81 |  | 220-240V |  | 5 |  | 30° | 3 | 70 |  | 5000 |  |  | >=0.9 | 100000 |  |  | 171.08 |  |  | 9 | L3 | 25 | max. 10% at 100.000 hrs |  | Available | 750/339 | Cx=0.3447;Cy=0.3553 | Class I | IK08 | IP50 | IP20 | 60 | 530 | -20 | 1 | 120 | RAL9426 | 50-60Hz | Passive | LED | dimmable | High Bay Rectangular | Tungsram High-bay IP20 | Indoor industrial |  |  | 20530 | No sensor |  |  |  | Bracket kit. Tilted bracket kit. Busbar bracket kit. Cable hook pair
TBD | TU HB IP20 G1 1H20 5K70 L3 DL ST | image | datasheet | deeplink | TUNGSRAM - Tungsram High-bay IP20 - 20530lm - 116W - 5000K - 70CRI - TBD[SKU] - Bracket. Y-cable | 2 | Bracket. Y-cable | LED | 1 | 116 | [8 empty] | CE | [6 empty] | 20 | 5000 | 398x263x81 |  | 220-240V |  | 5 |  | 30° | 3 | 70 |  | 5000 |  |  | >=0.9 | 100000 |  |  | 176.98 |  |  | 9 | L3 | 25 | max. 10% at 100.000 hrs |  | Available | 750/339 | Cx=0.3447;Cy=0.3553 | Class I | IK08 | IP50 | IP20 | 60 | 510 | -20 | 1 | 116 | RAL9425 | 50-60Hz | Passive | LED | dimmable | High Bay Rectangular | Tungsram High-bay IP20 | Indoor industrial |  |  | 20530 | No sensor |  |  |  | Bracket kit. Tilted bracket kit. Busbar bracket kit. Cable hook pair
TBD | TU HB IP20 G1 1H15 5K70 L3 DL ST | image | datasheet | deeplink | TUNGSRAM - Tungsram High-bay IP20 - 15800lm - 86W - 5000K - 70CRI - TBD[SKU] - Bracket. Y-cable | 2 | Bracket. Y-cable | LED | 1 | 86 | [8 empty] | CE | [6 empty] | 20 | 5000 | 398x263x81 |  | 220-240V |  | 5 |  | 30° | 3 | 70 |  | 5000 |  |  | >=0.9 | 116706 |  |  | 183.72 |  |  | 9 | L3 | 25 | max. 10% at 100.000 hrs |  | Available | 750/339 | Cx=0.3447;Cy=0.3553 | Class I | IK08 | IP50 | IP20 | 60 | 380 | -20 | 1 | 86 | RAL9424 | 50-60Hz | Passive | LED | dimmable | High Bay Rectangular | Tungsram High-bay IP20 | Indoor industrial |  |  | 15800 | No sensor |  |  |  | Bracket kit. Tilted bracket kit. Busbar bracket kit. Cable hook pair
TBD | TU HB IP20 G1 1H10 5K70 L3 DL ST | image | datasheet | deeplink | TUNGSRAM - Tungsram High-bay IP20 - 10420lm - 56W - 5000K - 70CRI - TBD[SKU] - Bracket. Y-cable | 2 | Bracket. Y-cable | LED | 1 | 56 | [8 empty] | CE | [6 empty] | 20 | 5000 | 398x263x81 |  | 220-240V |  | 5 |  | 30° | 3 | 70 |  | 5000 |  |  | >=0.9 | 115000 |  |  | 186.07 |  |  | 9 | L3 | 25 | max. 10% at 100.000 hrs |  | Available | 750/339 | Cx=0.3447;Cy=0.3553 | Class I | IK08 | IP50 | IP20 | 60 | 250 | -20 | 1 | 56 | RAL9423 | 50-60Hz | Passive | LED | dimmable | High Bay Rectangular | Tungsram High-bay IP20 | Indoor industrial |  |  | 10420 | No sensor |  |  |  | Bracket kit. Tilted bracket kit. Busbar bracket kit. Cable hook pair
TBD | TU HB IP20 G1 1S30 5K70 L3 RF ST | image | datasheet | deeplink | TUNGSRAM - Tungsram High-bay IP20 - 29800lm - 201W - 5000K - 70CRI - TBD[SKU] - Bracket. Y-cable | 2 | Bracket. Y-cable | LED | 1 | 201 | [8 empty] | CE | [6 empty] | 20 | 5000 | 478x263x86 |  | 220-240V |  | 5 |  | 30° | 3 | 70 |  | 5000 |  |  | >=0.9 | 117000 |  |  | 148.48 |  |  | 9 | L3 | 25 | max. 10% at 100.000 hrs |  | Available | 750/339 | Cx=0.3447;Cy=0.3553 | Class I | IK08 | IP50 | IP20 | 60 | 890 | -20 | 1 | 200.7 | RAL9422 | 50-60Hz | Passive | LED | embedded sensor system | High Bay Rectangular | Tungsram High-bay IP20 | Indoor industrial |  |  | 29800 | Yes |  |  |  | Bracket kit. Tilted bracket kit. Busbar bracket kit. Cable hook pair
TBD | TU HB IP20 G1 1S22 5K70 L3 RF ST | image | datasheet | deeplink | TUNGSRAM - Tungsram High-bay IP20 - 24750lm - 164W - 5000K - 70CRI - TBD[SKU] - Bracket. Y-cable | 2 | Bracket. Y-cable | LED | 1 | 164 | [8 empty] | CE | [6 empty] | 20 | 5000 | 478x263x86 |  | 220-240V |  | 5 |  | 30° | 3 | 70 |  | 5000 |  |  | >=0.9 | 116706 |  |  | 151.19 |  |  | 9 | L3 | 25 | max. 10% at 100.000 hrs |  | Available | 750/339 | Cx=0.3447;Cy=0.3553 | Class I | IK08 | IP50 | IP20 | 60 | 730 | -20 | 1 | 163.7 | RAL9421 | 50-60Hz | Passive | LED | embedded sensor system | High Bay Rectangular | Tungsram High-bay IP20 | Indoor industrial |  |  | 24750 | Yes |  |  |  | Bracket kit. Tilted bracket kit. Busbar bracket kit. Cable hook pair
TBD | TU HB IP20 G1 1S20 5K70 L3 RF ST | image | datasheet | deeplink | TUNGSRAM - Tungsram High-bay IP20 - 20950lm - 143W - 5000K - 70CRI - TBD[SKU] - Bracket. Y-cable | 2 | Bracket. Y-cable | LED | 1 | 143 | [8 empty] | CE | [6 empty] | 20 | 5000 | 478x263x86 |  | 220-240V |  | 5 |  | 30° | 3 | 70 |  | 5000 |  |  | >=0.9 | 197000 |  |  | 146.81 |  |  | 9 | L3 | 25 | max. 10% at 100.000 hrs |  | Available | 750/339 | Cx=0.3447;Cy=0.3553 | Class I | IK08 | IP50 | IP20 | 60 | 630 | -20 | 1 | 142.7 | RAL9420 | 50-60Hz | Passive | LED | embedded sensor system | High Bay Rectangular | Tungsram High-bay IP20 | Indoor industrial |  |  | 20950 | Yes |  |  |  | Bracket kit. Tilted bracket kit. Busbar bracket kit. Cable hook pair
TBD | TU HB IP20 G1 1S12 5K70 L3 RF ST | image | datasheet | deeplink | TUNGSRAM - Tungsram High-bay IP20 - 14220lm - 94W - 5000K - 70CRI - TBD[SKU] - Bracket. Y-cable | 2 | Bracket. Y-cable | LED | 1 | 94 | [8 empty] | CE | [6 empty] | 20 | 5000 | 478x263x86 |  | 220-240V |  | 5 |  | 30° | 3 | 70 |  | 5000 |  |  | >=0.9 | 116706 |  |  | 151.76 |  |  | 9 | L3 | 25 | max. 10% at 100.000 hrs |  | Available | 750/339 | Cx=0.3447;Cy=0.3553 | Class I | IK08 | IP50 | IP20 | 60 | 420 | -20 | 1 | 93.7 | RAL9419 | 50-60Hz | Passive | LED | embedded sensor system | High Bay Rectangular | Tungsram High-bay IP20 | Indoor industrial |  |  | 14220 | Yes |  |  |  | Bracket kit. Tilted bracket kit. Busbar bracket kit. Cable hook pair
TBD | TU HB IP20 G1 1S10 5K70 L3 RF ST | image | datasheet | deeplink | TUNGSRAM - Tungsram High-bay IP20 - 10180lm - 69W - 5000K - 70CRI - TBD[SKU] - Bracket. Y-cable | 2 | Bracket. Y-cable | LED | 1 | 69 | [8 empty] | CE | [6 empty] | 20 | 5000 | 478x263x86 |  | 220-240V |  | 5 |  | 30° | 3 | 70 |  | 5000 |  |  | >=0.9 | 259000 |  |  | 148.18 |  |  | 9 | L3 | 25 | max. 10% at 100.000 hrs |  | Available | 750/339 | Cx=0.3447;Cy=0.3553 | Class I | IK08 | IP50 | IP20 | 60 | 300 | -20 | 1 | 68.7 | RAL9418 | 50-60Hz | Passive | LED | embedded sensor system | High Bay Rectangular | Tungsram High-bay IP20 | Indoor industrial |  |  | 10180 | Yes |  |  |  | Bracket kit. Tilted bracket kit. Busbar bracket kit. Cable hook pair
TBD | TU HB IP20 G1 1S30 5K70 L3 DL ST | image | datasheet | deeplink | TUNGSRAM - Tungsram High-bay IP20 - 29800lm - 199W - 5000K - 70CRI - TBD[SKU] - Bracket. Y-cable | 2 | Bracket. Y-cable | LED | 1 | 199 | [8 empty] | CE | [6 empty] | 20 | 5000 | 398x263x81 |  | 220-240V |  | 5 |  | 30° | 3 | 70 |  | 5000 |  |  | >=0.9 | 117000 |  |  | 149.75 |  |  | 9 | L3 | 25 | max. 10% at 100.000 hrs |  | Available | 750/339 | Cx=0.3447;Cy=0.3553 | Class I | IK08 | IP50 | IP20 | 60 | 880 | -20 | 1 | 199 | RAL9417 | 50-60Hz | Passive | LED | dimmable | High Bay Rectangular | Tungsram High-bay IP20 | Indoor industrial |  |  | 29800 | No sensor |  |  |  | Bracket kit. Tilted bracket kit. Busbar bracket kit. Cable hook pair
TBD | TU HB IP20 G1 1S22 5K70 L3 DL ST | image | datasheet | deeplink | TUNGSRAM - Tungsram High-bay IP20 - 24750lm - 162W - 5000K - 70CRI - TBD[SKU] - Bracket. Y-cable | 2 | Bracket. Y-cable | LED | 1 | 162 | [8 empty] | CE | [6 empty] | 20 | 5000 | 398x263x81 |  | 220-240V |  | 5 |  | 30° | 3 | 70 |  | 5000 |  |  | >=0.9 | 116706 |  |  | 152.78 |  |  | 9 | L3 | 25 | max. 10% at 100.000 hrs |  | Available | 750/339 | Cx=0.3447;Cy=0.3553 | Class I | IK08 | IP50 | IP20 | 60 | 720 | -20 | 1 | 162 | RAL9416 | 50-60Hz | Passive | LED | dimmable | High Bay Rectangular | Tungsram High-bay IP20 | Indoor industrial |  |  | 24750 | No sensor |  |  |  | Bracket kit. Tilted bracket kit. Busbar bracket kit. Cable hook pair
TBD | TU HB IP20 G1 1S20 5K70 L3 DL ST | image | datasheet | deeplink | TUNGSRAM - Tungsram High-bay IP20 - 20950lm - 141W - 5000K - 70CRI - TBD[SKU] - Bracket. Y-cable | 2 | Bracket. Y-cable | LED | 1 | 141 | [8 empty] | CE | [6 empty] | 20 | 5000 | 398x263x81 |  | 220-240V |  | 5 |  | 30° | 3 | 70 |  | 5000 |  |  | >=0.9 | 197000 |  |  | 148.58 |  |  | 9 | L3 | 25 | max. 10% at 100.000 hrs |  | Available | 750/339 | Cx=0.3447;Cy=0.3553 | Class I | IK08 | IP50 | IP20 | 60 | 630 | -20 | 1 | 141 | RAL9415 | 50-60Hz | Passive | LED | dimmable | High Bay Rectangular | Tungsram High-bay IP20 | Indoor industrial |  |  | 20950 | No sensor |  |  |  | Bracket kit. Tilted bracket kit. Busbar bracket kit. Cable hook pair
TBD | TU HB IP20 G1 1S12 5K70 L3 DL ST | image | datasheet | deeplink | TUNGSRAM - Tungsram High-bay IP20 - 14220lm - 92W - 5000K - 70CRI - TBD[SKU] - Bracket. Y-cable | 2 | Bracket. Y-cable | LED | 1 | 92 | [8 empty] | CE | [6 empty] | 20 | 5000 | 398x263x81 |  | 220-240V |  | 5 |  | 30° | 3 | 70 |  | 5000 |  |  | >=0.9 | 116706 |  |  | 154.57 |  |  | 9 | L3 | 25 | max. 10% at 100.000 hrs |  | Available | 750/339 | Cx=0.3447;Cy=0.3553 | Class I | IK08 | IP50 | IP20 | 60 | 410 | -20 | 1 | 92 | RAL9414 | 50-60Hz | Passive | LED | dimmable | High Bay Rectangular | Tungsram High-bay IP20 | Indoor industrial |  |  | 14220 | No sensor |  |  |  | Bracket kit. Tilted bracket kit. Busbar bracket kit. Cable hook pair
TBD | TU HB IP20 G1 1S10 5K70 L3 DL ST | image | datasheet | deeplink | TUNGSRAM - Tungsram High-bay IP20 - 10180lm - 67W - 5000K - 70CRI - TBD[SKU] - Bracket. Y-cable | 2 | Bracket. Y-cable | LED | 1 | 67 | [8 empty] | CE | [6 empty] | 20 | 5000 | 398x263x81 |  | 220-240V |  | 5 |  | 30° | 3 | 70 |  | 5000 |  |  | >=0.9 | 259000 |  |  | 151.94 |  |  | 9 | L3 | 25 | max. 10% at 100.000 hrs |  | Available | 750/339 | Cx=0.3447;Cy=0.3553 | Class I | IK08 | IP50 | IP20 | 60 | 300 | -20 | 1 | 67 | RAL9413 | 50-60Hz | Passive | LED | dimmable | High Bay Rectangular | Tungsram High-bay IP20 | Indoor industrial |  |  | 10180 | No sensor |  |  |  | Bracket kit. Tilted bracket kit. Busbar bracket kit. Cable hook pair
TBD | TU HB IP20 G1 2S60 5K70 L3 SN ST | image | datasheet | deeplink | TUNGSRAM - Tungsram High-bay IP20 - 63180lm - 437W - 5000K - 70CRI - TBD[SKU] - Bracket. Y-cable | 4 | Bracket. Y-cable | LED | 1 | 437 | [8 empty] | CE | [6 empty] | 20 | 5000 | 843x263x86 |  | 220-240V |  | 5 |  | 30° | 3 | 70 |  | 5000 |  |  | >=0.9 | 116706 |  |  | 144.68 |  |  | 9 | L3 | 25 | max. 10% at 100.000 hrs |  | Available | 750/339 | Cx=0.3447;Cy=0.3553 | Class I | IK08 | IP50 | IP20 | 60 | 1940 | -20 | 1 | 436.7 | RAL9412 | 50-60Hz | Passive | LED | embedded sensor system | High Bay Rectangular | Tungsram High-bay IP20 | Indoor industrial |  |  | 63180 | Yes |  |  |  | Bracket kit. Tilted bracket kit. Busbar bracket kit. Cable hook pair
TBD | TU HB IP20 G1 1S30 5K70 L3 SN ST | image | datasheet | deeplink | TUNGSRAM - Tungsram High-bay IP20 - 29800lm - 201W - 5000K - 70CRI - TBD[SKU] - Bracket. Y-cable | 2 | Bracket. Y-cable | LED | 1 | 201 | [8 empty] | CE | [6 empty] | 20 | 5000 | 478x263x86 |  | 220-240V |  | 5 |  | 30° | 3 | 70 |  | 5000 |  |  | >=0.9 | 117000 |  |  | 148.48 |  |  | 9 | L3 | 25 | max. 10% at 100.000 hrs |  | Available | 750/339 | Cx=0.3447;Cy=0.3553 | Class I | IK08 | IP50 | IP20 | 60 | 890 | -20 | 1 | 200.7 | RAL9411 | 50-60Hz | Passive | LED | embedded sensor system | High Bay Rectangular | Tungsram High-bay IP20 | Indoor industrial |  |  | 29800 | Yes |  |  |  | Bracket kit. Tilted bracket kit. Busbar bracket kit. Cable hook pair
TBD | TU HB IP20 G1 1S22 5K70 L3 SN ST | image | datasheet | deeplink | TUNGSRAM - Tungsram High-bay IP20 - 24750lm - 164W - 5000K - 70CRI - TBD[SKU] - Bracket. Y-cable | 2 | Bracket. Y-cable | LED | 1 | 164 | [8 empty] | CE | [6 empty] | 20 | 5000 | 478x263x86 |  | 220-240V |  | 5 |  | 30° | 3 | 70 |  | 5000 |  |  | >=0.9 | 116706 |  |  | 151.19 |  |  | 9 | L3 | 25 | max. 10% at 100.000 hrs |  | Available | 750/339 | Cx=0.3447;Cy=0.3553 | Class I | IK08 | IP50 | IP20 | 60 | 730 | -20 | 1 | 163.7 | RAL9410 | 50-60Hz | Passive | LED | embedded sensor system | High Bay Rectangular | Tungsram High-bay IP20 | Indoor industrial |  |  | 24750 | Yes |  |  |  | Bracket kit. Tilted bracket kit. Busbar bracket kit. Cable hook pair
TBD | TU HB IP20 G1 1S20 5K70 L3 SN ST | image | datasheet | deeplink | TUNGSRAM - Tungsram High-bay IP20 - 20950lm - 143W - 5000K - 70CRI - TBD[SKU] - Bracket. Y-cable | 2 | Bracket. Y-cable | LED | 1 | 143 | [8 empty] | CE | [6 empty] | 20 | 5000 | 478x263x86 |  | 220-240V |  | 5 |  | 30° | 3 | 70 |  | 5000 |  |  | >=0.9 | 197000 |  |  | 146.81 |  |  | 9 | L3 | 25 | max. 10% at 100.000 hrs |  | Available | 750/339 | Cx=0.3447;Cy=0.3553 | Class I | IK08 | IP50 | IP20 | 60 | 630 | -20 | 1 | 142.7 | RAL9409 | 50-60Hz | Passive | LED | embedded sensor system | High Bay Rectangular | Tungsram High-bay IP20 | Indoor industrial |  |  | 20950 | Yes |  |  |  | Bracket kit. Tilted bracket kit. Busbar bracket kit. Cable hook pair
TBD | TU HB IP20 G1 1S12 5K70 L3 SN ST | image | datasheet | deeplink | TUNGSRAM - Tungsram High-bay IP20 - 14220lm - 94W - 5000K - 70CRI - TBD[SKU] - Bracket. Y-cable | 2 | Bracket. Y-cable | LED | 1 | 94 | [8 empty] | CE | [6 empty] | 20 | 5000 | 478x263x86 |  | 220-240V |  | 5 |  | 30° | 3 | 70 |  | 5000 |  |  | >=0.9 | 116706 |  |  | 151.76 |  |  | 9 | L3 | 25 | max. 10% at 100.000 hrs |  | Available | 750/339 | Cx=0.3447;Cy=0.3553 | Class I | IK08 | IP50 | IP20 | 60 | 420 | -20 | 1 | 93.7 | RAL9408 | 50-60Hz | Passive | LED | embedded sensor system | High Bay Rectangular | Tungsram High-bay IP20 | Indoor industrial |  |  | 14220 | Yes |  |  |  | Bracket kit. Tilted bracket kit. Busbar bracket kit. Cable hook pair
TBD | TU HB IP20 G1 1S10 5K70 L3 SN ST | image | datasheet | deeplink | TUNGSRAM - Tungsram High-bay IP20 - 10180lm - 69W - 5000K - 70CRI - TBD[SKU] - Bracket. Y-cable | 2 | Bracket. Y-cable | LED | 1 | 69 | [8 empty] | CE | [6 empty] | 20 | 5000 | 478x263x86 |  | 220-240V |  | 5 |  | 30° | 3 | 70 |  | 5000 |  |  | >=0.9 | 259000 |  |  | 148.18 |  |  | 9 | L3 | 25 | max. 10% at 100.000 hrs |  | Available | 750/339 | Cx=0.3447;Cy=0.3553 | Class I | IK08 | IP50 | IP20 | 60 | 300 | -20 | 1 | 68.7 | RAL9407 | 50-60Hz | Passive | LED | embedded sensor system | High Bay Rectangular | Tungsram High-bay IP20 | Indoor industrial |  |  | 10180 | Yes |  |  |  | Bracket kit. Tilted bracket kit. Busbar bracket kit. Cable hook pair
TBD | TU HB IP20 G1 2S60 5K70 L3 FX ST | image | datasheet | deeplink | TUNGSRAM - Tungsram High-bay IP20 - 63180lm - 435W - 5000K - 70CRI - TBD[SKU] - Bracket. Y-cable | 4 | Bracket. Y-cable | LED | 1 | 435 | [8 empty] | CE | [6 empty] | 20 | 5000 | 763x263x81 |  | 220-240V |  | 5 |  | 30° | 3 | 70 |  | 5000 |  |  | >=0.9 | 116706 |  |  | 145.24 |  |  | 9 | L3 | 25 | max. 10% at 100.000 hrs |  | Available | 750/339 | Cx=0.3447;Cy=0.3553 | Class I | IK08 | IP50 | IP20 | 60 | 1930 | -20 | 1 | 435 | RAL9406 | 50-60Hz | Passive | LED | none | High Bay Rectangular | Tungsram High-bay IP20 | Indoor industrial |  |  | 63180 | No sensor |  |  |  | Bracket kit. Tilted bracket kit. Busbar bracket kit. Cable hook pair
TBD | TU HB IP20 G1 1S30 5K70 L3 FX ST | image | datasheet | deeplink | TUNGSRAM - Tungsram High-bay IP20 - 29800lm - 199W - 5000K - 70CRI - TBD[SKU] - Bracket. Y-cable | 2 | Bracket. Y-cable | LED | 1 | 199 | [8 empty] | CE | [6 empty] | 20 | 5000 | 398x263x81 |  | 220-240V |  | 5 |  | 30° | 3 | 70 |  | 5000 |  |  | >=0.9 | 117000 |  |  | 149.75 |  |  | 9 | L3 | 25 | max. 10% at 100.000 hrs |  | Available | 750/339 | Cx=0.3447;Cy=0.3553 | Class I | IK08 | IP50 | IP20 | 60 | 880 | -20 | 1 | 199 | RAL9405 | 50-60Hz | Passive | LED | none | High Bay Rectangular | Tungsram High-bay IP20 | Indoor industrial |  |  | 29800 | No sensor |  |  |  | Bracket kit. Tilted bracket kit. Busbar bracket kit. Cable hook pair
TBD | TU HB IP20 G1 1S22 5K70 L3 FX ST | image | datasheet | deeplink | TUNGSRAM - Tungsram High-bay IP20 - 24750lm - 162W - 5000K - 70CRI - TBD[SKU] - Bracket. Y-cable | 2 | Bracket. Y-cable | LED | 1 | 162 | [8 empty] | CE | [6 empty] | 20 | 5000 | 398x263x81 |  | 220-240V |  | 5 |  | 30° | 3 | 70 |  | 5000 |  |  | >=0.9 | 116706 |  |  | 152.78 |  |  | 9 | L3 | 25 | max. 10% at 100.000 hrs |  | Available | 750/339 | Cx=0.3447;Cy=0.3553 | Class I | IK08 | IP50 | IP20 | 60 | 720 | -20 | 1 | 162 | RAL9404 | 50-60Hz | Passive | LED | none | High Bay Rectangular | Tungsram High-bay IP20 | Indoor industrial |  |  | 24750 | No sensor |  |  |  | Bracket kit. Tilted bracket kit. Busbar bracket kit. Cable hook pair
TBD | TU HB IP20 G1 1S20 5K70 L3 FX EA | image | datasheet | deeplink | TUNGSRAM - Tungsram High-bay IP20 - 20950lm - 145W - 5000K - 70CRI - TBD[SKU] - Bracket. Y-cable | 3 | Bracket. Y-cable | LED | 1 | 145 | [8 empty] | CE | [6 empty] | 20 | 5000 | 398x263x81 |  | 220-240V |  | 5 |  | 30° | 3 | 70 |  | 5000 |  |  | >=0.9 | 197000 |  |  | 144.48 |  |  | 9 | L3 | 25 | max. 10% at 100.000 hrs |  | Available | 750/339 | Cx=0.3447;Cy=0.3553 | Class I | IK08 | IP50 | IP20 | 60 | 640 | -20 | 1 | 145 | RAL9403 | 50-60Hz | Passive | LED | none | High Bay Rectangular | Tungsram High-bay IP20 | Indoor industrial |  |  | 20950 | No sensor |  |  |  | Bracket kit. Tilted bracket kit. Busbar bracket kit. Cable hook pair
TBD | TU HB IP20 G1 1S20 5K70 L3 FX ST | image | datasheet | deeplink | TUNGSRAM - Tungsram High-bay IP20 - 20950lm - 141W - 5000K - 70CRI - TBD[SKU] - Bracket. Y-cable | 2 | Bracket. Y-cable | LED | 1 | 141 | [8 empty] | CE | [6 empty] | 20 | 5000 | 398x263x81 |  | 220-240V |  | 5 |  | 30° | 3 | 70 |  | 5000 |  |  | >=0.9 | 197000 |  |  | 148.58 |  |  | 9 | L3 | 25 | max. 10% at 100.000 hrs |  | Available | 750/339 | Cx=0.3447;Cy=0.3553 | Class I | IK08 | IP50 | IP20 | 60 | 630 | -20 | 1 | 141 | RAL9402 | 50-60Hz | Passive | LED | none | High Bay Rectangular | Tungsram High-bay IP20 | Indoor industrial |  |  | 20950 | No sensor |  |  |  | Bracket kit. Tilted bracket kit. Busbar bracket kit. Cable hook pair
TBD | TU HB IP20 G1 1S12 5K70 L3 FX ST | image | datasheet | deeplink | TUNGSRAM - Tungsram High-bay IP20 - 14220lm - 92W - 5000K - 70CRI - TBD[SKU] - Bracket. Y-cable | 2 | Bracket. Y-cable | LED | 1 | 92 | [8 empty] | CE | [6 empty] | 20 | 5000 | 398x263x81 |  | 220-240V |  | 5 |  | 30° | 3 | 70 |  | 5000 |  |  | >=0.9 | 116706 |  |  | 154.57 |  |  | 9 | L3 | 25 | max. 10% at 100.000 hrs |  | Available | 750/339 | Cx=0.3447;Cy=0.3553 | Class I | IK08 | IP50 | IP20 | 60 | 410 | -20 | 1 | 92 | RAL9401 | 50-60Hz | Passive | LED | none | High Bay Rectangular | Tungsram High-bay IP20 | Indoor industrial |  |  | 14220 | No sensor |  |  |  | Bracket kit. Tilted bracket kit. Busbar bracket kit. Cable hook pair
TBD | TU HB IP20 G1 1S10 5K70 L3 FX ST | image | datasheet | deeplink | TUNGSRAM - Tungsram High-bay IP20 - 10180lm - 67W - 5000K - 70CRI - TBD[SKU] - Bracket. Y-cable | 2 | Bracket. Y-cable | LED | 1 | 67 | [8 empty] | CE | [6 empty] | 20 | 5000 | 398x263x81 |  | 220-240V |  | 5 |  | 30° | 3 | 70 |  | 5000 |  |  | >=0.9 | 259000 |  |  | 151.94 |  |  | 9 | L3 | 25 | max. 10% at 100.000 hrs |  | Available | 750/339 | Cx=0.3447;Cy=0.3553 | Class I | IK08 | IP50 | IP20 | 60 | 300 | -20 | 1 | 67 | RAL9400 | 50-60Hz | Passive | LED | none | High Bay Rectangular | Tungsram High-bay IP20 | Indoor industrial |  |  | 10180 | No sensor |  |  |  | Bracket kit. Tilted bracket kit. Busbar bracket kit. Cable hook pair
TBD | TU HB IP20 G1 2H45 4K80 D1 NL ST | image | datasheet | deeplink | TUNGSRAM - Tungsram High-bay IP20 - 38650lm - 273W - 4000K - 80CRI - TBD[SKU] - Bracket. Y-cable | 4 | Bracket. Y-cable | LED | 1 | 273 | [8 empty] | CE | [6 empty] | 20 | 4000 | 779x263x96 |  | 220-240V |  | 5 |  | 100° Diffuse | 3 | 80 |  | 4000 |  |  | >=0.9 | 116000 |  |  | 141.58 |  |  | 9 | D1 | 25 | max. 10% at 100.000 hrs |  | Available | 840/339 | Cx=0.4338;Cy=0.4030 | Class I | IK08 | IP20 | IP20 | 60 | 1210 | -20 | 1 | 273 | RAL9399 | 50-60Hz | Passive | LED | embedded sensor system | High Bay Rectangular | Tungsram High-bay IP20 | Indoor industrial |  |  | 38650 | Yes |  |  |  | Bracket kit. Tilted bracket kit. Busbar bracket kit. Cable hook pair
TBD | TU HB IP20 G1 2H30 4K80 D1 NL EA | image | datasheet | deeplink | TUNGSRAM - Tungsram High-bay IP20 - 24970lm - 175W - 4000K - 80CRI - TBD[SKU] - Bracket. Y-cable | 5 | Bracket. Y-cable | LED | 1 | 175 | [8 empty] | CE | [6 empty] | 20 | 4000 | 855x263x96 |  | 220-240V |  | 5 |  | 100° Diffuse | 3 | 80 |  | 4000 |  |  | >=0.9 | 105000 |  |  | 142.69 |  |  | 9 | D1 | 25 | max. 10% at 100.000 hrs |  | Available | 840/339 | Cx=0.4338;Cy=0.4030 | Class I | IK08 | IP20 | IP20 | 60 |  | -20 | 1 | 175 | RAL9398 | 50-60Hz | Passive | LED | embedded sensor system | High Bay Rectangular | Tungsram High-bay IP20 | Indoor industrial |  |  | 24970 | Yes |  |  |  | Bracket kit. Tilted bracket kit. Busbar bracket kit. Cable hook pair
TBD | TU HB IP20 G1 2H30 4K80 D1 NL ST | image | datasheet | deeplink | TUNGSRAM - Tungsram High-bay IP20 - 24970lm - 171W - 4000K - 80CRI - TBD[SKU] - Bracket. Y-cable | 4 | Bracket. Y-cable | LED | 1 | 171 | [8 empty] | CE | [6 empty] | 20 | 4000 | 779x263x96 |  | 220-240V |  | 5 |  | 100° Diffuse | 3 | 80 |  | 4000 |  |  | >=0.9 | 105000 |  |  | 146.02 |  |  | 9 | D1 | 25 | max. 10% at 100.000 hrs |  | Available | 840/339 | Cx=0.4338;Cy=0.4030 | Class I | IK08 | IP20 | IP20 | 60 | 760 | -20 | 1 | 171 | RAL9397 | 50-60Hz | Passive | LED | embedded sensor system | High Bay Rectangular | Tungsram High-bay IP20 | Indoor industrial |  |  | 24970 | Yes |  |  |  | Bracket kit. Tilted bracket kit. Busbar bracket kit. Cable hook pair
TBD | TU HB IP20 G1 1H25 4K80 D1 NL EA | image | datasheet | deeplink | TUNGSRAM - Tungsram High-bay IP20 - 21380lm - 160W - 4000K - 80CRI - TBD[SKU] - Bracket. Y-cable | 3 | Bracket. Y-cable | LED | 1 | 160 | [8 empty] | CE | [6 empty] | 20 | 4000 | 414x263x96 |  | 220-240V |  | 5 |  | 100° Diffuse | 3 | 80 |  | 4000 |  |  | >=0.9 | 116706 |  |  | 133.96 |  |  | 9 | D1 | 25 | max. 10% at 100.000 hrs |  | Available | 840/339 | Cx=0.4338;Cy=0.4030 | Class I | IK08 | IP20 | IP20 | 60 | 710 | -20 | 1 | 159.6 | RAL9396 | 50-60Hz | Passive | LED | embedded sensor system | High Bay Rectangular | Tungsram High-bay IP20 | Indoor industrial |  |  | 21380 | Yes |  |  |  | Bracket kit. Tilted bracket kit. Busbar bracket kit. Cable hook pair
TBD | TU HB IP20 G1 1H25 4K80 D1 NL ST | image | datasheet | deeplink | TUNGSRAM - Tungsram High-bay IP20 - 21380lm - 156W - 4000K - 80CRI - TBD[SKU] - Bracket. Y-cable | 2 | Bracket. Y-cable | LED | 1 | 156 | [8 empty] | CE | [6 empty] | 20 | 4000 | 414x263x96 |  | 220-240V |  | 5 |  | 100° Diffuse | 3 | 80 |  | 4000 |  |  | >=0.9 | 116706 |  |  | 137.4 |  |  | 9 | D1 | 25 | max. 10% at 100.000 hrs |  | Available | 840/339 | Cx=0.4338;Cy=0.4030 | Class I | IK08 | IP20 | IP20 | 60 | 690 | -20 | 1 | 155.6 | RAL9395 | 50-60Hz | Passive | LED | embedded sensor system | High Bay Rectangular | Tungsram High-bay IP20 | Indoor industrial |  |  | 21380 | Yes |  |  |  | Bracket kit. Tilted bracket kit. Busbar bracket kit. Cable hook pair
TBD | TU HB IP20 G1 1H20 4K80 D1 NL ST | image | datasheet | deeplink | TUNGSRAM - Tungsram High-bay IP20 - 16670lm - 117W - 4000K - 80CRI - TBD[SKU] - Bracket. Y-cable | 2 | Bracket. Y-cable | LED | 1 | 117 | [8 empty] | CE | [6 empty] | 20 | 4000 | 414x263x96 |  | 220-240V |  | 5 |  | 100° Diffuse | 3 | 80 |  | 4000 |  |  | >=0.9 | 100000 |  |  | 142.48 |  |  | 9 | D1 | 25 | max. 10% at 100.000 hrs |  | Available | 840/339 | Cx=0.4338;Cy=0.4030 | Class I | IK08 | IP20 | IP20 | 60 | 520 | -20 | 1 | 117 | RAL9394 | 50-60Hz | Passive | LED | embedded sensor system | High Bay Rectangular | Tungsram High-bay IP20 | Indoor industrial |  |  | 16670 | Yes |  |  |  | Bracket kit. Tilted bracket kit. Busbar bracket kit. Cable hook pair
TBD | TU HB IP20 G1 1H15 4K80 D1 NL ST | image | datasheet | deeplink | TUNGSRAM - Tungsram High-bay IP20 - 12830lm - 87W - 4000K - 80CRI - TBD[SKU] - Bracket. Y-cable | 2 | Bracket. Y-cable | LED | 1 | 87 | [8 empty] | CE | [6 empty] | 20 | 4000 | 414x263x96 |  | 220-240V |  | 5 |  | 100° Diffuse | 3 | 80 |  | 4000 |  |  | >=0.9 | 116706 |  |  | 147.47 |  |  | 9 | D1 | 25 | max. 10% at 100.000 hrs |  | Available | 840/339 | Cx=0.4338;Cy=0.4030 | Class I | IK08 | IP20 | IP20 | 60 | 390 | -20 | 1 | 87 | RAL9393 | 50-60Hz | Passive | LED | embedded sensor system | High Bay Rectangular | Tungsram High-bay IP20 | Indoor industrial |  |  | 12830 | Yes |  |  |  | Bracket kit. Tilted bracket kit. Busbar bracket kit. Cable hook pair
TBD | TU HB IP20 G1 1H10 4K80 D1 NL ST | image | datasheet | deeplink | TUNGSRAM - Tungsram High-bay IP20 - 8460lm - 57W - 4000K - 80CRI - TBD[SKU] - Bracket. Y-cable | 2 | Bracket. Y-cable | LED | 1 | 57 | [8 empty] | CE | [6 empty] | 20 | 4000 | 414x263x96 |  | 220-240V |  | 5 |  | 100° Diffuse | 3 | 80 |  | 4000 |  |  | >=0.9 | 115000 |  |  | 148.42 |  |  | 9 | D1 | 25 | max. 10% at 100.000 hrs |  | Available | 840/339 | Cx=0.4338;Cy=0.4030 | Class I | IK08 | IP20 | IP20 | 60 | 250 | -20 | 1 | 57 | RAL9392 | 50-60Hz | Passive | LED | embedded sensor system | High Bay Rectangular | Tungsram High-bay IP20 | Indoor industrial |  |  | 8460 | Yes |  |  |  | Bracket kit. Tilted bracket kit. Busbar bracket kit. Cable hook pair
TBD | TU HB IP20 G1 2H45 4K80 D1 RF ST | image | datasheet | deeplink | TUNGSRAM - Tungsram High-bay IP20 - 38650lm - 274W - 4000K - 80CRI - TBD[SKU] - Bracket. Y-cable | 4 | Bracket. Y-cable | LED | 1 | 274 | [8 empty] | CE | [6 empty] | 20 | 4000 | 843x263x86 |  | 220-240V |  | 5 |  | 100° Diffuse | 3 | 80 |  | 4000 |  |  | >=0.9 | 116000 |  |  | 141.21 |  |  | 9 | D1 | 25 | max. 10% at 100.000 hrs |  | Available | 840/339 | Cx=0.4338;Cy=0.4030 | Class I | IK08 | IP20 | IP20 | 60 | 1210 | -20 | 1 | 273.7 | RAL9391 | 50-60Hz | Passive | LED | embedded sensor system | High Bay Rectangular | Tungsram High-bay IP20 | Indoor industrial |  |  | 38650 | Yes |  |  |  | Bracket kit. Tilted bracket kit. Busbar bracket kit. Cable hook pair
TBD | TU HB IP20 G1 2H30 4K80 D1 RF EA | image | datasheet | deeplink | TUNGSRAM - Tungsram High-bay IP20 - 24970lm - 176W - 4000K - 80CRI - TBD[SKU] - Bracket. Y-cable | 5 | Bracket. Y-cable | LED | 1 | 176 | [8 empty] | CE | [6 empty] | 20 | 4000 | 855x263x96 |  | 220-240V |  | 5 |  | 100° Diffuse | 3 | 80 |  | 4000 |  |  | >=0.9 | 105000 |  |  | 142.12 |  |  | 9 | D1 | 25 | max. 10% at 100.000 hrs |  | Available | 840/339 | Cx=0.4338;Cy=0.4030 | Class I | IK08 | IP20 | IP20 | 60 |  | -20 | 1 | 175.7 | RAL9390 | 50-60Hz | Passive | LED | embedded sensor system | High Bay Rectangular | Tungsram High-bay IP20 | Indoor industrial |  |  | 24970 | Yes |  |  |  | Bracket kit. Tilted bracket kit. Busbar bracket kit. Cable hook pair
TBD | TU HB IP20 G1 2H30 4K80 D1 RF ST | image | datasheet | deeplink | TUNGSRAM - Tungsram High-bay IP20 - 24970lm - 172W - 4000K - 80CRI - TBD[SKU] - Bracket. Y-cable | 4 | Bracket. Y-cable | LED | 1 | 172 | [8 empty] | CE | [6 empty] | 20 | 4000 | 843x263x86 |  | 220-240V |  | 5 |  | 100° Diffuse | 3 | 80 |  | 4000 |  |  | >=0.9 | 105000 |  |  | 145.43 |  |  | 9 | D1 | 25 | max. 10% at 100.000 hrs |  | Available | 840/339 | Cx=0.4338;Cy=0.4030 | Class I | IK08 | IP20 | IP20 | 60 | 760 | -30 | 1 | 171.7 | RAL9389 | 50-60Hz | Passive | LED | embedded sensor system | High Bay Rectangular | Tungsram High-bay IP20 | Indoor industrial |  |  | 24970 | Yes |  |  |  | Bracket kit. Tilted bracket kit. Busbar bracket kit. Cable hook pair
TBD | TU HB IP20 G1 1H25 4K80 D1 RF EA | image | datasheet | deeplink | TUNGSRAM - Tungsram High-bay IP20 - 21380lm - 160W - 4000K - 80CRI - TBD[SKU] - Bracket. Y-cable | 3 | Bracket. Y-cable | LED | 1 | 160 | [8 empty] | CE | [6 empty] | 20 | 4000 | 478x263x86 |  | 220-240V |  | 5 |  | 100° Diffuse | 3 | 80 |  | 4000 |  |  | >=0.9 | 116706 |  |  | 133.37 |  |  | 9 | D1 | 25 | max. 10% at 100.000 hrs |  | Available | 840/339 | Cx=0.4338;Cy=0.4030 | Class I | IK08 | IP20 | IP20 | 60 | 710 | -20 | 1 | 160.3 | RAL9388 | 50-60Hz | Passive | LED | embedded sensor system | High Bay Rectangular | Tungsram High-bay IP20 | Indoor industrial |  |  | 21380 | Yes |  |  |  | Bracket kit. Tilted bracket kit. Busbar bracket kit. Cable hook pair
TBD | TU HB IP20 G1 1H25 4K80 D1 RF ST | image | datasheet | deeplink | TUNGSRAM - Tungsram High-bay IP20 - 21380lm - 156W - 4000K - 80CRI - TBD[SKU] - Bracket. Y-cable | 2 | Bracket. Y-cable | LED | 1 | 156 | [8 empty] | CE | [6 empty] | 20 | 4000 | 478x263x86 |  | 220-240V |  | 5 |  | 100° Diffuse | 3 | 80 |  | 4000 |  |  | >=0.9 | 116706 |  |  | 136.79 |  |  | 9 | D1 | 25 | max. 10% at 100.000 hrs |  | Available | 840/339 | Cx=0.4338;Cy=0.4030 | Class I | IK08 | IP20 | IP20 | 60 | 690 | -30 | 1 | 156.3 | RAL9387 | 50-60Hz | Passive | LED | embedded sensor system | High Bay Rectangular | Tungsram High-bay IP20 | Indoor industrial |  |  | 21380 | Yes |  |  |  | Bracket kit. Tilted bracket kit. Busbar bracket kit. Cable hook pair
TBD | TU HB IP20 G1 1H20 4K80 D1 RF EA | image | datasheet | deeplink | TUNGSRAM - Tungsram High-bay IP20 - 16670lm - 122W - 4000K - 80CRI - TBD[SKU] - Bracket. Y-cable | 3 | Bracket. Y-cable | LED | 1 | 122 | [8 empty] | CE | [6 empty] | 20 | 4000 | 478x263x86 |  | 220-240V |  | 5 |  | 100° Diffuse | 3 | 80 |  | 4000 |  |  | >=0.9 | 100000 |  |  | 136.98 |  |  | 9 | D1 | 25 | max. 10% at 100.000 hrs |  | Available | 840/339 | Cx=0.4338;Cy=0.4030 | Class I | IK08 | IP20 | IP20 | 60 | 540 | -20 | 1 | 121.7 | RAL9386 | 50-60Hz | Passive | LED | embedded sensor system | High Bay Rectangular | Tungsram High-bay IP20 | Indoor industrial |  |  | 16670 | Yes |  |  |  | Bracket kit. Tilted bracket kit. Busbar bracket kit. Cable hook pair
TBD | TU HB IP20 G1 1H20 4K80 D1 RF ST | image | datasheet | deeplink | TUNGSRAM - Tungsram High-bay IP20 - 16670lm - 118W - 4000K - 80CRI - TBD[SKU] - Bracket. Y-cable | 2 | Bracket. Y-cable | LED | 1 | 118 | [8 empty] | CE | [6 empty] | 20 | 4000 | 478x263x86 |  | 220-240V |  | 5 |  | 100° Diffuse | 3 | 80 |  | 4000 |  |  | >=0.9 | 100000 |  |  | 141.63 |  |  | 9 | D1 | 25 | max. 10% at 100.000 hrs |  | Available | 840/339 | Cx=0.4338;Cy=0.4030 | Class I | IK08 | IP20 | IP20 | 60 | 520 | -30 | 1 | 117.7 | RAL9385 | 50-60Hz | Passive | LED | embedded sensor system | High Bay Rectangular | Tungsram High-bay IP20 | Indoor industrial |  |  | 16670 | Yes |  |  |  | Bracket kit. Tilted bracket kit. Busbar bracket kit. Cable hook pair
TBD | TU HB IP20 G1 1H15 4K80 D1 RF ST | image | datasheet | deeplink | TUNGSRAM - Tungsram High-bay IP20 - 12830lm - 88W - 4000K - 80CRI - TBD[SKU] - Bracket. Y-cable | 2 | Bracket. Y-cable | LED | 1 | 88 | [8 empty] | CE | [6 empty] | 20 | 4000 | 478x263x86 |  | 220-240V |  | 5 |  | 100° Diffuse | 3 | 80 |  | 4000 |  |  | >=0.9 | 116706 |  |  | 146.29 |  |  | 9 | D1 | 25 | max. 10% at 100.000 hrs |  | Available | 840/339 | Cx=0.4338;Cy=0.4030 | Class I | IK08 | IP20 | IP20 | 60 | 390 | -30 | 1 | 87.7 | RAL9384 | 50-60Hz | Passive | LED | embedded sensor system | High Bay Rectangular | Tungsram High-bay IP20 | Indoor industrial |  |  | 12830 | Yes |  |  |  | Bracket kit. Tilted bracket kit. Busbar bracket kit. Cable hook pair
TBD | TU HB IP20 G1 1H10 4K80 D1 RF ST | image | datasheet | deeplink | TUNGSRAM - Tungsram High-bay IP20 - 8460lm - 58W - 4000K - 80CRI - TBD[SKU] - Bracket. Y-cable | 2 | Bracket. Y-cable | LED | 1 | 58 | [8 empty] | CE | [6 empty] | 20 | 4000 | 478x263x86 |  | 220-240V |  | 5 |  | 100° Diffuse | 3 | 80 |  | 4000 |  |  | >=0.9 | 115000 |  |  | 146.62 |  |  | 9 | D1 | 25 | max. 10% at 100.000 hrs |  | Available | 840/339 | Cx=0.4338;Cy=0.4030 | Class I | IK08 | IP20 | IP20 | 60 | 260 | -30 | 1 | 57.7 | RAL9383 | 50-60Hz | Passive | LED | embedded sensor system | High Bay Rectangular | Tungsram High-bay IP20 | Indoor industrial |  |  | 8460 | Yes |  |  |  | Bracket kit. Tilted bracket kit. Busbar bracket kit. Cable hook pair
TBD | TU HB IP20 G1 2H45 4K80 D1 DL ST | image | datasheet | deeplink | TUNGSRAM - Tungsram High-bay IP20 - 38650lm - 272W - 4000K - 80CRI - TBD[SKU] - Bracket. Y-cable | 4 | Bracket. Y-cable | LED | 1 | 272 | [8 empty] | CE | [6 empty] | 20 | 4000 | 763x263x81 |  | 220-240V |  | 5 |  | 100° Diffuse | 3 | 80 |  | 4000 |  |  | >=0.9 | 116000 |  |  | 142.1 |  |  | 9 | D1 | 25 | max. 10% at 100.000 hrs |  | Available | 840/339 | Cx=0.4338;Cy=0.4030 | Class I | IK08 | IP20 | IP20 | 60 | 1210 | -20 | 1 | 272 | RAL9382 | 50-60Hz | Passive | LED | dimmable | High Bay Rectangular | Tungsram High-bay IP20 | Indoor industrial |  |  | 38650 | No sensor |  |  |  | Bracket kit. Tilted bracket kit. Busbar bracket kit. Cable hook pair
TBD | TU HB IP20 G1 2H30 4K80 D1 DL ST | image | datasheet | deeplink | TUNGSRAM - Tungsram High-bay IP20 - 24970lm - 170W - 4000K - 80CRI - TBD[SKU] - Bracket. Y-cable | 4 | Bracket. Y-cable | LED | 1 | 170 | [8 empty] | CE | [6 empty] | 20 | 4000 | 763x263x81 |  | 220-240V |  | 5 |  | 100° Diffuse | 3 | 80 |  | 4000 |  |  | >=0.9 | 105000 |  |  | 146.88 |  |  | 9 | D1 | 25 | max. 10% at 100.000 hrs |  | Available | 840/339 | Cx=0.4338;Cy=0.4030 | Class I | IK08 | IP20 | IP20 | 60 | 750 | -30 | 1 | 170 | RAL9381 | 50-60Hz | Passive | LED | dimmable | High Bay Rectangular | Tungsram High-bay IP20 | Indoor industrial |  |  | 24970 | No sensor |  |  |  | Bracket kit. Tilted bracket kit. Busbar bracket kit. Cable hook pair
TBD | TU HB IP20 G1 1H25 4K80 D1 DL EA | image | datasheet | deeplink | TUNGSRAM - Tungsram High-bay IP20 - 21380lm - 159W - 4000K - 80CRI - TBD[SKU] - Bracket. Y-cable | 3 | Bracket. Y-cable | LED | 1 | 159 | [8 empty] | CE | [6 empty] | 20 | 4000 | 398x263x81 |  | 220-240V |  | 5 |  | 100° Diffuse | 3 | 80 |  | 4000 |  |  | >=0.9 | 116706 |  |  | 134.8 |  |  | 9 | D1 | 25 | max. 10% at 100.000 hrs |  | Available | 840/339 | Cx=0.4338;Cy=0.4030 | Class I | IK08 | IP20 | IP20 | 60 | 700 | -20 | 1 | 158.6 | RAL9380 | 50-60Hz | Passive | LED | dimmable | High Bay Rectangular | Tungsram High-bay IP20 | Indoor industrial |  |  | 21380 | No sensor |  |  |  | Bracket kit. Tilted bracket kit. Busbar bracket kit. Cable hook pair
TBD | TU HB IP20 G1 1H25 4K80 D1 DL ST | image | datasheet | deeplink | TUNGSRAM - Tungsram High-bay IP20 - 21380lm - 155W - 4000K - 80CRI - TBD[SKU] - Bracket. Y-cable | 2 | Bracket. Y-cable | LED | 1 | 155 | [8 empty] | CE | [6 empty] | 20 | 4000 | 398x263x81 |  | 220-240V |  | 5 |  | 100° Diffuse | 3 | 80 |  | 4000 |  |  | >=0.9 | 116706 |  |  | 138.29 |  |  | 9 | D1 | 25 | max. 10% at 100.000 hrs |  | Available | 840/339 | Cx=0.4338;Cy=0.4030 | Class I | IK08 | IP20 | IP20 | 60 | 690 | -30 | 1 | 154.6 | RAL9379 | 50-60Hz | Passive | LED | dimmable | High Bay Rectangular | Tungsram High-bay IP20 | Indoor industrial |  |  | 21380 | No sensor |  |  |  | Bracket kit. Tilted bracket kit. Busbar bracket kit. Cable hook pair
TBD | TU HB IP20 G1 1H20 4K80 D1 DL EA | image | datasheet | deeplink | TUNGSRAM - Tungsram High-bay IP20 - 16670lm - 120W - 4000K - 80CRI - TBD[SKU] - Bracket. Y-cable | 3 | Bracket. Y-cable | LED | 1 | 120 | [8 empty] | CE | [6 empty] | 20 | 4000 | 398x263x81 |  | 220-240V |  | 5 |  | 100° Diffuse | 3 | 80 |  | 4000 |  |  | >=0.9 | 100000 |  |  | 138.92 |  |  | 9 | D1 | 25 | max. 10% at 100.000 hrs |  | Available | 840/339 | Cx=0.4338;Cy=0.4030 | Class I | IK08 | IP20 | IP20 | 60 | 530 | -20 | 1 | 120 | RAL9378 | 50-60Hz | Passive | LED | dimmable | High Bay Rectangular | Tungsram High-bay IP20 | Indoor industrial |  |  | 16670 | No sensor |  |  |  | Bracket kit. Tilted bracket kit. Busbar bracket kit. Cable hook pair
TBD | TU HB IP20 G1 1H20 4K80 D1 DL ST | image | datasheet | deeplink | TUNGSRAM - Tungsram High-bay IP20 - 16670lm - 116W - 4000K - 80CRI - TBD[SKU] - Bracket. Y-cable | 2 | Bracket. Y-cable | LED | 1 | 116 | [8 empty] | CE | [6 empty] | 20 | 4000 | 398x263x81 |  | 220-240V |  | 5 |  | 100° Diffuse | 3 | 80 |  | 4000 |  |  | >=0.9 | 100000 |  |  | 143.71 |  |  | 9 | D1 | 25 | max. 10% at 100.000 hrs |  | Available | 840/339 | Cx=0.4338;Cy=0.4030 | Class I | IK08 | IP20 | IP20 | 60 | 510 | -30 | 1 | 116 | RAL9377 | 50-60Hz | Passive | LED | dimmable | High Bay Rectangular | Tungsram High-bay IP20 | Indoor industrial |  |  | 16670 | No sensor |  |  |  | Bracket kit. Tilted bracket kit. Busbar bracket kit. Cable hook pair
TBD | TU HB IP20 G1 1H15 4K80 D1 DL ST | image | datasheet | deeplink | TUNGSRAM - Tungsram High-bay IP20 - 12830lm - 86W - 4000K - 80CRI - TBD[SKU] - Bracket. Y-cable | 2 | Bracket. Y-cable | LED | 1 | 86 | [8 empty] | CE | [6 empty] | 20 | 4000 | 398x263x81 |  | 220-240V |  | 5 |  | 100° Diffuse | 3 | 80 |  | 4000 |  |  | >=0.9 | 116706 |  |  | 149.19 |  |  | 9 | D1 | 25 | max. 10% at 100.000 hrs |  | Available | 840/339 | Cx=0.4338;Cy=0.4030 | Class I | IK08 | IP20 | IP20 | 60 | 380 | -30 | 1 | 86 | RAL9376 | 50-60Hz | Passive | LED | dimmable | High Bay Rectangular | Tungsram High-bay IP20 | Indoor industrial |  |  | 12830 | No sensor |  |  |  | Bracket kit. Tilted bracket kit. Busbar bracket kit. Cable hook pair
TBD | TU HB IP20 G1 1H10 4K80 D1 DL ST | image | datasheet | deeplink | TUNGSRAM - Tungsram High-bay IP20 - 8460lm - 56W - 4000K - 80CRI - TBD[SKU] - Bracket. Y-cable | 2 | Bracket. Y-cable | LED | 1 | 56 | [8 empty] | CE | [6 empty] | 20 | 4000 | 398x263x81 |  | 220-240V |  | 5 |  | 100° Diffuse | 3 | 80 |  | 4000 |  |  | >=0.9 | 115000 |  |  | 151.07 |  |  | 9 | D1 | 25 | max. 10% at 100.000 hrs |  | Available | 840/339 | Cx=0.4338;Cy=0.4030 | Class I | IK08 | IP20 | IP20 | 60 | 250 | -30 | 1 | 56 | RAL9375 | 50-60Hz | Passive | LED | dimmable | High Bay Rectangular | Tungsram High-bay IP20 | Indoor industrial |  |  | 8460 | No sensor |  |  |  | Bracket kit. Tilted bracket kit. Busbar bracket kit. Cable hook pair
TBD | TU HB IP20 G1 1S30 4K80 D1 RF ST | image | datasheet | deeplink | TUNGSRAM - Tungsram High-bay IP20 - 24200lm - 201W - 4000K - 80CRI - TBD[SKU] - Bracket. Y-cable | 2 | Bracket. Y-cable | LED | 1 | 201 | [8 empty] | CE | [6 empty] | 20 | 4000 | 478x263x86 |  | 220-240V |  | 5 |  | 100° Diffuse | 3 | 80 |  | 4000 |  |  | >=0.9 | 117000 |  |  | 120.58 |  |  | 9 | D1 | 25 | max. 10% at 100.000 hrs |  | Available | 840/339 | Cx=0.4338;Cy=0.4030 | Class I | IK08 | IP20 | IP20 | 60 | 890 | -20 | 1 | 200.7 | RAL9374 | 50-60Hz | Passive | LED | embedded sensor system | High Bay Rectangular | Tungsram High-bay IP20 | Indoor industrial |  |  | 24200 | Yes |  |  |  | Bracket kit. Tilted bracket kit. Busbar bracket kit. Cable hook pair
TBD | TU HB IP20 G1 1S22 4K80 D1 RF ST | image | datasheet | deeplink | TUNGSRAM - Tungsram High-bay IP20 - 20090lm - 164W - 4000K - 80CRI - TBD[SKU] - Bracket. Y-cable | 2 | Bracket. Y-cable | LED | 1 | 164 | [8 empty] | CE | [6 empty] | 20 | 4000 | 478x263x86 |  | 220-240V |  | 5 |  | 100° Diffuse | 3 | 80 |  | 4000 |  |  | >=0.9 | 116706 |  |  | 122.72 |  |  | 9 | D1 | 25 | max. 10% at 100.000 hrs |  | Available | 840/339 | Cx=0.4338;Cy=0.4030 | Class I | IK08 | IP20 | IP20 | 60 | 730 | -20 | 1 | 163.7 | RAL9373 | 50-60Hz | Passive | LED | embedded sensor system | High Bay Rectangular | Tungsram High-bay IP20 | Indoor industrial |  |  | 20090 | Yes |  |  |  | Bracket kit. Tilted bracket kit. Busbar bracket kit. Cable hook pair
TBD | TU HB IP20 G1 1S20 4K80 D1 RF ST | image | datasheet | deeplink | TUNGSRAM - Tungsram High-bay IP20 - 17010lm - 143W - 4000K - 80CRI - TBD[SKU] - Bracket. Y-cable | 2 | Bracket. Y-cable | LED | 1 | 143 | [8 empty] | CE | [6 empty] | 20 | 4000 | 478x263x86 |  | 220-240V |  | 5 |  | 100° Diffuse | 3 | 80 |  | 4000 |  |  | >=0.9 | 197000 |  |  | 119.2 |  |  | 9 | D1 | 25 | max. 10% at 100.000 hrs |  | Available | 840/339 | Cx=0.4338;Cy=0.4030 | Class I | IK08 | IP20 | IP20 | 60 | 630 | -20 | 1 | 142.7 | RAL9372 | 50-60Hz | Passive | LED | embedded sensor system | High Bay Rectangular | Tungsram High-bay IP20 | Indoor industrial |  |  | 17010 | Yes |  |  |  | Bracket kit. Tilted bracket kit. Busbar bracket kit. Cable hook pair
TBD | TU HB IP20 G1 1S12 4K80 D1 RF ST | image | datasheet | deeplink | TUNGSRAM - Tungsram High-bay IP20 - 11540lm - 94W - 4000K - 80CRI - TBD[SKU] - Bracket. Y-cable | 2 | Bracket. Y-cable | LED | 1 | 94 | [8 empty] | CE | [6 empty] | 20 | 4000 | 478x263x86 |  | 220-240V |  | 5 |  | 100° Diffuse | 3 | 80 |  | 4000 |  |  | >=0.9 | 116706 |  |  | 123.16 |  |  | 9 | D1 | 25 | max. 10% at 100.000 hrs |  | Available | 840/339 | Cx=0.4338;Cy=0.4030 | Class I | IK08 | IP20 | IP20 | 60 | 420 | -20 | 1 | 93.7 | RAL9371 | 50-60Hz | Passive | LED | embedded sensor system | High Bay Rectangular | Tungsram High-bay IP20 | Indoor industrial |  |  | 11540 | Yes |  |  |  | Bracket kit. Tilted bracket kit. Busbar bracket kit. Cable hook pair
TBD | TU HB IP20 G1 1S10 4K80 D1 RF ST | image | datasheet | deeplink | TUNGSRAM - Tungsram High-bay IP20 - 8270lm - 69W - 4000K - 80CRI - TBD[SKU] - Bracket. Y-cable | 2 | Bracket. Y-cable | LED | 1 | 69 | [8 empty] | CE | [6 empty] | 20 | 4000 | 478x263x86 |  | 220-240V |  | 5 |  | 100° Diffuse | 3 | 80 |  | 4000 |  |  | >=0.9 | 259000 |  |  | 120.38 |  |  | 9 | D1 | 25 | max. 10% at 100.000 hrs |  | Available | 840/339 | Cx=0.4338;Cy=0.4030 | Class I | IK08 | IP20 | IP20 | 60 | 300 | -20 | 1 | 68.7 | RAL9370 | 50-60Hz | Passive | LED | embedded sensor system | High Bay Rectangular | Tungsram High-bay IP20 | Indoor industrial |  |  | 8270 | Yes |  |  |  | Bracket kit. Tilted bracket kit. Busbar bracket kit. Cable hook pair
TBD | TU HB IP20 G1 1S30 4K80 D1 DL ST | image | datasheet | deeplink | TUNGSRAM - Tungsram High-bay IP20 - 24200lm - 199W - 4000K - 80CRI - TBD[SKU] - Bracket. Y-cable | 2 | Bracket. Y-cable | LED | 1 | 199 | [8 empty] | CE | [6 empty] | 20 | 4000 | 398x263x81 |  | 220-240V |  | 5 |  | 100° Diffuse | 3 | 80 |  | 4000 |  |  | >=0.9 | 117000 |  |  | 121.61 |  |  | 9 | D1 | 25 | max. 10% at 100.000 hrs |  | Available | 840/339 | Cx=0.4338;Cy=0.4030 | Class I | IK08 | IP20 | IP20 | 60 | 880 | -30 | 1 | 199 | RAL9369 | 50-60Hz | Passive | LED | dimmable | High Bay Rectangular | Tungsram High-bay IP20 | Indoor industrial |  |  | 24200 | No sensor |  |  |  | Bracket kit. Tilted bracket kit. Busbar bracket kit. Cable hook pair
TBD | TU HB IP20 G1 1S22 4K80 D1 DL ST | image | datasheet | deeplink | TUNGSRAM - Tungsram High-bay IP20 - 20090lm - 162W - 4000K - 80CRI - TBD[SKU] - Bracket. Y-cable | 2 | Bracket. Y-cable | LED | 1 | 162 | [8 empty] | CE | [6 empty] | 20 | 4000 | 398x263x81 |  | 220-240V |  | 5 |  | 100° Diffuse | 3 | 80 |  | 4000 |  |  | >=0.9 | 116706 |  |  | 124.01 |  |  | 9 | D1 | 25 | max. 10% at 100.000 hrs |  | Available | 840/339 | Cx=0.4338;Cy=0.4030 | Class I | IK08 | IP20 | IP20 | 60 | 720 | -30 | 1 | 162 | RAL9368 | 50-60Hz | Passive | LED | dimmable | High Bay Rectangular | Tungsram High-bay IP20 | Indoor industrial |  |  | 20090 | No sensor |  |  |  | Bracket kit. Tilted bracket kit. Busbar bracket kit. Cable hook pair
TBD | TU HB IP20 G1 1S20 4K80 D1 DL ST | image | datasheet | deeplink | TUNGSRAM - Tungsram High-bay IP20 - 17010lm - 141W - 4000K - 80CRI - TBD[SKU] - Bracket. Y-cable | 2 | Bracket. Y-cable | LED | 1 | 141 | [8 empty] | CE | [6 empty] | 20 | 4000 | 398x263x81 |  | 220-240V |  | 5 |  | 100° Diffuse | 3 | 80 |  | 4000 |  |  | >=0.9 | 197000 |  |  | 120.64 |  |  | 9 | D1 | 25 | max. 10% at 100.000 hrs |  | Available | 840/339 | Cx=0.4338;Cy=0.4030 | Class I | IK08 | IP20 | IP20 | 60 | 630 | -20 | 1 | 141 | RAL9367 | 50-60Hz | Passive | LED | dimmable | High Bay Rectangular | Tungsram High-bay IP20 | Indoor industrial |  |  | 17010 | No sensor |  |  |  | Bracket kit. Tilted bracket kit. Busbar bracket kit. Cable hook pair
TBD | TU HB IP20 G1 1S12 4K80 D1 DL ST | image | datasheet | deeplink | TUNGSRAM - Tungsram High-bay IP20 - 11540lm - 92W - 4000K - 80CRI - TBD[SKU] - Bracket. Y-cable | 2 | Bracket. Y-cable | LED | 1 | 92 | [8 empty] | CE | [6 empty] | 20 | 4000 | 398x263x81 |  | 220-240V |  | 5 |  | 100° Diffuse | 3 | 80 |  | 4000 |  |  | >=0.9 | 116706 |  |  | 125.43 |  |  | 9 | D1 | 25 | max. 10% at 100.000 hrs |  | Available | 840/339 | Cx=0.4338;Cy=0.4030 | Class I | IK08 | IP20 | IP20 | 60 | 410 | -30 | 1 | 92 | RAL9366 | 50-60Hz | Passive | LED | dimmable | High Bay Rectangular | Tungsram High-bay IP20 | Indoor industrial |  |  | 11540 | No sensor |  |  |  | Bracket kit. Tilted bracket kit. Busbar bracket kit. Cable hook pair
TBD | TU HB IP20 G1 1S10 4K80 D1 DL ST | image | datasheet | deeplink | TUNGSRAM - Tungsram High-bay IP20 - 8270lm - 67W - 4000K - 80CRI - TBD[SKU] - Bracket. Y-cable | 2 | Bracket. Y-cable | LED | 1 | 67 | [8 empty] | CE | [6 empty] | 20 | 4000 | 398x263x81 |  | 220-240V |  | 5 |  | 100° Diffuse | 3 | 80 |  | 4000 |  |  | >=0.9 | 259000 |  |  | 123.43 |  |  | 9 | D1 | 25 | max. 10% at 100.000 hrs |  | Available | 840/339 | Cx=0.4338;Cy=0.4030 | Class I | IK08 | IP20 | IP20 | 50 | 300 | -20 | 1 | 67 | RAL9365 | 50-60Hz | Passive | LED | dimmable | High Bay Rectangular | Tungsram High-bay IP20 | Indoor industrial |  |  | 8270 | No sensor |  |  |  | Bracket kit. Tilted bracket kit. Busbar bracket kit. Cable hook pair
TBD | TU HB IP20 G1 2S60 4K80 D1 SN ST | image | datasheet | deeplink | TUNGSRAM - Tungsram High-bay IP20 - 51300lm - 437W - 4000K - 80CRI - TBD[SKU] - Bracket. Y-cable | 4 | Bracket. Y-cable | LED | 1 | 437 | [8 empty] | CE | [6 empty] | 20 | 4000 | 843x263x86 |  | 220-240V |  | 5 |  | 100° Diffuse | 3 | 80 |  | 4000 |  |  | >=0.9 | 116706 |  |  | 117.47 |  |  | 9 | D1 | 25 | max. 10% at 100.000 hrs |  | Available | 840/339 | Cx=0.4338;Cy=0.4030 | Class I | IK08 | IP20 | IP20 | 60 | 1940 | -20 | 1 | 436.7 | RAL9364 | 50-60Hz | Passive | LED | embedded sensor system | High Bay Rectangular | Tungsram High-bay IP20 | Indoor industrial |  |  | 51300 | Yes |  |  |  | Bracket kit. Tilted bracket kit. Busbar bracket kit. Cable hook pair
TBD | TU HB IP20 G1 1S30 4K80 D1 SN ST | image | datasheet | deeplink | TUNGSRAM - Tungsram High-bay IP20 - 24200lm - 201W - 4000K - 80CRI - TBD[SKU] - Bracket. Y-cable | 2 | Bracket. Y-cable | LED | 1 | 201 | [8 empty] | CE | [6 empty] | 20 | 4000 | 478x263x86 |  | 220-240V |  | 5 |  | 100° Diffuse | 3 | 80 |  | 4000 |  |  | >=0.9 | 117000 |  |  | 120.58 |  |  | 9 | D1 | 25 | max. 10% at 100.000 hrs |  | Available | 840/339 | Cx=0.4338;Cy=0.4030 | Class I | IK08 | IP20 | IP20 | 60 | 890 | -30 | 1 | 200.7 | RAL9363 | 50-60Hz | Passive | LED | embedded sensor system | High Bay Rectangular | Tungsram High-bay IP20 | Indoor industrial |  |  | 24200 | Yes |  |  |  | Bracket kit. Tilted bracket kit. Busbar bracket kit. Cable hook pair
TBD | TU HB IP20 G1 1S22 4K80 D1 SN ST | image | datasheet | deeplink | TUNGSRAM - Tungsram High-bay IP20 - 20090lm - 164W - 4000K - 80CRI - TBD[SKU] - Bracket. Y-cable | 2 | Bracket. Y-cable | LED | 1 | 164 | [8 empty] | CE | [6 empty] | 20 | 4000 | 478x263x86 |  | 220-240V |  | 5 |  | 100° Diffuse | 3 | 80 |  | 4000 |  |  | >=0.9 | 116706 |  |  | 122.72 |  |  | 9 | D1 | 25 | max. 10% at 100.000 hrs |  | Available | 840/339 | Cx=0.4338;Cy=0.4030 | Class I | IK08 | IP20 | IP20 | 60 | 730 | -30 | 1 | 163.7 | RAL9362 | 50-60Hz | Passive | LED | embedded sensor system | High Bay Rectangular | Tungsram High-bay IP20 | Indoor industrial |  |  | 20090 | Yes |  |  |  | Bracket kit. Tilted bracket kit. Busbar bracket kit. Cable hook pair
TBD | TU HB IP20 G1 1S20 4K80 D1 SN ST | image | datasheet | deeplink | TUNGSRAM - Tungsram High-bay IP20 - 17010lm - 143W - 4000K - 80CRI - TBD[SKU] - Bracket. Y-cable | 2 | Bracket. Y-cable | LED | 1 | 143 | [8 empty] | CE | [6 empty] | 20 | 4000 | 478x263x86 |  | 220-240V |  | 5 |  | 100° Diffuse | 3 | 80 |  | 4000 |  |  | >=0.9 | 197000 |  |  | 119.2 |  |  | 9 | D1 | 25 | max. 10% at 100.000 hrs |  | Available | 840/339 | Cx=0.4338;Cy=0.4030 | Class I | IK08 | IP20 | IP20 | 60 | 630 | -30 | 1 | 142.7 | RAL9361 | 50-60Hz | Passive | LED | embedded sensor system | High Bay Rectangular | Tungsram High-bay IP20 | Indoor industrial |  |  | 17010 | Yes |  |  |  | Bracket kit. Tilted bracket kit. Busbar bracket kit. Cable hook pair
TBD | TU HB IP20 G1 1S12 4K80 D1 SN ST | image | datasheet | deeplink | TUNGSRAM - Tungsram High-bay IP20 - 11540lm - 94W - 4000K - 80CRI - TBD[SKU] - Bracket. Y-cable | 2 | Bracket. Y-cable | LED | 1 | 94 | [8 empty] | CE | [6 empty] | 20 | 4000 | 478x263x86 |  | 220-240V |  | 5 |  | 100° Diffuse | 3 | 80 |  | 4000 |  |  | >=0.9 | 116706 |  |  | 123.16 |  |  | 9 | D1 | 25 | max. 10% at 100.000 hrs |  | Available | 840/339 | Cx=0.4338;Cy=0.4030 | Class I | IK08 | IP20 | IP20 | 60 | 420 | -30 | 1 | 93.7 | RAL9360 | 50-60Hz | Passive | LED | embedded sensor system | High Bay Rectangular | Tungsram High-bay IP20 | Indoor industrial |  |  | 11540 | Yes |  |  |  | Bracket kit. Tilted bracket kit. Busbar bracket kit. Cable hook pair
TBD | TU HB IP20 G1 1S10 4K80 D1 SN ST | image | datasheet | deeplink | TUNGSRAM - Tungsram High-bay IP20 - 8270lm - 69W - 4000K - 80CRI - TBD[SKU] - Bracket. Y-cable | 2 | Bracket. Y-cable | LED | 1 | 69 | [8 empty] | CE | [6 empty] | 20 | 4000 | 478x263x86 |  | 220-240V |  | 5 |  | 100° Diffuse | 3 | 80 |  | 4000 |  |  | >=0.9 | 259000 |  |  | 120.38 |  |  | 9 | D1 | 25 | max. 10% at 100.000 hrs |  | Available | 840/339 | Cx=0.4338;Cy=0.4030 | Class I | IK08 | IP20 | IP20 | 50 | 300 | -25 | 1 | 68.7 | RAL9359 | 50-60Hz | Passive | LED | embedded sensor system | High Bay Rectangular | Tungsram High-bay IP20 | Indoor industrial |  |  | 8270 | Yes |  |  |  | Bracket kit. Tilted bracket kit. Busbar bracket kit. Cable hook pair
TBD | TU HB IP20 G1 2S60 4K80 D1 FX ST | image | datasheet | deeplink | TUNGSRAM - Tungsram High-bay IP20 - 51300lm - 435W - 4000K - 80CRI - TBD[SKU] - Bracket. Y-cable | 4 | Bracket. Y-cable | LED | 1 | 435 | [8 empty] | CE | [6 empty] | 20 | 4000 | 763x263x81 |  | 220-240V |  | 5 |  | 100° Diffuse | 3 | 80 |  | 4000 |  |  | >=0.9 | 116706 |  |  | 117.93 |  |  | 9 | D1 | 25 | max. 10% at 100.000 hrs |  | Available | 840/339 | Cx=0.4338;Cy=0.4030 | Class I | IK08 | IP20 | IP20 | 60 | 1930 | -20 | 1 | 435 | RAL9358 | 50-60Hz | Passive | LED | none | High Bay Rectangular | Tungsram High-bay IP20 | Indoor industrial |  |  | 51300 | No sensor |  |  |  | Bracket kit. Tilted bracket kit. Busbar bracket kit. Cable hook pair
TBD | TU HB IP20 G1 1S30 4K80 D1 FX ST | image | datasheet | deeplink | TUNGSRAM - Tungsram High-bay IP20 - 24200lm - 199W - 4000K - 80CRI - TBD[SKU] - Bracket. Y-cable | 2 | Bracket. Y-cable | LED | 1 | 199 | [8 empty] | CE | [6 empty] | 20 | 4000 | 398x263x81 |  | 220-240V |  | 5 |  | 100° Diffuse | 3 | 80 |  | 4000 |  |  | >=0.9 | 117000 |  |  | 121.61 |  |  | 9 | D1 | 25 | max. 10% at 100.000 hrs |  | Available | 840/339 | Cx=0.4338;Cy=0.4030 | Class I | IK08 | IP20 | IP20 | 60 | 880 | -30 | 1 | 199 | RAL9357 | 50-60Hz | Passive | LED | none | High Bay Rectangular | Tungsram High-bay IP20 | Indoor industrial |  |  | 24200 | No sensor |  |  |  | Bracket kit. Tilted bracket kit. Busbar bracket kit. Cable hook pair
TBD | TU HB IP20 G1 1S22 4K80 D1 FX ST | image | datasheet | deeplink | TUNGSRAM - Tungsram High-bay IP20 - 20090lm - 162W - 4000K - 80CRI - TBD[SKU] - Bracket. Y-cable | 2 | Bracket. Y-cable | LED | 1 | 162 | [8 empty] | CE | [6 empty] | 20 | 4000 | 398x263x81 |  | 220-240V |  | 5 |  | 100° Diffuse | 3 | 80 |  | 4000 |  |  | >=0.9 | 116706 |  |  | 124.01 |  |  | 9 | D1 | 25 | max. 10% at 100.000 hrs |  | Available | 840/339 | Cx=0.4338;Cy=0.4030 | Class I | IK08 | IP20 | IP20 | 60 | 720 | -30 | 1 | 162 | RAL9356 | 50-60Hz | Passive | LED | none | High Bay Rectangular | Tungsram High-bay IP20 | Indoor industrial |  |  | 20090 | No sensor |  |  |  | Bracket kit. Tilted bracket kit. Busbar bracket kit. Cable hook pair
TBD | TU HB IP20 G1 1S20 4K80 D1 FX EA | image | datasheet | deeplink | TUNGSRAM - Tungsram High-bay IP20 - 17010lm - 145W - 4000K - 80CRI - TBD[SKU] - Bracket. Y-cable | 3 | Bracket. Y-cable | LED | 1 | 145 | [8 empty] | CE | [6 empty] | 20 | 4000 | 398x263x81 |  | 220-240V |  | 5 |  | 100° Diffuse | 3 | 80 |  | 4000 |  |  | >=0.9 | 197000 |  |  | 117.31 |  |  | 9 | D1 | 25 | max. 10% at 100.000 hrs |  | Available | 840/339 | Cx=0.4338;Cy=0.4030 | Class I | IK08 | IP20 | IP20 | 60 | 640 | -20 | 1 | 145 | RAL9355 | 50-60Hz | Passive | LED | none | High Bay Rectangular | Tungsram High-bay IP20 | Indoor industrial |  |  | 17010 | No sensor |  |  |  | Bracket kit. Tilted bracket kit. Busbar bracket kit. Cable hook pair
TBD | TU HB IP20 G1 1S20 4K80 D1 FX ST | image | datasheet | deeplink | TUNGSRAM - Tungsram High-bay IP20 - 17010lm - 141W - 4000K - 80CRI - TBD[SKU] - Bracket. Y-cable | 2 | Bracket. Y-cable | LED | 1 | 141 | [8 empty] | CE | [6 empty] | 20 | 4000 | 398x263x81 |  | 220-240V |  | 5 |  | 100° Diffuse | 3 | 80 |  | 4000 |  |  | >=0.9 | 197000 |  |  | 120.64 |  |  | 9 | D1 | 25 | max. 10% at 100.000 hrs |  | Available | 840/339 | Cx=0.4338;Cy=0.4030 | Class I | IK08 | IP20 | IP20 | 60 | 630 | -30 | 1 | 141 | RAL9354 | 50-60Hz | Passive | LED | none | High Bay Rectangular | Tungsram High-bay IP20 | Indoor industrial |  |  | 17010 | No sensor |  |  |  | Bracket kit. Tilted bracket kit. Busbar bracket kit. Cable hook pair
TBD | TU HB IP20 G1 1S12 4K80 D1 FX ST | image | datasheet | deeplink | TUNGSRAM - Tungsram High-bay IP20 - 11540lm - 92W - 4000K - 80CRI - TBD[SKU] - Bracket. Y-cable | 2 | Bracket. Y-cable | LED | 1 | 92 | [8 empty] | CE | [6 empty] | 20 | 4000 | 398x263x81 |  | 220-240V |  | 5 |  | 100° Diffuse | 3 | 80 |  | 4000 |  |  | >=0.9 | 116706 |  |  | 125.43 |  |  | 9 | D1 | 25 | max. 10% at 100.000 hrs |  | Available | 840/339 | Cx=0.4338;Cy=0.4030 | Class I | IK08 | IP20 | IP20 | 60 | 410 | -30 | 1 | 92 | RAL9353 | 50-60Hz | Passive | LED | none | High Bay Rectangular | Tungsram High-bay IP20 | Indoor industrial |  |  | 11540 | No sensor |  |  |  | Bracket kit. Tilted bracket kit. Busbar bracket kit. Cable hook pair
TBD | TU HB IP20 G1 1S10 4K80 D1 FX ST | image | datasheet | deeplink | TUNGSRAM - Tungsram High-bay IP20 - 8270lm - 67W - 4000K - 80CRI - TBD[SKU] - Bracket. Y-cable | 2 | Bracket. Y-cable | LED | 1 | 67 | [8 empty] | CE | [6 empty] | 20 | 4000 | 398x263x81 |  | 220-240V |  | 5 |  | 100° Diffuse | 3 | 80 |  | 4000 |  |  | >=0.9 | 259000 |  |  | 123.43 |  |  | 9 | D1 | 25 | max. 10% at 100.000 hrs |  | Available | 840/339 | Cx=0.4338;Cy=0.4030 | Class I | IK08 | IP20 | IP20 | 50 | 300 | -25 | 1 | 67 | RAL9352 | 50-60Hz | Passive | LED | none | High Bay Rectangular | Tungsram High-bay IP20 | Indoor industrial |  |  | 8270 | No sensor |  |  |  | Bracket kit. Tilted bracket kit. Busbar bracket kit. Cable hook pair
TBD | TU HB IP20 G1 2H45 4K70 D1 NL ST | image | datasheet | deeplink | TUNGSRAM - Tungsram High-bay IP20 - 39050lm - 273W - 4000K - 70CRI - TBD[SKU] - Bracket. Y-cable | 4 | Bracket. Y-cable | LED | 1 | 273 | [8 empty] | CE | [6 empty] | 20 | 4000 | 779x263x96 |  | 220-240V |  | 5 |  | 100° Diffuse | 3 | 70 |  | 4000 |  |  | >=0.9 | 116000 |  |  | 143.04 |  |  | 9 | D1 | 25 | max. 10% at 100.000 hrs |  | Available | 740/339 | Cx=0.4338;Cy=0.4030 | Class I | IK08 | IP20 | IP20 | 60 | 1210 | -20 | 1 | 273 | RAL9351 | 50-60Hz | Passive | LED | embedded sensor system | High Bay Rectangular | Tungsram High-bay IP20 | Indoor industrial |  |  | 39050 | Yes |  |  |  | Bracket kit. Tilted bracket kit. Busbar bracket kit. Cable hook pair
TBD | TU HB IP20 G1 2H30 4K70 D1 NL EA | image | datasheet | deeplink | TUNGSRAM - Tungsram High-bay IP20 - 25230lm - 175W - 4000K - 70CRI - TBD[SKU] - Bracket. Y-cable | 5 | Bracket. Y-cable | LED | 1 | 175 | [8 empty] | CE | [6 empty] | 20 | 4000 | 855x263x96 |  | 220-240V |  | 5 |  | 100° Diffuse | 3 | 70 |  | 4000 |  |  | >=0.9 | 105000 |  |  | 144.17 |  |  | 9 | D1 | 25 | max. 10% at 100.000 hrs |  | Available | 740/339 | Cx=0.4338;Cy=0.4030 | Class I | IK08 | IP20 | IP20 | 60 |  | -20 | 1 | 175 | RAL9350 | 50-60Hz | Passive | LED | embedded sensor system | High Bay Rectangular | Tungsram High-bay IP20 | Indoor industrial |  |  | 25230 | Yes |  |  |  | Bracket kit. Tilted bracket kit. Busbar bracket kit. Cable hook pair
TBD | TU HB IP20 G1 2H30 4K70 D1 NL ST | image | datasheet | deeplink | TUNGSRAM - Tungsram High-bay IP20 - 25230lm - 171W - 4000K - 70CRI - TBD[SKU] - Bracket. Y-cable | 4 | Bracket. Y-cable | LED | 1 | 171 | [8 empty] | CE | [6 empty] | 20 | 4000 | 779x263x96 |  | 220-240V |  | 5 |  | 100° Diffuse | 3 | 70 |  | 4000 |  |  | >=0.9 | 105000 |  |  | 147.54 |  |  | 9 | D1 | 25 | max. 10% at 100.000 hrs |  | Available | 740/339 | Cx=0.4338;Cy=0.4030 | Class I | IK08 | IP20 | IP20 | 60 | 760 | -20 | 1 | 171 | RAL9349 | 50-60Hz | Passive | LED | embedded sensor system | High Bay Rectangular | Tungsram High-bay IP20 | Indoor industrial |  |  | 25230 | Yes |  |  |  | Bracket kit. Tilted bracket kit. Busbar bracket kit. Cable hook pair
TBD | TU HB IP20 G1 1H25 4K70 D1 NL EA | image | datasheet | deeplink | TUNGSRAM - Tungsram High-bay IP20 - 21600lm - 160W - 4000K - 70CRI - TBD[SKU] - Bracket. Y-cable | 3 | Bracket. Y-cable | LED | 1 | 160 | [8 empty] | CE | [6 empty] | 20 | 4000 | 414x263x96 |  | 220-240V |  | 5 |  | 100° Diffuse | 3 | 70 |  | 4000 |  |  | >=0.9 | 116706 |  |  | 135.34 |  |  | 9 | D1 | 25 | max. 10% at 100.000 hrs |  | Available | 740/339 | Cx=0.4338;Cy=0.4030 | Class I | IK08 | IP20 | IP20 | 60 | 710 | -20 | 1 | 159.6 | RAL9348 | 50-60Hz | Passive | LED | embedded sensor system | High Bay Rectangular | Tungsram High-bay IP20 | Indoor industrial |  |  | 21600 | Yes |  |  |  | Bracket kit. Tilted bracket kit. Busbar bracket kit. Cable hook pair
TBD | TU HB IP20 G1 1H25 4K70 D1 NL ST | image | datasheet | deeplink | TUNGSRAM - Tungsram High-bay IP20 - 21600lm - 156W - 4000K - 70CRI - TBD[SKU] - Bracket. Y-cable | 2 | Bracket. Y-cable | LED | 1 | 156 | [8 empty] | CE | [6 empty] | 20 | 4000 | 414x263x96 |  | 220-240V |  | 5 |  | 100° Diffuse | 3 | 70 |  | 4000 |  |  | >=0.9 | 116706 |  |  | 138.82 |  |  | 9 | D1 | 25 | max. 10% at 100.000 hrs |  | Available | 740/339 | Cx=0.4338;Cy=0.4030 | Class I | IK08 | IP20 | IP20 | 60 | 690 | -20 | 1 | 155.6 | RAL9347 | 50-60Hz | Passive | LED | embedded sensor system | High Bay Rectangular | Tungsram High-bay IP20 | Indoor industrial |  |  | 21600 | Yes |  |  |  | Bracket kit. Tilted bracket kit. Busbar bracket kit. Cable hook pair
TBD | TU HB IP20 G1 1H20 4K70 D1 NL ST | image | datasheet | deeplink | TUNGSRAM - Tungsram High-bay IP20 - 16850lm - 117W - 4000K - 70CRI - TBD[SKU] - Bracket. Y-cable | 2 | Bracket. Y-cable | LED | 1 | 117 | [8 empty] | CE | [6 empty] | 20 | 4000 | 414x263x96 |  | 220-240V |  | 5 |  | 100° Diffuse | 3 | 70 |  | 4000 |  |  | >=0.9 | 100000 |  |  | 144.02 |  |  | 9 | D1 | 25 | max. 10% at 100.000 hrs |  | Available | 740/339 | Cx=0.4338;Cy=0.4030 | Class I | IK08 | IP20 | IP20 | 60 | 520 | -20 | 1 | 117 | RAL9346 | 50-60Hz | Passive | LED | embedded sensor system | High Bay Rectangular | Tungsram High-bay IP20 | Indoor industrial |  |  | 16850 | Yes |  |  |  | Bracket kit. Tilted bracket kit. Busbar bracket kit. Cable hook pair
TBD | TU HB IP20 G1 1H15 4K70 D1 NL ST | image | datasheet | deeplink | TUNGSRAM - Tungsram High-bay IP20 - 12960lm - 87W - 4000K - 70CRI - TBD[SKU] - Bracket. Y-cable | 2 | Bracket. Y-cable | LED | 1 | 87 | [8 empty] | CE | [6 empty] | 20 | 4000 | 414x263x96 |  | 220-240V |  | 5 |  | 100° Diffuse | 3 | 70 |  | 4000 |  |  | >=0.9 | 116706 |  |  | 148.97 |  |  | 9 | D1 | 25 | max. 10% at 100.000 hrs |  | Available | 740/339 | Cx=0.4338;Cy=0.4030 | Class I | IK08 | IP20 | IP20 | 60 | 390 | -20 | 1 | 87 | RAL9345 | 50-60Hz | Passive | LED | embedded sensor system | High Bay Rectangular | Tungsram High-bay IP20 | Indoor industrial |  |  | 12960 | Yes |  |  |  | Bracket kit. Tilted bracket kit. Busbar bracket kit. Cable hook pair
TBD | TU HB IP20 G1 1H10 4K70 D1 NL ST | image | datasheet | deeplink | TUNGSRAM - Tungsram High-bay IP20 - 8550lm - 57W - 4000K - 70CRI - TBD[SKU] - Bracket. Y-cable | 2 | Bracket. Y-cable | LED | 1 | 57 | [8 empty] | CE | [6 empty] | 20 | 4000 | 414x263x96 |  | 220-240V |  | 5 |  | 100° Diffuse | 3 | 70 |  | 4000 |  |  | >=0.9 | 115000 |  |  | 150 |  |  | 9 | D1 | 25 | max. 10% at 100.000 hrs |  | Available | 740/339 | Cx=0.4338;Cy=0.4030 | Class I | IK08 | IP20 | IP20 | 60 | 250 | -20 | 1 | 57 | RAL9344 | 50-60Hz | Passive | LED | embedded sensor system | High Bay Rectangular | Tungsram High-bay IP20 | Indoor industrial |  |  | 8550 | Yes |  |  |  | Bracket kit. Tilted bracket kit. Busbar bracket kit. Cable hook pair
TBD | TU HB IP20 G1 2H45 4K70 D1 RF ST | image | datasheet | deeplink | TUNGSRAM - Tungsram High-bay IP20 - 39050lm - 274W - 4000K - 70CRI - TBD[SKU] - Bracket. Y-cable | 4 | Bracket. Y-cable | LED | 1 | 274 | [8 empty] | CE | [6 empty] | 20 | 4000 | 843x263x86 |  | 220-240V |  | 5 |  | 100° Diffuse | 3 | 70 |  | 4000 |  |  | >=0.9 | 116000 |  |  | 142.67 |  |  | 9 | D1 | 25 | max. 10% at 100.000 hrs |  | Available | 740/339 | Cx=0.4338;Cy=0.4030 | Class I | IK08 | IP20 | IP20 | 60 | 1210 | -20 | 1 | 273.7 | RAL9343 | 50-60Hz | Passive | LED | embedded sensor system | High Bay Rectangular | Tungsram High-bay IP20 | Indoor industrial |  |  | 39050 | Yes |  |  |  | Bracket kit. Tilted bracket kit. Busbar bracket kit. Cable hook pair
TBD | TU HB IP20 G1 2H30 4K70 D1 RF EA | image | datasheet | deeplink | TUNGSRAM - Tungsram High-bay IP20 - 25230lm - 176W - 4000K - 70CRI - TBD[SKU] - Bracket. Y-cable | 5 | Bracket. Y-cable | LED | 1 | 176 | [8 empty] | CE | [6 empty] | 20 | 4000 | 855x263x96 |  | 220-240V |  | 5 |  | 100° Diffuse | 3 | 70 |  | 4000 |  |  | >=0.9 | 105000 |  |  | 143.6 |  |  | 9 | D1 | 25 | max. 10% at 100.000 hrs |  | Available | 740/339 | Cx=0.4338;Cy=0.4030 | Class I | IK08 | IP20 | IP20 | 60 |  | -20 | 1 | 175.7 | RAL9342 | 50-60Hz | Passive | LED | embedded sensor system | High Bay Rectangular | Tungsram High-bay IP20 | Indoor industrial |  |  | 25230 | Yes |  |  |  | Bracket kit. Tilted bracket kit. Busbar bracket kit. Cable hook pair
TBD | TU HB IP20 G1 2H30 4K70 D1 RF ST | image | datasheet | deeplink | TUNGSRAM - Tungsram High-bay IP20 - 25230lm - 172W - 4000K - 70CRI - TBD[SKU] - Bracket. Y-cable | 4 | Bracket. Y-cable | LED | 1 | 172 | [8 empty] | CE | [6 empty] | 20 | 4000 | 843x263x86 |  | 220-240V |  | 5 |  | 100° Diffuse | 3 | 70 |  | 4000 |  |  | >=0.9 | 105000 |  |  | 146.94 |  |  | 9 | D1 | 25 | max. 10% at 100.000 hrs |  | Available | 740/339 | Cx=0.4338;Cy=0.4030 | Class I | IK08 | IP20 | IP20 | 60 | 760 | -20 | 1 | 171.7 | RAL9341 | 50-60Hz | Passive | LED | embedded sensor system | High Bay Rectangular | Tungsram High-bay IP20 | Indoor industrial |  |  | 25230 | Yes |  |  |  | Bracket kit. Tilted bracket kit. Busbar bracket kit. Cable hook pair
TBD | TU HB IP20 G1 1H25 4K70 D1 RF EA | image | datasheet | deeplink | TUNGSRAM - Tungsram High-bay IP20 - 21600lm - 160W - 4000K - 70CRI - TBD[SKU] - Bracket. Y-cable | 3 | Bracket. Y-cable | LED | 1 | 160 | [8 empty] | CE | [6 empty] | 20 | 4000 | 478x263x86 |  | 220-240V |  | 5 |  | 100° Diffuse | 3 | 70 |  | 4000 |  |  | >=0.9 | 116706 |  |  | 134.75 |  |  | 9 | D1 | 25 | max. 10% at 100.000 hrs |  | Available | 740/339 | Cx=0.4338;Cy=0.4030 | Class I | IK08 | IP20 | IP20 | 60 | 710 | -20 | 1 | 160.3 | RAL9340 | 50-60Hz | Passive | LED | embedded sensor system | High Bay Rectangular | Tungsram High-bay IP20 | Indoor industrial |  |  | 21600 | Yes |  |  |  | Bracket kit. Tilted bracket kit. Busbar bracket kit. Cable hook pair
TBD | TU HB IP20 G1 1H25 4K70 D1 RF ST | image | datasheet | deeplink | TUNGSRAM - Tungsram High-bay IP20 - 21600lm - 156W - 4000K - 70CRI - TBD[SKU] - Bracket. Y-cable | 2 | Bracket. Y-cable | LED | 1 | 156 | [8 empty] | CE | [6 empty] | 20 | 4000 | 478x263x86 |  | 220-240V |  | 5 |  | 100° Diffuse | 3 | 70 |  | 4000 |  |  | >=0.9 | 116706 |  |  | 138.2 |  |  | 9 | D1 | 25 | max. 10% at 100.000 hrs |  | Available | 740/339 | Cx=0.4338;Cy=0.4030 | Class I | IK08 | IP20 | IP20 | 60 | 690 | -20 | 1 | 156.3 | RAL9339 | 50-60Hz | Passive | LED | embedded sensor system | High Bay Rectangular | Tungsram High-bay IP20 | Indoor industrial |  |  | 21600 | Yes |  |  |  | Bracket kit. Tilted bracket kit. Busbar bracket kit. Cable hook pair
TBD | TU HB IP20 G1 1H20 4K70 D1 RF EA | image | datasheet | deeplink | TUNGSRAM - Tungsram High-bay IP20 - 16850lm - 122W - 4000K - 70CRI - TBD[SKU] - Bracket. Y-cable | 3 | Bracket. Y-cable | LED | 1 | 122 | [8 empty] | CE | [6 empty] | 20 | 4000 | 478x263x86 |  | 220-240V |  | 5 |  | 100° Diffuse | 3 | 70 |  | 4000 |  |  | >=0.9 | 100000 |  |  | 138.46 |  |  | 9 | D1 | 25 | max. 10% at 100.000 hrs |  | Available | 740/339 | Cx=0.4338;Cy=0.4030 | Class I | IK08 | IP20 | IP20 | 60 | 540 | -20 | 1 | 121.7 | RAL9338 | 50-60Hz | Passive | LED | embedded sensor system | High Bay Rectangular | Tungsram High-bay IP20 | Indoor industrial |  |  | 16850 | Yes |  |  |  | Bracket kit. Tilted bracket kit. Busbar bracket kit. Cable hook pair
TBD | TU HB IP20 G1 1H20 4K70 D1 RF ST | image | datasheet | deeplink | TUNGSRAM - Tungsram High-bay IP20 - 16850lm - 118W - 4000K - 70CRI - TBD[SKU] - Bracket. Y-cable | 2 | Bracket. Y-cable | LED | 1 | 118 | [8 empty] | CE | [6 empty] | 20 | 4000 | 478x263x86 |  | 220-240V |  | 5 |  | 100° Diffuse | 3 | 70 |  | 4000 |  |  | >=0.9 | 100000 |  |  | 143.16 |  |  | 9 | D1 | 25 | max. 10% at 100.000 hrs |  | Available | 740/339 | Cx=0.4338;Cy=0.4030 | Class I | IK08 | IP20 | IP20 | 60 | 520 | -20 | 1 | 117.7 | RAL9337 | 50-60Hz | Passive | LED | embedded sensor system | High Bay Rectangular | Tungsram High-bay IP20 | Indoor industrial |  |  | 16850 | Yes |  |  |  | Bracket kit. Tilted bracket kit. Busbar bracket kit. Cable hook pair
TBD | TU HB IP20 G1 1H15 4K70 D1 RF ST | image | datasheet | deeplink | TUNGSRAM - Tungsram High-bay IP20 - 12960lm - 88W - 4000K - 70CRI - TBD[SKU] - Bracket. Y-cable | 2 | Bracket. Y-cable | LED | 1 | 88 | [8 empty] | CE | [6 empty] | 20 | 4000 | 478x263x86 |  | 220-240V |  | 5 |  | 100° Diffuse | 3 | 70 |  | 4000 |  |  | >=0.9 | 116706 |  |  | 147.78 |  |  | 9 | D1 | 25 | max. 10% at 100.000 hrs |  | Available | 740/339 | Cx=0.4338;Cy=0.4030 | Class I | IK08 | IP20 | IP20 | 60 | 390 | -20 | 1 | 87.7 | RAL9336 | 50-60Hz | Passive | LED | embedded sensor system | High Bay Rectangular | Tungsram High-bay IP20 | Indoor industrial |  |  | 12960 | Yes |  |  |  | Bracket kit. Tilted bracket kit. Busbar bracket kit. Cable hook pair
TBD | TU HB IP20 G1 1H10 4K70 D1 RF ST | image | datasheet | deeplink | TUNGSRAM - Tungsram High-bay IP20 - 8550lm - 58W - 4000K - 70CRI - TBD[SKU] - Bracket. Y-cable | 2 | Bracket. Y-cable | LED | 1 | 58 | [8 empty] | CE | [6 empty] | 20 | 4000 | 478x263x86 |  | 220-240V |  | 5 |  | 100° Diffuse | 3 | 70 |  | 4000 |  |  | >=0.9 | 115000 |  |  | 148.18 |  |  | 9 | D1 | 25 | max. 10% at 100.000 hrs |  | Available | 740/339 | Cx=0.4338;Cy=0.4030 | Class I | IK08 | IP20 | IP20 | 60 | 260 | -20 | 1 | 57.7 | RAL9335 | 50-60Hz | Passive | LED | embedded sensor system | High Bay Rectangular | Tungsram High-bay IP20 | Indoor industrial |  |  | 8550 | Yes |  |  |  | Bracket kit. Tilted bracket kit. Busbar bracket kit. Cable hook pair
TBD | TU HB IP20 G1 2H45 4K70 D1 DL ST | image | datasheet | deeplink | TUNGSRAM - Tungsram High-bay IP20 - 39050lm - 272W - 4000K - 70CRI - TBD[SKU] - Bracket. Y-cable | 4 | Bracket. Y-cable | LED | 1 | 272 | [8 empty] | CE | [6 empty] | 20 | 4000 | 763x263x81 |  | 220-240V |  | 5 |  | 100° Diffuse | 3 | 70 |  | 4000 |  |  | >=0.9 | 116000 |  |  | 143.57 |  |  | 9 | D1 | 25 | max. 10% at 100.000 hrs |  | Available | 740/339 | Cx=0.4338;Cy=0.4030 | Class I | IK08 | IP20 | IP20 | 60 | 1210 | -20 | 1 | 272 | RAL9334 | 50-60Hz | Passive | LED | dimmable | High Bay Rectangular | Tungsram High-bay IP20 | Indoor industrial |  |  | 39050 | No sensor |  |  |  | Bracket kit. Tilted bracket kit. Busbar bracket kit. Cable hook pair
TBD | TU HB IP20 G1 2H30 4K70 D1 DL ST | image | datasheet | deeplink | TUNGSRAM - Tungsram High-bay IP20 - 25230lm - 170W - 4000K - 70CRI - TBD[SKU] - Bracket. Y-cable | 4 | Bracket. Y-cable | LED | 1 | 170 | [8 empty] | CE | [6 empty] | 20 | 4000 | 763x263x81 |  | 220-240V |  | 5 |  | 100° Diffuse | 3 | 70 |  | 4000 |  |  | >=0.9 | 105000 |  |  | 148.41 |  |  | 9 | D1 | 25 | max. 10% at 100.000 hrs |  | Available | 740/339 | Cx=0.4338;Cy=0.4030 | Class I | IK08 | IP20 | IP20 | 60 | 750 | -20 | 1 | 170 | RAL9333 | 50-60Hz | Passive | LED | dimmable | High Bay Rectangular | Tungsram High-bay IP20 | Indoor industrial |  |  | 25230 | No sensor |  |  |  | Bracket kit. Tilted bracket kit. Busbar bracket kit. Cable hook pair
TBD | TU HB IP20 G1 1H25 4K70 D1 DL EA | image | datasheet | deeplink | TUNGSRAM - Tungsram High-bay IP20 - 21600lm - 159W - 4000K - 70CRI - TBD[SKU] - Bracket. Y-cable | 3 | Bracket. Y-cable | LED | 1 | 159 | [8 empty] | CE | [6 empty] | 20 | 4000 | 398x263x81 |  | 220-240V |  | 5 |  | 100° Diffuse | 3 | 70 |  | 4000 |  |  | >=0.9 | 116706 |  |  | 136.19 |  |  | 9 | D1 | 25 | max. 10% at 100.000 hrs |  | Available | 740/339 | Cx=0.4338;Cy=0.4030 | Class I | IK08 | IP20 | IP20 | 60 | 700 | -20 | 1 | 158.6 | RAL9332 | 50-60Hz | Passive | LED | dimmable | High Bay Rectangular | Tungsram High-bay IP20 | Indoor industrial |  |  | 21600 | No sensor |  |  |  | Bracket kit. Tilted bracket kit. Busbar bracket kit. Cable hook pair
TBD | TU HB IP20 G1 1H25 4K70 D1 DL ST | image | datasheet | deeplink | TUNGSRAM - Tungsram High-bay IP20 - 21600lm - 155W - 4000K - 70CRI - TBD[SKU] - Bracket. Y-cable | 2 | Bracket. Y-cable | LED | 1 | 155 | [8 empty] | CE | [6 empty] | 20 | 4000 | 398x263x81 |  | 220-240V |  | 5 |  | 100° Diffuse | 3 | 70 |  | 4000 |  |  | >=0.9 | 116706 |  |  | 139.72 |  |  | 9 | D1 | 25 | max. 10% at 100.000 hrs |  | Available | 740/339 | Cx=0.4338;Cy=0.4030 | Class I | IK08 | IP20 | IP20 | 60 | 690 | -30 | 1 | 154.6 | RAL9331 | 50-60Hz | Passive | LED | dimmable | High Bay Rectangular | Tungsram High-bay IP20 | Indoor industrial |  |  | 21600 | No sensor |  |  |  | Bracket kit. Tilted bracket kit. Busbar bracket kit. Cable hook pair
TBD | TU HB IP20 G1 1H20 4K70 D1 DL EA | image | datasheet | deeplink | TUNGSRAM - Tungsram High-bay IP20 - 16850lm - 120W - 4000K - 70CRI - TBD[SKU] - Bracket. Y-cable | 3 | Bracket. Y-cable | LED | 1 | 120 | [8 empty] | CE | [6 empty] | 20 | 4000 | 398x263x81 |  | 220-240V |  | 5 |  | 100° Diffuse | 3 | 70 |  | 4000 |  |  | >=0.9 | 100000 |  |  | 140.42 |  |  | 9 | D1 | 25 | max. 10% at 100.000 hrs |  | Available | 740/339 | Cx=0.4338;Cy=0.4030 | Class I | IK08 | IP20 | IP20 | 60 | 530 | -20 | 1 | 120 | RAL9330 | 50-60Hz | Passive | LED | dimmable | High Bay Rectangular | Tungsram High-bay IP20 | Indoor industrial |  |  | 16850 | No sensor |  |  |  | Bracket kit. Tilted bracket kit. Busbar bracket kit. Cable hook pair
TBD | TU HB IP20 G1 1H20 4K70 D1 DL ST | image | datasheet | deeplink | TUNGSRAM - Tungsram High-bay IP20 - 16850lm - 116W - 4000K - 70CRI - TBD[SKU] - Bracket. Y-cable | 2 | Bracket. Y-cable | LED | 1 | 116 | [8 empty] | CE | [6 empty] | 20 | 4000 | 398x263x81 |  | 220-240V |  | 5 |  | 100° Diffuse | 3 | 70 |  | 4000 |  |  | >=0.9 | 100000 |  |  | 145.26 |  |  | 9 | D1 | 25 | max. 10% at 100.000 hrs |  | Available | 740/339 | Cx=0.4338;Cy=0.4030 | Class I | IK08 | IP20 | IP20 | 60 | 510 | -20 | 1 | 116 | RAL9329 | 50-60Hz | Passive | LED | dimmable | High Bay Rectangular | Tungsram High-bay IP20 | Indoor industrial |  |  | 16850 | No sensor |  |  |  | Bracket kit. Tilted bracket kit. Busbar bracket kit. Cable hook pair
TBD | TU HB IP20 G1 1H15 4K70 D1 DL ST | image | datasheet | deeplink | TUNGSRAM - Tungsram High-bay IP20 - 12960lm - 86W - 4000K - 70CRI - TBD[SKU] - Bracket. Y-cable | 2 | Bracket. Y-cable | LED | 1 | 86 | [8 empty] | CE | [6 empty] | 20 | 4000 | 398x263x81 |  | 220-240V |  | 5 |  | 100° Diffuse | 3 | 70 |  | 4000 |  |  | >=0.9 | 116706 |  |  | 150.7 |  |  | 9 | D1 | 25 | max. 10% at 100.000 hrs |  | Available | 740/339 | Cx=0.4338;Cy=0.4030 | Class I | IK08 | IP20 | IP20 | 60 | 380 | -20 | 1 | 86 | RAL9328 | 50-60Hz | Passive | LED | dimmable | High Bay Rectangular | Tungsram High-bay IP20 | Indoor industrial |  |  | 12960 | No sensor |  |  |  | Bracket kit. Tilted bracket kit. Busbar bracket kit. Cable hook pair
TBD | TU HB IP20 G1 1H10 4K70 D1 DL ST | image | datasheet | deeplink | TUNGSRAM - Tungsram High-bay IP20 - 8550lm - 56W - 4000K - 70CRI - TBD[SKU] - Bracket. Y-cable | 2 | Bracket. Y-cable | LED | 1 | 56 | [8 empty] | CE | [6 empty] | 20 | 4000 | 398x263x81 |  | 220-240V |  | 5 |  | 100° Diffuse | 3 | 70 |  | 4000 |  |  | >=0.9 | 115000 |  |  | 152.68 |  |  | 9 | D1 | 25 | max. 10% at 100.000 hrs |  | Available | 740/339 | Cx=0.4338;Cy=0.4030 | Class I | IK08 | IP20 | IP20 | 60 | 250 | -20 | 1 | 56 | RAL9327 | 50-60Hz | Passive | LED | dimmable | High Bay Rectangular | Tungsram High-bay IP20 | Indoor industrial |  |  | 8550 | No sensor |  |  |  | Bracket kit. Tilted bracket kit. Busbar bracket kit. Cable hook pair
TBD | TU HB IP20 G1 1S30 4K70 D1 RF ST | image | datasheet | deeplink | TUNGSRAM - Tungsram High-bay IP20 - 24450lm - 201W - 4000K - 70CRI - TBD[SKU] - Bracket. Y-cable | 2 | Bracket. Y-cable | LED | 1 | 201 | [8 empty] | CE | [6 empty] | 20 | 4000 | 478x263x86 |  | 220-240V |  | 5 |  | 100° Diffuse | 3 | 70 |  | 4000 |  |  | >=0.9 | 117000 |  |  | 121.82 |  |  | 9 | D1 | 25 | max. 10% at 100.000 hrs |  | Available | 740/339 | Cx=0.4338;Cy=0.4030 | Class I | IK08 | IP20 | IP20 | 60 | 890 | -20 | 1 | 200.7 | RAL9326 | 50-60Hz | Passive | LED | embedded sensor system | High Bay Rectangular | Tungsram High-bay IP20 | Indoor industrial |  |  | 24450 | Yes |  |  |  | Bracket kit. Tilted bracket kit. Busbar bracket kit. Cable hook pair
TBD | TU HB IP20 G1 1S22 4K70 D1 RF ST | image | datasheet | deeplink | TUNGSRAM - Tungsram High-bay IP20 - 20300lm - 164W - 4000K - 70CRI - TBD[SKU] - Bracket. Y-cable | 2 | Bracket. Y-cable | LED | 1 | 164 | [8 empty] | CE | [6 empty] | 20 | 4000 | 478x263x86 |  | 220-240V |  | 5 |  | 100° Diffuse | 3 | 70 |  | 4000 |  |  | >=0.9 | 116706 |  |  | 124.01 |  |  | 9 | D1 | 25 | max. 10% at 100.000 hrs |  | Available | 740/339 | Cx=0.4338;Cy=0.4030 | Class I | IK08 | IP20 | IP20 | 60 | 730 | -20 | 1 | 163.7 | RAL9325 | 50-60Hz | Passive | LED | embedded sensor system | High Bay Rectangular | Tungsram High-bay IP20 | Indoor industrial |  |  | 20300 | Yes |  |  |  | Bracket kit. Tilted bracket kit. Busbar bracket kit. Cable hook pair
TBD | TU HB IP20 G1 1S20 4K70 D1 RF ST | image | datasheet | deeplink | TUNGSRAM - Tungsram High-bay IP20 - 17190lm - 143W - 4000K - 70CRI - TBD[SKU] - Bracket. Y-cable | 2 | Bracket. Y-cable | LED | 1 | 143 | [8 empty] | CE | [6 empty] | 20 | 4000 | 478x263x86 |  | 220-240V |  | 5 |  | 100° Diffuse | 3 | 70 |  | 4000 |  |  | >=0.9 | 197000 |  |  | 120.46 |  |  | 9 | D1 | 25 | max. 10% at 100.000 hrs |  | Available | 740/339 | Cx=0.4338;Cy=0.4030 | Class I | IK08 | IP20 | IP20 | 60 | 630 | -20 | 1 | 142.7 | RAL9324 | 50-60Hz | Passive | LED | embedded sensor system | High Bay Rectangular | Tungsram High-bay IP20 | Indoor industrial |  |  | 17190 | Yes |  |  |  | Bracket kit. Tilted bracket kit. Busbar bracket kit. Cable hook pair
TBD | TU HB IP20 G1 1S12 4K70 D1 RF ST | image | datasheet | deeplink | TUNGSRAM - Tungsram High-bay IP20 - 11660lm - 94W - 4000K - 70CRI - TBD[SKU] - Bracket. Y-cable | 2 | Bracket. Y-cable | LED | 1 | 94 | [8 empty] | CE | [6 empty] | 20 | 4000 | 478x263x86 |  | 220-240V |  | 5 |  | 100° Diffuse | 3 | 70 |  | 4000 |  |  | >=0.9 | 116706 |  |  | 124.44 |  |  | 9 | D1 | 25 | max. 10% at 100.000 hrs |  | Available | 740/339 | Cx=0.4338;Cy=0.4030 | Class I | IK08 | IP20 | IP20 | 60 | 420 | -20 | 1 | 93.7 | RAL9323 | 50-60Hz | Passive | LED | embedded sensor system | High Bay Rectangular | Tungsram High-bay IP20 | Indoor industrial |  |  | 11660 | Yes |  |  |  | Bracket kit. Tilted bracket kit. Busbar bracket kit. Cable hook pair
TBD | TU HB IP20 G1 1S10 4K70 D1 RF ST | image | datasheet | deeplink | TUNGSRAM - Tungsram High-bay IP20 - 8350lm - 69W - 4000K - 70CRI - TBD[SKU] - Bracket. Y-cable | 2 | Bracket. Y-cable | LED | 1 | 69 | [8 empty] | CE | [6 empty] | 20 | 4000 | 478x263x86 |  | 220-240V |  | 5 |  | 100° Diffuse | 3 | 70 |  | 4000 |  |  | >=0.9 | 259000 |  |  | 121.54 |  |  | 9 | D1 | 25 | max. 10% at 100.000 hrs |  | Available | 740/339 | Cx=0.4338;Cy=0.4030 | Class I | IK08 | IP20 | IP20 | 60 | 300 | -20 | 1 | 68.7 | RAL9322 | 50-60Hz | Passive | LED | embedded sensor system | High Bay Rectangular | Tungsram High-bay IP20 | Indoor industrial |  |  | 8350 | Yes |  |  |  | Bracket kit. Tilted bracket kit. Busbar bracket kit. Cable hook pair
TBD | TU HB IP20 G1 1S30 4K70 D1 DL ST | image | datasheet | deeplink | TUNGSRAM - Tungsram High-bay IP20 - 24450lm - 199W - 4000K - 70CRI - TBD[SKU] - Bracket. Y-cable | 2 | Bracket. Y-cable | LED | 1 | 199 | [8 empty] | CE | [6 empty] | 20 | 4000 | 398x263x81 |  | 220-240V |  | 5 |  | 100° Diffuse | 3 | 70 |  | 4000 |  |  | >=0.9 | 117000 |  |  | 122.86 |  |  | 9 | D1 | 25 | max. 10% at 100.000 hrs |  | Available | 740/339 | Cx=0.4338;Cy=0.4030 | Class I | IK08 | IP20 | IP20 | 60 | 880 | -30 | 1 | 199 | RAL9321 | 50-60Hz | Passive | LED | dimmable | High Bay Rectangular | Tungsram High-bay IP20 | Indoor industrial |  |  | 24450 | No sensor |  |  |  | Bracket kit. Tilted bracket kit. Busbar bracket kit. Cable hook pair
TBD | TU HB IP20 G1 1S22 4K70 D1 DL ST | image | datasheet | deeplink | TUNGSRAM - Tungsram High-bay IP20 - 20300lm - 162W - 4000K - 70CRI - TBD[SKU] - Bracket. Y-cable | 2 | Bracket. Y-cable | LED | 1 | 162 | [8 empty] | CE | [6 empty] | 20 | 4000 | 398x263x81 |  | 220-240V |  | 5 |  | 100° Diffuse | 3 | 70 |  | 4000 |  |  | >=0.9 | 116706 |  |  | 125.31 |  |  | 9 | D1 | 25 | max. 10% at 100.000 hrs |  | Available | 740/339 | Cx=0.4338;Cy=0.4030 | Class I | IK08 | IP20 | IP20 | 60 | 720 | -30 | 1 | 162 | RAL9320 | 50-60Hz | Passive | LED | dimmable | High Bay Rectangular | Tungsram High-bay IP20 | Indoor industrial |  |  | 20300 | No sensor |  |  |  | Bracket kit. Tilted bracket kit. Busbar bracket kit. Cable hook pair
TBD | TU HB IP20 G1 1S20 4K70 D1 DL ST | image | datasheet | deeplink | TUNGSRAM - Tungsram High-bay IP20 - 17190lm - 141W - 4000K - 70CRI - TBD[SKU] - Bracket. Y-cable | 2 | Bracket. Y-cable | LED | 1 | 141 | [8 empty] | CE | [6 empty] | 20 | 4000 | 398x263x81 |  | 220-240V |  | 5 |  | 100° Diffuse | 3 | 70 |  | 4000 |  |  | >=0.9 | 197000 |  |  | 121.91 |  |  | 9 | D1 | 25 | max. 10% at 100.000 hrs |  | Available | 740/339 | Cx=0.4338;Cy=0.4030 | Class I | IK08 | IP20 | IP20 | 60 | 630 | -30 | 1 | 141 | RAL9319 | 50-60Hz | Passive | LED | dimmable | High Bay Rectangular | Tungsram High-bay IP20 | Indoor industrial |  |  | 17190 | No sensor |  |  |  | Bracket kit. Tilted bracket kit. Busbar bracket kit. Cable hook pair
TBD | TU HB IP20 G1 1S12 4K70 D1 DL ST | image | datasheet | deeplink | TUNGSRAM - Tungsram High-bay IP20 - 11660lm - 92W - 4000K - 70CRI - TBD[SKU] - Bracket. Y-cable | 2 | Bracket. Y-cable | LED | 1 | 92 | [8 empty] | CE | [6 empty] | 20 | 4000 | 398x263x81 |  | 220-240V |  | 5 |  | 100° Diffuse | 3 | 70 |  | 4000 |  |  | >=0.9 | 116706 |  |  | 126.74 |  |  | 9 | D1 | 25 | max. 10% at 100.000 hrs |  | Available | 740/339 | Cx=0.4338;Cy=0.4030 | Class I | IK08 | IP20 | IP20 | 60 | 410 | -20 | 1 | 92 | RAL9318 | 50-60Hz | Passive | LED | dimmable | High Bay Rectangular | Tungsram High-bay IP20 | Indoor industrial |  |  | 11660 | No sensor |  |  |  | Bracket kit. Tilted bracket kit. Busbar bracket kit. Cable hook pair
TBD | TU HB IP20 G1 1S10 4K70 D1 DL ST | image | datasheet | deeplink | TUNGSRAM - Tungsram High-bay IP20 - 8350lm - 67W - 4000K - 70CRI - TBD[SKU] - Bracket. Y-cable | 2 | Bracket. Y-cable | LED | 1 | 67 | [8 empty] | CE | [6 empty] | 20 | 4000 | 398x263x81 |  | 220-240V |  | 5 |  | 100° Diffuse | 3 | 70 |  | 4000 |  |  | >=0.9 | 259000 |  |  | 124.63 |  |  | 9 | D1 | 25 | max. 10% at 100.000 hrs |  | Available | 740/339 | Cx=0.4338;Cy=0.4030 | Class I | IK08 | IP20 | IP20 | 60 | 300 | -20 | 1 | 67 | RAL9317 | 50-60Hz | Passive | LED | dimmable | High Bay Rectangular | Tungsram High-bay IP20 | Indoor industrial |  |  | 8350 | No sensor |  |  |  | Bracket kit. Tilted bracket kit. Busbar bracket kit. Cable hook pair
TBD | TU HB IP20 G1 2S60 4K70 D1 SN ST | image | datasheet | deeplink | TUNGSRAM - Tungsram High-bay IP20 - 51840lm - 437W - 4000K - 70CRI - TBD[SKU] - Bracket. Y-cable | 4 | Bracket. Y-cable | LED | 1 | 437 | [8 empty] | CE | [6 empty] | 20 | 4000 | 843x263x86 |  | 220-240V |  | 5 |  | 100° Diffuse | 3 | 70 |  | 4000 |  |  | >=0.9 | 116706 |  |  | 118.71 |  |  | 9 | D1 | 25 | max. 10% at 100.000 hrs |  | Available | 740/339 | Cx=0.4338;Cy=0.4030 | Class I | IK08 | IP20 | IP20 | 60 | 1940 | -20 | 1 | 436.7 | RAL9316 | 50-60Hz | Passive | LED | embedded sensor system | High Bay Rectangular | Tungsram High-bay IP20 | Indoor industrial |  |  | 51840 | Yes |  |  |  | Bracket kit. Tilted bracket kit. Busbar bracket kit. Cable hook pair
TBD | TU HB IP20 G1 1S30 4K70 D1 SN ST | image | datasheet | deeplink | TUNGSRAM - Tungsram High-bay IP20 - 24450lm - 201W - 4000K - 70CRI - TBD[SKU] - Bracket. Y-cable | 2 | Bracket. Y-cable | LED | 1 | 201 | [8 empty] | CE | [6 empty] | 20 | 4000 | 478x263x86 |  | 220-240V |  | 5 |  | 100° Diffuse | 3 | 70 |  | 4000 |  |  | >=0.9 | 117000 |  |  | 121.82 |  |  | 9 | D1 | 25 | max. 10% at 100.000 hrs |  | Available | 740/339 | Cx=0.4338;Cy=0.4030 | Class I | IK08 | IP20 | IP20 | 60 | 890 | -20 | 1 | 200.7 | RAL9315 | 50-60Hz | Passive | LED | embedded sensor system | High Bay Rectangular | Tungsram High-bay IP20 | Indoor industrial |  |  | 24450 | Yes |  |  |  | Bracket kit. Tilted bracket kit. Busbar bracket kit. Cable hook pair
TBD | TU HB IP20 G1 1S22 4K70 D1 SN ST | image | datasheet | deeplink | TUNGSRAM - Tungsram High-bay IP20 - 20300lm - 164W - 4000K - 70CRI - TBD[SKU] - Bracket. Y-cable | 2 | Bracket. Y-cable | LED | 1 | 164 | [8 empty] | CE | [6 empty] | 20 | 4000 | 478x263x86 |  | 220-240V |  | 5 |  | 100° Diffuse | 3 | 70 |  | 4000 |  |  | >=0.9 | 116706 |  |  | 124.01 |  |  | 9 | D1 | 25 | max. 10% at 100.000 hrs |  | Available | 740/339 | Cx=0.4338;Cy=0.4030 | Class I | IK08 | IP20 | IP20 | 60 | 730 | -20 | 1 | 163.7 | RAL9314 | 50-60Hz | Passive | LED | embedded sensor system | High Bay Rectangular | Tungsram High-bay IP20 | Indoor industrial |  |  | 20300 | Yes |  |  |  | Bracket kit. Tilted bracket kit. Busbar bracket kit. Cable hook pair
TBD | TU HB IP20 G1 1S20 4K70 D1 SN ST | image | datasheet | deeplink | TUNGSRAM - Tungsram High-bay IP20 - 17190lm - 143W - 4000K - 70CRI - TBD[SKU] - Bracket. Y-cable | 2 | Bracket. Y-cable | LED | 1 | 143 | [8 empty] | CE | [6 empty] | 20 | 4000 | 478x263x86 |  | 220-240V |  | 5 |  | 100° Diffuse | 3 | 70 |  | 4000 |  |  | >=0.9 | 197000 |  |  | 120.46 |  |  | 9 | D1 | 25 | max. 10% at 100.000 hrs |  | Available | 740/339 | Cx=0.4338;Cy=0.4030 | Class I | IK08 | IP20 | IP20 | 60 | 630 | -20 | 1 | 142.7 | RAL9313 | 50-60Hz | Passive | LED | embedded sensor system | High Bay Rectangular | Tungsram High-bay IP20 | Indoor industrial |  |  | 17190 | Yes |  |  |  | Bracket kit. Tilted bracket kit. Busbar bracket kit. Cable hook pair
TBD | TU HB IP20 G1 1S12 4K70 D1 SN ST | image | datasheet | deeplink | TUNGSRAM - Tungsram High-bay IP20 - 11660lm - 94W - 4000K - 70CRI - TBD[SKU] - Bracket. Y-cable | 2 | Bracket. Y-cable | LED | 1 | 94 | [8 empty] | CE | [6 empty] | 20 | 4000 | 478x263x86 |  | 220-240V |  | 5 |  | 100° Diffuse | 3 | 70 |  | 4000 |  |  | >=0.9 | 116706 |  |  | 124.44 |  |  | 9 | D1 | 25 | max. 10% at 100.000 hrs |  | Available | 740/339 | Cx=0.4338;Cy=0.4030 | Class I | IK08 | IP20 | IP20 | 60 | 420 | -20 | 1 | 93.7 | RAL9312 | 50-60Hz | Passive | LED | embedded sensor system | High Bay Rectangular | Tungsram High-bay IP20 | Indoor industrial |  |  | 11660 | Yes |  |  |  | Bracket kit. Tilted bracket kit. Busbar bracket kit. Cable hook pair
TBD | TU HB IP20 G1 1S10 4K70 D1 SN ST | image | datasheet | deeplink | TUNGSRAM - Tungsram High-bay IP20 - 8350lm - 69W - 4000K - 70CRI - TBD[SKU] - Bracket. Y-cable | 2 | Bracket. Y-cable | LED | 1 | 69 | [8 empty] | CE | [6 empty] | 20 | 4000 | 478x263x86 |  | 220-240V |  | 5 |  | 100° Diffuse | 3 | 70 |  | 4000 |  |  | >=0.9 | 259000 |  |  | 121.54 |  |  | 9 | D1 | 25 | max. 10% at 100.000 hrs |  | Available | 740/339 | Cx=0.4338;Cy=0.4030 | Class I | IK08 | IP20 | IP20 | 60 | 300 | -20 | 1 | 68.7 | RAL9311 | 50-60Hz | Passive | LED | embedded sensor system | High Bay Rectangular | Tungsram High-bay IP20 | Indoor industrial |  |  | 8350 | Yes |  |  |  | Bracket kit. Tilted bracket kit. Busbar bracket kit. Cable hook pair
TBD | TU HB IP20 G1 2S60 4K70 D1 FX ST | image | datasheet | deeplink | TUNGSRAM - Tungsram High-bay IP20 - 51840lm - 435W - 4000K - 70CRI - TBD[SKU] - Bracket. Y-cable | 4 | Bracket. Y-cable | LED | 1 | 435 | [8 empty] | CE | [6 empty] | 20 | 4000 | 763x263x81 |  | 220-240V |  | 5 |  | 100° Diffuse | 3 | 70 |  | 4000 |  |  | >=0.9 | 116706 |  |  | 119.17 |  |  | 9 | D1 | 25 | max. 10% at 100.000 hrs |  | Available | 740/339 | Cx=0.4338;Cy=0.4030 | Class I | IK08 | IP20 | IP20 | 60 | 1930 | -20 | 1 | 435 | RAL9310 | 50-60Hz | Passive | LED | none | High Bay Rectangular | Tungsram High-bay IP20 | Indoor industrial |  |  | 51840 | No sensor |  |  |  | Bracket kit. Tilted bracket kit. Busbar bracket kit. Cable hook pair
TBD | TU HB IP20 G1 1S30 4K70 D1 FX ST | image | datasheet | deeplink | TUNGSRAM - Tungsram High-bay IP20 - 24450lm - 199W - 4000K - 70CRI - TBD[SKU] - Bracket. Y-cable | 2 | Bracket. Y-cable | LED | 1 | 199 | [8 empty] | CE | [6 empty] | 20 | 4000 | 398x263x81 |  | 220-240V |  | 5 |  | 100° Diffuse | 3 | 70 |  | 4000 |  |  | >=0.9 | 117000 |  |  | 122.86 |  |  | 9 | D1 | 25 | max. 10% at 100.000 hrs |  | Available | 740/339 | Cx=0.4338;Cy=0.4030 | Class I | IK08 | IP20 | IP20 | 60 | 880 | -20 | 1 | 199 | RAL9309 | 50-60Hz | Passive | LED | none | High Bay Rectangular | Tungsram High-bay IP20 | Indoor industrial |  |  | 24450 | No sensor |  |  |  | Bracket kit. Tilted bracket kit. Busbar bracket kit. Cable hook pair
TBD | TU HB IP20 G1 1S22 4K70 D1 FX ST | image | datasheet | deeplink | TUNGSRAM - Tungsram High-bay IP20 - 20300lm - 162W - 4000K - 70CRI - TBD[SKU] - Bracket. Y-cable | 2 | Bracket. Y-cable | LED | 1 | 162 | [8 empty] | CE | [6 empty] | 20 | 4000 | 398x263x81 |  | 220-240V |  | 5 |  | 100° Diffuse | 3 | 70 |  | 4000 |  |  | >=0.9 | 116706 |  |  | 125.31 |  |  | 9 | D1 | 25 | max. 10% at 100.000 hrs |  | Available | 740/339 | Cx=0.4338;Cy=0.4030 | Class I | IK08 | IP20 | IP20 | 60 | 720 | -30 | 1 | 162 | RAL9308 | 50-60Hz | Passive | LED | none | High Bay Rectangular | Tungsram High-bay IP20 | Indoor industrial |  |  | 20300 | No sensor |  |  |  | Bracket kit. Tilted bracket kit. Busbar bracket kit. Cable hook pair
TBD | TU HB IP20 G1 1S20 4K70 D1 FX EA | image | datasheet | deeplink | TUNGSRAM - Tungsram High-bay IP20 - 17190lm - 145W - 4000K - 70CRI - TBD[SKU] - Bracket. Y-cable | 3 | Bracket. Y-cable | LED | 1 | 145 | [8 empty] | CE | [6 empty] | 20 | 4000 | 398x263x81 |  | 220-240V |  | 5 |  | 100° Diffuse | 3 | 70 |  | 4000 |  |  | >=0.9 | 197000 |  |  | 118.55 |  |  | 9 | D1 | 25 | max. 10% at 100.000 hrs |  | Available | 740/339 | Cx=0.4338;Cy=0.4030 | Class I | IK08 | IP20 | IP20 | 60 | 640 | -20 | 1 | 145 | RAL9307 | 50-60Hz | Passive | LED | none | High Bay Rectangular | Tungsram High-bay IP20 | Indoor industrial |  |  | 17190 | No sensor |  |  |  | Bracket kit. Tilted bracket kit. Busbar bracket kit. Cable hook pair
TBD | TU HB IP20 G1 1S20 4K70 D1 FX ST | image | datasheet | deeplink | TUNGSRAM - Tungsram High-bay IP20 - 17190lm - 141W - 4000K - 70CRI - TBD[SKU] - Bracket. Y-cable | 2 | Bracket. Y-cable | LED | 1 | 141 | [8 empty] | CE | [6 empty] | 20 | 4000 | 398x263x81 |  | 220-240V |  | 5 |  | 100° Diffuse | 3 | 70 |  | 4000 |  |  | >=0.9 | 197000 |  |  | 121.91 |  |  | 9 | D1 | 25 | max. 10% at 100.000 hrs |  | Available | 740/339 | Cx=0.4338;Cy=0.4030 | Class I | IK08 | IP20 | IP20 | 60 | 630 | -20 | 1 | 141 | RAL9306 | 50-60Hz | Passive | LED | none | High Bay Rectangular | Tungsram High-bay IP20 | Indoor industrial |  |  | 17190 | No sensor |  |  |  | Bracket kit. Tilted bracket kit. Busbar bracket kit. Cable hook pair
TBD | TU HB IP20 G1 1S12 4K70 D1 FX ST | image | datasheet | deeplink | TUNGSRAM - Tungsram High-bay IP20 - 11660lm - 92W - 4000K - 70CRI - TBD[SKU] - Bracket. Y-cable | 2 | Bracket. Y-cable | LED | 1 | 92 | [8 empty] | CE | [6 empty] | 20 | 4000 | 398x263x81 |  | 220-240V |  | 5 |  | 100° Diffuse | 3 | 70 |  | 4000 |  |  | >=0.9 | 116706 |  |  | 126.74 |  |  | 9 | D1 | 25 | max. 10% at 100.000 hrs |  | Available | 740/339 | Cx=0.4338;Cy=0.4030 | Class I | IK08 | IP20 | IP20 | 60 | 410 | -20 | 1 | 92 | RAL9305 | 50-60Hz | Passive | LED | none | High Bay Rectangular | Tungsram High-bay IP20 | Indoor industrial |  |  | 11660 | No sensor |  |  |  | Bracket kit. Tilted bracket kit. Busbar bracket kit. Cable hook pair
TBD | TU HB IP20 G1 1S10 4K70 D1 FX ST | image | datasheet | deeplink | TUNGSRAM - Tungsram High-bay IP20 - 8350lm - 67W - 4000K - 70CRI - TBD[SKU] - Bracket. Y-cable | 2 | Bracket. Y-cable | LED | 1 | 67 | [8 empty] | CE | [6 empty] | 20 | 4000 | 398x263x81 |  | 220-240V |  | 5 |  | 100° Diffuse | 3 | 70 |  | 4000 |  |  | >=0.9 | 259000 |  |  | 124.63 |  |  | 9 | D1 | 25 | max. 10% at 100.000 hrs |  | Available | 740/339 | Cx=0.4338;Cy=0.4030 | Class I | IK08 | IP20 | IP20 | 50 | 300 | -25 | 1 | 67 | RAL9304 | 50-60Hz | Passive | LED | none | High Bay Rectangular | Tungsram High-bay IP20 | Indoor industrial |  |  | 8350 | No sensor |  |  |  | Bracket kit. Tilted bracket kit. Busbar bracket kit. Cable hook pair
TBD | TU HB IP20 G1 2H45 5K80 D1 NL ST | image | datasheet | deeplink | TUNGSRAM - Tungsram High-bay IP20 - 39050lm - 273W - 5000K - 80CRI - TBD[SKU] - Bracket. Y-cable | 4 | Bracket. Y-cable | LED | 1 | 273 | [8 empty] | CE | [6 empty] | 20 | 5000 | 779x263x96 |  | 220-240V |  | 5 |  | 100° Diffuse | 3 | 80 |  | 5000 |  |  | >=0.9 | 116000 |  |  | 143.04 |  |  | 9 | D1 | 25 | max. 10% at 100.000 hrs |  | Available | 850/339 | Cx=0.3447;Cy=0.3553 | Class I | IK08 | IP20 | IP20 | 60 | 1210 | -20 | 1 | 273 | RAL9303 | 50-60Hz | Passive | LED | embedded sensor system | High Bay Rectangular | Tungsram High-bay IP20 | Indoor industrial |  |  | 39050 | Yes |  |  |  | Bracket kit. Tilted bracket kit. Busbar bracket kit. Cable hook pair
TBD | TU HB IP20 G1 2H30 5K80 D1 NL EA | image | datasheet | deeplink | TUNGSRAM - Tungsram High-bay IP20 - 25230lm - 175W - 5000K - 80CRI - TBD[SKU] - Bracket. Y-cable | 5 | Bracket. Y-cable | LED | 1 | 175 | [8 empty] | CE | [6 empty] | 20 | 5000 | 855x263x96 |  | 220-240V |  | 5 |  | 100° Diffuse | 3 | 80 |  | 5000 |  |  | >=0.9 | 105000 |  |  | 144.17 |  |  | 9 | D1 | 25 | max. 10% at 100.000 hrs |  | Available | 850/339 | Cx=0.3447;Cy=0.3553 | Class I | IK08 | IP20 | IP20 | 60 |  | -20 | 1 | 175 | RAL9302 | 50-60Hz | Passive | LED | embedded sensor system | High Bay Rectangular | Tungsram High-bay IP20 | Indoor industrial |  |  | 25230 | Yes |  |  |  | Bracket kit. Tilted bracket kit. Busbar bracket kit. Cable hook pair
TBD | TU HB IP20 G1 2H30 5K80 D1 NL ST | image | datasheet | deeplink | TUNGSRAM - Tungsram High-bay IP20 - 25230lm - 171W - 5000K - 80CRI - TBD[SKU] - Bracket. Y-cable | 4 | Bracket. Y-cable | LED | 1 | 171 | [8 empty] | CE | [6 empty] | 20 | 5000 | 779x263x96 |  | 220-240V |  | 5 |  | 100° Diffuse | 3 | 80 |  | 5000 |  |  | >=0.9 | 105000 |  |  | 147.54 |  |  | 9 | D1 | 25 | max. 10% at 100.000 hrs |  | Available | 850/339 | Cx=0.3447;Cy=0.3553 | Class I | IK08 | IP20 | IP20 | 60 | 760 | -20 | 1 | 171 | RAL9301 | 50-60Hz | Passive | LED | embedded sensor system | High Bay Rectangular | Tungsram High-bay IP20 | Indoor industrial |  |  | 25230 | Yes |  |  |  | Bracket kit. Tilted bracket kit. Busbar bracket kit. Cable hook pair
TBD | TU HB IP20 G1 1H25 5K80 D1 NL EA | image | datasheet | deeplink | TUNGSRAM - Tungsram High-bay IP20 - 21600lm - 160W - 5000K - 80CRI - TBD[SKU] - Bracket. Y-cable | 3 | Bracket. Y-cable | LED | 1 | 160 | [8 empty] | CE | [6 empty] | 20 | 5000 | 414x263x96 |  | 220-240V |  | 5 |  | 100° Diffuse | 3 | 80 |  | 5000 |  |  | >=0.9 | 116706 |  |  | 135.34 |  |  | 9 | D1 | 25 | max. 10% at 100.000 hrs |  | Available | 850/339 | Cx=0.3447;Cy=0.3553 | Class I | IK08 | IP20 | IP20 | 60 | 710 | -20 | 1 | 159.6 | RAL9300 | 50-60Hz | Passive | LED | embedded sensor system | High Bay Rectangular | Tungsram High-bay IP20 | Indoor industrial |  |  | 21600 | Yes |  |  |  | Bracket kit. Tilted bracket kit. Busbar bracket kit. Cable hook pair
TBD | TU HB IP20 G1 1H25 5K80 D1 NL ST | image | datasheet | deeplink | TUNGSRAM - Tungsram High-bay IP20 - 21600lm - 156W - 5000K - 80CRI - TBD[SKU] - Bracket. Y-cable | 2 | Bracket. Y-cable | LED | 1 | 156 | [8 empty] | CE | [6 empty] | 20 | 5000 | 414x263x96 |  | 220-240V |  | 5 |  | 100° Diffuse | 3 | 80 |  | 5000 |  |  | >=0.9 | 116706 |  |  | 138.82 |  |  | 9 | D1 | 25 | max. 10% at 100.000 hrs |  | Available | 850/339 | Cx=0.3447;Cy=0.3553 | Class I | IK08 | IP20 | IP20 | 50 | 690 | -25 | 1 | 155.6 | RAL9299 | 50-60Hz | Passive | LED | embedded sensor system | High Bay Rectangular | Tungsram High-bay IP20 | Indoor industrial |  |  | 21600 | Yes |  |  |  | Bracket kit. Tilted bracket kit. Busbar bracket kit. Cable hook pair
TBD | TU HB IP20 G1 1H20 5K80 D1 NL ST | image | datasheet | deeplink | TUNGSRAM - Tungsram High-bay IP20 - 16850lm - 117W - 5000K - 80CRI - TBD[SKU] - Bracket. Y-cable | 2 | Bracket. Y-cable | LED | 1 | 117 | [8 empty] | CE | [6 empty] | 20 | 5000 | 414x263x96 |  | 220-240V |  | 5 |  | 100° Diffuse | 3 | 80 |  | 5000 |  |  | >=0.9 | 100000 |  |  | 144.02 |  |  | 9 | D1 | 25 | max. 10% at 100.000 hrs |  | Available | 850/339 | Cx=0.3447;Cy=0.3553 | Class I | IK08 | IP20 | IP20 | 55 | 520 | -30 | 1 | 117 | RAL9298 | 50-60Hz | Passive | LED | embedded sensor system | High Bay Rectangular | Tungsram High-bay IP20 | Indoor industrial |  |  | 16850 | Yes |  |  |  | Bracket kit. Tilted bracket kit. Busbar bracket kit. Cable hook pair
TBD | TU HB IP20 G1 1H15 5K80 D1 NL ST | image | datasheet | deeplink | TUNGSRAM - Tungsram High-bay IP20 - 12960lm - 87W - 5000K - 80CRI - TBD[SKU] - Bracket. Y-cable | 2 | Bracket. Y-cable | LED | 1 | 87 | [8 empty] | CE | [6 empty] | 20 | 5000 | 414x263x96 |  | 220-240V |  | 5 |  | 100° Diffuse | 3 | 80 |  | 5000 |  |  | >=0.9 | 116706 |  |  | 148.97 |  |  | 9 | D1 | 25 | max. 10% at 100.000 hrs |  | Available | 850/339 | Cx=0.3447;Cy=0.3553 | Class I | IK08 | IP20 | IP20 | 60 | 390 | -20 | 1 | 87 | RAL9297 | 50-60Hz | Passive | LED | embedded sensor system | High Bay Rectangular | Tungsram High-bay IP20 | Indoor industrial |  |  | 12960 | Yes |  |  |  | Bracket kit. Tilted bracket kit. Busbar bracket kit. Cable hook pair
TBD | TU HB IP20 G1 1H10 5K80 D1 NL ST | image | datasheet | deeplink | TUNGSRAM - Tungsram High-bay IP20 - 8550lm - 57W - 5000K - 80CRI - TBD[SKU] - Bracket. Y-cable | 2 | Bracket. Y-cable | LED | 1 | 57 | [8 empty] | CE | [6 empty] | 20 | 5000 | 414x263x96 |  | 220-240V |  | 5 |  | 100° Diffuse | 3 | 80 |  | 5000 |  |  | >=0.9 | 115000 |  |  | 150 |  |  | 9 | D1 | 25 | max. 10% at 100.000 hrs |  | Available | 850/339 | Cx=0.3447;Cy=0.3553 | Class I | IK08 | IP20 | IP20 | 60 | 250 | -20 | 1 | 57 | RAL9296 | 50-60Hz | Passive | LED | embedded sensor system | High Bay Rectangular | Tungsram High-bay IP20 | Indoor industrial |  |  | 8550 | Yes |  |  |  | Bracket kit. Tilted bracket kit. Busbar bracket kit. Cable hook pair
TBD | TU HB IP20 G1 2H45 5K80 D1 RF ST | image | datasheet | deeplink | TUNGSRAM - Tungsram High-bay IP20 - 39050lm - 274W - 5000K - 80CRI - TBD[SKU] - Bracket. Y-cable | 4 | Bracket. Y-cable | LED | 1 | 274 | [8 empty] | CE | [6 empty] | 20 | 5000 | 843x263x86 |  | 220-240V |  | 5 |  | 100° Diffuse | 3 | 80 |  | 5000 |  |  | >=0.9 | 116000 |  |  | 142.67 |  |  | 9 | D1 | 25 | max. 10% at 100.000 hrs |  | Available | 850/339 | Cx=0.3447;Cy=0.3553 | Class I | IK08 | IP20 | IP20 | 60 | 1210 | -20 | 1 | 273.7 | RAL9295 | 50-60Hz | Passive | LED | embedded sensor system | High Bay Rectangular | Tungsram High-bay IP20 | Indoor industrial |  |  | 39050 | Yes |  |  |  | Bracket kit. Tilted bracket kit. Busbar bracket kit. Cable hook pair
TBD | TU HB IP20 G1 2H30 5K80 D1 RF EA | image | datasheet | deeplink | TUNGSRAM - Tungsram High-bay IP20 - 25230lm - 176W - 5000K - 80CRI - TBD[SKU] - Bracket. Y-cable | 5 | Bracket. Y-cable | LED | 1 | 176 | [8 empty] | CE | [6 empty] | 20 | 5000 | 855x263x96 |  | 220-240V |  | 5 |  | 100° Diffuse | 3 | 80 |  | 5000 |  |  | >=0.9 | 105000 |  |  | 143.6 |  |  | 9 | D1 | 25 | max. 10% at 100.000 hrs |  | Available | 850/339 | Cx=0.3447;Cy=0.3553 | Class I | IK08 | IP20 | IP20 | 60 |  | -20 | 1 | 175.7 | RAL9294 | 50-60Hz | Passive | LED | embedded sensor system | High Bay Rectangular | Tungsram High-bay IP20 | Indoor industrial |  |  | 25230 | Yes |  |  |  | Bracket kit. Tilted bracket kit. Busbar bracket kit. Cable hook pair
TBD | TU HB IP20 G1 2H30 5K80 D1 RF ST | image | datasheet | deeplink | TUNGSRAM - Tungsram High-bay IP20 - 25230lm - 172W - 5000K - 80CRI - TBD[SKU] - Bracket. Y-cable | 4 | Bracket. Y-cable | LED | 1 | 172 | [8 empty] | CE | [6 empty] | 20 | 5000 | 843x263x86 |  | 220-240V |  | 5 |  | 100° Diffuse | 3 | 80 |  | 5000 |  |  | >=0.9 | 105000 |  |  | 146.94 |  |  | 9 | D1 | 25 | max. 10% at 100.000 hrs |  | Available | 850/339 | Cx=0.3447;Cy=0.3553 | Class I | IK08 | IP20 | IP20 | 60 | 760 | -20 | 1 | 171.7 | RAL9293 | 50-60Hz | Passive | LED | embedded sensor system | High Bay Rectangular | Tungsram High-bay IP20 | Indoor industrial |  |  | 25230 | Yes |  |  |  | Bracket kit. Tilted bracket kit. Busbar bracket kit. Cable hook pair
TBD | TU HB IP20 G1 1H25 5K80 D1 RF EA | image | datasheet | deeplink | TUNGSRAM - Tungsram High-bay IP20 - 21600lm - 160W - 5000K - 80CRI - TBD[SKU] - Bracket. Y-cable | 3 | Bracket. Y-cable | LED | 1 | 160 | [8 empty] | CE | [6 empty] | 20 | 5000 | 478x263x86 |  | 220-240V |  | 5 |  | 100° Diffuse | 3 | 80 |  | 5000 |  |  | >=0.9 | 116706 |  |  | 134.75 |  |  | 9 | D1 | 25 | max. 10% at 100.000 hrs |  | Available | 850/339 | Cx=0.3447;Cy=0.3553 | Class I | IK08 | IP20 | IP20 | 60 | 710 | -20 | 1 | 160.3 | RAL9292 | 50-60Hz | Passive | LED | embedded sensor system | High Bay Rectangular | Tungsram High-bay IP20 | Indoor industrial |  |  | 21600 | Yes |  |  |  | Bracket kit. Tilted bracket kit. Busbar bracket kit. Cable hook pair
TBD | TU HB IP20 G1 1H25 5K80 D1 RF ST | image | datasheet | deeplink | TUNGSRAM - Tungsram High-bay IP20 - 21600lm - 156W - 5000K - 80CRI - TBD[SKU] - Bracket. Y-cable | 2 | Bracket. Y-cable | LED | 1 | 156 | [8 empty] | CE | [6 empty] | 20 | 5000 | 478x263x86 |  | 220-240V |  | 5 |  | 100° Diffuse | 3 | 80 |  | 5000 |  |  | >=0.9 | 116706 |  |  | 138.2 |  |  | 9 | D1 | 25 | max. 10% at 100.000 hrs |  | Available | 850/339 | Cx=0.3447;Cy=0.3553 | Class I | IK08 | IP20 | IP20 | 60 | 690 | -20 | 1 | 156.3 | RAL9291 | 50-60Hz | Passive | LED | embedded sensor system | High Bay Rectangular | Tungsram High-bay IP20 | Indoor industrial |  |  | 21600 | Yes |  |  |  | Bracket kit. Tilted bracket kit. Busbar bracket kit. Cable hook pair
TBD | TU HB IP20 G1 1H20 5K80 D1 RF EA | image | datasheet | deeplink | TUNGSRAM - Tungsram High-bay IP20 - 16850lm - 122W - 5000K - 80CRI - TBD[SKU] - Bracket. Y-cable | 3 | Bracket. Y-cable | LED | 1 | 122 | [8 empty] | CE | [6 empty] | 20 | 5000 | 478x263x86 |  | 220-240V |  | 5 |  | 100° Diffuse | 3 | 80 |  | 5000 |  |  | >=0.9 | 100000 |  |  | 138.46 |  |  | 9 | D1 | 25 | max. 10% at 100.000 hrs |  | Available | 850/339 | Cx=0.3447;Cy=0.3553 | Class I | IK08 | IP20 | IP20 | 60 | 540 | -20 | 1 | 121.7 | RAL9290 | 50-60Hz | Passive | LED | embedded sensor system | High Bay Rectangular | Tungsram High-bay IP20 | Indoor industrial |  |  | 16850 | Yes |  |  |  | Bracket kit. Tilted bracket kit. Busbar bracket kit. Cable hook pair
TBD | TU HB IP20 G1 1H20 5K80 D1 RF ST | image | datasheet | deeplink | TUNGSRAM - Tungsram High-bay IP20 - 16850lm - 118W - 5000K - 80CRI - TBD[SKU] - Bracket. Y-cable | 2 | Bracket. Y-cable | LED | 1 | 118 | [8 empty] | CE | [6 empty] | 20 | 5000 | 478x263x86 |  | 220-240V |  | 5 |  | 100° Diffuse | 3 | 80 |  | 5000 |  |  | >=0.9 | 100000 |  |  | 143.16 |  |  | 9 | D1 | 25 | max. 10% at 100.000 hrs |  | Available | 850/339 | Cx=0.3447;Cy=0.3553 | Class I | IK08 | IP20 | IP20 | 60 | 520 | -20 | 1 | 117.7 | RAL9289 | 50-60Hz | Passive | LED | embedded sensor system | High Bay Rectangular | Tungsram High-bay IP20 | Indoor industrial |  |  | 16850 | Yes |  |  |  | Bracket kit. Tilted bracket kit. Busbar bracket kit. Cable hook pair
TBD | TU HB IP20 G1 1H15 5K80 D1 RF ST | image | datasheet | deeplink | TUNGSRAM - Tungsram High-bay IP20 - 12960lm - 88W - 5000K - 80CRI - TBD[SKU] - Bracket. Y-cable | 2 | Bracket. Y-cable | LED | 1 | 88 | [8 empty] | CE | [6 empty] | 20 | 5000 | 478x263x86 |  | 220-240V |  | 5 |  | 100° Diffuse | 3 | 80 |  | 5000 |  |  | >=0.9 | 116706 |  |  | 147.78 |  |  | 9 | D1 | 25 | max. 10% at 100.000 hrs |  | Available | 850/339 | Cx=0.3447;Cy=0.3553 | Class I | IK08 | IP20 | IP20 | 60 | 390 | -20 | 1 | 87.7 | RAL9288 | 50-60Hz | Passive | LED | embedded sensor system | High Bay Rectangular | Tungsram High-bay IP20 | Indoor industrial |  |  | 12960 | Yes |  |  |  | Bracket kit. Tilted bracket kit. Busbar bracket kit. Cable hook pair
TBD | TU HB IP20 G1 1H10 5K80 D1 RF ST | image | datasheet | deeplink | TUNGSRAM - Tungsram High-bay IP20 - 8550lm - 58W - 5000K - 80CRI - TBD[SKU] - Bracket. Y-cable | 2 | Bracket. Y-cable | LED | 1 | 58 | [8 empty] | CE | [6 empty] | 20 | 5000 | 478x263x86 |  | 220-240V |  | 5 |  | 100° Diffuse | 3 | 80 |  | 5000 |  |  | >=0.9 | 115000 |  |  | 148.18 |  |  | 9 | D1 | 25 | max. 10% at 100.000 hrs |  | Available | 850/339 | Cx=0.3447;Cy=0.3553 | Class I | IK08 | IP20 | IP20 | 60 | 260 | -20 | 1 | 57.7 | RAL9287 | 50-60Hz | Passive | LED | embedded sensor system | High Bay Rectangular | Tungsram High-bay IP20 | Indoor industrial |  |  | 8550 | Yes |  |  |  | Bracket kit. Tilted bracket kit. Busbar bracket kit. Cable hook pair
TBD | TU HB IP20 G1 2H45 5K80 D1 DL ST | image | datasheet | deeplink | TUNGSRAM - Tungsram High-bay IP20 - 39050lm - 272W - 5000K - 80CRI - TBD[SKU] - Bracket. Y-cable | 4 | Bracket. Y-cable | LED | 1 | 272 | [8 empty] | CE | [6 empty] | 20 | 5000 | 763x263x81 |  | 220-240V |  | 5 |  | 100° Diffuse | 3 | 80 |  | 5000 |  |  | >=0.9 | 116000 |  |  | 143.57 |  |  | 9 | D1 | 25 | max. 10% at 100.000 hrs |  | Available | 850/339 | Cx=0.3447;Cy=0.3553 | Class I | IK08 | IP20 | IP20 | 60 | 1210 | -20 | 1 | 272 | RAL9286 | 50-60Hz | Passive | LED | dimmable | High Bay Rectangular | Tungsram High-bay IP20 | Indoor industrial |  |  | 39050 | No sensor |  |  |  | Bracket kit. Tilted bracket kit. Busbar bracket kit. Cable hook pair
TBD | TU HB IP20 G1 2H30 5K80 D1 DL ST | image | datasheet | deeplink | TUNGSRAM - Tungsram High-bay IP20 - 25230lm - 170W - 5000K - 80CRI - TBD[SKU] - Bracket. Y-cable | 4 | Bracket. Y-cable | LED | 1 | 170 | [8 empty] | CE | [6 empty] | 20 | 5000 | 763x263x81 |  | 220-240V |  | 5 |  | 100° Diffuse | 3 | 80 |  | 5000 |  |  | >=0.9 | 105000 |  |  | 148.41 |  |  | 9 | D1 | 25 | max. 10% at 100.000 hrs |  | Available | 850/339 | Cx=0.3447;Cy=0.3553 | Class I | IK08 | IP20 | IP20 | 60 | 750 | -20 | 1 | 170 | RAL9285 | 50-60Hz | Passive | LED | dimmable | High Bay Rectangular | Tungsram High-bay IP20 | Indoor industrial |  |  | 25230 | No sensor |  |  |  | Bracket kit. Tilted bracket kit. Busbar bracket kit. Cable hook pair
TBD | TU HB IP20 G1 1H25 5K80 D1 DL EA | image | datasheet | deeplink | TUNGSRAM - Tungsram High-bay IP20 - 21600lm - 159W - 5000K - 80CRI - TBD[SKU] - Bracket. Y-cable | 3 | Bracket. Y-cable | LED | 1 | 159 | [8 empty] | CE | [6 empty] | 20 | 5000 | 398x263x81 |  | 220-240V |  | 5 |  | 100° Diffuse | 3 | 80 |  | 5000 |  |  | >=0.9 | 116706 |  |  | 136.19 |  |  | 9 | D1 | 25 | max. 10% at 100.000 hrs |  | Available | 850/339 | Cx=0.3447;Cy=0.3553 | Class I | IK08 | IP20 | IP20 | 60 | 700 | -20 | 1 | 158.6 | RAL9284 | 50-60Hz | Passive | LED | dimmable | High Bay Rectangular | Tungsram High-bay IP20 | Indoor industrial |  |  | 21600 | No sensor |  |  |  | Bracket kit. Tilted bracket kit. Busbar bracket kit. Cable hook pair
TBD | TU HB IP20 G1 1H25 5K80 D1 DL ST | image | datasheet | deeplink | TUNGSRAM - Tungsram High-bay IP20 - 21600lm - 155W - 5000K - 80CRI - TBD[SKU] - Bracket. Y-cable | 2 | Bracket. Y-cable | LED | 1 | 155 | [8 empty] | CE | [6 empty] | 20 | 5000 | 398x263x81 |  | 220-240V |  | 5 |  | 100° Diffuse | 3 | 80 |  | 5000 |  |  | >=0.9 | 116706 |  |  | 139.72 |  |  | 9 | D1 | 25 | max. 10% at 100.000 hrs |  | Available | 850/339 | Cx=0.3447;Cy=0.3553 | Class I | IK08 | IP20 | IP20 | 60 | 690 | -20 | 1 | 154.6 | RAL9283 | 50-60Hz | Passive | LED | dimmable | High Bay Rectangular | Tungsram High-bay IP20 | Indoor industrial |  |  | 21600 | No sensor |  |  |  | Bracket kit. Tilted bracket kit. Busbar bracket kit. Cable hook pair
TBD | TU HB IP20 G1 1H20 5K80 D1 DL EA | image | datasheet | deeplink | TUNGSRAM - Tungsram High-bay IP20 - 16850lm - 120W - 5000K - 80CRI - TBD[SKU] - Bracket. Y-cable | 3 | Bracket. Y-cable | LED | 1 | 120 | [8 empty] | CE | [6 empty] | 20 | 5000 | 398x263x81 |  | 220-240V |  | 5 |  | 100° Diffuse | 3 | 80 |  | 5000 |  |  | >=0.9 | 100000 |  |  | 140.42 |  |  | 9 | D1 | 25 | max. 10% at 100.000 hrs |  | Available | 850/339 | Cx=0.3447;Cy=0.3553 | Class I | IK08 | IP20 | IP20 | 60 | 530 | -20 | 1 | 120 | RAL9282 | 50-60Hz | Passive | LED | dimmable | High Bay Rectangular | Tungsram High-bay IP20 | Indoor industrial |  |  | 16850 | No sensor |  |  |  | Bracket kit. Tilted bracket kit. Busbar bracket kit. Cable hook pair
TBD | TU HB IP20 G1 1H20 5K80 D1 DL ST | image | datasheet | deeplink | TUNGSRAM - Tungsram High-bay IP20 - 16850lm - 116W - 5000K - 80CRI - TBD[SKU] - Bracket. Y-cable | 2 | Bracket. Y-cable | LED | 1 | 116 | [8 empty] | CE | [6 empty] | 20 | 5000 | 398x263x81 |  | 220-240V |  | 5 |  | 100° Diffuse | 3 | 80 |  | 5000 |  |  | >=0.9 | 100000 |  |  | 145.26 |  |  | 9 | D1 | 25 | max. 10% at 100.000 hrs |  | Available | 850/339 | Cx=0.3447;Cy=0.3553 | Class I | IK08 | IP20 | IP20 | 60 | 510 | -20 | 1 | 116 | RAL9281 | 50-60Hz | Passive | LED | dimmable | High Bay Rectangular | Tungsram High-bay IP20 | Indoor industrial |  |  | 16850 | No sensor |  |  |  | Bracket kit. Tilted bracket kit. Busbar bracket kit. Cable hook pair
TBD | TU HB IP20 G1 1H15 5K80 D1 DL ST | image | datasheet | deeplink | TUNGSRAM - Tungsram High-bay IP20 - 12960lm - 86W - 5000K - 80CRI - TBD[SKU] - Bracket. Y-cable | 2 | Bracket. Y-cable | LED | 1 | 86 | [8 empty] | CE | [6 empty] | 20 | 5000 | 398x263x81 |  | 220-240V |  | 5 |  | 100° Diffuse | 3 | 80 |  | 5000 |  |  | >=0.9 | 116706 |  |  | 150.7 |  |  | 9 | D1 | 25 | max. 10% at 100.000 hrs |  | Available | 850/339 | Cx=0.3447;Cy=0.3553 | Class I | IK08 | IP20 | IP20 | 60 | 380 | -20 | 1 | 86 | RAL9280 | 50-60Hz | Passive | LED | dimmable | High Bay Rectangular | Tungsram High-bay IP20 | Indoor industrial |  |  | 12960 | No sensor |  |  |  | Bracket kit. Tilted bracket kit. Busbar bracket kit. Cable hook pair
TBD | TU HB IP20 G1 1H10 5K80 D1 DL ST | image | datasheet | deeplink | TUNGSRAM - Tungsram High-bay IP20 - 8550lm - 56W - 5000K - 80CRI - TBD[SKU] - Bracket. Y-cable | 2 | Bracket. Y-cable | LED | 1 | 56 | [8 empty] | CE | [6 empty] | 20 | 5000 | 398x263x81 |  | 220-240V |  | 5 |  | 100° Diffuse | 3 | 80 |  | 5000 |  |  | >=0.9 | 115000 |  |  | 152.68 |  |  | 9 | D1 | 25 | max. 10% at 100.000 hrs |  | Available | 850/339 | Cx=0.3447;Cy=0.3553 | Class I | IK08 | IP20 | IP20 | 60 | 250 | -30 | 1 | 56 | RAL9279 | 50-60Hz | Passive | LED | dimmable | High Bay Rectangular | Tungsram High-bay IP20 | Indoor industrial |  |  | 8550 | No sensor |  |  |  | Bracket kit. Tilted bracket kit. Busbar bracket kit. Cable hook pair
TBD | TU HB IP20 G1 1S30 5K80 D1 RF ST | image | datasheet | deeplink | TUNGSRAM - Tungsram High-bay IP20 - 24450lm - 201W - 5000K - 80CRI - TBD[SKU] - Bracket. Y-cable | 2 | Bracket. Y-cable | LED | 1 | 201 | [8 empty] | CE | [6 empty] | 20 | 5000 | 478x263x86 |  | 220-240V |  | 5 |  | 100° Diffuse | 3 | 80 |  | 5000 |  |  | >=0.9 | 117000 |  |  | 121.82 |  |  | 9 | D1 | 25 | max. 10% at 100.000 hrs |  | Available | 850/339 | Cx=0.3447;Cy=0.3553 | Class I | IK08 | IP20 | IP20 | 60 | 890 | -20 | 1 | 200.7 | RAL9278 | 50-60Hz | Passive | LED | embedded sensor system | High Bay Rectangular | Tungsram High-bay IP20 | Indoor industrial |  |  | 24450 | Yes |  |  |  | Bracket kit. Tilted bracket kit. Busbar bracket kit. Cable hook pair
TBD | TU HB IP20 G1 1S22 5K80 D1 RF ST | image | datasheet | deeplink | TUNGSRAM - Tungsram High-bay IP20 - 20300lm - 164W - 5000K - 80CRI - TBD[SKU] - Bracket. Y-cable | 2 | Bracket. Y-cable | LED | 1 | 164 | [8 empty] | CE | [6 empty] | 20 | 5000 | 478x263x86 |  | 220-240V |  | 5 |  | 100° Diffuse | 3 | 80 |  | 5000 |  |  | >=0.9 | 116706 |  |  | 124.01 |  |  | 9 | D1 | 25 | max. 10% at 100.000 hrs |  | Available | 850/339 | Cx=0.3447;Cy=0.3553 | Class I | IK08 | IP20 | IP20 | 60 | 730 | -20 | 1 | 163.7 | RAL9277 | 50-60Hz | Passive | LED | embedded sensor system | High Bay Rectangular | Tungsram High-bay IP20 | Indoor industrial |  |  | 20300 | Yes |  |  |  | Bracket kit. Tilted bracket kit. Busbar bracket kit. Cable hook pair
TBD | TU HB IP20 G1 1S20 5K80 D1 RF ST | image | datasheet | deeplink | TUNGSRAM - Tungsram High-bay IP20 - 17190lm - 143W - 5000K - 80CRI - TBD[SKU] - Bracket. Y-cable | 2 | Bracket. Y-cable | LED | 1 | 143 | [8 empty] | CE | [6 empty] | 20 | 5000 | 478x263x86 |  | 220-240V |  | 5 |  | 100° Diffuse | 3 | 80 |  | 5000 |  |  | >=0.9 | 197000 |  |  | 120.46 |  |  | 9 | D1 | 25 | max. 10% at 100.000 hrs |  | Available | 850/339 | Cx=0.3447;Cy=0.3553 | Class I | IK08 | IP20 | IP20 | 60 | 630 | -30 | 1 | 142.7 | RAL9276 | 50-60Hz | Passive | LED | embedded sensor system | High Bay Rectangular | Tungsram High-bay IP20 | Indoor industrial |  |  | 17190 | Yes |  |  |  | Bracket kit. Tilted bracket kit. Busbar bracket kit. Cable hook pair
TBD | TU HB IP20 G1 1S12 5K80 D1 RF ST | image | datasheet | deeplink | TUNGSRAM - Tungsram High-bay IP20 - 11660lm - 94W - 5000K - 80CRI - TBD[SKU] - Bracket. Y-cable | 2 | Bracket. Y-cable | LED | 1 | 94 | [8 empty] | CE | [6 empty] | 20 | 5000 | 478x263x86 |  | 220-240V |  | 5 |  | 100° Diffuse | 3 | 80 |  | 5000 |  |  | >=0.9 | 116706 |  |  | 124.44 |  |  | 9 | D1 | 25 | max. 10% at 100.000 hrs |  | Available | 850/339 | Cx=0.3447;Cy=0.3553 | Class I | IK08 | IP20 | IP20 | 60 | 420 | -20 | 1 | 93.7 | RAL9275 | 50-60Hz | Passive | LED | embedded sensor system | High Bay Rectangular | Tungsram High-bay IP20 | Indoor industrial |  |  | 11660 | Yes |  |  |  | Bracket kit. Tilted bracket kit. Busbar bracket kit. Cable hook pair
TBD | TU HB IP20 G1 1S10 5K80 D1 RF ST | image | datasheet | deeplink | TUNGSRAM - Tungsram High-bay IP20 - 8350lm - 69W - 5000K - 80CRI - TBD[SKU] - Bracket. Y-cable | 2 | Bracket. Y-cable | LED | 1 | 69 | [8 empty] | CE | [6 empty] | 20 | 5000 | 478x263x86 |  | 220-240V |  | 5 |  | 100° Diffuse | 3 | 80 |  | 5000 |  |  | >=0.9 | 259000 |  |  | 121.54 |  |  | 9 | D1 | 25 | max. 10% at 100.000 hrs |  | Available | 850/339 | Cx=0.3447;Cy=0.3553 | Class I | IK08 | IP20 | IP20 | 50 | 300 | -20 | 1 | 68.7 | RAL9274 | 50-60Hz | Passive | LED | embedded sensor system | High Bay Rectangular | Tungsram High-bay IP20 | Indoor industrial |  |  | 8350 | Yes |  |  |  | Bracket kit. Tilted bracket kit. Busbar bracket kit. Cable hook pair
TBD | TU HB IP20 G1 1S30 5K80 D1 DL ST | image | datasheet | deeplink | TUNGSRAM - Tungsram High-bay IP20 - 24450lm - 199W - 5000K - 80CRI - TBD[SKU] - Bracket. Y-cable | 2 | Bracket. Y-cable | LED | 1 | 199 | [8 empty] | CE | [6 empty] | 20 | 5000 | 398x263x81 |  | 220-240V |  | 5 |  | 100° Diffuse | 3 | 80 |  | 5000 |  |  | >=0.9 | 117000 |  |  | 122.86 |  |  | 9 | D1 | 25 | max. 10% at 100.000 hrs |  | Available | 850/339 | Cx=0.3447;Cy=0.3553 | Class I | IK08 | IP20 | IP20 | 60 | 880 | -20 | 1 | 199 | RAL9273 | 50-60Hz | Passive | LED | dimmable | High Bay Rectangular | Tungsram High-bay IP20 | Indoor industrial |  |  | 24450 | No sensor |  |  |  | Bracket kit. Tilted bracket kit. Busbar bracket kit. Cable hook pair
TBD | TU HB IP20 G1 1S22 5K80 D1 DL ST | image | datasheet | deeplink | TUNGSRAM - Tungsram High-bay IP20 - 20300lm - 162W - 5000K - 80CRI - TBD[SKU] - Bracket. Y-cable | 2 | Bracket. Y-cable | LED | 1 | 162 | [8 empty] | CE | [6 empty] | 20 | 5000 | 398x263x81 |  | 220-240V |  | 5 |  | 100° Diffuse | 3 | 80 |  | 5000 |  |  | >=0.9 | 116706 |  |  | 125.31 |  |  | 9 | D1 | 25 | max. 10% at 100.000 hrs |  | Available | 850/339 | Cx=0.3447;Cy=0.3553 | Class I | IK08 | IP20 | IP20 | 60 | 720 | -20 | 1 | 162 | RAL9272 | 50-60Hz | Passive | LED | dimmable | High Bay Rectangular | Tungsram High-bay IP20 | Indoor industrial |  |  | 20300 | No sensor |  |  |  | Bracket kit. Tilted bracket kit. Busbar bracket kit. Cable hook pair
TBD | TU HB IP20 G1 1S20 5K80 D1 DL ST | image | datasheet | deeplink | TUNGSRAM - Tungsram High-bay IP20 - 17190lm - 141W - 5000K - 80CRI - TBD[SKU] - Bracket. Y-cable | 2 | Bracket. Y-cable | LED | 1 | 141 | [8 empty] | CE | [6 empty] | 20 | 5000 | 398x263x81 |  | 220-240V |  | 5 |  | 100° Diffuse | 3 | 80 |  | 5000 |  |  | >=0.9 | 197000 |  |  | 121.91 |  |  | 9 | D1 | 25 | max. 10% at 100.000 hrs |  | Available | 850/339 | Cx=0.3447;Cy=0.3553 | Class I | IK08 | IP20 | IP20 | 60 | 630 | -20 | 1 | 141 | RAL9271 | 50-60Hz | Passive | LED | dimmable | High Bay Rectangular | Tungsram High-bay IP20 | Indoor industrial |  |  | 17190 | No sensor |  |  |  | Bracket kit. Tilted bracket kit. Busbar bracket kit. Cable hook pair
TBD | TU HB IP20 G1 1S12 5K80 D1 DL ST | image | datasheet | deeplink | TUNGSRAM - Tungsram High-bay IP20 - 11660lm - 92W - 5000K - 80CRI - TBD[SKU] - Bracket. Y-cable | 2 | Bracket. Y-cable | LED | 1 | 92 | [8 empty] | CE | [6 empty] | 20 | 5000 | 398x263x81 |  | 220-240V |  | 5 |  | 100° Diffuse | 3 | 80 |  | 5000 |  |  | >=0.9 | 116706 |  |  | 126.74 |  |  | 9 | D1 | 25 | max. 10% at 100.000 hrs |  | Available | 850/339 | Cx=0.3447;Cy=0.3553 | Class I | IK08 | IP20 | IP20 | 60 | 410 | -20 | 1 | 92 | RAL9270 | 50-60Hz | Passive | LED | dimmable | High Bay Rectangular | Tungsram High-bay IP20 | Indoor industrial |  |  | 11660 | No sensor |  |  |  | Bracket kit. Tilted bracket kit. Busbar bracket kit. Cable hook pair
TBD | TU HB IP20 G1 1S10 5K80 D1 DL ST | image | datasheet | deeplink | TUNGSRAM - Tungsram High-bay IP20 - 8350lm - 67W - 5000K - 80CRI - TBD[SKU] - Bracket. Y-cable | 2 | Bracket. Y-cable | LED | 1 | 67 | [8 empty] | CE | [6 empty] | 20 | 5000 | 398x263x81 |  | 220-240V |  | 5 |  | 100° Diffuse | 3 | 80 |  | 5000 |  |  | >=0.9 | 259000 |  |  | 124.63 |  |  | 9 | D1 | 25 | max. 10% at 100.000 hrs |  | Available | 850/339 | Cx=0.3447;Cy=0.3553 | Class I | IK08 | IP20 | IP20 | 60 | 300 | -20 | 1 | 67 | RAL9269 | 50-60Hz | Passive | LED | dimmable | High Bay Rectangular | Tungsram High-bay IP20 | Indoor industrial |  |  | 8350 | No sensor |  |  |  | Bracket kit. Tilted bracket kit. Busbar bracket kit. Cable hook pair
TBD | TU HB IP20 G1 2S60 5K80 D1 SN ST | image | datasheet | deeplink | TUNGSRAM - Tungsram High-bay IP20 - 51840lm - 437W - 5000K - 80CRI - TBD[SKU] - Bracket. Y-cable | 4 | Bracket. Y-cable | LED | 1 | 437 | [8 empty] | CE | [6 empty] | 20 | 5000 | 843x263x86 |  | 220-240V |  | 5 |  | 100° Diffuse | 3 | 80 |  | 5000 |  |  | >=0.9 | 116706 |  |  | 118.71 |  |  | 9 | D1 | 25 | max. 10% at 100.000 hrs |  | Available | 850/339 | Cx=0.3447;Cy=0.3553 | Class I | IK08 | IP20 | IP20 | 60 | 1940 | -20 | 1 | 436.7 | RAL9268 | 50-60Hz | Passive | LED | embedded sensor system | High Bay Rectangular | Tungsram High-bay IP20 | Indoor industrial |  |  | 51840 | Yes |  |  |  | Bracket kit. Tilted bracket kit. Busbar bracket kit. Cable hook pair
TBD | TU HB IP20 G1 1S30 5K80 D1 SN ST | image | datasheet | deeplink | TUNGSRAM - Tungsram High-bay IP20 - 24450lm - 201W - 5000K - 80CRI - TBD[SKU] - Bracket. Y-cable | 2 | Bracket. Y-cable | LED | 1 | 201 | [8 empty] | CE | [6 empty] | 20 | 5000 | 478x263x86 |  | 220-240V |  | 5 |  | 100° Diffuse | 3 | 80 |  | 5000 |  |  | >=0.9 | 117000 |  |  | 121.82 |  |  | 9 | D1 | 25 | max. 10% at 100.000 hrs |  | Available | 850/339 | Cx=0.3447;Cy=0.3553 | Class I | IK08 | IP20 | IP20 | 60 | 890 | -20 | 1 | 200.7 | RAL9267 | 50-60Hz | Passive | LED | embedded sensor system | High Bay Rectangular | Tungsram High-bay IP20 | Indoor industrial |  |  | 24450 | Yes |  |  |  | Bracket kit. Tilted bracket kit. Busbar bracket kit. Cable hook pair
TBD | TU HB IP20 G1 1S22 5K80 D1 SN ST | image | datasheet | deeplink | TUNGSRAM - Tungsram High-bay IP20 - 20300lm - 164W - 5000K - 80CRI - TBD[SKU] - Bracket. Y-cable | 2 | Bracket. Y-cable | LED | 1 | 164 | [8 empty] | CE | [6 empty] | 20 | 5000 | 478x263x86 |  | 220-240V |  | 5 |  | 100° Diffuse | 3 | 80 |  | 5000 |  |  | >=0.9 | 116706 |  |  | 124.01 |  |  | 9 | D1 | 25 | max. 10% at 100.000 hrs |  | Available | 850/339 | Cx=0.3447;Cy=0.3553 | Class I | IK08 | IP20 | IP20 | 60 | 730 | -20 | 1 | 163.7 | RAL9266 | 50-60Hz | Passive | LED | embedded sensor system | High Bay Rectangular | Tungsram High-bay IP20 | Indoor industrial |  |  | 20300 | Yes |  |  |  | Bracket kit. Tilted bracket kit. Busbar bracket kit. Cable hook pair
TBD | TU HB IP20 G1 1S20 5K80 D1 SN ST | image | datasheet | deeplink | TUNGSRAM - Tungsram High-bay IP20 - 17190lm - 143W - 5000K - 80CRI - TBD[SKU] - Bracket. Y-cable | 2 | Bracket. Y-cable | LED | 1 | 143 | [8 empty] | CE | [6 empty] | 20 | 5000 | 478x263x86 |  | 220-240V |  | 5 |  | 100° Diffuse | 3 | 80 |  | 5000 |  |  | >=0.9 | 197000 |  |  | 120.46 |  |  | 9 | D1 | 25 | max. 10% at 100.000 hrs |  | Available | 850/339 | Cx=0.3447;Cy=0.3553 | Class I | IK08 | IP20 | IP20 | 60 | 630 | -20 | 1 | 142.7 | RAL9265 | 50-60Hz | Passive | LED | embedded sensor system | High Bay Rectangular | Tungsram High-bay IP20 | Indoor industrial |  |  | 17190 | Yes |  |  |  | Bracket kit. Tilted bracket kit. Busbar bracket kit. Cable hook pair
TBD | TU HB IP20 G1 1S12 5K80 D1 SN ST | image | datasheet | deeplink | TUNGSRAM - Tungsram High-bay IP20 - 11660lm - 94W - 5000K - 80CRI - TBD[SKU] - Bracket. Y-cable | 2 | Bracket. Y-cable | LED | 1 | 94 | [8 empty] | CE | [6 empty] | 20 | 5000 | 478x263x86 |  | 220-240V |  | 5 |  | 100° Diffuse | 3 | 80 |  | 5000 |  |  | >=0.9 | 116706 |  |  | 124.44 |  |  | 9 | D1 | 25 | max. 10% at 100.000 hrs |  | Available | 850/339 | Cx=0.3447;Cy=0.3553 | Class I | IK08 | IP20 | IP20 | 60 | 420 | -20 | 1 | 93.7 | RAL9264 | 50-60Hz | Passive | LED | embedded sensor system | High Bay Rectangular | Tungsram High-bay IP20 | Indoor industrial |  |  | 11660 | Yes |  |  |  | Bracket kit. Tilted bracket kit. Busbar bracket kit. Cable hook pair
TBD | TU HB IP20 G1 1S10 5K80 D1 SN ST | image | datasheet | deeplink | TUNGSRAM - Tungsram High-bay IP20 - 8350lm - 69W - 5000K - 80CRI - TBD[SKU] - Bracket. Y-cable | 2 | Bracket. Y-cable | LED | 1 | 69 | [8 empty] | CE | [6 empty] | 20 | 5000 | 478x263x86 |  | 220-240V |  | 5 |  | 100° Diffuse | 3 | 80 |  | 5000 |  |  | >=0.9 | 259000 |  |  | 121.54 |  |  | 9 | D1 | 25 | max. 10% at 100.000 hrs |  | Available | 850/339 | Cx=0.3447;Cy=0.3553 | Class I | IK08 | IP20 | IP20 | 60 | 300 | -20 | 1 | 68.7 | RAL9263 | 50-60Hz | Passive | LED | embedded sensor system | High Bay Rectangular | Tungsram High-bay IP20 | Indoor industrial |  |  | 8350 | Yes |  |  |  | Bracket kit. Tilted bracket kit. Busbar bracket kit. Cable hook pair
TBD | TU HB IP20 G1 2S60 5K80 D1 FX ST | image | datasheet | deeplink | TUNGSRAM - Tungsram High-bay IP20 - 51840lm - 435W - 5000K - 80CRI - TBD[SKU] - Bracket. Y-cable | 4 | Bracket. Y-cable | LED | 1 | 435 | [8 empty] | CE | [6 empty] | 20 | 5000 | 763x263x81 |  | 220-240V |  | 5 |  | 100° Diffuse | 3 | 80 |  | 5000 |  |  | >=0.9 | 116706 |  |  | 119.17 |  |  | 9 | D1 | 25 | max. 10% at 100.000 hrs |  | Available | 850/339 | Cx=0.3447;Cy=0.3553 | Class I | IK08 | IP20 | IP20 | 60 | 1930 | -20 | 1 | 435 | RAL9262 | 50-60Hz | Passive | LED | none | High Bay Rectangular | Tungsram High-bay IP20 | Indoor industrial |  |  | 51840 | No sensor |  |  |  | Bracket kit. Tilted bracket kit. Busbar bracket kit. Cable hook pair
TBD | TU HB IP20 G1 1S30 5K80 D1 FX ST | image | datasheet | deeplink | TUNGSRAM - Tungsram High-bay IP20 - 24450lm - 199W - 5000K - 80CRI - TBD[SKU] - Bracket. Y-cable | 2 | Bracket. Y-cable | LED | 1 | 199 | [8 empty] | CE | [6 empty] | 20 | 5000 | 398x263x81 |  | 220-240V |  | 5 |  | 100° Diffuse | 3 | 80 |  | 5000 |  |  | >=0.9 | 117000 |  |  | 122.86 |  |  | 9 | D1 | 25 | max. 10% at 100.000 hrs |  | Available | 850/339 | Cx=0.3447;Cy=0.3553 | Class I | IK08 | IP20 | IP20 | 60 | 880 | -20 | 1 | 199 | RAL9261 | 50-60Hz | Passive | LED | none | High Bay Rectangular | Tungsram High-bay IP20 | Indoor industrial |  |  | 24450 | No sensor |  |  |  | Bracket kit. Tilted bracket kit. Busbar bracket kit. Cable hook pair
TBD | TU HB IP20 G1 1S22 5K80 D1 FX ST | image | datasheet | deeplink | TUNGSRAM - Tungsram High-bay IP20 - 20300lm - 162W - 5000K - 80CRI - TBD[SKU] - Bracket. Y-cable | 2 | Bracket. Y-cable | LED | 1 | 162 | [8 empty] | CE | [6 empty] | 20 | 5000 | 398x263x81 |  | 220-240V |  | 5 |  | 100° Diffuse | 3 | 80 |  | 5000 |  |  | >=0.9 | 116706 |  |  | 125.31 |  |  | 9 | D1 | 25 | max. 10% at 100.000 hrs |  | Available | 850/339 | Cx=0.3447;Cy=0.3553 | Class I | IK08 | IP20 | IP20 | 60 | 720 | -20 | 1 | 162 | RAL9260 | 50-60Hz | Passive | LED | none | High Bay Rectangular | Tungsram High-bay IP20 | Indoor industrial |  |  | 20300 | No sensor |  |  |  | Bracket kit. Tilted bracket kit. Busbar bracket kit. Cable hook pair
TBD | TU HB IP20 G1 1S20 5K80 D1 FX EA | image | datasheet | deeplink | TUNGSRAM - Tungsram High-bay IP20 - 17190lm - 145W - 5000K - 80CRI - TBD[SKU] - Bracket. Y-cable | 3 | Bracket. Y-cable | LED | 1 | 145 | [8 empty] | CE | [6 empty] | 20 | 5000 | 398x263x81 |  | 220-240V |  | 5 |  | 100° Diffuse | 3 | 80 |  | 5000 |  |  | >=0.9 | 197000 |  |  | 118.55 |  |  | 9 | D1 | 25 | max. 10% at 100.000 hrs |  | Available | 850/339 | Cx=0.3447;Cy=0.3553 | Class I | IK08 | IP20 | IP20 | 60 | 640 | -20 | 1 | 145 | RAL9259 | 50-60Hz | Passive | LED | none | High Bay Rectangular | Tungsram High-bay IP20 | Indoor industrial |  |  | 17190 | No sensor |  |  |  | Bracket kit. Tilted bracket kit. Busbar bracket kit. Cable hook pair
TBD | TU HB IP20 G1 1S20 5K80 D1 FX ST | image | datasheet | deeplink | TUNGSRAM - Tungsram High-bay IP20 - 17190lm - 141W - 5000K - 80CRI - TBD[SKU] - Bracket. Y-cable | 2 | Bracket. Y-cable | LED | 1 | 141 | [8 empty] | CE | [6 empty] | 20 | 5000 | 398x263x81 |  | 220-240V |  | 5 |  | 100° Diffuse | 3 | 80 |  | 5000 |  |  | >=0.9 | 197000 |  |  | 121.91 |  |  | 9 | D1 | 25 | max. 10% at 100.000 hrs |  | Available | 850/339 | Cx=0.3447;Cy=0.3553 | Class I | IK08 | IP20 | IP20 | 60 | 630 | -20 | 1 | 141 | RAL9258 | 50-60Hz | Passive | LED | none | High Bay Rectangular | Tungsram High-bay IP20 | Indoor industrial |  |  | 17190 | No sensor |  |  |  | Bracket kit. Tilted bracket kit. Busbar bracket kit. Cable hook pair
TBD | TU HB IP20 G1 1S12 5K80 D1 FX ST | image | datasheet | deeplink | TUNGSRAM - Tungsram High-bay IP20 - 11660lm - 92W - 5000K - 80CRI - TBD[SKU] - Bracket. Y-cable | 2 | Bracket. Y-cable | LED | 1 | 92 | [8 empty] | CE | [6 empty] | 20 | 5000 | 398x263x81 |  | 220-240V |  | 5 |  | 100° Diffuse | 3 | 80 |  | 5000 |  |  | >=0.9 | 116706 |  |  | 126.74 |  |  | 9 | D1 | 25 | max. 10% at 100.000 hrs |  | Available | 850/339 | Cx=0.3447;Cy=0.3553 | Class I | IK08 | IP20 | IP20 | 60 | 410 | -20 | 1 | 92 | RAL9257 | 50-60Hz | Passive | LED | none | High Bay Rectangular | Tungsram High-bay IP20 | Indoor industrial |  |  | 11660 | No sensor |  |  |  | Bracket kit. Tilted bracket kit. Busbar bracket kit. Cable hook pair
TBD | TU HB IP20 G1 1S10 5K80 D1 FX ST | image | datasheet | deeplink | TUNGSRAM - Tungsram High-bay IP20 - 8350lm - 67W - 5000K - 80CRI - TBD[SKU] - Bracket. Y-cable | 2 | Bracket. Y-cable | LED | 1 | 67 | [8 empty] | CE | [6 empty] | 20 | 5000 | 398x263x81 |  | 220-240V |  | 5 |  | 100° Diffuse | 3 | 80 |  | 5000 |  |  | >=0.9 | 259000 |  |  | 124.63 |  |  | 9 | D1 | 25 | max. 10% at 100.000 hrs |  | Available | 850/339 | Cx=0.3447;Cy=0.3553 | Class I | IK08 | IP20 | IP20 | 60 | 300 | -20 | 1 | 67 | RAL9256 | 50-60Hz | Passive | LED | none | High Bay Rectangular | Tungsram High-bay IP20 | Indoor industrial |  |  | 8350 | No sensor |  |  |  | Bracket kit. Tilted bracket kit. Busbar bracket kit. Cable hook pair
TBD | TU HB IP20 G1 2H45 5K70 D1 NL ST | image | datasheet | deeplink | TUNGSRAM - Tungsram High-bay IP20 - 40680lm - 273W - 5000K - 70CRI - TBD[SKU] - Bracket. Y-cable | 4 | Bracket. Y-cable | LED | 1 | 273 | [8 empty] | CE | [6 empty] | 20 | 5000 | 779x263x96 |  | 220-240V |  | 5 |  | 100° Diffuse | 3 | 70 |  | 5000 |  |  | >=0.9 | 116000 |  |  | 149.01 |  |  | 9 | D1 | 25 | max. 10% at 100.000 hrs |  | Available | 750/339 | Cx=0.3447;Cy=0.3553 | Class I | IK08 | IP20 | IP20 | 60 | 1210 | -20 | 1 | 273 | RAL9255 | 50-60Hz | Passive | LED | embedded sensor system | High Bay Rectangular | Tungsram High-bay IP20 | Indoor industrial |  |  | 40680 | Yes |  |  |  | Bracket kit. Tilted bracket kit. Busbar bracket kit. Cable hook pair
TBD | TU HB IP20 G1 2H30 5K70 D1 NL EA | image | datasheet | deeplink | TUNGSRAM - Tungsram High-bay IP20 - 26280lm - 175W - 5000K - 70CRI - TBD[SKU] - Bracket. Y-cable | 5 | Bracket. Y-cable | LED | 1 | 175 | [8 empty] | CE | [6 empty] | 20 | 5000 | 855x263x96 |  | 220-240V |  | 5 |  | 100° Diffuse | 3 | 70 |  | 5000 |  |  | >=0.9 | 105000 |  |  | 150.17 |  |  | 9 | D1 | 25 | max. 10% at 100.000 hrs |  | Available | 750/339 | Cx=0.3447;Cy=0.3553 | Class I | IK08 | IP20 | IP20 | 60 |  | -20 | 1 | 175 | RAL9254 | 50-60Hz | Passive | LED | embedded sensor system | High Bay Rectangular | Tungsram High-bay IP20 | Indoor industrial |  |  | 26280 | Yes |  |  |  | Bracket kit. Tilted bracket kit. Busbar bracket kit. Cable hook pair
TBD | TU HB IP20 G1 2H30 5K70 D1 NL ST | image | datasheet | deeplink | TUNGSRAM - Tungsram High-bay IP20 - 26280lm - 171W - 5000K - 70CRI - TBD[SKU] - Bracket. Y-cable | 4 | Bracket. Y-cable | LED | 1 | 171 | [8 empty] | CE | [6 empty] | 20 | 5000 | 779x263x96 |  | 220-240V |  | 5 |  | 100° Diffuse | 3 | 70 |  | 5000 |  |  | >=0.9 | 105000 |  |  | 153.68 |  |  | 9 | D1 | 25 | max. 10% at 100.000 hrs |  | Available | 750/339 | Cx=0.3447;Cy=0.3553 | Class I | IK08 | IP20 | IP20 | 60 | 760 | -20 | 1 | 171 | RAL9253 | 50-60Hz | Passive | LED | embedded sensor system | High Bay Rectangular | Tungsram High-bay IP20 | Indoor industrial |  |  | 26280 | Yes |  |  |  | Bracket kit. Tilted bracket kit. Busbar bracket kit. Cable hook pair
TBD | TU HB IP20 G1 1H25 5K70 D1 NL EA | image | datasheet | deeplink | TUNGSRAM - Tungsram High-bay IP20 - 22500lm - 160W - 5000K - 70CRI - TBD[SKU] - Bracket. Y-cable | 3 | Bracket. Y-cable | LED | 1 | 160 | [8 empty] | CE | [6 empty] | 20 | 5000 | 414x263x96 |  | 220-240V |  | 5 |  | 100° Diffuse | 3 | 70 |  | 5000 |  |  | >=0.9 | 116706 |  |  | 140.98 |  |  | 9 | D1 | 25 | max. 10% at 100.000 hrs |  | Available | 750/339 | Cx=0.3447;Cy=0.3553 | Class I | IK08 | IP20 | IP20 | 60 | 710 | -20 | 1 | 159.6 | RAL9252 | 50-60Hz | Passive | LED | embedded sensor system | High Bay Rectangular | Tungsram High-bay IP20 | Indoor industrial |  |  | 22500 | Yes |  |  |  | Bracket kit. Tilted bracket kit. Busbar bracket kit. Cable hook pair
TBD | TU HB IP20 G1 1H25 5K70 D1 NL ST | image | datasheet | deeplink | TUNGSRAM - Tungsram High-bay IP20 - 22500lm - 156W - 5000K - 70CRI - TBD[SKU] - Bracket. Y-cable | 2 | Bracket. Y-cable | LED | 1 | 156 | [8 empty] | CE | [6 empty] | 20 | 5000 | 414x263x96 |  | 220-240V |  | 5 |  | 100° Diffuse | 3 | 70 |  | 5000 |  |  | >=0.9 | 116706 |  |  | 144.6 |  |  | 9 | D1 | 25 | max. 10% at 100.000 hrs |  | Available | 750/339 | Cx=0.3447;Cy=0.3553 | Class I | IK08 | IP20 | IP20 | 60 | 690 | -20 | 1 | 155.6 | RAL9251 | 50-60Hz | Passive | LED | embedded sensor system | High Bay Rectangular | Tungsram High-bay IP20 | Indoor industrial |  |  | 22500 | Yes |  |  |  | Bracket kit. Tilted bracket kit. Busbar bracket kit. Cable hook pair
TBD | TU HB IP20 G1 1H20 5K70 D1 NL ST | image | datasheet | deeplink | TUNGSRAM - Tungsram High-bay IP20 - 17550lm - 117W - 5000K - 70CRI - TBD[SKU] - Bracket. Y-cable | 2 | Bracket. Y-cable | LED | 1 | 117 | [8 empty] | CE | [6 empty] | 20 | 5000 | 414x263x96 |  | 220-240V |  | 5 |  | 100° Diffuse | 3 | 70 |  | 5000 |  |  | >=0.9 | 100000 |  |  | 150 |  |  | 9 | D1 | 25 | max. 10% at 100.000 hrs |  | Available | 750/339 | Cx=0.3447;Cy=0.3553 | Class I | IK08 | IP20 | IP20 | 60 | 520 | -20 | 1 | 117 | RAL9250 | 50-60Hz | Passive | LED | embedded sensor system | High Bay Rectangular | Tungsram High-bay IP20 | Indoor industrial |  |  | 17550 | Yes |  |  |  | Bracket kit. Tilted bracket kit. Busbar bracket kit. Cable hook pair
TBD | TU HB IP20 G1 1H15 5K70 D1 NL ST | image | datasheet | deeplink | TUNGSRAM - Tungsram High-bay IP20 - 13500lm - 87W - 5000K - 70CRI - TBD[SKU] - Bracket. Y-cable | 2 | Bracket. Y-cable | LED | 1 | 87 | [8 empty] | CE | [6 empty] | 20 | 5000 | 414x263x96 |  | 220-240V |  | 5 |  | 100° Diffuse | 3 | 70 |  | 5000 |  |  | >=0.9 | 116706 |  |  | 155.17 |  |  | 9 | D1 | 25 | max. 10% at 100.000 hrs |  | Available | 750/339 | Cx=0.3447;Cy=0.3553 | Class I | IK08 | IP20 | IP20 | 60 | 390 | -20 | 1 | 87 | RAL9249 | 50-60Hz | Passive | LED | embedded sensor system | High Bay Rectangular | Tungsram High-bay IP20 | Indoor industrial |  |  | 13500 | Yes |  |  |  | Bracket kit. Tilted bracket kit. Busbar bracket kit. Cable hook pair
TBD | TU HB IP20 G1 1H10 5K70 D1 NL ST | image | datasheet | deeplink | TUNGSRAM - Tungsram High-bay IP20 - 8910lm - 57W - 5000K - 70CRI - TBD[SKU] - Bracket. Y-cable | 2 | Bracket. Y-cable | LED | 1 | 57 | [8 empty] | CE | [6 empty] | 20 | 5000 | 414x263x96 |  | 220-240V |  | 5 |  | 100° Diffuse | 3 | 70 |  | 5000 |  |  | >=0.9 | 115000 |  |  | 156.32 |  |  | 9 | D1 | 25 | max. 10% at 100.000 hrs |  | Available | 750/339 | Cx=0.3447;Cy=0.3553 | Class I | IK08 | IP20 | IP20 | 60 | 250 | -20 | 1 | 57 | RAL9248 | 50-60Hz | Passive | LED | embedded sensor system | High Bay Rectangular | Tungsram High-bay IP20 | Indoor industrial |  |  | 8910 | Yes |  |  |  | Bracket kit. Tilted bracket kit. Busbar bracket kit. Cable hook pair
TBD | TU HB IP20 G1 2H45 5K70 D1 RF ST | image | datasheet | deeplink | TUNGSRAM - Tungsram High-bay IP20 - 40680lm - 274W - 5000K - 70CRI - TBD[SKU] - Bracket. Y-cable | 4 | Bracket. Y-cable | LED | 1 | 274 | [8 empty] | CE | [6 empty] | 20 | 5000 | 843x263x86 |  | 220-240V |  | 5 |  | 100° Diffuse | 3 | 70 |  | 5000 |  |  | >=0.9 | 116000 |  |  | 148.63 |  |  | 9 | D1 | 25 | max. 10% at 100.000 hrs |  | Available | 750/339 | Cx=0.3447;Cy=0.3553 | Class I | IK08 | IP20 | IP20 | 60 | 1210 | -20 | 1 | 273.7 | RAL9247 | 50-60Hz | Passive | LED | embedded sensor system | High Bay Rectangular | Tungsram High-bay IP20 | Indoor industrial |  |  | 40680 | Yes |  |  |  | Bracket kit. Tilted bracket kit. Busbar bracket kit. Cable hook pair
TBD | TU HB IP20 G1 2H30 5K70 D1 RF EA | image | datasheet | deeplink | TUNGSRAM - Tungsram High-bay IP20 - 26280lm - 176W - 5000K - 70CRI - TBD[SKU] - Bracket. Y-cable | 5 | Bracket. Y-cable | LED | 1 | 176 | [8 empty] | CE | [6 empty] | 20 | 5000 | 855x263x96 |  | 220-240V |  | 5 |  | 100° Diffuse | 3 | 70 |  | 5000 |  |  | >=0.9 | 105000 |  |  | 149.57 |  |  | 9 | D1 | 25 | max. 10% at 100.000 hrs |  | Available | 750/339 | Cx=0.3447;Cy=0.3553 | Class I | IK08 | IP20 | IP20 | 60 |  | -20 | 1 | 175.7 | RAL9246 | 50-60Hz | Passive | LED | embedded sensor system | High Bay Rectangular | Tungsram High-bay IP20 | Indoor industrial |  |  | 26280 | Yes |  |  |  | Bracket kit. Tilted bracket kit. Busbar bracket kit. Cable hook pair
TBD | TU HB IP20 G1 2H30 5K70 D1 RF ST | image | datasheet | deeplink | TUNGSRAM - Tungsram High-bay IP20 - 26280lm - 172W - 5000K - 70CRI - TBD[SKU] - Bracket. Y-cable | 4 | Bracket. Y-cable | LED | 1 | 172 | [8 empty] | CE | [6 empty] | 20 | 5000 | 843x263x86 |  | 220-240V |  | 5 |  | 100° Diffuse | 3 | 70 |  | 5000 |  |  | >=0.9 | 105000 |  |  | 153.06 |  |  | 9 | D1 | 25 | max. 10% at 100.000 hrs |  | Available | 750/339 | Cx=0.3447;Cy=0.3553 | Class I | IK08 | IP20 | IP20 | 60 | 760 | -20 | 1 | 171.7 | RAL9245 | 50-60Hz | Passive | LED | embedded sensor system | High Bay Rectangular | Tungsram High-bay IP20 | Indoor industrial |  |  | 26280 | Yes |  |  |  | Bracket kit. Tilted bracket kit. Busbar bracket kit. Cable hook pair
TBD | TU HB IP20 G1 1H25 5K70 D1 RF EA | image | datasheet | deeplink | TUNGSRAM - Tungsram High-bay IP20 - 22500lm - 160W - 5000K - 70CRI - TBD[SKU] - Bracket. Y-cable | 3 | Bracket. Y-cable | LED | 1 | 160 | [8 empty] | CE | [6 empty] | 20 | 5000 | 478x263x86 |  | 220-240V |  | 5 |  | 100° Diffuse | 3 | 70 |  | 5000 |  |  | >=0.9 | 116706 |  |  | 140.36 |  |  | 9 | D1 | 25 | max. 10% at 100.000 hrs |  | Available | 750/339 | Cx=0.3447;Cy=0.3553 | Class I | IK08 | IP20 | IP20 | 60 | 710 | -20 | 1 | 160.3 | RAL9244 | 50-60Hz | Passive | LED | embedded sensor system | High Bay Rectangular | Tungsram High-bay IP20 | Indoor industrial |  |  | 22500 | Yes |  |  |  | Bracket kit. Tilted bracket kit. Busbar bracket kit. Cable hook pair
TBD | TU HB IP20 G1 1H25 5K70 D1 RF ST | image | datasheet | deeplink | TUNGSRAM - Tungsram High-bay IP20 - 22500lm - 156W - 5000K - 70CRI - TBD[SKU] - Bracket. Y-cable | 2 | Bracket. Y-cable | LED | 1 | 156 | [8 empty] | CE | [6 empty] | 20 | 5000 | 478x263x86 |  | 220-240V |  | 5 |  | 100° Diffuse | 3 | 70 |  | 5000 |  |  | >=0.9 | 116706 |  |  | 143.95 |  |  | 9 | D1 | 25 | max. 10% at 100.000 hrs |  | Available | 750/339 | Cx=0.3447;Cy=0.3553 | Class I | IK08 | IP20 | IP20 | 60 | 690 | -20 | 1 | 156.3 | RAL9243 | 50-60Hz | Passive | LED | embedded sensor system | High Bay Rectangular | Tungsram High-bay IP20 | Indoor industrial |  |  | 22500 | Yes |  |  |  | Bracket kit. Tilted bracket kit. Busbar bracket kit. Cable hook pair
TBD | TU HB IP20 G1 1H20 5K70 D1 RF EA | image | datasheet | deeplink | TUNGSRAM - Tungsram High-bay IP20 - 17550lm - 122W - 5000K - 70CRI - TBD[SKU] - Bracket. Y-cable | 3 | Bracket. Y-cable | LED | 1 | 122 | [8 empty] | CE | [6 empty] | 20 | 5000 | 478x263x86 |  | 220-240V |  | 5 |  | 100° Diffuse | 3 | 70 |  | 5000 |  |  | >=0.9 | 100000 |  |  | 144.21 |  |  | 9 | D1 | 25 | max. 10% at 100.000 hrs |  | Available | 750/339 | Cx=0.3447;Cy=0.3553 | Class I | IK08 | IP20 | IP20 | 60 | 540 | -20 | 1 | 121.7 | RAL9242 | 50-60Hz | Passive | LED | embedded sensor system | High Bay Rectangular | Tungsram High-bay IP20 | Indoor industrial |  |  | 17550 | Yes |  |  |  | Bracket kit. Tilted bracket kit. Busbar bracket kit. Cable hook pair
TBD | TU HB IP20 G1 1H20 5K70 D1 RF ST | image | datasheet | deeplink | TUNGSRAM - Tungsram High-bay IP20 - 17550lm - 118W - 5000K - 70CRI - TBD[SKU] - Bracket. Y-cable | 2 | Bracket. Y-cable | LED | 1 | 118 | [8 empty] | CE | [6 empty] | 20 | 5000 | 478x263x86 |  | 220-240V |  | 5 |  | 100° Diffuse | 3 | 70 |  | 5000 |  |  | >=0.9 | 100000 |  |  | 149.11 |  |  | 9 | D1 | 25 | max. 10% at 100.000 hrs |  | Available | 750/339 | Cx=0.3447;Cy=0.3553 | Class I | IK08 | IP20 | IP20 | 60 | 520 | -20 | 1 | 117.7 | RAL9241 | 50-60Hz | Passive | LED | embedded sensor system | High Bay Rectangular | Tungsram High-bay IP20 | Indoor industrial |  |  | 17550 | Yes |  |  |  | Bracket kit. Tilted bracket kit. Busbar bracket kit. Cable hook pair
TBD | TU HB IP20 G1 1H15 5K70 D1 RF ST | image | datasheet | deeplink | TUNGSRAM - Tungsram High-bay IP20 - 13500lm - 88W - 5000K - 70CRI - TBD[SKU] - Bracket. Y-cable | 2 | Bracket. Y-cable | LED | 1 | 88 | [8 empty] | CE | [6 empty] | 20 | 5000 | 478x263x86 |  | 220-240V |  | 5 |  | 100° Diffuse | 3 | 70 |  | 5000 |  |  | >=0.9 | 116706 |  |  | 153.93 |  |  | 9 | D1 | 25 | max. 10% at 100.000 hrs |  | Available | 750/339 | Cx=0.3447;Cy=0.3553 | Class I | IK08 | IP20 | IP20 | 60 | 390 | -20 | 1 | 87.7 | RAL9240 | 50-60Hz | Passive | LED | embedded sensor system | High Bay Rectangular | Tungsram High-bay IP20 | Indoor industrial |  |  | 13500 | Yes |  |  |  | Bracket kit. Tilted bracket kit. Busbar bracket kit. Cable hook pair
TBD | TU HB IP20 G1 1H10 5K70 D1 RF ST | image | datasheet | deeplink | TUNGSRAM - Tungsram High-bay IP20 - 8910lm - 58W - 5000K - 70CRI - TBD[SKU] - Bracket. Y-cable | 2 | Bracket. Y-cable | LED | 1 | 58 | [8 empty] | CE | [6 empty] | 20 | 5000 | 478x263x86 |  | 220-240V |  | 5 |  | 100° Diffuse | 3 | 70 |  | 5000 |  |  | >=0.9 | 115000 |  |  | 154.42 |  |  | 9 | D1 | 25 | max. 10% at 100.000 hrs |  | Available | 750/339 | Cx=0.3447;Cy=0.3553 | Class I | IK08 | IP20 | IP20 | 60 | 260 | -20 | 1 | 57.7 | RAL9239 | 50-60Hz | Passive | LED | embedded sensor system | High Bay Rectangular | Tungsram High-bay IP20 | Indoor industrial |  |  | 8910 | Yes |  |  |  | Bracket kit. Tilted bracket kit. Busbar bracket kit. Cable hook pair
TBD | TU HB IP20 G1 2H45 5K70 D1 DL ST | image | datasheet | deeplink | TUNGSRAM - Tungsram High-bay IP20 - 40680lm - 272W - 5000K - 70CRI - TBD[SKU] - Bracket. Y-cable | 4 | Bracket. Y-cable | LED | 1 | 272 | [8 empty] | CE | [6 empty] | 20 | 5000 | 763x263x81 |  | 220-240V |  | 5 |  | 100° Diffuse | 3 | 70 |  | 5000 |  |  | >=0.9 | 116000 |  |  | 149.56 |  |  | 9 | D1 | 25 | max. 10% at 100.000 hrs |  | Available | 750/339 | Cx=0.3447;Cy=0.3553 | Class I | IK08 | IP20 | IP20 | 60 | 1210 | -20 | 1 | 272 | RAL9238 | 50-60Hz | Passive | LED | dimmable | High Bay Rectangular | Tungsram High-bay IP20 | Indoor industrial |  |  | 40680 | No sensor |  |  |  | Bracket kit. Tilted bracket kit. Busbar bracket kit. Cable hook pair
TBD | TU HB IP20 G1 2H30 5K70 D1 DL ST | image | datasheet | deeplink | TUNGSRAM - Tungsram High-bay IP20 - 26280lm - 170W - 5000K - 70CRI - TBD[SKU] - Bracket. Y-cable | 4 | Bracket. Y-cable | LED | 1 | 170 | [8 empty] | CE | [6 empty] | 20 | 5000 | 763x263x81 |  | 220-240V |  | 5 |  | 100° Diffuse | 3 | 70 |  | 5000 |  |  | >=0.9 | 105000 |  |  | 154.59 |  |  | 9 | D1 | 25 | max. 10% at 100.000 hrs |  | Available | 750/339 | Cx=0.3447;Cy=0.3553 | Class I | IK08 | IP20 | IP20 | 60 | 750 | -20 | 1 | 170 | RAL9237 | 50-60Hz | Passive | LED | dimmable | High Bay Rectangular | Tungsram High-bay IP20 | Indoor industrial |  |  | 26280 | No sensor |  |  |  | Bracket kit. Tilted bracket kit. Busbar bracket kit. Cable hook pair
TBD | TU HB IP20 G1 1H25 5K70 D1 DL EA | image | datasheet | deeplink | TUNGSRAM - Tungsram High-bay IP20 - 22500lm - 159W - 5000K - 70CRI - TBD[SKU] - Bracket. Y-cable | 3 | Bracket. Y-cable | LED | 1 | 159 | [8 empty] | CE | [6 empty] | 20 | 5000 | 398x263x81 |  | 220-240V |  | 5 |  | 100° Diffuse | 3 | 70 |  | 5000 |  |  | >=0.9 | 116706 |  |  | 141.87 |  |  | 9 | D1 | 25 | max. 10% at 100.000 hrs |  | Available | 750/339 | Cx=0.3447;Cy=0.3553 | Class I | IK08 | IP20 | IP20 | 60 | 700 | -20 | 1 | 158.6 | RAL9236 | 50-60Hz | Passive | LED | dimmable | High Bay Rectangular | Tungsram High-bay IP20 | Indoor industrial |  |  | 22500 | No sensor |  |  |  | Bracket kit. Tilted bracket kit. Busbar bracket kit. Cable hook pair
TBD | TU HB IP20 G1 1H25 5K70 D1 DL ST | image | datasheet | deeplink | TUNGSRAM - Tungsram High-bay IP20 - 22500lm - 155W - 5000K - 70CRI - TBD[SKU] - Bracket. Y-cable | 2 | Bracket. Y-cable | LED | 1 | 155 | [8 empty] | CE | [6 empty] | 20 | 5000 | 398x263x81 |  | 220-240V |  | 5 |  | 100° Diffuse | 3 | 70 |  | 5000 |  |  | >=0.9 | 116706 |  |  | 145.54 |  |  | 9 | D1 | 25 | max. 10% at 100.000 hrs |  | Available | 750/339 | Cx=0.3447;Cy=0.3553 | Class I | IK08 | IP20 | IP20 | 60 | 690 | -20 | 1 | 154.6 | RAL9235 | 50-60Hz | Passive | LED | dimmable | High Bay Rectangular | Tungsram High-bay IP20 | Indoor industrial |  |  | 22500 | No sensor |  |  |  | Bracket kit. Tilted bracket kit. Busbar bracket kit. Cable hook pair
TBD | TU HB IP20 G1 1H20 5K70 D1 DL EA | image | datasheet | deeplink | TUNGSRAM - Tungsram High-bay IP20 - 17550lm - 120W - 5000K - 70CRI - TBD[SKU] - Bracket. Y-cable | 3 | Bracket. Y-cable | LED | 1 | 120 | [8 empty] | CE | [6 empty] | 20 | 5000 | 398x263x81 |  | 220-240V |  | 5 |  | 100° Diffuse | 3 | 70 |  | 5000 |  |  | >=0.9 | 100000 |  |  | 146.25 |  |  | 9 | D1 | 25 | max. 10% at 100.000 hrs |  | Available | 750/339 | Cx=0.3447;Cy=0.3553 | Class I | IK08 | IP20 | IP20 | 60 | 530 | -20 | 1 | 120 | RAL9234 | 50-60Hz | Passive | LED | dimmable | High Bay Rectangular | Tungsram High-bay IP20 | Indoor industrial |  |  | 17550 | No sensor |  |  |  | Bracket kit. Tilted bracket kit. Busbar bracket kit. Cable hook pair
TBD | TU HB IP20 G1 1H20 5K70 D1 DL ST | image | datasheet | deeplink | TUNGSRAM - Tungsram High-bay IP20 - 17550lm - 116W - 5000K - 70CRI - TBD[SKU] - Bracket. Y-cable | 2 | Bracket. Y-cable | LED | 1 | 116 | [8 empty] | CE | [6 empty] | 20 | 5000 | 398x263x81 |  | 220-240V |  | 5 |  | 100° Diffuse | 3 | 70 |  | 5000 |  |  | >=0.9 | 100000 |  |  | 151.29 |  |  | 9 | D1 | 25 | max. 10% at 100.000 hrs |  | Available | 750/339 | Cx=0.3447;Cy=0.3553 | Class I | IK08 | IP20 | IP20 | 60 | 510 | -20 | 1 | 116 | RAL9233 | 50-60Hz | Passive | LED | dimmable | High Bay Rectangular | Tungsram High-bay IP20 | Indoor industrial |  |  | 17550 | No sensor |  |  |  | Bracket kit. Tilted bracket kit. Busbar bracket kit. Cable hook pair
TBD | TU HB IP20 G1 1H15 5K70 D1 DL ST | image | datasheet | deeplink | TUNGSRAM - Tungsram High-bay IP20 - 13500lm - 86W - 5000K - 70CRI - TBD[SKU] - Bracket. Y-cable | 2 | Bracket. Y-cable | LED | 1 | 86 | [8 empty] | CE | [6 empty] | 20 | 5000 | 398x263x81 |  | 220-240V |  | 5 |  | 100° Diffuse | 3 | 70 |  | 5000 |  |  | >=0.9 | 116706 |  |  | 156.98 |  |  | 9 | D1 | 25 | max. 10% at 100.000 hrs |  | Available | 750/339 | Cx=0.3447;Cy=0.3553 | Class I | IK08 | IP20 | IP20 | 60 | 380 | -20 | 1 | 86 | RAL9232 | 50-60Hz | Passive | LED | dimmable | High Bay Rectangular | Tungsram High-bay IP20 | Indoor industrial |  |  | 13500 | No sensor |  |  |  | Bracket kit. Tilted bracket kit. Busbar bracket kit. Cable hook pair
TBD | TU HB IP20 G1 1H10 5K70 D1 DL ST | image | datasheet | deeplink | TUNGSRAM - Tungsram High-bay IP20 - 8910lm - 56W - 5000K - 70CRI - TBD[SKU] - Bracket. Y-cable | 2 | Bracket. Y-cable | LED | 1 | 56 | [8 empty] | CE | [6 empty] | 20 | 5000 | 398x263x81 |  | 220-240V |  | 5 |  | 100° Diffuse | 3 | 70 |  | 5000 |  |  | >=0.9 | 115000 |  |  | 159.11 |  |  | 9 | D1 | 25 | max. 10% at 100.000 hrs |  | Available | 750/339 | Cx=0.3447;Cy=0.3553 | Class I | IK08 | IP20 | IP20 | 60 | 250 | -20 | 1 | 56 | RAL9231 | 50-60Hz | Passive | LED | dimmable | High Bay Rectangular | Tungsram High-bay IP20 | Indoor industrial |  |  | 8910 | No sensor |  |  |  | Bracket kit. Tilted bracket kit. Busbar bracket kit. Cable hook pair
TBD | TU HB IP20 G1 1S30 5K70 D1 RF ST | image | datasheet | deeplink | TUNGSRAM - Tungsram High-bay IP20 - 25470lm - 201W - 5000K - 70CRI - TBD[SKU] - Bracket. Y-cable | 2 | Bracket. Y-cable | LED | 1 | 201 | [8 empty] | CE | [6 empty] | 20 | 5000 | 478x263x86 |  | 220-240V |  | 5 |  | 100° Diffuse | 3 | 70 |  | 5000 |  |  | >=0.9 | 117000 |  |  | 126.91 |  |  | 9 | D1 | 25 | max. 10% at 100.000 hrs |  | Available | 750/339 | Cx=0.3447;Cy=0.3553 | Class I | IK08 | IP20 | IP20 | 60 | 890 | -20 | 1 | 200.7 | RAL9230 | 50-60Hz | Passive | LED | embedded sensor system | High Bay Rectangular | Tungsram High-bay IP20 | Indoor industrial |  |  | 25470 | Yes |  |  |  | Bracket kit. Tilted bracket kit. Busbar bracket kit. Cable hook pair
TBD | TU HB IP20 G1 1S22 5K70 D1 RF ST | image | datasheet | deeplink | TUNGSRAM - Tungsram High-bay IP20 - 21150lm - 164W - 5000K - 70CRI - TBD[SKU] - Bracket. Y-cable | 2 | Bracket. Y-cable | LED | 1 | 164 | [8 empty] | CE | [6 empty] | 20 | 5000 | 478x263x86 |  | 220-240V |  | 5 |  | 100° Diffuse | 3 | 70 |  | 5000 |  |  | >=0.9 | 116706 |  |  | 129.2 |  |  | 9 | D1 | 25 | max. 10% at 100.000 hrs |  | Available | 750/339 | Cx=0.3447;Cy=0.3553 | Class I | IK08 | IP20 | IP20 | 60 | 730 | -20 | 1 | 163.7 | RAL9229 | 50-60Hz | Passive | LED | embedded sensor system | High Bay Rectangular | Tungsram High-bay IP20 | Indoor industrial |  |  | 21150 | Yes |  |  |  | Bracket kit. Tilted bracket kit. Busbar bracket kit. Cable hook pair
TBD | TU HB IP20 G1 1S20 5K70 D1 RF ST | image | datasheet | deeplink | TUNGSRAM - Tungsram High-bay IP20 - 17910lm - 143W - 5000K - 70CRI - TBD[SKU] - Bracket. Y-cable | 2 | Bracket. Y-cable | LED | 1 | 143 | [8 empty] | CE | [6 empty] | 20 | 5000 | 478x263x86 |  | 220-240V |  | 5 |  | 100° Diffuse | 3 | 70 |  | 5000 |  |  | >=0.9 | 197000 |  |  | 125.51 |  |  | 9 | D1 | 25 | max. 10% at 100.000 hrs |  | Available | 750/339 | Cx=0.3447;Cy=0.3553 | Class I | IK08 | IP20 | IP20 | 60 | 630 | -20 | 1 | 142.7 | RAL9228 | 50-60Hz | Passive | LED | embedded sensor system | High Bay Rectangular | Tungsram High-bay IP20 | Indoor industrial |  |  | 17910 | Yes |  |  |  | Bracket kit. Tilted bracket kit. Busbar bracket kit. Cable hook pair
TBD | TU HB IP20 G1 1S12 5K70 D1 RF ST | image | datasheet | deeplink | TUNGSRAM - Tungsram High-bay IP20 - 12150lm - 94W - 5000K - 70CRI - TBD[SKU] - Bracket. Y-cable | 2 | Bracket. Y-cable | LED | 1 | 94 | [8 empty] | CE | [6 empty] | 20 | 5000 | 478x263x86 |  | 220-240V |  | 5 |  | 100° Diffuse | 3 | 70 |  | 5000 |  |  | >=0.9 | 116706 |  |  | 129.67 |  |  | 9 | D1 | 25 | max. 10% at 100.000 hrs |  | Available | 750/339 | Cx=0.3447;Cy=0.3553 | Class I | IK08 | IP20 | IP20 | 60 | 420 | -20 | 1 | 93.7 | RAL9227 | 50-60Hz | Passive | LED | embedded sensor system | High Bay Rectangular | Tungsram High-bay IP20 | Indoor industrial |  |  | 12150 | Yes |  |  |  | Bracket kit. Tilted bracket kit. Busbar bracket kit. Cable hook pair
TBD | TU HB IP20 G1 1S10 5K70 D1 RF ST | image | datasheet | deeplink | TUNGSRAM - Tungsram High-bay IP20 - 8700lm - 69W - 5000K - 70CRI - TBD[SKU] - Bracket. Y-cable | 2 | Bracket. Y-cable | LED | 1 | 69 | [8 empty] | CE | [6 empty] | 20 | 5000 | 478x263x86 |  | 220-240V |  | 5 |  | 100° Diffuse | 3 | 70 |  | 5000 |  |  | >=0.9 | 259000 |  |  | 126.64 |  |  | 9 | D1 | 25 | max. 10% at 100.000 hrs |  | Available | 750/339 | Cx=0.3447;Cy=0.3553 | Class I | IK08 | IP20 | IP20 | 60 | 300 | -20 | 1 | 68.7 | RAL9226 | 50-60Hz | Passive | LED | embedded sensor system | High Bay Rectangular | Tungsram High-bay IP20 | Indoor industrial |  |  | 8700 | Yes |  |  |  | Bracket kit. Tilted bracket kit. Busbar bracket kit. Cable hook pair
TBD | TU HB IP20 G1 1S30 5K70 D1 DL ST | image | datasheet | deeplink | TUNGSRAM - Tungsram High-bay IP20 - 25470lm - 199W - 5000K - 70CRI - TBD[SKU] - Bracket. Y-cable | 2 | Bracket. Y-cable | LED | 1 | 199 | [8 empty] | CE | [6 empty] | 20 | 5000 | 398x263x81 |  | 220-240V |  | 5 |  | 100° Diffuse | 3 | 70 |  | 5000 |  |  | >=0.9 | 117000 |  |  | 127.99 |  |  | 9 | D1 | 25 | max. 10% at 100.000 hrs |  | Available | 750/339 | Cx=0.3447;Cy=0.3553 | Class I | IK08 | IP20 | IP20 | 60 | 880 | -20 | 1 | 199 | RAL9225 | 50-60Hz | Passive | LED | dimmable | High Bay Rectangular | Tungsram High-bay IP20 | Indoor industrial |  |  | 25470 | No sensor |  |  |  | Bracket kit. Tilted bracket kit. Busbar bracket kit. Cable hook pair
TBD | TU HB IP20 G1 1S22 5K70 D1 DL ST | image | datasheet | deeplink | TUNGSRAM - Tungsram High-bay IP20 - 21150lm - 162W - 5000K - 70CRI - TBD[SKU] - Bracket. Y-cable | 2 | Bracket. Y-cable | LED | 1 | 162 | [8 empty] | CE | [6 empty] | 20 | 5000 | 398x263x81 |  | 220-240V |  | 5 |  | 100° Diffuse | 3 | 70 |  | 5000 |  |  | >=0.9 | 116706 |  |  | 130.56 |  |  | 9 | D1 | 25 | max. 10% at 100.000 hrs |  | Available | 750/339 | Cx=0.3447;Cy=0.3553 | Class I | IK08 | IP20 | IP20 | 60 | 720 | -20 | 1 | 162 | RAL9224 | 50-60Hz | Passive | LED | dimmable | High Bay Rectangular | Tungsram High-bay IP20 | Indoor industrial |  |  | 21150 | No sensor |  |  |  | Bracket kit. Tilted bracket kit. Busbar bracket kit. Cable hook pair
TBD | TU HB IP20 G1 1S20 5K70 D1 DL ST | image | datasheet | deeplink | TUNGSRAM - Tungsram High-bay IP20 - 17910lm - 141W - 5000K - 70CRI - TBD[SKU] - Bracket. Y-cable | 2 | Bracket. Y-cable | LED | 1 | 141 | [8 empty] | CE | [6 empty] | 20 | 5000 | 398x263x81 |  | 220-240V |  | 5 |  | 100° Diffuse | 3 | 70 |  | 5000 |  |  | >=0.9 | 197000 |  |  | 127.02 |  |  | 9 | D1 | 25 | max. 10% at 100.000 hrs |  | Available | 750/339 | Cx=0.3447;Cy=0.3553 | Class I | IK08 | IP20 | IP20 | 60 | 630 | -20 | 1 | 141 | RAL9223 | 50-60Hz | Passive | LED | dimmable | High Bay Rectangular | Tungsram High-bay IP20 | Indoor industrial |  |  | 17910 | No sensor |  |  |  | Bracket kit. Tilted bracket kit. Busbar bracket kit. Cable hook pair
TBD | TU HB IP20 G1 1S12 5K70 D1 DL ST | image | datasheet | deeplink | TUNGSRAM - Tungsram High-bay IP20 - 12150lm - 92W - 5000K - 70CRI - TBD[SKU] - Bracket. Y-cable | 2 | Bracket. Y-cable | LED | 1 | 92 | [8 empty] | CE | [6 empty] | 20 | 5000 | 398x263x81 |  | 220-240V |  | 5 |  | 100° Diffuse | 3 | 70 |  | 5000 |  |  | >=0.9 | 116706 |  |  | 132.07 |  |  | 9 | D1 | 25 | max. 10% at 100.000 hrs |  | Available | 750/339 | Cx=0.3447;Cy=0.3553 | Class I | IK08 | IP20 | IP20 | 60 | 410 | -20 | 1 | 92 | RAL9222 | 50-60Hz | Passive | LED | dimmable | High Bay Rectangular | Tungsram High-bay IP20 | Indoor industrial |  |  | 12150 | No sensor |  |  |  | Bracket kit. Tilted bracket kit. Busbar bracket kit. Cable hook pair
TBD | TU HB IP20 G1 1S10 5K70 D1 DL ST | image | datasheet | deeplink | TUNGSRAM - Tungsram High-bay IP20 - 8700lm - 67W - 5000K - 70CRI - TBD[SKU] - Bracket. Y-cable | 2 | Bracket. Y-cable | LED | 1 | 67 | [8 empty] | CE | [6 empty] | 20 | 5000 | 398x263x81 |  | 220-240V |  | 5 |  | 100° Diffuse | 3 | 70 |  | 5000 |  |  | >=0.9 | 259000 |  |  | 129.85 |  |  | 9 | D1 | 25 | max. 10% at 100.000 hrs |  | Available | 750/339 | Cx=0.3447;Cy=0.3553 | Class I | IK08 | IP20 | IP20 | 60 | 300 | -20 | 1 | 67 | RAL9221 | 50-60Hz | Passive | LED | dimmable | High Bay Rectangular | Tungsram High-bay IP20 | Indoor industrial |  |  | 8700 | No sensor |  |  |  | Bracket kit. Tilted bracket kit. Busbar bracket kit. Cable hook pair
TBD | TU HB IP20 G1 2S60 5K70 D1 SN ST | image | datasheet | deeplink | TUNGSRAM - Tungsram High-bay IP20 - 54000lm - 437W - 5000K - 70CRI - TBD[SKU] - Bracket. Y-cable | 4 | Bracket. Y-cable | LED | 1 | 437 | [8 empty] | CE | [6 empty] | 20 | 5000 | 843x263x86 |  | 220-240V |  | 5 |  | 100° Diffuse | 3 | 70 |  | 5000 |  |  | >=0.9 | 116706 |  |  | 123.65 |  |  | 9 | D1 | 25 | max. 10% at 100.000 hrs |  | Available | 750/339 | Cx=0.3447;Cy=0.3553 | Class I | IK08 | IP20 | IP20 | 60 | 1940 | -20 | 1 | 436.7 | RAL9220 | 50-60Hz | Passive | LED | embedded sensor system | High Bay Rectangular | Tungsram High-bay IP20 | Indoor industrial |  |  | 54000 | Yes |  |  |  | Bracket kit. Tilted bracket kit. Busbar bracket kit. Cable hook pair
TBD | TU HB IP20 G1 1S30 5K70 D1 SN ST | image | datasheet | deeplink | TUNGSRAM - Tungsram High-bay IP20 - 25470lm - 201W - 5000K - 70CRI - TBD[SKU] - Bracket. Y-cable | 2 | Bracket. Y-cable | LED | 1 | 201 | [8 empty] | CE | [6 empty] | 20 | 5000 | 478x263x86 |  | 220-240V |  | 5 |  | 100° Diffuse | 3 | 70 |  | 5000 |  |  | >=0.9 | 117000 |  |  | 126.91 |  |  | 9 | D1 | 25 | max. 10% at 100.000 hrs |  | Available | 750/339 | Cx=0.3447;Cy=0.3553 | Class I | IK08 | IP20 | IP20 | 60 | 890 | -20 | 1 | 200.7 | RAL9219 | 50-60Hz | Passive | LED | embedded sensor system | High Bay Rectangular | Tungsram High-bay IP20 | Indoor industrial |  |  | 25470 | Yes |  |  |  | Bracket kit. Tilted bracket kit. Busbar bracket kit. Cable hook pair
TBD | TU HB IP20 G1 1S22 5K70 D1 SN ST | image | datasheet | deeplink | TUNGSRAM - Tungsram High-bay IP20 - 21150lm - 164W - 5000K - 70CRI - TBD[SKU] - Bracket. Y-cable | 2 | Bracket. Y-cable | LED | 1 | 164 | [8 empty] | CE | [6 empty] | 20 | 5000 | 478x263x86 |  | 220-240V |  | 5 |  | 100° Diffuse | 3 | 70 |  | 5000 |  |  | >=0.9 | 116706 |  |  | 129.2 |  |  | 9 | D1 | 25 | max. 10% at 100.000 hrs |  | Available | 750/339 | Cx=0.3447;Cy=0.3553 | Class I | IK08 | IP20 | IP20 | 60 | 730 | -20 | 1 | 163.7 | RAL9218 | 50-60Hz | Passive | LED | embedded sensor system | High Bay Rectangular | Tungsram High-bay IP20 | Indoor industrial |  |  | 21150 | Yes |  |  |  | Bracket kit. Tilted bracket kit. Busbar bracket kit. Cable hook pair
TBD | TU HB IP20 G1 1S20 5K70 D1 SN ST | image | datasheet | deeplink | TUNGSRAM - Tungsram High-bay IP20 - 17910lm - 143W - 5000K - 70CRI - TBD[SKU] - Bracket. Y-cable | 2 | Bracket. Y-cable | LED | 1 | 143 | [8 empty] | CE | [6 empty] | 20 | 5000 | 478x263x86 |  | 220-240V |  | 5 |  | 100° Diffuse | 3 | 70 |  | 5000 |  |  | >=0.9 | 197000 |  |  | 125.51 |  |  | 9 | D1 | 25 | max. 10% at 100.000 hrs |  | Available | 750/339 | Cx=0.3447;Cy=0.3553 | Class I | IK08 | IP20 | IP20 | 60 | 630 | -20 | 1 | 142.7 | RAL9217 | 50-60Hz | Passive | LED | embedded sensor system | High Bay Rectangular | Tungsram High-bay IP20 | Indoor industrial |  |  | 17910 | Yes |  |  |  | Bracket kit. Tilted bracket kit. Busbar bracket kit. Cable hook pair
TBD | TU HB IP20 G1 1S12 5K70 D1 SN ST | image | datasheet | deeplink | TUNGSRAM - Tungsram High-bay IP20 - 12150lm - 94W - 5000K - 70CRI - TBD[SKU] - Bracket. Y-cable | 2 | Bracket. Y-cable | LED | 1 | 94 | [8 empty] | CE | [6 empty] | 20 | 5000 | 478x263x86 |  | 220-240V |  | 5 |  | 100° Diffuse | 3 | 70 |  | 5000 |  |  | >=0.9 | 116706 |  |  | 129.67 |  |  | 9 | D1 | 25 | max. 10% at 100.000 hrs |  | Available | 750/339 | Cx=0.3447;Cy=0.3553 | Class I | IK08 | IP20 | IP20 | 60 | 420 | -30 | 1 | 93.7 | RAL9216 | 50-60Hz | Passive | LED | embedded sensor system | High Bay Rectangular | Tungsram High-bay IP20 | Indoor industrial |  |  | 12150 | Yes |  |  |  | Bracket kit. Tilted bracket kit. Busbar bracket kit. Cable hook pair
TBD | TU HB IP20 G1 1S10 5K70 D1 SN ST | image | datasheet | deeplink | TUNGSRAM - Tungsram High-bay IP20 - 8700lm - 69W - 5000K - 70CRI - TBD[SKU] - Bracket. Y-cable | 2 | Bracket. Y-cable | LED | 1 | 69 | [8 empty] | CE | [6 empty] | 20 | 5000 | 478x263x86 |  | 220-240V |  | 5 |  | 100° Diffuse | 3 | 70 |  | 5000 |  |  | >=0.9 | 259000 |  |  | 126.64 |  |  | 9 | D1 | 25 | max. 10% at 100.000 hrs |  | Available | 750/339 | Cx=0.3447;Cy=0.3553 | Class I | IK08 | IP20 | IP20 | 60 | 300 | -20 | 1 | 68.7 | RAL9215 | 50-60Hz | Passive | LED | embedded sensor system | High Bay Rectangular | Tungsram High-bay IP20 | Indoor industrial |  |  | 8700 | Yes |  |  |  | Bracket kit. Tilted bracket kit. Busbar bracket kit. Cable hook pair
TBD | TU HB IP20 G1 2S60 5K70 D1 FX ST | image | datasheet | deeplink | TUNGSRAM - Tungsram High-bay IP20 - 54000lm - 435W - 5000K - 70CRI - TBD[SKU] - Bracket. Y-cable | 4 | Bracket. Y-cable | LED | 1 | 435 | [8 empty] | CE | [6 empty] | 20 | 5000 | 763x263x81 |  | 220-240V |  | 5 |  | 100° Diffuse | 3 | 70 |  | 5000 |  |  | >=0.9 | 116706 |  |  | 124.14 |  |  | 9 | D1 | 25 | max. 10% at 100.000 hrs |  | Available | 750/339 | Cx=0.3447;Cy=0.3553 | Class I | IK08 | IP20 | IP20 | 60 | 1930 | -20 | 1 | 435 | RAL9214 | 50-60Hz | Passive | LED | none | High Bay Rectangular | Tungsram High-bay IP20 | Indoor industrial |  |  | 54000 | No sensor |  |  |  | Bracket kit. Tilted bracket kit. Busbar bracket kit. Cable hook pair
TBD | TU HB IP20 G1 1S30 5K70 D1 FX ST | image | datasheet | deeplink | TUNGSRAM - Tungsram High-bay IP20 - 25470lm - 199W - 5000K - 70CRI - TBD[SKU] - Bracket. Y-cable | 2 | Bracket. Y-cable | LED | 1 | 199 | [8 empty] | CE | [6 empty] | 20 | 5000 | 398x263x81 |  | 220-240V |  | 5 |  | 100° Diffuse | 3 | 70 |  | 5000 |  |  | >=0.9 | 117000 |  |  | 127.99 |  |  | 9 | D1 | 25 | max. 10% at 100.000 hrs |  | Available | 750/339 | Cx=0.3447;Cy=0.3553 | Class I | IK08 | IP20 | IP20 | 60 | 880 | -20 | 1 | 199 | RAL9213 | 50-60Hz | Passive | LED | none | High Bay Rectangular | Tungsram High-bay IP20 | Indoor industrial |  |  | 25470 | No sensor |  |  |  | Bracket kit. Tilted bracket kit. Busbar bracket kit. Cable hook pair
TBD | TU HB IP20 G1 1S22 5K70 D1 FX ST | image | datasheet | deeplink | TUNGSRAM - Tungsram High-bay IP20 - 21150lm - 162W - 5000K - 70CRI - TBD[SKU] - Bracket. Y-cable | 2 | Bracket. Y-cable | LED | 1 | 162 | [8 empty] | CE | [6 empty] | 20 | 5000 | 398x263x81 |  | 220-240V |  | 5 |  | 100° Diffuse | 3 | 70 |  | 5000 |  |  | >=0.9 | 116706 |  |  | 130.56 |  |  | 9 | D1 | 25 | max. 10% at 100.000 hrs |  | Available | 750/339 | Cx=0.3447;Cy=0.3553 | Class I | IK08 | IP20 | IP20 | 60 | 720 | -20 | 1 | 162 | RAL9212 | 50-60Hz | Passive | LED | none | High Bay Rectangular | Tungsram High-bay IP20 | Indoor industrial |  |  | 21150 | No sensor |  |  |  | Bracket kit. Tilted bracket kit. Busbar bracket kit. Cable hook pair
TBD | TU HB IP20 G1 1S20 5K70 D1 FX EA | image | datasheet | deeplink | TUNGSRAM - Tungsram High-bay IP20 - 17910lm - 145W - 5000K - 70CRI - TBD[SKU] - Bracket. Y-cable | 3 | Bracket. Y-cable | LED | 1 | 145 | [8 empty] | CE | [6 empty] | 20 | 5000 | 398x263x81 |  | 220-240V |  | 5 |  | 100° Diffuse | 3 | 70 |  | 5000 |  |  | >=0.9 | 197000 |  |  | 123.52 |  |  | 9 | D1 | 25 | max. 10% at 100.000 hrs |  | Available | 750/339 | Cx=0.3447;Cy=0.3553 | Class I | IK08 | IP20 | IP20 | 60 | 640 | -20 | 1 | 145 | RAL9211 | 50-60Hz | Passive | LED | none | High Bay Rectangular | Tungsram High-bay IP20 | Indoor industrial |  |  | 17910 | No sensor |  |  |  | Bracket kit. Tilted bracket kit. Busbar bracket kit. Cable hook pair
TBD | TU HB IP20 G1 1S20 5K70 D1 FX ST | image | datasheet | deeplink | TUNGSRAM - Tungsram High-bay IP20 - 17910lm - 141W - 5000K - 70CRI - TBD[SKU] - Bracket. Y-cable | 2 | Bracket. Y-cable | LED | 1 | 141 | [8 empty] | CE | [6 empty] | 20 | 5000 | 398x263x81 |  | 220-240V |  | 5 |  | 100° Diffuse | 3 | 70 |  | 5000 |  |  | >=0.9 | 197000 |  |  | 127.02 |  |  | 9 | D1 | 25 | max. 10% at 100.000 hrs |  | Available | 750/339 | Cx=0.3447;Cy=0.3553 | Class I | IK08 | IP20 | IP20 | 60 | 630 | -20 | 1 | 141 | RAL9210 | 50-60Hz | Passive | LED | none | High Bay Rectangular | Tungsram High-bay IP20 | Indoor industrial |  |  | 17910 | No sensor |  |  |  | Bracket kit. Tilted bracket kit. Busbar bracket kit. Cable hook pair
TBD | TU HB IP20 G1 1S12 5K70 D1 FX ST | image | datasheet | deeplink | TUNGSRAM - Tungsram High-bay IP20 - 12150lm - 92W - 5000K - 70CRI - TBD[SKU] - Bracket. Y-cable | 2 | Bracket. Y-cable | LED | 1 | 92 | [8 empty] | CE | [6 empty] | 20 | 5000 | 398x263x81 |  | 220-240V |  | 5 |  | 100° Diffuse | 3 | 70 |  | 5000 |  |  | >=0.9 | 116706 |  |  | 132.07 |  |  | 9 | D1 | 25 | max. 10% at 100.000 hrs |  | Available | 750/339 | Cx=0.3447;Cy=0.3553 | Class I | IK08 | IP20 | IP20 | 60 | 410 | -20 | 1 | 92 | RAL9209 | 50-60Hz | Passive | LED | none | High Bay Rectangular | Tungsram High-bay IP20 | Indoor industrial |  |  | 12150 | No sensor |  |  |  | Bracket kit. Tilted bracket kit. Busbar bracket kit. Cable hook pair
TBD | TU HB IP20 G1 1S10 5K70 D1 FX ST | image | datasheet | deeplink | TUNGSRAM - Tungsram High-bay IP20 - 8700lm - 67W - 5000K - 70CRI - TBD[SKU] - Bracket. Y-cable | 2 | Bracket. Y-cable | LED | 1 | 67 | [8 empty] | CE | [6 empty] | 20 | 5000 | 398x263x81 |  | 220-240V |  | 5 |  | 100° Diffuse | 3 | 70 |  | 5000 |  |  | >=0.9 | 259000 |  |  | 129.85 |  |  | 9 | D1 | 25 | max. 10% at 100.000 hrs |  | Available | 750/339 | Cx=0.3447;Cy=0.3553 | Class I | IK08 | IP20 | IP20 | 60 | 300 | -20 | 1 | 67 | RAL9208 | 50-60Hz | Passive | LED | none | High Bay Rectangular | Tungsram High-bay IP20 | Indoor industrial |  |  | 8700 | No sensor |  |  |  | Bracket kit. Tilted bracket kit. Busbar bracket kit. Cable hook pair
TBD | TU HB IP20 G1 2H45 4K80 C1 NL ST | image | datasheet | deeplink | TUNGSRAM - Tungsram High-bay IP20 - 42940lm - 273W - 4000K - 80CRI - TBD[SKU] - Bracket. Y-cable | 4 | Bracket. Y-cable | LED | 1 | 273 | [8 empty] | CE | [6 empty] | 20 | 4000 | 779x263x96 |  | 220-240V |  | 5 |  | 120° | 3 | 80 |  | 4000 |  |  | >=0.9 | 116000 |  |  | 157.29 |  |  | 9 | C1 | 25 | max. 10% at 100.000 hrs |  | Available | 840/339 | Cx=0.4338;Cy=0.4030 | Class I | IK08 | IP20 | IP20 | 60 | 1210 | -20 | 1 | 273 | RAL9207 | 50-60Hz | Passive | LED | embedded sensor system | High Bay Rectangular | Tungsram High-bay IP20 | Indoor industrial |  |  | 42940 | Yes |  |  |  | Bracket kit. Tilted bracket kit. Busbar bracket kit. Cable hook pair
TBD | TU HB IP20 G1 2H30 4K80 C1 NL EA | image | datasheet | deeplink | TUNGSRAM - Tungsram High-bay IP20 - 27740lm - 175W - 4000K - 80CRI - TBD[SKU] - Bracket. Y-cable | 5 | Bracket. Y-cable | LED | 1 | 175 | [8 empty] | CE | [6 empty] | 20 | 4000 | 855x263x96 |  | 220-240V |  | 5 |  | 120° | 3 | 80 |  | 4000 |  |  | >=0.9 | 105000 |  |  | 158.51 |  |  | 9 | C1 | 25 | max. 10% at 100.000 hrs |  | Available | 840/339 | Cx=0.4338;Cy=0.4030 | Class I | IK08 | IP20 | IP20 | 60 |  | -20 | 1 | 175 | RAL9206 | 50-60Hz | Passive | LED | embedded sensor system | High Bay Rectangular | Tungsram High-bay IP20 | Indoor industrial |  |  | 27740 | Yes |  |  |  | Bracket kit. Tilted bracket kit. Busbar bracket kit. Cable hook pair
TBD | TU HB IP20 G1 2H30 4K80 C1 NL ST | image | datasheet | deeplink | TUNGSRAM - Tungsram High-bay IP20 - 27740lm - 171W - 4000K - 80CRI - TBD[SKU] - Bracket. Y-cable | 4 | Bracket. Y-cable | LED | 1 | 171 | [8 empty] | CE | [6 empty] | 20 | 4000 | 779x263x96 |  | 220-240V |  | 5 |  | 120° | 3 | 80 |  | 4000 |  |  | >=0.9 | 105000 |  |  | 162.22 |  |  | 9 | C1 | 25 | max. 10% at 100.000 hrs |  | Available | 840/339 | Cx=0.4338;Cy=0.4030 | Class I | IK08 | IP20 | IP20 | 60 | 760 | -20 | 1 | 171 | RAL9205 | 50-60Hz | Passive | LED | embedded sensor system | High Bay Rectangular | Tungsram High-bay IP20 | Indoor industrial |  |  | 27740 | Yes |  |  |  | Bracket kit. Tilted bracket kit. Busbar bracket kit. Cable hook pair
TBD | TU HB IP20 G1 1H25 4K80 C1 NL EA | image | datasheet | deeplink | TUNGSRAM - Tungsram High-bay IP20 - 23750lm - 160W - 4000K - 80CRI - TBD[SKU] - Bracket. Y-cable | 3 | Bracket. Y-cable | LED | 1 | 160 | [8 empty] | CE | [6 empty] | 20 | 4000 | 414x263x96 |  | 220-240V |  | 5 |  | 120° | 3 | 80 |  | 4000 |  |  | >=0.9 | 116706 |  |  | 148.81 |  |  | 9 | C1 | 25 | max. 10% at 100.000 hrs |  | Available | 840/339 | Cx=0.4338;Cy=0.4030 | Class I | IK08 | IP20 | IP20 | 60 | 710 | -20 | 1 | 159.6 | RAL9204 | 50-60Hz | Passive | LED | embedded sensor system | High Bay Rectangular | Tungsram High-bay IP20 | Indoor industrial |  |  | 23750 | Yes |  |  |  | Bracket kit. Tilted bracket kit. Busbar bracket kit. Cable hook pair
TBD | TU HB IP20 G1 1H25 4K80 C1 NL ST | image | datasheet | deeplink | TUNGSRAM - Tungsram High-bay IP20 - 23750lm - 156W - 4000K - 80CRI - TBD[SKU] - Bracket. Y-cable | 2 | Bracket. Y-cable | LED | 1 | 156 | [8 empty] | CE | [6 empty] | 20 | 4000 | 414x263x96 |  | 220-240V |  | 5 |  | 120° | 3 | 80 |  | 4000 |  |  | >=0.9 | 116706 |  |  | 152.63 |  |  | 9 | C1 | 25 | max. 10% at 100.000 hrs |  | Available | 840/339 | Cx=0.4338;Cy=0.4030 | Class I | IK08 | IP20 | IP20 | 60 | 690 | -20 | 1 | 155.6 | RAL9203 | 50-60Hz | Passive | LED | embedded sensor system | High Bay Rectangular | Tungsram High-bay IP20 | Indoor industrial |  |  | 23750 | Yes |  |  |  | Bracket kit. Tilted bracket kit. Busbar bracket kit. Cable hook pair
TBD | TU HB IP20 G1 1H20 4K80 C1 NL ST | image | datasheet | deeplink | TUNGSRAM - Tungsram High-bay IP20 - 18530lm - 117W - 4000K - 80CRI - TBD[SKU] - Bracket. Y-cable | 2 | Bracket. Y-cable | LED | 1 | 117 | [8 empty] | CE | [6 empty] | 20 | 4000 | 414x263x96 |  | 220-240V |  | 5 |  | 120° | 3 | 80 |  | 4000 |  |  | >=0.9 | 100000 |  |  | 158.38 |  |  | 9 | C1 | 25 | max. 10% at 100.000 hrs |  | Available | 840/339 | Cx=0.4338;Cy=0.4030 | Class I | IK08 | IP20 | IP20 | 60 | 520 | -20 | 1 | 117 | RAL9202 | 50-60Hz | Passive | LED | embedded sensor system | High Bay Rectangular | Tungsram High-bay IP20 | Indoor industrial |  |  | 18530 | Yes |  |  |  | Bracket kit. Tilted bracket kit. Busbar bracket kit. Cable hook pair
TBD | TU HB IP20 G1 1H15 4K80 C1 NL ST | image | datasheet | deeplink | TUNGSRAM - Tungsram High-bay IP20 - 14250lm - 87W - 4000K - 80CRI - TBD[SKU] - Bracket. Y-cable | 2 | Bracket. Y-cable | LED | 1 | 87 | [8 empty] | CE | [6 empty] | 20 | 4000 | 414x263x96 |  | 220-240V |  | 5 |  | 120° | 3 | 80 |  | 4000 |  |  | >=0.9 | 116706 |  |  | 163.79 |  |  | 9 | C1 | 25 | max. 10% at 100.000 hrs |  | Available | 840/339 | Cx=0.4338;Cy=0.4030 | Class I | IK08 | IP20 | IP20 | 60 | 390 | -20 | 1 | 87 | RAL9201 | 50-60Hz | Passive | LED | embedded sensor system | High Bay Rectangular | Tungsram High-bay IP20 | Indoor industrial |  |  | 14250 | Yes |  |  |  | Bracket kit. Tilted bracket kit. Busbar bracket kit. Cable hook pair
TBD | TU HB IP20 G1 1H10 4K80 C1 NL ST | image | datasheet | deeplink | TUNGSRAM - Tungsram High-bay IP20 - 9410lm - 57W - 4000K - 80CRI - TBD[SKU] - Bracket. Y-cable | 2 | Bracket. Y-cable | LED | 1 | 57 | [8 empty] | CE | [6 empty] | 20 | 4000 | 414x263x96 |  | 220-240V |  | 5 |  | 120° | 3 | 80 |  | 4000 |  |  | >=0.9 | 115000 |  |  | 165.09 |  |  | 9 | C1 | 25 | max. 10% at 100.000 hrs |  | Available | 840/339 | Cx=0.4338;Cy=0.4030 | Class I | IK08 | IP20 | IP20 | 60 | 250 | -20 | 1 | 57 | RAL9200 | 50-60Hz | Passive | LED | embedded sensor system | High Bay Rectangular | Tungsram High-bay IP20 | Indoor industrial |  |  | 9410 | Yes |  |  |  | Bracket kit. Tilted bracket kit. Busbar bracket kit. Cable hook pair
TBD | TU HB IP20 G1 2H45 4K80 C1 RF ST | image | datasheet | deeplink | TUNGSRAM - Tungsram High-bay IP20 - 42940lm - 274W - 4000K - 80CRI - TBD[SKU] - Bracket. Y-cable | 4 | Bracket. Y-cable | LED | 1 | 274 | [8 empty] | CE | [6 empty] | 20 | 4000 | 843x263x86 |  | 220-240V |  | 5 |  | 120° | 3 | 80 |  | 4000 |  |  | >=0.9 | 116000 |  |  | 156.89 |  |  | 9 | C1 | 25 | max. 10% at 100.000 hrs |  | Available | 840/339 | Cx=0.4338;Cy=0.4030 | Class I | IK08 | IP20 | IP20 | 60 | 1210 | -20 | 1 | 273.7 | RAL9199 | 50-60Hz | Passive | LED | embedded sensor system | High Bay Rectangular | Tungsram High-bay IP20 | Indoor industrial |  |  | 42940 | Yes |  |  |  | Bracket kit. Tilted bracket kit. Busbar bracket kit. Cable hook pair
TBD | TU HB IP20 G1 2H30 4K80 C1 RF EA | image | datasheet | deeplink | TUNGSRAM - Tungsram High-bay IP20 - 27740lm - 176W - 4000K - 80CRI - TBD[SKU] - Bracket. Y-cable | 5 | Bracket. Y-cable | LED | 1 | 176 | [8 empty] | CE | [6 empty] | 20 | 4000 | 855x263x96 |  | 220-240V |  | 5 |  | 120° | 3 | 80 |  | 4000 |  |  | >=0.9 | 105000 |  |  | 157.88 |  |  | 9 | C1 | 25 | max. 10% at 100.000 hrs |  | Available | 840/339 | Cx=0.4338;Cy=0.4030 | Class I | IK08 | IP20 | IP20 | 60 |  | -20 | 1 | 175.7 | RAL9198 | 50-60Hz | Passive | LED | embedded sensor system | High Bay Rectangular | Tungsram High-bay IP20 | Indoor industrial |  |  | 27740 | Yes |  |  |  | Bracket kit. Tilted bracket kit. Busbar bracket kit. Cable hook pair
TBD | TU HB IP20 G1 2H30 4K80 C1 RF ST | image | datasheet | deeplink | TUNGSRAM - Tungsram High-bay IP20 - 27740lm - 172W - 4000K - 80CRI - TBD[SKU] - Bracket. Y-cable | 4 | Bracket. Y-cable | LED | 1 | 172 | [8 empty] | CE | [6 empty] | 20 | 4000 | 843x263x86 |  | 220-240V |  | 5 |  | 120° | 3 | 80 |  | 4000 |  |  | >=0.9 | 105000 |  |  | 161.56 |  |  | 9 | C1 | 25 | max. 10% at 100.000 hrs |  | Available | 840/339 | Cx=0.4338;Cy=0.4030 | Class I | IK08 | IP20 | IP20 | 60 | 760 | -20 | 1 | 171.7 | RAL9197 | 50-60Hz | Passive | LED | embedded sensor system | High Bay Rectangular | Tungsram High-bay IP20 | Indoor industrial |  |  | 27740 | Yes |  |  |  | Bracket kit. Tilted bracket kit. Busbar bracket kit. Cable hook pair
TBD | TU HB IP20 G1 1H25 4K80 C1 RF EA | image | datasheet | deeplink | TUNGSRAM - Tungsram High-bay IP20 - 23750lm - 160W - 4000K - 80CRI - TBD[SKU] - Bracket. Y-cable | 3 | Bracket. Y-cable | LED | 1 | 160 | [8 empty] | CE | [6 empty] | 20 | 4000 | 478x263x86 |  | 220-240V |  | 5 |  | 120° | 3 | 80 |  | 4000 |  |  | >=0.9 | 116706 |  |  | 148.16 |  |  | 9 | C1 | 25 | max. 10% at 100.000 hrs |  | Available | 840/339 | Cx=0.4338;Cy=0.4030 | Class I | IK08 | IP20 | IP20 | 60 | 710 | -20 | 1 | 160.3 | RAL9196 | 50-60Hz | Passive | LED | embedded sensor system | High Bay Rectangular | Tungsram High-bay IP20 | Indoor industrial |  |  | 23750 | Yes |  |  |  | Bracket kit. Tilted bracket kit. Busbar bracket kit. Cable hook pair
TBD | TU HB IP20 G1 1H25 4K80 C1 RF ST | image | datasheet | deeplink | TUNGSRAM - Tungsram High-bay IP20 - 23750lm - 156W - 4000K - 80CRI - TBD[SKU] - Bracket. Y-cable | 2 | Bracket. Y-cable | LED | 1 | 156 | [8 empty] | CE | [6 empty] | 20 | 4000 | 478x263x86 |  | 220-240V |  | 5 |  | 120° | 3 | 80 |  | 4000 |  |  | >=0.9 | 116706 |  |  | 151.95 |  |  | 9 | C1 | 25 | max. 10% at 100.000 hrs |  | Available | 840/339 | Cx=0.4338;Cy=0.4030 | Class I | IK08 | IP20 | IP20 | 60 | 690 | -20 | 1 | 156.3 | RAL9195 | 50-60Hz | Passive | LED | embedded sensor system | High Bay Rectangular | Tungsram High-bay IP20 | Indoor industrial |  |  | 23750 | Yes |  |  |  | Bracket kit. Tilted bracket kit. Busbar bracket kit. Cable hook pair
TBD | TU HB IP20 G1 1H20 4K80 C1 RF EA | image | datasheet | deeplink | TUNGSRAM - Tungsram High-bay IP20 - 18530lm - 122W - 4000K - 80CRI - TBD[SKU] - Bracket. Y-cable | 3 | Bracket. Y-cable | LED | 1 | 122 | [8 empty] | CE | [6 empty] | 20 | 4000 | 478x263x86 |  | 220-240V |  | 5 |  | 120° | 3 | 80 |  | 4000 |  |  | >=0.9 | 100000 |  |  | 152.26 |  |  | 9 | C1 | 25 | max. 10% at 100.000 hrs |  | Available | 840/339 | Cx=0.4338;Cy=0.4030 | Class I | IK08 | IP20 | IP20 | 60 | 540 | -20 | 1 | 121.7 | RAL9194 | 50-60Hz | Passive | LED | embedded sensor system | High Bay Rectangular | Tungsram High-bay IP20 | Indoor industrial |  |  | 18530 | Yes |  |  |  | Bracket kit. Tilted bracket kit. Busbar bracket kit. Cable hook pair
TBD | TU HB IP20 G1 1H20 4K80 C1 RF ST | image | datasheet | deeplink | TUNGSRAM - Tungsram High-bay IP20 - 18530lm - 118W - 4000K - 80CRI - TBD[SKU] - Bracket. Y-cable | 2 | Bracket. Y-cable | LED | 1 | 118 | [8 empty] | CE | [6 empty] | 20 | 4000 | 478x263x86 |  | 220-240V |  | 5 |  | 120° | 3 | 80 |  | 4000 |  |  | >=0.9 | 100000 |  |  | 157.43 |  |  | 9 | C1 | 25 | max. 10% at 100.000 hrs |  | Available | 840/339 | Cx=0.4338;Cy=0.4030 | Class I | IK08 | IP20 | IP20 | 60 | 520 | -20 | 1 | 117.7 | RAL9193 | 50-60Hz | Passive | LED | embedded sensor system | High Bay Rectangular | Tungsram High-bay IP20 | Indoor industrial |  |  | 18530 | Yes |  |  |  | Bracket kit. Tilted bracket kit. Busbar bracket kit. Cable hook pair
TBD | TU HB IP20 G1 1H15 4K80 C1 RF ST | image | datasheet | deeplink | TUNGSRAM - Tungsram High-bay IP20 - 14250lm - 88W - 4000K - 80CRI - TBD[SKU] - Bracket. Y-cable | 2 | Bracket. Y-cable | LED | 1 | 88 | [8 empty] | CE | [6 empty] | 20 | 4000 | 478x263x86 |  | 220-240V |  | 5 |  | 120° | 3 | 80 |  | 4000 |  |  | >=0.9 | 116706 |  |  | 162.49 |  |  | 9 | C1 | 25 | max. 10% at 100.000 hrs |  | Available | 840/339 | Cx=0.4338;Cy=0.4030 | Class I | IK08 | IP20 | IP20 | 60 | 390 | -20 | 1 | 87.7 | RAL9192 | 50-60Hz | Passive | LED | embedded sensor system | High Bay Rectangular | Tungsram High-bay IP20 | Indoor industrial |  |  | 14250 | Yes |  |  |  | Bracket kit. Tilted bracket kit. Busbar bracket kit. Cable hook pair
TBD | TU HB IP20 G1 1H10 4K80 C1 RF ST | image | datasheet | deeplink | TUNGSRAM - Tungsram High-bay IP20 - 9410lm - 58W - 4000K - 80CRI - TBD[SKU] - Bracket. Y-cable | 2 | Bracket. Y-cable | LED | 1 | 58 | [8 empty] | CE | [6 empty] | 20 | 4000 | 478x263x86 |  | 220-240V |  | 5 |  | 120° | 3 | 80 |  | 4000 |  |  | >=0.9 | 115000 |  |  | 163.08 |  |  | 9 | C1 | 25 | max. 10% at 100.000 hrs |  | Available | 840/339 | Cx=0.4338;Cy=0.4030 | Class I | IK08 | IP20 | IP20 | 60 | 260 | -20 | 1 | 57.7 | RAL9191 | 50-60Hz | Passive | LED | embedded sensor system | High Bay Rectangular | Tungsram High-bay IP20 | Indoor industrial |  |  | 9410 | Yes |  |  |  | Bracket kit. Tilted bracket kit. Busbar bracket kit. Cable hook pair
TBD | TU HB IP20 G1 2H45 4K80 C1 DL ST | image | datasheet | deeplink | TUNGSRAM - Tungsram High-bay IP20 - 42940lm - 272W - 4000K - 80CRI - TBD[SKU] - Bracket. Y-cable | 4 | Bracket. Y-cable | LED | 1 | 272 | [8 empty] | CE | [6 empty] | 20 | 4000 | 763x263x81 |  | 220-240V |  | 5 |  | 120° | 3 | 80 |  | 4000 |  |  | >=0.9 | 116000 |  |  | 157.87 |  |  | 9 | C1 | 25 | max. 10% at 100.000 hrs |  | Available | 840/339 | Cx=0.4338;Cy=0.4030 | Class I | IK08 | IP20 | IP20 | 60 | 1210 | -20 | 1 | 272 | RAL9190 | 50-60Hz | Passive | LED | dimmable | High Bay Rectangular | Tungsram High-bay IP20 | Indoor industrial |  |  | 42940 | No sensor |  |  |  | Bracket kit. Tilted bracket kit. Busbar bracket kit. Cable hook pair
TBD | TU HB IP20 G1 2H30 4K80 C1 DL ST | image | datasheet | deeplink | TUNGSRAM - Tungsram High-bay IP20 - 27740lm - 170W - 4000K - 80CRI - TBD[SKU] - Bracket. Y-cable | 4 | Bracket. Y-cable | LED | 1 | 170 | [8 empty] | CE | [6 empty] | 20 | 4000 | 763x263x81 |  | 220-240V |  | 5 |  | 120° | 3 | 80 |  | 4000 |  |  | >=0.9 | 105000 |  |  | 163.18 |  |  | 9 | C1 | 25 | max. 10% at 100.000 hrs |  | Available | 840/339 | Cx=0.4338;Cy=0.4030 | Class I | IK08 | IP20 | IP20 | 60 | 750 | -30 | 1 | 170 | RAL9189 | 50-60Hz | Passive | LED | dimmable | High Bay Rectangular | Tungsram High-bay IP20 | Indoor industrial |  |  | 27740 | No sensor |  |  |  | Bracket kit. Tilted bracket kit. Busbar bracket kit. Cable hook pair
TBD | TU HB IP20 G1 1H25 4K80 C1 DL EA | image | datasheet | deeplink | TUNGSRAM - Tungsram High-bay IP20 - 23750lm - 159W - 4000K - 80CRI - TBD[SKU] - Bracket. Y-cable | 3 | Bracket. Y-cable | LED | 1 | 159 | [8 empty] | CE | [6 empty] | 20 | 4000 | 398x263x81 |  | 220-240V |  | 5 |  | 120° | 3 | 80 |  | 4000 |  |  | >=0.9 | 116706 |  |  | 149.75 |  |  | 9 | C1 | 25 | max. 10% at 100.000 hrs |  | Available | 840/339 | Cx=0.4338;Cy=0.4030 | Class I | IK08 | IP20 | IP20 | 60 | 700 | -20 | 1 | 158.6 | RAL9188 | 50-60Hz | Passive | LED | dimmable | High Bay Rectangular | Tungsram High-bay IP20 | Indoor industrial |  |  | 23750 | No sensor |  |  |  | Bracket kit. Tilted bracket kit. Busbar bracket kit. Cable hook pair
TBD | TU HB IP20 G1 1H25 4K80 C1 DL ST | image | datasheet | deeplink | TUNGSRAM - Tungsram High-bay IP20 - 23750lm - 155W - 4000K - 80CRI - TBD[SKU] - Bracket. Y-cable | 2 | Bracket. Y-cable | LED | 1 | 155 | [8 empty] | CE | [6 empty] | 20 | 4000 | 398x263x81 |  | 220-240V |  | 5 |  | 120° | 3 | 80 |  | 4000 |  |  | >=0.9 | 116706 |  |  | 153.62 |  |  | 9 | C1 | 25 | max. 10% at 100.000 hrs |  | Available | 840/339 | Cx=0.4338;Cy=0.4030 | Class I | IK08 | IP20 | IP20 | 60 | 690 | -20 | 1 | 154.6 | RAL9187 | 50-60Hz | Passive | LED | dimmable | High Bay Rectangular | Tungsram High-bay IP20 | Indoor industrial |  |  | 23750 | No sensor |  |  |  | Bracket kit. Tilted bracket kit. Busbar bracket kit. Cable hook pair
TBD | TU HB IP20 G1 1H20 4K80 C1 DL EA | image | datasheet | deeplink | TUNGSRAM - Tungsram High-bay IP20 - 18530lm - 120W - 4000K - 80CRI - TBD[SKU] - Bracket. Y-cable | 3 | Bracket. Y-cable | LED | 1 | 120 | [8 empty] | CE | [6 empty] | 20 | 4000 | 398x263x81 |  | 220-240V |  | 5 |  | 120° | 3 | 80 |  | 4000 |  |  | >=0.9 | 100000 |  |  | 154.42 |  |  | 9 | C1 | 25 | max. 10% at 100.000 hrs |  | Available | 840/339 | Cx=0.4338;Cy=0.4030 | Class I | IK08 | IP20 | IP20 | 60 | 530 | -30 | 1 | 120 | RAL9186 | 50-60Hz | Passive | LED | dimmable | High Bay Rectangular | Tungsram High-bay IP20 | Indoor industrial |  |  | 18530 | No sensor |  |  |  | Bracket kit. Tilted bracket kit. Busbar bracket kit. Cable hook pair
TBD | TU HB IP20 G1 1H20 4K80 C1 DL ST | image | datasheet | deeplink | TUNGSRAM - Tungsram High-bay IP20 - 18530lm - 116W - 4000K - 80CRI - TBD[SKU] - Bracket. Y-cable | 2 | Bracket. Y-cable | LED | 1 | 116 | [8 empty] | CE | [6 empty] | 20 | 4000 | 398x263x81 |  | 220-240V |  | 5 |  | 120° | 3 | 80 |  | 4000 |  |  | >=0.9 | 100000 |  |  | 159.74 |  |  | 9 | C1 | 25 | max. 10% at 100.000 hrs |  | Available | 840/339 | Cx=0.4338;Cy=0.4030 | Class I | IK08 | IP20 | IP20 | 60 | 510 | -30 | 1 | 116 | RAL9185 | 50-60Hz | Passive | LED | dimmable | High Bay Rectangular | Tungsram High-bay IP20 | Indoor industrial |  |  | 18530 | No sensor |  |  |  | Bracket kit. Tilted bracket kit. Busbar bracket kit. Cable hook pair
TBD | TU HB IP20 G1 1H15 4K80 C1 DL ST | image | datasheet | deeplink | TUNGSRAM - Tungsram High-bay IP20 - 14250lm - 86W - 4000K - 80CRI - TBD[SKU] - Bracket. Y-cable | 2 | Bracket. Y-cable | LED | 1 | 86 | [8 empty] | CE | [6 empty] | 20 | 4000 | 398x263x81 |  | 220-240V |  | 5 |  | 120° | 3 | 80 |  | 4000 |  |  | >=0.9 | 116706 |  |  | 165.7 |  |  | 9 | C1 | 25 | max. 10% at 100.000 hrs |  | Available | 840/339 | Cx=0.4338;Cy=0.4030 | Class I | IK08 | IP20 | IP20 | 60 | 380 | -20 | 1 | 86 | RAL9184 | 50-60Hz | Passive | LED | dimmable | High Bay Rectangular | Tungsram High-bay IP20 | Indoor industrial |  |  | 14250 | No sensor |  |  |  | Bracket kit. Tilted bracket kit. Busbar bracket kit. Cable hook pair
TBD | TU HB IP20 G1 1H10 4K80 C1 DL ST | image | datasheet | deeplink | TUNGSRAM - Tungsram High-bay IP20 - 9410lm - 56W - 4000K - 80CRI - TBD[SKU] - Bracket. Y-cable | 2 | Bracket. Y-cable | LED | 1 | 56 | [8 empty] | CE | [6 empty] | 20 | 4000 | 398x263x81 |  | 220-240V |  | 5 |  | 120° | 3 | 80 |  | 4000 |  |  | >=0.9 | 115000 |  |  | 168.04 |  |  | 9 | C1 | 25 | max. 10% at 100.000 hrs |  | Available | 840/339 | Cx=0.4338;Cy=0.4030 | Class I | IK08 | IP20 | IP20 | 60 | 250 | -30 | 1 | 56 | RAL9183 | 50-60Hz | Passive | LED | dimmable | High Bay Rectangular | Tungsram High-bay IP20 | Indoor industrial |  |  | 9410 | No sensor |  |  |  | Bracket kit. Tilted bracket kit. Busbar bracket kit. Cable hook pair
TBD | TU HB IP20 G1 1S30 4K80 C1 RF ST | image | datasheet | deeplink | TUNGSRAM - Tungsram High-bay IP20 - 26890lm - 201W - 4000K - 80CRI - TBD[SKU] - Bracket. Y-cable | 2 | Bracket. Y-cable | LED | 1 | 201 | [8 empty] | CE | [6 empty] | 20 | 4000 | 478x263x86 |  | 220-240V |  | 5 |  | 120° | 3 | 80 |  | 4000 |  |  | >=0.9 | 117000 |  |  | 133.98 |  |  | 9 | C1 | 25 | max. 10% at 100.000 hrs |  | Available | 840/339 | Cx=0.4338;Cy=0.4030 | Class I | IK08 | IP20 | IP20 | 60 | 890 | -20 | 1 | 200.7 | RAL9182 | 50-60Hz | Passive | LED | embedded sensor system | High Bay Rectangular | Tungsram High-bay IP20 | Indoor industrial |  |  | 26890 | Yes |  |  |  | Bracket kit. Tilted bracket kit. Busbar bracket kit. Cable hook pair
TBD | TU HB IP20 G1 1S22 4K80 C1 RF ST | image | datasheet | deeplink | TUNGSRAM - Tungsram High-bay IP20 - 22330lm - 164W - 4000K - 80CRI - TBD[SKU] - Bracket. Y-cable | 2 | Bracket. Y-cable | LED | 1 | 164 | [8 empty] | CE | [6 empty] | 20 | 4000 | 478x263x86 |  | 220-240V |  | 5 |  | 120° | 3 | 80 |  | 4000 |  |  | >=0.9 | 116706 |  |  | 136.41 |  |  | 9 | C1 | 25 | max. 10% at 100.000 hrs |  | Available | 840/339 | Cx=0.4338;Cy=0.4030 | Class I | IK08 | IP20 | IP20 | 60 | 730 | -20 | 1 | 163.7 | RAL9181 | 50-60Hz | Passive | LED | embedded sensor system | High Bay Rectangular | Tungsram High-bay IP20 | Indoor industrial |  |  | 22330 | Yes |  |  |  | Bracket kit. Tilted bracket kit. Busbar bracket kit. Cable hook pair
TBD | TU HB IP20 G1 1S20 4K80 C1 RF ST | image | datasheet | deeplink | TUNGSRAM - Tungsram High-bay IP20 - 18910lm - 143W - 4000K - 80CRI - TBD[SKU] - Bracket. Y-cable | 2 | Bracket. Y-cable | LED | 1 | 143 | [8 empty] | CE | [6 empty] | 20 | 4000 | 478x263x86 |  | 220-240V |  | 5 |  | 120° | 3 | 80 |  | 4000 |  |  | >=0.9 | 197000 |  |  | 132.52 |  |  | 9 | C1 | 25 | max. 10% at 100.000 hrs |  | Available | 840/339 | Cx=0.4338;Cy=0.4030 | Class I | IK08 | IP20 | IP20 | 60 | 630 | -20 | 1 | 142.7 | RAL9180 | 50-60Hz | Passive | LED | embedded sensor system | High Bay Rectangular | Tungsram High-bay IP20 | Indoor industrial |  |  | 18910 | Yes |  |  |  | Bracket kit. Tilted bracket kit. Busbar bracket kit. Cable hook pair
TBD | TU HB IP20 G1 1S12 4K80 C1 RF ST | image | datasheet | deeplink | TUNGSRAM - Tungsram High-bay IP20 - 12830lm - 94W - 4000K - 80CRI - TBD[SKU] - Bracket. Y-cable | 2 | Bracket. Y-cable | LED | 1 | 94 | [8 empty] | CE | [6 empty] | 20 | 4000 | 478x263x86 |  | 220-240V |  | 5 |  | 120° | 3 | 80 |  | 4000 |  |  | >=0.9 | 116706 |  |  | 136.93 |  |  | 9 | C1 | 25 | max. 10% at 100.000 hrs |  | Available | 840/339 | Cx=0.4338;Cy=0.4030 | Class I | IK08 | IP20 | IP20 | 60 | 420 | -20 | 1 | 93.7 | RAL9179 | 50-60Hz | Passive | LED | embedded sensor system | High Bay Rectangular | Tungsram High-bay IP20 | Indoor industrial |  |  | 12830 | Yes |  |  |  | Bracket kit. Tilted bracket kit. Busbar bracket kit. Cable hook pair
TBD | TU HB IP20 G1 1S10 4K80 C1 RF ST | image | datasheet | deeplink | TUNGSRAM - Tungsram High-bay IP20 - 9190lm - 69W - 4000K - 80CRI - TBD[SKU] - Bracket. Y-cable | 2 | Bracket. Y-cable | LED | 1 | 69 | [8 empty] | CE | [6 empty] | 20 | 4000 | 478x263x86 |  | 220-240V |  | 5 |  | 120° | 3 | 80 |  | 4000 |  |  | >=0.9 | 259000 |  |  | 133.77 |  |  | 9 | C1 | 25 | max. 10% at 100.000 hrs |  | Available | 840/339 | Cx=0.4338;Cy=0.4030 | Class I | IK08 | IP20 | IP20 | 60 | 300 | -20 | 1 | 68.7 | RAL9178 | 50-60Hz | Passive | LED | embedded sensor system | High Bay Rectangular | Tungsram High-bay IP20 | Indoor industrial |  |  | 9190 | Yes |  |  |  | Bracket kit. Tilted bracket kit. Busbar bracket kit. Cable hook pair
TBD | TU HB IP20 G1 1S30 4K80 C1 DL ST | image | datasheet | deeplink | TUNGSRAM - Tungsram High-bay IP20 - 26890lm - 199W - 4000K - 80CRI - TBD[SKU] - Bracket. Y-cable | 2 | Bracket. Y-cable | LED | 1 | 199 | [8 empty] | CE | [6 empty] | 20 | 4000 | 398x263x81 |  | 220-240V |  | 5 |  | 120° | 3 | 80 |  | 4000 |  |  | >=0.9 | 117000 |  |  | 135.13 |  |  | 9 | C1 | 25 | max. 10% at 100.000 hrs |  | Available | 840/339 | Cx=0.4338;Cy=0.4030 | Class I | IK08 | IP20 | IP20 | 60 | 880 | -30 | 1 | 199 | RAL9177 | 50-60Hz | Passive | LED | dimmable | High Bay Rectangular | Tungsram High-bay IP20 | Indoor industrial |  |  | 26890 | No sensor |  |  |  | Bracket kit. Tilted bracket kit. Busbar bracket kit. Cable hook pair
TBD | TU HB IP20 G1 1S22 4K80 C1 DL ST | image | datasheet | deeplink | TUNGSRAM - Tungsram High-bay IP20 - 22330lm - 162W - 4000K - 80CRI - TBD[SKU] - Bracket. Y-cable | 2 | Bracket. Y-cable | LED | 1 | 162 | [8 empty] | CE | [6 empty] | 20 | 4000 | 398x263x81 |  | 220-240V |  | 5 |  | 120° | 3 | 80 |  | 4000 |  |  | >=0.9 | 116706 |  |  | 137.84 |  |  | 9 | C1 | 25 | max. 10% at 100.000 hrs |  | Available | 840/339 | Cx=0.4338;Cy=0.4030 | Class I | IK08 | IP20 | IP20 | 60 | 720 | -20 | 1 | 162 | RAL9176 | 50-60Hz | Passive | LED | dimmable | High Bay Rectangular | Tungsram High-bay IP20 | Indoor industrial |  |  | 22330 | No sensor |  |  |  | Bracket kit. Tilted bracket kit. Busbar bracket kit. Cable hook pair
TBD | TU HB IP20 G1 1S20 4K80 C1 DL ST | image | datasheet | deeplink | TUNGSRAM - Tungsram High-bay IP20 - 18910lm - 141W - 4000K - 80CRI - TBD[SKU] - Bracket. Y-cable | 2 | Bracket. Y-cable | LED | 1 | 141 | [8 empty] | CE | [6 empty] | 20 | 4000 | 398x263x81 |  | 220-240V |  | 5 |  | 120° | 3 | 80 |  | 4000 |  |  | >=0.9 | 197000 |  |  | 134.11 |  |  | 9 | C1 | 25 | max. 10% at 100.000 hrs |  | Available | 840/339 | Cx=0.4338;Cy=0.4030 | Class I | IK08 | IP20 | IP20 | 60 | 630 | -30 | 1 | 141 | RAL9175 | 50-60Hz | Passive | LED | dimmable | High Bay Rectangular | Tungsram High-bay IP20 | Indoor industrial |  |  | 18910 | No sensor |  |  |  | Bracket kit. Tilted bracket kit. Busbar bracket kit. Cable hook pair
TBD | TU HB IP20 G1 1S12 4K80 C1 DL ST | image | datasheet | deeplink | TUNGSRAM - Tungsram High-bay IP20 - 12830lm - 92W - 4000K - 80CRI - TBD[SKU] - Bracket. Y-cable | 2 | Bracket. Y-cable | LED | 1 | 92 | [8 empty] | CE | [6 empty] | 20 | 4000 | 398x263x81 |  | 220-240V |  | 5 |  | 120° | 3 | 80 |  | 4000 |  |  | >=0.9 | 116706 |  |  | 139.46 |  |  | 9 | C1 | 25 | max. 10% at 100.000 hrs |  | Available | 840/339 | Cx=0.4338;Cy=0.4030 | Class I | IK08 | IP20 | IP20 | 60 | 410 | -20 | 1 | 92 | RAL9174 | 50-60Hz | Passive | LED | dimmable | High Bay Rectangular | Tungsram High-bay IP20 | Indoor industrial |  |  | 12830 | No sensor |  |  |  | Bracket kit. Tilted bracket kit. Busbar bracket kit. Cable hook pair
TBD | TU HB IP20 G1 1S10 4K80 C1 DL ST | image | datasheet | deeplink | TUNGSRAM - Tungsram High-bay IP20 - 9190lm - 67W - 4000K - 80CRI - TBD[SKU] - Bracket. Y-cable | 2 | Bracket. Y-cable | LED | 1 | 67 | [8 empty] | CE | [6 empty] | 20 | 4000 | 398x263x81 |  | 220-240V |  | 5 |  | 120° | 3 | 80 |  | 4000 |  |  | >=0.9 | 259000 |  |  | 137.16 |  |  | 9 | C1 | 25 | max. 10% at 100.000 hrs |  | Available | 840/339 | Cx=0.4338;Cy=0.4030 | Class I | IK08 | IP20 | IP20 | 50 | 300 | -20 | 1 | 67 | RAL9173 | 50-60Hz | Passive | LED | dimmable | High Bay Rectangular | Tungsram High-bay IP20 | Indoor industrial |  |  | 9190 | No sensor |  |  |  | Bracket kit. Tilted bracket kit. Busbar bracket kit. Cable hook pair
TBD | TU HB IP20 G1 2S60 4K80 C1 SN ST | image | datasheet | deeplink | TUNGSRAM - Tungsram High-bay IP20 - 57000lm - 437W - 4000K - 80CRI - TBD[SKU] - Bracket. Y-cable | 4 | Bracket. Y-cable | LED | 1 | 437 | [8 empty] | CE | [6 empty] | 20 | 4000 | 843x263x86 |  | 220-240V |  | 5 |  | 120° | 3 | 80 |  | 4000 |  |  | >=0.9 | 116706 |  |  | 130.52 |  |  | 9 | C1 | 25 | max. 10% at 100.000 hrs |  | Available | 840/339 | Cx=0.4338;Cy=0.4030 | Class I | IK08 | IP20 | IP20 | 60 | 1940 | -20 | 1 | 436.7 | RAL9172 | 50-60Hz | Passive | LED | embedded sensor system | High Bay Rectangular | Tungsram High-bay IP20 | Indoor industrial |  |  | 57000 | Yes |  |  |  | Bracket kit. Tilted bracket kit. Busbar bracket kit. Cable hook pair
TBD | TU HB IP20 G1 1S30 4K80 C1 SN ST | image | datasheet | deeplink | TUNGSRAM - Tungsram High-bay IP20 - 26890lm - 201W - 4000K - 80CRI - TBD[SKU] - Bracket. Y-cable | 2 | Bracket. Y-cable | LED | 1 | 201 | [8 empty] | CE | [6 empty] | 20 | 4000 | 478x263x86 |  | 220-240V |  | 5 |  | 120° | 3 | 80 |  | 4000 |  |  | >=0.9 | 117000 |  |  | 133.98 |  |  | 9 | C1 | 25 | max. 10% at 100.000 hrs |  | Available | 840/339 | Cx=0.4338;Cy=0.4030 | Class I | IK08 | IP20 | IP20 | 60 | 890 | -20 | 1 | 200.7 | RAL9171 | 50-60Hz | Passive | LED | embedded sensor system | High Bay Rectangular | Tungsram High-bay IP20 | Indoor industrial |  |  | 26890 | Yes |  |  |  | Bracket kit. Tilted bracket kit. Busbar bracket kit. Cable hook pair
TBD | TU HB IP20 G1 1S22 4K80 C1 SN ST | image | datasheet | deeplink | TUNGSRAM - Tungsram High-bay IP20 - 22330lm - 164W - 4000K - 80CRI - TBD[SKU] - Bracket. Y-cable | 2 | Bracket. Y-cable | LED | 1 | 164 | [8 empty] | CE | [6 empty] | 20 | 4000 | 478x263x86 |  | 220-240V |  | 5 |  | 120° | 3 | 80 |  | 4000 |  |  | >=0.9 | 116706 |  |  | 136.41 |  |  | 9 | C1 | 25 | max. 10% at 100.000 hrs |  | Available | 840/339 | Cx=0.4338;Cy=0.4030 | Class I | IK08 | IP20 | IP20 | 60 | 730 | -20 | 1 | 163.7 | RAL9170 | 50-60Hz | Passive | LED | embedded sensor system | High Bay Rectangular | Tungsram High-bay IP20 | Indoor industrial |  |  | 22330 | Yes |  |  |  | Bracket kit. Tilted bracket kit. Busbar bracket kit. Cable hook pair
TBD | TU HB IP20 G1 1S20 4K80 C1 SN ST | image | datasheet | deeplink | TUNGSRAM - Tungsram High-bay IP20 - 18910lm - 143W - 4000K - 80CRI - TBD[SKU] - Bracket. Y-cable | 2 | Bracket. Y-cable | LED | 1 | 143 | [8 empty] | CE | [6 empty] | 20 | 4000 | 478x263x86 |  | 220-240V |  | 5 |  | 120° | 3 | 80 |  | 4000 |  |  | >=0.9 | 197000 |  |  | 132.52 |  |  | 9 | C1 | 25 | max. 10% at 100.000 hrs |  | Available | 840/339 | Cx=0.4338;Cy=0.4030 | Class I | IK08 | IP20 | IP20 | 60 | 630 | -20 | 1 | 142.7 | RAL9169 | 50-60Hz | Passive | LED | embedded sensor system | High Bay Rectangular | Tungsram High-bay IP20 | Indoor industrial |  |  | 18910 | Yes |  |  |  | Bracket kit. Tilted bracket kit. Busbar bracket kit. Cable hook pair
TBD | TU HB IP20 G1 1S12 4K80 C1 SN ST | image | datasheet | deeplink | TUNGSRAM - Tungsram High-bay IP20 - 12830lm - 94W - 4000K - 80CRI - TBD[SKU] - Bracket. Y-cable | 2 | Bracket. Y-cable | LED | 1 | 94 | [8 empty] | CE | [6 empty] | 20 | 4000 | 478x263x86 |  | 220-240V |  | 5 |  | 120° | 3 | 80 |  | 4000 |  |  | >=0.9 | 116706 |  |  | 136.93 |  |  | 9 | C1 | 25 | max. 10% at 100.000 hrs |  | Available | 840/339 | Cx=0.4338;Cy=0.4030 | Class I | IK08 | IP20 | IP20 | 60 | 420 | -20 | 1 | 93.7 | RAL9168 | 50-60Hz | Passive | LED | embedded sensor system | High Bay Rectangular | Tungsram High-bay IP20 | Indoor industrial |  |  | 12830 | Yes |  |  |  | Bracket kit. Tilted bracket kit. Busbar bracket kit. Cable hook pair
TBD | TU HB IP20 G1 1S10 4K80 C1 SN ST | image | datasheet | deeplink | TUNGSRAM - Tungsram High-bay IP20 - 9190lm - 69W - 4000K - 80CRI - TBD[SKU] - Bracket. Y-cable | 2 | Bracket. Y-cable | LED | 1 | 69 | [8 empty] | CE | [6 empty] | 20 | 4000 | 478x263x86 |  | 220-240V |  | 5 |  | 120° | 3 | 80 |  | 4000 |  |  | >=0.9 | 259000 |  |  | 133.77 |  |  | 9 | C1 | 25 | max. 10% at 100.000 hrs |  | Available | 840/339 | Cx=0.4338;Cy=0.4030 | Class I | IK08 | IP20 | IP20 | 60 | 300 | -20 | 1 | 68.7 | RAL9167 | 50-60Hz | Passive | LED | embedded sensor system | High Bay Rectangular | Tungsram High-bay IP20 | Indoor industrial |  |  | 9190 | Yes |  |  |  | Bracket kit. Tilted bracket kit. Busbar bracket kit. Cable hook pair
TBD | TU HB IP20 G1 2S60 4K80 C1 FX ST | image | datasheet | deeplink | TUNGSRAM - Tungsram High-bay IP20 - 57000lm - 435W - 4000K - 80CRI - TBD[SKU] - Bracket. Y-cable | 4 | Bracket. Y-cable | LED | 1 | 435 | [8 empty] | CE | [6 empty] | 20 | 4000 | 763x263x81 |  | 220-240V |  | 5 |  | 120° | 3 | 80 |  | 4000 |  |  | >=0.9 | 116706 |  |  | 131.03 |  |  | 9 | C1 | 25 | max. 10% at 100.000 hrs |  | Available | 840/339 | Cx=0.4338;Cy=0.4030 | Class I | IK08 | IP20 | IP20 | 60 | 1930 | -20 | 1 | 435 | RAL9166 | 50-60Hz | Passive | LED | none | High Bay Rectangular | Tungsram High-bay IP20 | Indoor industrial |  |  | 57000 | No sensor |  |  |  | Bracket kit. Tilted bracket kit. Busbar bracket kit. Cable hook pair
TBD | TU HB IP20 G1 1S30 4K80 C1 FX ST | image | datasheet | deeplink | TUNGSRAM - Tungsram High-bay IP20 - 26890lm - 199W - 4000K - 80CRI - TBD[SKU] - Bracket. Y-cable | 2 | Bracket. Y-cable | LED | 1 | 199 | [8 empty] | CE | [6 empty] | 20 | 4000 | 398x263x81 |  | 220-240V |  | 5 |  | 120° | 3 | 80 |  | 4000 |  |  | >=0.9 | 117000 |  |  | 135.13 |  |  | 9 | C1 | 25 | max. 10% at 100.000 hrs |  | Available | 840/339 | Cx=0.4338;Cy=0.4030 | Class I | IK08 | IP20 | IP20 | 60 | 880 | -30 | 1 | 199 | RAL9165 | 50-60Hz | Passive | LED | none | High Bay Rectangular | Tungsram High-bay IP20 | Indoor industrial |  |  | 26890 | No sensor |  |  |  | Bracket kit. Tilted bracket kit. Busbar bracket kit. Cable hook pair
TBD | TU HB IP20 G1 1S22 4K80 C1 FX ST | image | datasheet | deeplink | TUNGSRAM - Tungsram High-bay IP20 - 22330lm - 162W - 4000K - 80CRI - TBD[SKU] - Bracket. Y-cable | 2 | Bracket. Y-cable | LED | 1 | 162 | [8 empty] | CE | [6 empty] | 20 | 4000 | 398x263x81 |  | 220-240V |  | 5 |  | 120° | 3 | 80 |  | 4000 |  |  | >=0.9 | 116706 |  |  | 137.84 |  |  | 9 | C1 | 25 | max. 10% at 100.000 hrs |  | Available | 840/339 | Cx=0.4338;Cy=0.4030 | Class I | IK08 | IP20 | IP20 | 60 | 720 | -30 | 1 | 162 | RAL9164 | 50-60Hz | Passive | LED | none | High Bay Rectangular | Tungsram High-bay IP20 | Indoor industrial |  |  | 22330 | No sensor |  |  |  | Bracket kit. Tilted bracket kit. Busbar bracket kit. Cable hook pair
TBD | TU HB IP20 G1 1S20 4K80 C1 FX EA | image | datasheet | deeplink | TUNGSRAM - Tungsram High-bay IP20 - 18910lm - 145W - 4000K - 80CRI - TBD[SKU] - Bracket. Y-cable | 3 | Bracket. Y-cable | LED | 1 | 145 | [8 empty] | CE | [6 empty] | 20 | 4000 | 398x263x81 |  | 220-240V |  | 5 |  | 120° | 3 | 80 |  | 4000 |  |  | >=0.9 | 197000 |  |  | 130.41 |  |  | 9 | C1 | 25 | max. 10% at 100.000 hrs |  | Available | 840/339 | Cx=0.4338;Cy=0.4030 | Class I | IK08 | IP20 | IP20 | 60 | 640 | -20 | 1 | 145 | RAL9163 | 50-60Hz | Passive | LED | none | High Bay Rectangular | Tungsram High-bay IP20 | Indoor industrial |  |  | 18910 | No sensor |  |  |  | Bracket kit. Tilted bracket kit. Busbar bracket kit. Cable hook pair
TBD | TU HB IP20 G1 1S20 4K80 C1 FX ST | image | datasheet | deeplink | TUNGSRAM - Tungsram High-bay IP20 - 18910lm - 141W - 4000K - 80CRI - TBD[SKU] - Bracket. Y-cable | 2 | Bracket. Y-cable | LED | 1 | 141 | [8 empty] | CE | [6 empty] | 20 | 4000 | 398x263x81 |  | 220-240V |  | 5 |  | 120° | 3 | 80 |  | 4000 |  |  | >=0.9 | 197000 |  |  | 134.11 |  |  | 9 | C1 | 25 | max. 10% at 100.000 hrs |  | Available | 840/339 | Cx=0.4338;Cy=0.4030 | Class I | IK08 | IP20 | IP20 | 60 | 630 | -30 | 1 | 141 | RAL9162 | 50-60Hz | Passive | LED | none | High Bay Rectangular | Tungsram High-bay IP20 | Indoor industrial |  |  | 18910 | No sensor |  |  |  | Bracket kit. Tilted bracket kit. Busbar bracket kit. Cable hook pair
TBD | TU HB IP20 G1 1S12 4K80 C1 FX ST | image | datasheet | deeplink | TUNGSRAM - Tungsram High-bay IP20 - 12830lm - 92W - 4000K - 80CRI - TBD[SKU] - Bracket. Y-cable | 2 | Bracket. Y-cable | LED | 1 | 92 | [8 empty] | CE | [6 empty] | 20 | 4000 | 398x263x81 |  | 220-240V |  | 5 |  | 120° | 3 | 80 |  | 4000 |  |  | >=0.9 | 116706 |  |  | 139.46 |  |  | 9 | C1 | 25 | max. 10% at 100.000 hrs |  | Available | 840/339 | Cx=0.4338;Cy=0.4030 | Class I | IK08 | IP20 | IP20 | 60 | 410 | -30 | 1 | 92 | RAL9161 | 50-60Hz | Passive | LED | none | High Bay Rectangular | Tungsram High-bay IP20 | Indoor industrial |  |  | 12830 | No sensor |  |  |  | Bracket kit. Tilted bracket kit. Busbar bracket kit. Cable hook pair
TBD | TU HB IP20 G1 1S10 4K80 C1 FX ST | image | datasheet | deeplink | TUNGSRAM - Tungsram High-bay IP20 - 9190lm - 67W - 4000K - 80CRI - TBD[SKU] - Bracket. Y-cable | 2 | Bracket. Y-cable | LED | 1 | 67 | [8 empty] | CE | [6 empty] | 20 | 4000 | 398x263x81 |  | 220-240V |  | 5 |  | 120° | 3 | 80 |  | 4000 |  |  | >=0.9 | 259000 |  |  | 137.16 |  |  | 9 | C1 | 25 | max. 10% at 100.000 hrs |  | Available | 840/339 | Cx=0.4338;Cy=0.4030 | Class I | IK08 | IP20 | IP20 | 50 | 300 | -25 | 1 | 67 | RAL9160 | 50-60Hz | Passive | LED | none | High Bay Rectangular | Tungsram High-bay IP20 | Indoor industrial |  |  | 9190 | No sensor |  |  |  | Bracket kit. Tilted bracket kit. Busbar bracket kit. Cable hook pair
TBD | TU HB IP20 G1 2H45 4K70 C1 NL ST | image | datasheet | deeplink | TUNGSRAM - Tungsram High-bay IP20 - 43390lm - 273W - 4000K - 70CRI - TBD[SKU] - Bracket. Y-cable | 4 | Bracket. Y-cable | LED | 1 | 273 | [8 empty] | CE | [6 empty] | 20 | 4000 | 779x263x96 |  | 220-240V |  | 5 |  | 120° | 3 | 70 |  | 4000 |  |  | >=0.9 | 116000 |  |  | 158.94 |  |  | 9 | C1 | 25 | max. 10% at 100.000 hrs |  | Available | 740/339 | Cx=0.4338;Cy=0.4030 | Class I | IK08 | IP20 | IP20 | 60 | 1210 | -20 | 1 | 273 | RAL9159 | 50-60Hz | Passive | LED | embedded sensor system | High Bay Rectangular | Tungsram High-bay IP20 | Indoor industrial |  |  | 43390 | Yes |  |  |  | Bracket kit. Tilted bracket kit. Busbar bracket kit. Cable hook pair
TBD | TU HB IP20 G1 2H30 4K70 C1 NL EA | image | datasheet | deeplink | TUNGSRAM - Tungsram High-bay IP20 - 28030lm - 175W - 4000K - 70CRI - TBD[SKU] - Bracket. Y-cable | 5 | Bracket. Y-cable | LED | 1 | 175 | [8 empty] | CE | [6 empty] | 20 | 4000 | 855x263x96 |  | 220-240V |  | 5 |  | 120° | 3 | 70 |  | 4000 |  |  | >=0.9 | 105000 |  |  | 160.17 |  |  | 9 | C1 | 25 | max. 10% at 100.000 hrs |  | Available | 740/339 | Cx=0.4338;Cy=0.4030 | Class I | IK08 | IP20 | IP20 | 60 |  | -20 | 1 | 175 | RAL9158 | 50-60Hz | Passive | LED | embedded sensor system | High Bay Rectangular | Tungsram High-bay IP20 | Indoor industrial |  |  | 28030 | Yes |  |  |  | Bracket kit. Tilted bracket kit. Busbar bracket kit. Cable hook pair
TBD | TU HB IP20 G1 2H30 4K70 C1 NL ST | image | datasheet | deeplink | TUNGSRAM - Tungsram High-bay IP20 - 28030lm - 171W - 4000K - 70CRI - TBD[SKU] - Bracket. Y-cable | 4 | Bracket. Y-cable | LED | 1 | 171 | [8 empty] | CE | [6 empty] | 20 | 4000 | 779x263x96 |  | 220-240V |  | 5 |  | 120° | 3 | 70 |  | 4000 |  |  | >=0.9 | 105000 |  |  | 163.92 |  |  | 9 | C1 | 25 | max. 10% at 100.000 hrs |  | Available | 740/339 | Cx=0.4338;Cy=0.4030 | Class I | IK08 | IP20 | IP20 | 60 | 760 | -20 | 1 | 171 | RAL9157 | 50-60Hz | Passive | LED | embedded sensor system | High Bay Rectangular | Tungsram High-bay IP20 | Indoor industrial |  |  | 28030 | Yes |  |  |  | Bracket kit. Tilted bracket kit. Busbar bracket kit. Cable hook pair
TBD | TU HB IP20 G1 1H25 4K70 C1 NL EA | image | datasheet | deeplink | TUNGSRAM - Tungsram High-bay IP20 - 24000lm - 160W - 4000K - 70CRI - TBD[SKU] - Bracket. Y-cable | 3 | Bracket. Y-cable | LED | 1 | 160 | [8 empty] | CE | [6 empty] | 20 | 4000 | 414x263x96 |  | 220-240V |  | 5 |  | 120° | 3 | 70 |  | 4000 |  |  | >=0.9 | 116706 |  |  | 150.38 |  |  | 9 | C1 | 25 | max. 10% at 100.000 hrs |  | Available | 740/339 | Cx=0.4338;Cy=0.4030 | Class I | IK08 | IP20 | IP20 | 60 | 710 | -20 | 1 | 159.6 | RAL9156 | 50-60Hz | Passive | LED | embedded sensor system | High Bay Rectangular | Tungsram High-bay IP20 | Indoor industrial |  |  | 24000 | Yes |  |  |  | Bracket kit. Tilted bracket kit. Busbar bracket kit. Cable hook pair
TBD | TU HB IP20 G1 1H25 4K70 C1 NL ST | image | datasheet | deeplink | TUNGSRAM - Tungsram High-bay IP20 - 24000lm - 156W - 4000K - 70CRI - TBD[SKU] - Bracket. Y-cable | 2 | Bracket. Y-cable | LED | 1 | 156 | [8 empty] | CE | [6 empty] | 20 | 4000 | 414x263x96 |  | 220-240V |  | 5 |  | 120° | 3 | 70 |  | 4000 |  |  | >=0.9 | 116706 |  |  | 154.24 |  |  | 9 | C1 | 25 | max. 10% at 100.000 hrs |  | Available | 740/339 | Cx=0.4338;Cy=0.4030 | Class I | IK08 | IP20 | IP20 | 60 | 690 | -20 | 1 | 155.6 | RAL9155 | 50-60Hz | Passive | LED | embedded sensor system | High Bay Rectangular | Tungsram High-bay IP20 | Indoor industrial |  |  | 24000 | Yes |  |  |  | Bracket kit. Tilted bracket kit. Busbar bracket kit. Cable hook pair
TBD | TU HB IP20 G1 1H20 4K70 C1 NL ST | image | datasheet | deeplink | TUNGSRAM - Tungsram High-bay IP20 - 18720lm - 117W - 4000K - 70CRI - TBD[SKU] - Bracket. Y-cable | 2 | Bracket. Y-cable | LED | 1 | 117 | [8 empty] | CE | [6 empty] | 20 | 4000 | 414x263x96 |  | 220-240V |  | 5 |  | 120° | 3 | 70 |  | 4000 |  |  | >=0.9 | 100000 |  |  | 160 |  |  | 9 | C1 | 25 | max. 10% at 100.000 hrs |  | Available | 740/339 | Cx=0.4338;Cy=0.4030 | Class I | IK08 | IP20 | IP20 | 60 | 520 | -20 | 1 | 117 | RAL9154 | 50-60Hz | Passive | LED | embedded sensor system | High Bay Rectangular | Tungsram High-bay IP20 | Indoor industrial |  |  | 18720 | Yes |  |  |  | Bracket kit. Tilted bracket kit. Busbar bracket kit. Cable hook pair
TBD | TU HB IP20 G1 1H15 4K70 C1 NL ST | image | datasheet | deeplink | TUNGSRAM - Tungsram High-bay IP20 - 14400lm - 87W - 4000K - 70CRI - TBD[SKU] - Bracket. Y-cable | 2 | Bracket. Y-cable | LED | 1 | 87 | [8 empty] | CE | [6 empty] | 20 | 4000 | 414x263x96 |  | 220-240V |  | 5 |  | 120° | 3 | 70 |  | 4000 |  |  | >=0.9 | 116706 |  |  | 165.52 |  |  | 9 | C1 | 25 | max. 10% at 100.000 hrs |  | Available | 740/339 | Cx=0.4338;Cy=0.4030 | Class I | IK08 | IP20 | IP20 | 60 | 390 | -20 | 1 | 87 | RAL9153 | 50-60Hz | Passive | LED | embedded sensor system | High Bay Rectangular | Tungsram High-bay IP20 | Indoor industrial |  |  | 14400 | Yes |  |  |  | Bracket kit. Tilted bracket kit. Busbar bracket kit. Cable hook pair
TBD | TU HB IP20 G1 1H10 4K70 C1 NL ST | image | datasheet | deeplink | TUNGSRAM - Tungsram High-bay IP20 - 9500lm - 57W - 4000K - 70CRI - TBD[SKU] - Bracket. Y-cable | 2 | Bracket. Y-cable | LED | 1 | 57 | [8 empty] | CE | [6 empty] | 20 | 4000 | 414x263x96 |  | 220-240V |  | 5 |  | 120° | 3 | 70 |  | 4000 |  |  | >=0.9 | 115000 |  |  | 166.67 |  |  | 9 | C1 | 25 | max. 10% at 100.000 hrs |  | Available | 740/339 | Cx=0.4338;Cy=0.4030 | Class I | IK08 | IP20 | IP20 | 60 | 250 | -20 | 1 | 57 | RAL9152 | 50-60Hz | Passive | LED | embedded sensor system | High Bay Rectangular | Tungsram High-bay IP20 | Indoor industrial |  |  | 9500 | Yes |  |  |  | Bracket kit. Tilted bracket kit. Busbar bracket kit. Cable hook pair
TBD | TU HB IP20 G1 2H45 4K70 C1 RF ST | image | datasheet | deeplink | TUNGSRAM - Tungsram High-bay IP20 - 43390lm - 274W - 4000K - 70CRI - TBD[SKU] - Bracket. Y-cable | 4 | Bracket. Y-cable | LED | 1 | 274 | [8 empty] | CE | [6 empty] | 20 | 4000 | 843x263x86 |  | 220-240V |  | 5 |  | 120° | 3 | 70 |  | 4000 |  |  | >=0.9 | 116000 |  |  | 158.53 |  |  | 9 | C1 | 25 | max. 10% at 100.000 hrs |  | Available | 740/339 | Cx=0.4338;Cy=0.4030 | Class I | IK08 | IP20 | IP20 | 60 | 1210 | -20 | 1 | 273.7 | RAL9151 | 50-60Hz | Passive | LED | embedded sensor system | High Bay Rectangular | Tungsram High-bay IP20 | Indoor industrial |  |  | 43390 | Yes |  |  |  | Bracket kit. Tilted bracket kit. Busbar bracket kit. Cable hook pair
TBD | TU HB IP20 G1 2H30 4K70 C1 RF EA | image | datasheet | deeplink | TUNGSRAM - Tungsram High-bay IP20 - 28030lm - 176W - 4000K - 70CRI - TBD[SKU] - Bracket. Y-cable | 5 | Bracket. Y-cable | LED | 1 | 176 | [8 empty] | CE | [6 empty] | 20 | 4000 | 855x263x96 |  | 220-240V |  | 5 |  | 120° | 3 | 70 |  | 4000 |  |  | >=0.9 | 105000 |  |  | 159.53 |  |  | 9 | C1 | 25 | max. 10% at 100.000 hrs |  | Available | 740/339 | Cx=0.4338;Cy=0.4030 | Class I | IK08 | IP20 | IP20 | 60 |  | -20 | 1 | 175.7 | RAL9150 | 50-60Hz | Passive | LED | embedded sensor system | High Bay Rectangular | Tungsram High-bay IP20 | Indoor industrial |  |  | 28030 | Yes |  |  |  | Bracket kit. Tilted bracket kit. Busbar bracket kit. Cable hook pair
TBD | TU HB IP20 G1 2H30 4K70 C1 RF ST | image | datasheet | deeplink | TUNGSRAM - Tungsram High-bay IP20 - 28030lm - 172W - 4000K - 70CRI - TBD[SKU] - Bracket. Y-cable | 4 | Bracket. Y-cable | LED | 1 | 172 | [8 empty] | CE | [6 empty] | 20 | 4000 | 843x263x86 |  | 220-240V |  | 5 |  | 120° | 3 | 70 |  | 4000 |  |  | >=0.9 | 105000 |  |  | 163.25 |  |  | 9 | C1 | 25 | max. 10% at 100.000 hrs |  | Available | 740/339 | Cx=0.4338;Cy=0.4030 | Class I | IK08 | IP20 | IP20 | 60 | 760 | -20 | 1 | 171.7 | RAL9149 | 50-60Hz | Passive | LED | embedded sensor system | High Bay Rectangular | Tungsram High-bay IP20 | Indoor industrial |  |  | 28030 | Yes |  |  |  | Bracket kit. Tilted bracket kit. Busbar bracket kit. Cable hook pair
TBD | TU HB IP20 G1 1H25 4K70 C1 RF EA | image | datasheet | deeplink | TUNGSRAM - Tungsram High-bay IP20 - 24000lm - 160W - 4000K - 70CRI - TBD[SKU] - Bracket. Y-cable | 3 | Bracket. Y-cable | LED | 1 | 160 | [8 empty] | CE | [6 empty] | 20 | 4000 | 478x263x86 |  | 220-240V |  | 5 |  | 120° | 3 | 70 |  | 4000 |  |  | >=0.9 | 116706 |  |  | 149.72 |  |  | 9 | C1 | 25 | max. 10% at 100.000 hrs |  | Available | 740/339 | Cx=0.4338;Cy=0.4030 | Class I | IK08 | IP20 | IP20 | 60 | 710 | -20 | 1 | 160.3 | RAL9148 | 50-60Hz | Passive | LED | embedded sensor system | High Bay Rectangular | Tungsram High-bay IP20 | Indoor industrial |  |  | 24000 | Yes |  |  |  | Bracket kit. Tilted bracket kit. Busbar bracket kit. Cable hook pair
TBD | TU HB IP20 G1 1H25 4K70 C1 RF ST | image | datasheet | deeplink | TUNGSRAM - Tungsram High-bay IP20 - 24000lm - 156W - 4000K - 70CRI - TBD[SKU] - Bracket. Y-cable | 2 | Bracket. Y-cable | LED | 1 | 156 | [8 empty] | CE | [6 empty] | 20 | 4000 | 478x263x86 |  | 220-240V |  | 5 |  | 120° | 3 | 70 |  | 4000 |  |  | >=0.9 | 116706 |  |  | 153.55 |  |  | 9 | C1 | 25 | max. 10% at 100.000 hrs |  | Available | 740/339 | Cx=0.4338;Cy=0.4030 | Class I | IK08 | IP20 | IP20 | 60 | 690 | -20 | 1 | 156.3 | RAL9147 | 50-60Hz | Passive | LED | embedded sensor system | High Bay Rectangular | Tungsram High-bay IP20 | Indoor industrial |  |  | 24000 | Yes |  |  |  | Bracket kit. Tilted bracket kit. Busbar bracket kit. Cable hook pair
TBD | TU HB IP20 G1 1H20 4K70 C1 RF EA | image | datasheet | deeplink | TUNGSRAM - Tungsram High-bay IP20 - 18720lm - 122W - 4000K - 70CRI - TBD[SKU] - Bracket. Y-cable | 3 | Bracket. Y-cable | LED | 1 | 122 | [8 empty] | CE | [6 empty] | 20 | 4000 | 478x263x86 |  | 220-240V |  | 5 |  | 120° | 3 | 70 |  | 4000 |  |  | >=0.9 | 100000 |  |  | 153.82 |  |  | 9 | C1 | 25 | max. 10% at 100.000 hrs |  | Available | 740/339 | Cx=0.4338;Cy=0.4030 | Class I | IK08 | IP20 | IP20 | 60 | 540 | -20 | 1 | 121.7 | RAL9146 | 50-60Hz | Passive | LED | embedded sensor system | High Bay Rectangular | Tungsram High-bay IP20 | Indoor industrial |  |  | 18720 | Yes |  |  |  | Bracket kit. Tilted bracket kit. Busbar bracket kit. Cable hook pair
TBD | TU HB IP20 G1 1H20 4K70 C1 RF ST | image | datasheet | deeplink | TUNGSRAM - Tungsram High-bay IP20 - 18720lm - 118W - 4000K - 70CRI - TBD[SKU] - Bracket. Y-cable | 2 | Bracket. Y-cable | LED | 1 | 118 | [8 empty] | CE | [6 empty] | 20 | 4000 | 478x263x86 |  | 220-240V |  | 5 |  | 120° | 3 | 70 |  | 4000 |  |  | >=0.9 | 100000 |  |  | 159.05 |  |  | 9 | C1 | 25 | max. 10% at 100.000 hrs |  | Available | 740/339 | Cx=0.4338;Cy=0.4030 | Class I | IK08 | IP20 | IP20 | 60 | 520 | -20 | 1 | 117.7 | RAL9145 | 50-60Hz | Passive | LED | embedded sensor system | High Bay Rectangular | Tungsram High-bay IP20 | Indoor industrial |  |  | 18720 | Yes |  |  |  | Bracket kit. Tilted bracket kit. Busbar bracket kit. Cable hook pair
TBD | TU HB IP20 G1 1H15 4K70 C1 RF ST | image | datasheet | deeplink | TUNGSRAM - Tungsram High-bay IP20 - 14400lm - 88W - 4000K - 70CRI - TBD[SKU] - Bracket. Y-cable | 2 | Bracket. Y-cable | LED | 1 | 88 | [8 empty] | CE | [6 empty] | 20 | 4000 | 478x263x86 |  | 220-240V |  | 5 |  | 120° | 3 | 70 |  | 4000 |  |  | >=0.9 | 116706 |  |  | 164.2 |  |  | 9 | C1 | 25 | max. 10% at 100.000 hrs |  | Available | 740/339 | Cx=0.4338;Cy=0.4030 | Class I | IK08 | IP20 | IP20 | 60 | 390 | -20 | 1 | 87.7 | RAL9144 | 50-60Hz | Passive | LED | embedded sensor system | High Bay Rectangular | Tungsram High-bay IP20 | Indoor industrial |  |  | 14400 | Yes |  |  |  | Bracket kit. Tilted bracket kit. Busbar bracket kit. Cable hook pair
TBD | TU HB IP20 G1 1H10 4K70 C1 RF ST | image | datasheet | deeplink | TUNGSRAM - Tungsram High-bay IP20 - 9500lm - 58W - 4000K - 70CRI - TBD[SKU] - Bracket. Y-cable | 2 | Bracket. Y-cable | LED | 1 | 58 | [8 empty] | CE | [6 empty] | 20 | 4000 | 478x263x86 |  | 220-240V |  | 5 |  | 120° | 3 | 70 |  | 4000 |  |  | >=0.9 | 115000 |  |  | 164.64 |  |  | 9 | C1 | 25 | max. 10% at 100.000 hrs |  | Available | 740/339 | Cx=0.4338;Cy=0.4030 | Class I | IK08 | IP20 | IP20 | 60 | 260 | -20 | 1 | 57.7 | RAL9143 | 50-60Hz | Passive | LED | embedded sensor system | High Bay Rectangular | Tungsram High-bay IP20 | Indoor industrial |  |  | 9500 | Yes |  |  |  | Bracket kit. Tilted bracket kit. Busbar bracket kit. Cable hook pair
TBD | TU HB IP20 G1 2H45 4K70 C1 DL ST | image | datasheet | deeplink | TUNGSRAM - Tungsram High-bay IP20 - 43390lm - 272W - 4000K - 70CRI - TBD[SKU] - Bracket. Y-cable | 4 | Bracket. Y-cable | LED | 1 | 272 | [8 empty] | CE | [6 empty] | 20 | 4000 | 763x263x81 |  | 220-240V |  | 5 |  | 120° | 3 | 70 |  | 4000 |  |  | >=0.9 | 116000 |  |  | 159.52 |  |  | 9 | C1 | 25 | max. 10% at 100.000 hrs |  | Available | 740/339 | Cx=0.4338;Cy=0.4030 | Class I | IK08 | IP20 | IP20 | 60 | 1210 | -20 | 1 | 272 | RAL9142 | 50-60Hz | Passive | LED | dimmable | High Bay Rectangular | Tungsram High-bay IP20 | Indoor industrial |  |  | 43390 | No sensor |  |  |  | Bracket kit. Tilted bracket kit. Busbar bracket kit. Cable hook pair
TBD | TU HB IP20 G1 2H30 4K70 C1 DL ST | image | datasheet | deeplink | TUNGSRAM - Tungsram High-bay IP20 - 28030lm - 170W - 4000K - 70CRI - TBD[SKU] - Bracket. Y-cable | 4 | Bracket. Y-cable | LED | 1 | 170 | [8 empty] | CE | [6 empty] | 20 | 4000 | 763x263x81 |  | 220-240V |  | 5 |  | 120° | 3 | 70 |  | 4000 |  |  | >=0.9 | 105000 |  |  | 164.88 |  |  | 9 | C1 | 25 | max. 10% at 100.000 hrs |  | Available | 740/339 | Cx=0.4338;Cy=0.4030 | Class I | IK08 | IP20 | IP20 | 60 | 750 | -20 | 1 | 170 | RAL9141 | 50-60Hz | Passive | LED | dimmable | High Bay Rectangular | Tungsram High-bay IP20 | Indoor industrial |  |  | 28030 | No sensor |  |  |  | Bracket kit. Tilted bracket kit. Busbar bracket kit. Cable hook pair
TBD | TU HB IP20 G1 1H25 4K70 C1 DL EA | image | datasheet | deeplink | TUNGSRAM - Tungsram High-bay IP20 - 24000lm - 159W - 4000K - 70CRI - TBD[SKU] - Bracket. Y-cable | 3 | Bracket. Y-cable | LED | 1 | 159 | [8 empty] | CE | [6 empty] | 20 | 4000 | 398x263x81 |  | 220-240V |  | 5 |  | 120° | 3 | 70 |  | 4000 |  |  | >=0.9 | 116706 |  |  | 151.32 |  |  | 9 | C1 | 25 | max. 10% at 100.000 hrs |  | Available | 740/339 | Cx=0.4338;Cy=0.4030 | Class I | IK08 | IP20 | IP20 | 60 | 700 | -20 | 1 | 158.6 | RAL9140 | 50-60Hz | Passive | LED | dimmable | High Bay Rectangular | Tungsram High-bay IP20 | Indoor industrial |  |  | 24000 | No sensor |  |  |  | Bracket kit. Tilted bracket kit. Busbar bracket kit. Cable hook pair
TBD | TU HB IP20 G1 1H25 4K70 C1 DL ST | image | datasheet | deeplink | TUNGSRAM - Tungsram High-bay IP20 - 24000lm - 155W - 4000K - 70CRI - TBD[SKU] - Bracket. Y-cable | 2 | Bracket. Y-cable | LED | 1 | 155 | [8 empty] | CE | [6 empty] | 20 | 4000 | 398x263x81 |  | 220-240V |  | 5 |  | 120° | 3 | 70 |  | 4000 |  |  | >=0.9 | 116706 |  |  | 155.24 |  |  | 9 | C1 | 25 | max. 10% at 100.000 hrs |  | Available | 740/339 | Cx=0.4338;Cy=0.4030 | Class I | IK08 | IP20 | IP20 | 60 | 690 | -20 | 1 | 154.6 | RAL9139 | 50-60Hz | Passive | LED | dimmable | High Bay Rectangular | Tungsram High-bay IP20 | Indoor industrial |  |  | 24000 | No sensor |  |  |  | Bracket kit. Tilted bracket kit. Busbar bracket kit. Cable hook pair
TBD | TU HB IP20 G1 1H20 4K70 C1 DL EA | image | datasheet | deeplink | TUNGSRAM - Tungsram High-bay IP20 - 18720lm - 120W - 4000K - 70CRI - TBD[SKU] - Bracket. Y-cable | 3 | Bracket. Y-cable | LED | 1 | 120 | [8 empty] | CE | [6 empty] | 20 | 4000 | 398x263x81 |  | 220-240V |  | 5 |  | 120° | 3 | 70 |  | 4000 |  |  | >=0.9 | 100000 |  |  | 156 |  |  | 9 | C1 | 25 | max. 10% at 100.000 hrs |  | Available | 740/339 | Cx=0.4338;Cy=0.4030 | Class I | IK08 | IP20 | IP20 | 60 | 530 | -20 | 1 | 120 | RAL9138 | 50-60Hz | Passive | LED | dimmable | High Bay Rectangular | Tungsram High-bay IP20 | Indoor industrial |  |  | 18720 | No sensor |  |  |  | Bracket kit. Tilted bracket kit. Busbar bracket kit. Cable hook pair
TBD | TU HB IP20 G1 1H20 4K70 C1 DL ST | image | datasheet | deeplink | TUNGSRAM - Tungsram High-bay IP20 - 18720lm - 116W - 4000K - 70CRI - TBD[SKU] - Bracket. Y-cable | 2 | Bracket. Y-cable | LED | 1 | 116 | [8 empty] | CE | [6 empty] | 20 | 4000 | 398x263x81 |  | 220-240V |  | 5 |  | 120° | 3 | 70 |  | 4000 |  |  | >=0.9 | 100000 |  |  | 161.38 |  |  | 9 | C1 | 25 | max. 10% at 100.000 hrs |  | Available | 740/339 | Cx=0.4338;Cy=0.4030 | Class I | IK08 | IP20 | IP20 | 60 | 510 | -20 | 1 | 116 | RAL9137 | 50-60Hz | Passive | LED | dimmable | High Bay Rectangular | Tungsram High-bay IP20 | Indoor industrial |  |  | 18720 | No sensor |  |  |  | Bracket kit. Tilted bracket kit. Busbar bracket kit. Cable hook pair
TBD | TU HB IP20 G1 1H15 4K70 C1 DL ST | image | datasheet | deeplink | TUNGSRAM - Tungsram High-bay IP20 - 14400lm - 86W - 4000K - 70CRI - TBD[SKU] - Bracket. Y-cable | 2 | Bracket. Y-cable | LED | 1 | 86 | [8 empty] | CE | [6 empty] | 20 | 4000 | 398x263x81 |  | 220-240V |  | 5 |  | 120° | 3 | 70 |  | 4000 |  |  | >=0.9 | 116706 |  |  | 167.44 |  |  | 9 | C1 | 25 | max. 10% at 100.000 hrs |  | Available | 740/339 | Cx=0.4338;Cy=0.4030 | Class I | IK08 | IP20 | IP20 | 60 | 380 | -20 | 1 | 86 | RAL9136 | 50-60Hz | Passive | LED | dimmable | High Bay Rectangular | Tungsram High-bay IP20 | Indoor industrial |  |  | 14400 | No sensor |  |  |  | Bracket kit. Tilted bracket kit. Busbar bracket kit. Cable hook pair
TBD | TU HB IP20 G1 1H10 4K70 C1 DL ST | image | datasheet | deeplink | TUNGSRAM - Tungsram High-bay IP20 - 9500lm - 56W - 4000K - 70CRI - TBD[SKU] - Bracket. Y-cable | 2 | Bracket. Y-cable | LED | 1 | 56 | [8 empty] | CE | [6 empty] | 20 | 4000 | 398x263x81 |  | 220-240V |  | 5 |  | 120° | 3 | 70 |  | 4000 |  |  | >=0.9 | 115000 |  |  | 169.64 |  |  | 9 | C1 | 25 | max. 10% at 100.000 hrs |  | Available | 740/339 | Cx=0.4338;Cy=0.4030 | Class I | IK08 | IP20 | IP20 | 60 | 250 | -20 | 1 | 56 | RAL9135 | 50-60Hz | Passive | LED | dimmable | High Bay Rectangular | Tungsram High-bay IP20 | Indoor industrial |  |  | 9500 | No sensor |  |  |  | Bracket kit. Tilted bracket kit. Busbar bracket kit. Cable hook pair
TBD | TU HB IP20 G1 1S30 4K70 C1 RF ST | image | datasheet | deeplink | TUNGSRAM - Tungsram High-bay IP20 - 27170lm - 201W - 4000K - 70CRI - TBD[SKU] - Bracket. Y-cable | 2 | Bracket. Y-cable | LED | 1 | 201 | [8 empty] | CE | [6 empty] | 20 | 4000 | 478x263x86 |  | 220-240V |  | 5 |  | 120° | 3 | 70 |  | 4000 |  |  | >=0.9 | 117000 |  |  | 135.38 |  |  | 9 | C1 | 25 | max. 10% at 100.000 hrs |  | Available | 740/339 | Cx=0.4338;Cy=0.4030 | Class I | IK08 | IP20 | IP20 | 60 | 890 | -20 | 1 | 200.7 | RAL9134 | 50-60Hz | Passive | LED | embedded sensor system | High Bay Rectangular | Tungsram High-bay IP20 | Indoor industrial |  |  | 27170 | Yes |  |  |  | Bracket kit. Tilted bracket kit. Busbar bracket kit. Cable hook pair
TBD | TU HB IP20 G1 1S22 4K70 C1 RF ST | image | datasheet | deeplink | TUNGSRAM - Tungsram High-bay IP20 - 22560lm - 164W - 4000K - 70CRI - TBD[SKU] - Bracket. Y-cable | 2 | Bracket. Y-cable | LED | 1 | 164 | [8 empty] | CE | [6 empty] | 20 | 4000 | 478x263x86 |  | 220-240V |  | 5 |  | 120° | 3 | 70 |  | 4000 |  |  | >=0.9 | 116706 |  |  | 137.81 |  |  | 9 | C1 | 25 | max. 10% at 100.000 hrs |  | Available | 740/339 | Cx=0.4338;Cy=0.4030 | Class I | IK08 | IP20 | IP20 | 60 | 730 | -20 | 1 | 163.7 | RAL9133 | 50-60Hz | Passive | LED | embedded sensor system | High Bay Rectangular | Tungsram High-bay IP20 | Indoor industrial |  |  | 22560 | Yes |  |  |  | Bracket kit. Tilted bracket kit. Busbar bracket kit. Cable hook pair
TBD | TU HB IP20 G1 1S20 4K70 C1 RF ST | image | datasheet | deeplink | TUNGSRAM - Tungsram High-bay IP20 - 19100lm - 143W - 4000K - 70CRI - TBD[SKU] - Bracket. Y-cable | 2 | Bracket. Y-cable | LED | 1 | 143 | [8 empty] | CE | [6 empty] | 20 | 4000 | 478x263x86 |  | 220-240V |  | 5 |  | 120° | 3 | 70 |  | 4000 |  |  | >=0.9 | 197000 |  |  | 133.85 |  |  | 9 | C1 | 25 | max. 10% at 100.000 hrs |  | Available | 740/339 | Cx=0.4338;Cy=0.4030 | Class I | IK08 | IP20 | IP20 | 60 | 630 | -20 | 1 | 142.7 | RAL9132 | 50-60Hz | Passive | LED | embedded sensor system | High Bay Rectangular | Tungsram High-bay IP20 | Indoor industrial |  |  | 19100 | Yes |  |  |  | Bracket kit. Tilted bracket kit. Busbar bracket kit. Cable hook pair
TBD | TU HB IP20 G1 1S12 4K70 C1 RF ST | image | datasheet | deeplink | TUNGSRAM - Tungsram High-bay IP20 - 12960lm - 94W - 4000K - 70CRI - TBD[SKU] - Bracket. Y-cable | 2 | Bracket. Y-cable | LED | 1 | 94 | [8 empty] | CE | [6 empty] | 20 | 4000 | 478x263x86 |  | 220-240V |  | 5 |  | 120° | 3 | 70 |  | 4000 |  |  | >=0.9 | 116706 |  |  | 138.31 |  |  | 9 | C1 | 25 | max. 10% at 100.000 hrs |  | Available | 740/339 | Cx=0.4338;Cy=0.4030 | Class I | IK08 | IP20 | IP20 | 60 | 420 | -20 | 1 | 93.7 | RAL9131 | 50-60Hz | Passive | LED | embedded sensor system | High Bay Rectangular | Tungsram High-bay IP20 | Indoor industrial |  |  | 12960 | Yes |  |  |  | Bracket kit. Tilted bracket kit. Busbar bracket kit. Cable hook pair
TBD | TU HB IP20 G1 1S10 4K70 C1 RF ST | image | datasheet | deeplink | TUNGSRAM - Tungsram High-bay IP20 - 9280lm - 69W - 4000K - 70CRI - TBD[SKU] - Bracket. Y-cable | 2 | Bracket. Y-cable | LED | 1 | 69 | [8 empty] | CE | [6 empty] | 20 | 4000 | 478x263x86 |  | 220-240V |  | 5 |  | 120° | 3 | 70 |  | 4000 |  |  | >=0.9 | 259000 |  |  | 135.08 |  |  | 9 | C1 | 25 | max. 10% at 100.000 hrs |  | Available | 740/339 | Cx=0.4338;Cy=0.4030 | Class I | IK08 | IP20 | IP20 | 60 | 300 | -20 | 1 | 68.7 | RAL9130 | 50-60Hz | Passive | LED | embedded sensor system | High Bay Rectangular | Tungsram High-bay IP20 | Indoor industrial |  |  | 9280 | Yes |  |  |  | Bracket kit. Tilted bracket kit. Busbar bracket kit. Cable hook pair
TBD | TU HB IP20 G1 1S30 4K70 C1 DL ST | image | datasheet | deeplink | TUNGSRAM - Tungsram High-bay IP20 - 27170lm - 199W - 4000K - 70CRI - TBD[SKU] - Bracket. Y-cable | 2 | Bracket. Y-cable | LED | 1 | 199 | [8 empty] | CE | [6 empty] | 20 | 4000 | 398x263x81 |  | 220-240V |  | 5 |  | 120° | 3 | 70 |  | 4000 |  |  | >=0.9 | 117000 |  |  | 136.53 |  |  | 9 | C1 | 25 | max. 10% at 100.000 hrs |  | Available | 740/339 | Cx=0.4338;Cy=0.4030 | Class I | IK08 | IP20 | IP20 | 60 | 880 | -20 | 1 | 199 | RAL9129 | 50-60Hz | Passive | LED | dimmable | High Bay Rectangular | Tungsram High-bay IP20 | Indoor industrial |  |  | 27170 | No sensor |  |  |  | Bracket kit. Tilted bracket kit. Busbar bracket kit. Cable hook pair
TBD | TU HB IP20 G1 1S22 4K70 C1 DL ST | image | datasheet | deeplink | TUNGSRAM - Tungsram High-bay IP20 - 22560lm - 162W - 4000K - 70CRI - TBD[SKU] - Bracket. Y-cable | 2 | Bracket. Y-cable | LED | 1 | 162 | [8 empty] | CE | [6 empty] | 20 | 4000 | 398x263x81 |  | 220-240V |  | 5 |  | 120° | 3 | 70 |  | 4000 |  |  | >=0.9 | 116706 |  |  | 139.26 |  |  | 9 | C1 | 25 | max. 10% at 100.000 hrs |  | Available | 740/339 | Cx=0.4338;Cy=0.4030 | Class I | IK08 | IP20 | IP20 | 60 | 720 | -20 | 1 | 162 | RAL9128 | 50-60Hz | Passive | LED | dimmable | High Bay Rectangular | Tungsram High-bay IP20 | Indoor industrial |  |  | 22560 | No sensor |  |  |  | Bracket kit. Tilted bracket kit. Busbar bracket kit. Cable hook pair
TBD | TU HB IP20 G1 1S20 4K70 C1 DL ST | image | datasheet | deeplink | TUNGSRAM - Tungsram High-bay IP20 - 19100lm - 141W - 4000K - 70CRI - TBD[SKU] - Bracket. Y-cable | 2 | Bracket. Y-cable | LED | 1 | 141 | [8 empty] | CE | [6 empty] | 20 | 4000 | 398x263x81 |  | 220-240V |  | 5 |  | 120° | 3 | 70 |  | 4000 |  |  | >=0.9 | 197000 |  |  | 135.46 |  |  | 9 | C1 | 25 | max. 10% at 100.000 hrs |  | Available | 740/339 | Cx=0.4338;Cy=0.4030 | Class I | IK08 | IP20 | IP20 | 60 | 630 | -20 | 1 | 141 | RAL9127 | 50-60Hz | Passive | LED | dimmable | High Bay Rectangular | Tungsram High-bay IP20 | Indoor industrial |  |  | 19100 | No sensor |  |  |  | Bracket kit. Tilted bracket kit. Busbar bracket kit. Cable hook pair
TBD | TU HB IP20 G1 1S12 4K70 C1 DL ST | image | datasheet | deeplink | TUNGSRAM - Tungsram High-bay IP20 - 12960lm - 92W - 4000K - 70CRI - TBD[SKU] - Bracket. Y-cable | 2 | Bracket. Y-cable | LED | 1 | 92 | [8 empty] | CE | [6 empty] | 20 | 4000 | 398x263x81 |  | 220-240V |  | 5 |  | 120° | 3 | 70 |  | 4000 |  |  | >=0.9 | 116706 |  |  | 140.87 |  |  | 9 | C1 | 25 | max. 10% at 100.000 hrs |  | Available | 740/339 | Cx=0.4338;Cy=0.4030 | Class I | IK08 | IP20 | IP20 | 60 | 410 | -20 | 1 | 92 | RAL9126 | 50-60Hz | Passive | LED | dimmable | High Bay Rectangular | Tungsram High-bay IP20 | Indoor industrial |  |  | 12960 | No sensor |  |  |  | Bracket kit. Tilted bracket kit. Busbar bracket kit. Cable hook pair
TBD | TU HB IP20 G1 1S10 4K70 C1 DL ST | image | datasheet | deeplink | TUNGSRAM - Tungsram High-bay IP20 - 9280lm - 67W - 4000K - 70CRI - TBD[SKU] - Bracket. Y-cable | 2 | Bracket. Y-cable | LED | 1 | 67 | [8 empty] | CE | [6 empty] | 20 | 4000 | 398x263x81 |  | 220-240V |  | 5 |  | 120° | 3 | 70 |  | 4000 |  |  | >=0.9 | 259000 |  |  | 138.51 |  |  | 9 | C1 | 25 | max. 10% at 100.000 hrs |  | Available | 740/339 | Cx=0.4338;Cy=0.4030 | Class I | IK08 | IP20 | IP20 | 60 | 300 | -20 | 1 | 67 | RAL9125 | 50-60Hz | Passive | LED | dimmable | High Bay Rectangular | Tungsram High-bay IP20 | Indoor industrial |  |  | 9280 | No sensor |  |  |  | Bracket kit. Tilted bracket kit. Busbar bracket kit. Cable hook pair
TBD | TU HB IP20 G1 2S60 4K70 C1 SN ST | image | datasheet | deeplink | TUNGSRAM - Tungsram High-bay IP20 - 57600lm - 437W - 4000K - 70CRI - TBD[SKU] - Bracket. Y-cable | 4 | Bracket. Y-cable | LED | 1 | 437 | [8 empty] | CE | [6 empty] | 20 | 4000 | 843x263x86 |  | 220-240V |  | 5 |  | 120° | 3 | 70 |  | 4000 |  |  | >=0.9 | 116706 |  |  | 131.9 |  |  | 9 | C1 | 25 | max. 10% at 100.000 hrs |  | Available | 740/339 | Cx=0.4338;Cy=0.4030 | Class I | IK08 | IP20 | IP20 | 60 | 1940 | -20 | 1 | 436.7 | RAL9124 | 50-60Hz | Passive | LED | embedded sensor system | High Bay Rectangular | Tungsram High-bay IP20 | Indoor industrial |  |  | 57600 | Yes |  |  |  | Bracket kit. Tilted bracket kit. Busbar bracket kit. Cable hook pair
TBD | TU HB IP20 G1 1S30 4K70 C1 SN ST | image | datasheet | deeplink | TUNGSRAM - Tungsram High-bay IP20 - 27170lm - 201W - 4000K - 70CRI - TBD[SKU] - Bracket. Y-cable | 2 | Bracket. Y-cable | LED | 1 | 201 | [8 empty] | CE | [6 empty] | 20 | 4000 | 478x263x86 |  | 220-240V |  | 5 |  | 120° | 3 | 70 |  | 4000 |  |  | >=0.9 | 117000 |  |  | 135.38 |  |  | 9 | C1 | 25 | max. 10% at 100.000 hrs |  | Available | 740/339 | Cx=0.4338;Cy=0.4030 | Class I | IK08 | IP20 | IP20 | 60 | 890 | -20 | 1 | 200.7 | RAL9123 | 50-60Hz | Passive | LED | embedded sensor system | High Bay Rectangular | Tungsram High-bay IP20 | Indoor industrial |  |  | 27170 | Yes |  |  |  | Bracket kit. Tilted bracket kit. Busbar bracket kit. Cable hook pair
TBD | TU HB IP20 G1 1S22 4K70 C1 SN ST | image | datasheet | deeplink | TUNGSRAM - Tungsram High-bay IP20 - 22560lm - 164W - 4000K - 70CRI - TBD[SKU] - Bracket. Y-cable | 2 | Bracket. Y-cable | LED | 1 | 164 | [8 empty] | CE | [6 empty] | 20 | 4000 | 478x263x86 |  | 220-240V |  | 5 |  | 120° | 3 | 70 |  | 4000 |  |  | >=0.9 | 116706 |  |  | 137.81 |  |  | 9 | C1 | 25 | max. 10% at 100.000 hrs |  | Available | 740/339 | Cx=0.4338;Cy=0.4030 | Class I | IK08 | IP20 | IP20 | 60 | 730 | -20 | 1 | 163.7 | RAL9122 | 50-60Hz | Passive | LED | embedded sensor system | High Bay Rectangular | Tungsram High-bay IP20 | Indoor industrial |  |  | 22560 | Yes |  |  |  | Bracket kit. Tilted bracket kit. Busbar bracket kit. Cable hook pair
TBD | TU HB IP20 G1 1S20 4K70 C1 SN ST | image | datasheet | deeplink | TUNGSRAM - Tungsram High-bay IP20 - 19100lm - 143W - 4000K - 70CRI - TBD[SKU] - Bracket. Y-cable | 2 | Bracket. Y-cable | LED | 1 | 143 | [8 empty] | CE | [6 empty] | 20 | 4000 | 478x263x86 |  | 220-240V |  | 5 |  | 120° | 3 | 70 |  | 4000 |  |  | >=0.9 | 197000 |  |  | 133.85 |  |  | 9 | C1 | 25 | max. 10% at 100.000 hrs |  | Available | 740/339 | Cx=0.4338;Cy=0.4030 | Class I | IK08 | IP20 | IP20 | 60 | 630 | -20 | 1 | 142.7 | RAL9121 | 50-60Hz | Passive | LED | embedded sensor system | High Bay Rectangular | Tungsram High-bay IP20 | Indoor industrial |  |  | 19100 | Yes |  |  |  | Bracket kit. Tilted bracket kit. Busbar bracket kit. Cable hook pair
TBD | TU HB IP20 G1 1S12 4K70 C1 SN ST | image | datasheet | deeplink | TUNGSRAM - Tungsram High-bay IP20 - 12960lm - 94W - 4000K - 70CRI - TBD[SKU] - Bracket. Y-cable | 2 | Bracket. Y-cable | LED | 1 | 94 | [8 empty] | CE | [6 empty] | 20 | 4000 | 478x263x86 |  | 220-240V |  | 5 |  | 120° | 3 | 70 |  | 4000 |  |  | >=0.9 | 116706 |  |  | 138.31 |  |  | 9 | C1 | 25 | max. 10% at 100.000 hrs |  | Available | 740/339 | Cx=0.4338;Cy=0.4030 | Class I | IK08 | IP20 | IP20 | 60 | 420 | -20 | 1 | 93.7 | RAL9120 | 50-60Hz | Passive | LED | embedded sensor system | High Bay Rectangular | Tungsram High-bay IP20 | Indoor industrial |  |  | 12960 | Yes |  |  |  | Bracket kit. Tilted bracket kit. Busbar bracket kit. Cable hook pair
TBD | TU HB IP20 G1 1S10 4K70 C1 SN ST | image | datasheet | deeplink | TUNGSRAM - Tungsram High-bay IP20 - 9280lm - 69W - 4000K - 70CRI - TBD[SKU] - Bracket. Y-cable | 2 | Bracket. Y-cable | LED | 1 | 69 | [8 empty] | CE | [6 empty] | 20 | 4000 | 478x263x86 |  | 220-240V |  | 5 |  | 120° | 3 | 70 |  | 4000 |  |  | >=0.9 | 259000 |  |  | 135.08 |  |  | 9 | C1 | 25 | max. 10% at 100.000 hrs |  | Available | 740/339 | Cx=0.4338;Cy=0.4030 | Class I | IK08 | IP20 | IP20 | 60 | 300 | -20 | 1 | 68.7 | RAL9119 | 50-60Hz | Passive | LED | embedded sensor system | High Bay Rectangular | Tungsram High-bay IP20 | Indoor industrial |  |  | 9280 | Yes |  |  |  | Bracket kit. Tilted bracket kit. Busbar bracket kit. Cable hook pair
TBD | TU HB IP20 G1 2S60 4K70 C1 FX ST | image | datasheet | deeplink | TUNGSRAM - Tungsram High-bay IP20 - 57600lm - 435W - 4000K - 70CRI - TBD[SKU] - Bracket. Y-cable | 4 | Bracket. Y-cable | LED | 1 | 435 | [8 empty] | CE | [6 empty] | 20 | 4000 | 763x263x81 |  | 220-240V |  | 5 |  | 120° | 3 | 70 |  | 4000 |  |  | >=0.9 | 116706 |  |  | 132.41 |  |  | 9 | C1 | 25 | max. 10% at 100.000 hrs |  | Available | 740/339 | Cx=0.4338;Cy=0.4030 | Class I | IK08 | IP20 | IP20 | 60 | 1930 | -20 | 1 | 435 | RAL9118 | 50-60Hz | Passive | LED | none | High Bay Rectangular | Tungsram High-bay IP20 | Indoor industrial |  |  | 57600 | No sensor |  |  |  | Bracket kit. Tilted bracket kit. Busbar bracket kit. Cable hook pair
TBD | TU HB IP20 G1 1S30 4K70 C1 FX ST | image | datasheet | deeplink | TUNGSRAM - Tungsram High-bay IP20 - 27170lm - 199W - 4000K - 70CRI - TBD[SKU] - Bracket. Y-cable | 2 | Bracket. Y-cable | LED | 1 | 199 | [8 empty] | CE | [6 empty] | 20 | 4000 | 398x263x81 |  | 220-240V |  | 5 |  | 120° | 3 | 70 |  | 4000 |  |  | >=0.9 | 117000 |  |  | 136.53 |  |  | 9 | C1 | 25 | max. 10% at 100.000 hrs |  | Available | 740/339 | Cx=0.4338;Cy=0.4030 | Class I | IK08 | IP20 | IP20 | 60 | 880 | -30 | 1 | 199 | RAL9117 | 50-60Hz | Passive | LED | none | High Bay Rectangular | Tungsram High-bay IP20 | Indoor industrial |  |  | 27170 | No sensor |  |  |  | Bracket kit. Tilted bracket kit. Busbar bracket kit. Cable hook pair
TBD | TU HB IP20 G1 1S22 4K70 C1 FX ST | image | datasheet | deeplink | TUNGSRAM - Tungsram High-bay IP20 - 22560lm - 162W - 4000K - 70CRI - TBD[SKU] - Bracket. Y-cable | 2 | Bracket. Y-cable | LED | 1 | 162 | [8 empty] | CE | [6 empty] | 20 | 4000 | 398x263x81 |  | 220-240V |  | 5 |  | 120° | 3 | 70 |  | 4000 |  |  | >=0.9 | 116706 |  |  | 139.26 |  |  | 9 | C1 | 25 | max. 10% at 100.000 hrs |  | Available | 740/339 | Cx=0.4338;Cy=0.4030 | Class I | IK08 | IP20 | IP20 | 60 | 720 | -20 | 1 | 162 | RAL9116 | 50-60Hz | Passive | LED | none | High Bay Rectangular | Tungsram High-bay IP20 | Indoor industrial |  |  | 22560 | No sensor |  |  |  | Bracket kit. Tilted bracket kit. Busbar bracket kit. Cable hook pair
TBD | TU HB IP20 G1 1S20 4K70 C1 FX EA | image | datasheet | deeplink | TUNGSRAM - Tungsram High-bay IP20 - 19100lm - 145W - 4000K - 70CRI - TBD[SKU] - Bracket. Y-cable | 3 | Bracket. Y-cable | LED | 1 | 145 | [8 empty] | CE | [6 empty] | 20 | 4000 | 398x263x81 |  | 220-240V |  | 5 |  | 120° | 3 | 70 |  | 4000 |  |  | >=0.9 | 197000 |  |  | 131.72 |  |  | 9 | C1 | 25 | max. 10% at 100.000 hrs |  | Available | 740/339 | Cx=0.4338;Cy=0.4030 | Class I | IK08 | IP20 | IP20 | 60 | 640 | -20 | 1 | 145 | RAL9115 | 50-60Hz | Passive | LED | none | High Bay Rectangular | Tungsram High-bay IP20 | Indoor industrial |  |  | 19100 | No sensor |  |  |  | Bracket kit. Tilted bracket kit. Busbar bracket kit. Cable hook pair
TBD | TU HB IP20 G1 1S20 4K70 C1 FX ST | image | datasheet | deeplink | TUNGSRAM - Tungsram High-bay IP20 - 19100lm - 141W - 4000K - 70CRI - TBD[SKU] - Bracket. Y-cable | 2 | Bracket. Y-cable | LED | 1 | 141 | [8 empty] | CE | [6 empty] | 20 | 4000 | 398x263x81 |  | 220-240V |  | 5 |  | 120° | 3 | 70 |  | 4000 |  |  | >=0.9 | 197000 |  |  | 135.46 |  |  | 9 | C1 | 25 | max. 10% at 100.000 hrs |  | Available | 740/339 | Cx=0.4338;Cy=0.4030 | Class I | IK08 | IP20 | IP20 | 60 | 630 | -20 | 1 | 141 | RAL9114 | 50-60Hz | Passive | LED | none | High Bay Rectangular | Tungsram High-bay IP20 | Indoor industrial |  |  | 19100 | No sensor |  |  |  | Bracket kit. Tilted bracket kit. Busbar bracket kit. Cable hook pair
TBD | TU HB IP20 G1 1S12 4K70 C1 FX ST | image | datasheet | deeplink | TUNGSRAM - Tungsram High-bay IP20 - 12960lm - 92W - 4000K - 70CRI - TBD[SKU] - Bracket. Y-cable | 2 | Bracket. Y-cable | LED | 1 | 92 | [8 empty] | CE | [6 empty] | 20 | 4000 | 398x263x81 |  | 220-240V |  | 5 |  | 120° | 3 | 70 |  | 4000 |  |  | >=0.9 | 116706 |  |  | 140.87 |  |  | 9 | C1 | 25 | max. 10% at 100.000 hrs |  | Available | 740/339 | Cx=0.4338;Cy=0.4030 | Class I | IK08 | IP20 | IP20 | 60 | 410 | -20 | 1 | 92 | RAL9113 | 50-60Hz | Passive | LED | none | High Bay Rectangular | Tungsram High-bay IP20 | Indoor industrial |  |  | 12960 | No sensor |  |  |  | Bracket kit. Tilted bracket kit. Busbar bracket kit. Cable hook pair
TBD | TU HB IP20 G1 1S10 4K70 C1 FX ST | image | datasheet | deeplink | TUNGSRAM - Tungsram High-bay IP20 - 9280lm - 67W - 4000K - 70CRI - TBD[SKU] - Bracket. Y-cable | 2 | Bracket. Y-cable | LED | 1 | 67 | [8 empty] | CE | [6 empty] | 20 | 4000 | 398x263x81 |  | 220-240V |  | 5 |  | 120° | 3 | 70 |  | 4000 |  |  | >=0.9 | 259000 |  |  | 138.51 |  |  | 9 | C1 | 25 | max. 10% at 100.000 hrs |  | Available | 740/339 | Cx=0.4338;Cy=0.4030 | Class I | IK08 | IP20 | IP20 | 60 | 300 | -20 | 1 | 67 | RAL9112 | 50-60Hz | Passive | LED | none | High Bay Rectangular | Tungsram High-bay IP20 | Indoor industrial |  |  | 9280 | No sensor |  |  |  | Bracket kit. Tilted bracket kit. Busbar bracket kit. Cable hook pair
TBD | TU HB IP20 G1 2H45 5K80 C1 NL ST | image | datasheet | deeplink | TUNGSRAM - Tungsram High-bay IP20 - 43390lm - 273W - 5000K - 80CRI - TBD[SKU] - Bracket. Y-cable | 4 | Bracket. Y-cable | LED | 1 | 273 | [8 empty] | CE | [6 empty] | 20 | 5000 | 779x263x96 |  | 220-240V |  | 5 |  | 120° | 3 | 80 |  | 5000 |  |  | >=0.9 | 116000 |  |  | 158.94 |  |  | 9 | C1 | 25 | max. 10% at 100.000 hrs |  | Available | 850/339 | Cx=0.3447;Cy=0.3553 | Class I | IK08 | IP20 | IP20 | 60 | 1210 | -20 | 1 | 273 | RAL9111 | 50-60Hz | Passive | LED | embedded sensor system | High Bay Rectangular | Tungsram High-bay IP20 | Indoor industrial |  |  | 43390 | Yes |  |  |  | Bracket kit. Tilted bracket kit. Busbar bracket kit. Cable hook pair
TBD | TU HB IP20 G1 2H30 5K80 C1 NL EA | image | datasheet | deeplink | TUNGSRAM - Tungsram High-bay IP20 - 28030lm - 175W - 5000K - 80CRI - TBD[SKU] - Bracket. Y-cable | 5 | Bracket. Y-cable | LED | 1 | 175 | [8 empty] | CE | [6 empty] | 20 | 5000 | 855x263x96 |  | 220-240V |  | 5 |  | 120° | 3 | 80 |  | 5000 |  |  | >=0.9 | 105000 |  |  | 160.17 |  |  | 9 | C1 | 25 | max. 10% at 100.000 hrs |  | Available | 850/339 | Cx=0.3447;Cy=0.3553 | Class I | IK08 | IP20 | IP20 | 60 |  | -20 | 1 | 175 | RAL9110 | 50-60Hz | Passive | LED | embedded sensor system | High Bay Rectangular | Tungsram High-bay IP20 | Indoor industrial |  |  | 28030 | Yes |  |  |  | Bracket kit. Tilted bracket kit. Busbar bracket kit. Cable hook pair
TBD | TU HB IP20 G1 2H30 5K80 C1 NL ST | image | datasheet | deeplink | TUNGSRAM - Tungsram High-bay IP20 - 28030lm - 171W - 5000K - 80CRI - TBD[SKU] - Bracket. Y-cable | 4 | Bracket. Y-cable | LED | 1 | 171 | [8 empty] | CE | [6 empty] | 20 | 5000 | 779x263x96 |  | 220-240V |  | 5 |  | 120° | 3 | 80 |  | 5000 |  |  | >=0.9 | 105000 |  |  | 163.92 |  |  | 9 | C1 | 25 | max. 10% at 100.000 hrs |  | Available | 850/339 | Cx=0.3447;Cy=0.3553 | Class I | IK08 | IP20 | IP20 | 50 | 760 | -25 | 1 | 171 | RAL9109 | 50-60Hz | Passive | LED | embedded sensor system | High Bay Rectangular | Tungsram High-bay IP20 | Indoor industrial |  |  | 28030 | Yes |  |  |  | Bracket kit. Tilted bracket kit. Busbar bracket kit. Cable hook pair
TBD | TU HB IP20 G1 1H25 5K80 C1 NL EA | image | datasheet | deeplink | TUNGSRAM - Tungsram High-bay IP20 - 24000lm - 160W - 5000K - 80CRI - TBD[SKU] - Bracket. Y-cable | 3 | Bracket. Y-cable | LED | 1 | 160 | [8 empty] | CE | [6 empty] | 20 | 5000 | 414x263x96 |  | 220-240V |  | 5 |  | 120° | 3 | 80 |  | 5000 |  |  | >=0.9 | 116706 |  |  | 150.38 |  |  | 9 | C1 | 25 | max. 10% at 100.000 hrs |  | Available | 850/339 | Cx=0.3447;Cy=0.3553 | Class I | IK08 | IP20 | IP20 | 60 | 710 | -20 | 1 | 159.6 | RAL9108 | 50-60Hz | Passive | LED | embedded sensor system | High Bay Rectangular | Tungsram High-bay IP20 | Indoor industrial |  |  | 24000 | Yes |  |  |  | Bracket kit. Tilted bracket kit. Busbar bracket kit. Cable hook pair
TBD | TU HB IP20 G1 1H25 5K80 C1 NL ST | image | datasheet | deeplink | TUNGSRAM - Tungsram High-bay IP20 - 24000lm - 156W - 5000K - 80CRI - TBD[SKU] - Bracket. Y-cable | 2 | Bracket. Y-cable | LED | 1 | 156 | [8 empty] | CE | [6 empty] | 20 | 5000 | 414x263x96 |  | 220-240V |  | 5 |  | 120° | 3 | 80 |  | 5000 |  |  | >=0.9 | 116706 |  |  | 154.24 |  |  | 9 | C1 | 25 | max. 10% at 100.000 hrs |  | Available | 850/339 | Cx=0.3447;Cy=0.3553 | Class I | IK08 | IP20 | IP20 | 60 | 690 | -20 | 1 | 155.6 | RAL9107 | 50-60Hz | Passive | LED | embedded sensor system | High Bay Rectangular | Tungsram High-bay IP20 | Indoor industrial |  |  | 24000 | Yes |  |  |  | Bracket kit. Tilted bracket kit. Busbar bracket kit. Cable hook pair
TBD | TU HB IP20 G1 1H20 5K80 C1 NL ST | image | datasheet | deeplink | TUNGSRAM - Tungsram High-bay IP20 - 18720lm - 117W - 5000K - 80CRI - TBD[SKU] - Bracket. Y-cable | 2 | Bracket. Y-cable | LED | 1 | 117 | [8 empty] | CE | [6 empty] | 20 | 5000 | 414x263x96 |  | 220-240V |  | 5 |  | 120° | 3 | 80 |  | 5000 |  |  | >=0.9 | 100000 |  |  | 160 |  |  | 9 | C1 | 25 | max. 10% at 100.000 hrs |  | Available | 850/339 | Cx=0.3447;Cy=0.3553 | Class I | IK08 | IP20 | IP20 | 55 | 520 | -30 | 1 | 117 | RAL9106 | 50-60Hz | Passive | LED | embedded sensor system | High Bay Rectangular | Tungsram High-bay IP20 | Indoor industrial |  |  | 18720 | Yes |  |  |  | Bracket kit. Tilted bracket kit. Busbar bracket kit. Cable hook pair
TBD | TU HB IP20 G1 1H15 5K80 C1 NL ST | image | datasheet | deeplink | TUNGSRAM - Tungsram High-bay IP20 - 14400lm - 87W - 5000K - 80CRI - TBD[SKU] - Bracket. Y-cable | 2 | Bracket. Y-cable | LED | 1 | 87 | [8 empty] | CE | [6 empty] | 20 | 5000 | 414x263x96 |  | 220-240V |  | 5 |  | 120° | 3 | 80 |  | 5000 |  |  | >=0.9 | 116706 |  |  | 165.52 |  |  | 9 | C1 | 25 | max. 10% at 100.000 hrs |  | Available | 850/339 | Cx=0.3447;Cy=0.3553 | Class I | IK08 | IP20 | IP20 | 60 | 390 | -20 | 1 | 87 | RAL9105 | 50-60Hz | Passive | LED | embedded sensor system | High Bay Rectangular | Tungsram High-bay IP20 | Indoor industrial |  |  | 14400 | Yes |  |  |  | Bracket kit. Tilted bracket kit. Busbar bracket kit. Cable hook pair
TBD | TU HB IP20 G1 1H10 5K80 C1 NL ST | image | datasheet | deeplink | TUNGSRAM - Tungsram High-bay IP20 - 9500lm - 57W - 5000K - 80CRI - TBD[SKU] - Bracket. Y-cable | 2 | Bracket. Y-cable | LED | 1 | 57 | [8 empty] | CE | [6 empty] | 20 | 5000 | 414x263x96 |  | 220-240V |  | 5 |  | 120° | 3 | 80 |  | 5000 |  |  | >=0.9 | 115000 |  |  | 166.67 |  |  | 9 | C1 | 25 | max. 10% at 100.000 hrs |  | Available | 850/339 | Cx=0.3447;Cy=0.3553 | Class I | IK08 | IP20 | IP20 | 50 | 250 | -25 | 1 | 57 | RAL9104 | 50-60Hz | Passive | LED | embedded sensor system | High Bay Rectangular | Tungsram High-bay IP20 | Indoor industrial |  |  | 9500 | Yes |  |  |  | Bracket kit. Tilted bracket kit. Busbar bracket kit. Cable hook pair
TBD | TU HB IP20 G1 2H45 5K80 C1 RF ST | image | datasheet | deeplink | TUNGSRAM - Tungsram High-bay IP20 - 43390lm - 274W - 5000K - 80CRI - TBD[SKU] - Bracket. Y-cable | 4 | Bracket. Y-cable | LED | 1 | 274 | [8 empty] | CE | [6 empty] | 20 | 5000 | 843x263x86 |  | 220-240V |  | 5 |  | 120° | 3 | 80 |  | 5000 |  |  | >=0.9 | 116000 |  |  | 158.53 |  |  | 9 | C1 | 25 | max. 10% at 100.000 hrs |  | Available | 850/339 | Cx=0.3447;Cy=0.3553 | Class I | IK08 | IP20 | IP20 | 60 | 1210 | -20 | 1 | 273.7 | RAL9103 | 50-60Hz | Passive | LED | embedded sensor system | High Bay Rectangular | Tungsram High-bay IP20 | Indoor industrial |  |  | 43390 | Yes |  |  |  | Bracket kit. Tilted bracket kit. Busbar bracket kit. Cable hook pair
TBD | TU HB IP20 G1 2H30 5K80 C1 RF EA | image | datasheet | deeplink | TUNGSRAM - Tungsram High-bay IP20 - 28030lm - 176W - 5000K - 80CRI - TBD[SKU] - Bracket. Y-cable | 5 | Bracket. Y-cable | LED | 1 | 176 | [8 empty] | CE | [6 empty] | 20 | 5000 | 855x263x96 |  | 220-240V |  | 5 |  | 120° | 3 | 80 |  | 5000 |  |  | >=0.9 | 105000 |  |  | 159.53 |  |  | 9 | C1 | 25 | max. 10% at 100.000 hrs |  | Available | 850/339 | Cx=0.3447;Cy=0.3553 | Class I | IK08 | IP20 | IP20 | 60 |  | -20 | 1 | 175.7 | RAL9102 | 50-60Hz | Passive | LED | embedded sensor system | High Bay Rectangular | Tungsram High-bay IP20 | Indoor industrial |  |  | 28030 | Yes |  |  |  | Bracket kit. Tilted bracket kit. Busbar bracket kit. Cable hook pair
TBD | TU HB IP20 G1 2H30 5K80 C1 RF ST | image | datasheet | deeplink | TUNGSRAM - Tungsram High-bay IP20 - 28030lm - 172W - 5000K - 80CRI - TBD[SKU] - Bracket. Y-cable | 4 | Bracket. Y-cable | LED | 1 | 172 | [8 empty] | CE | [6 empty] | 20 | 5000 | 843x263x86 |  | 220-240V |  | 5 |  | 120° | 3 | 80 |  | 5000 |  |  | >=0.9 | 105000 |  |  | 163.25 |  |  | 9 | C1 | 25 | max. 10% at 100.000 hrs |  | Available | 850/339 | Cx=0.3447;Cy=0.3553 | Class I | IK08 | IP20 | IP20 | 60 | 760 | -20 | 1 | 171.7 | RAL9101 | 50-60Hz | Passive | LED | embedded sensor system | High Bay Rectangular | Tungsram High-bay IP20 | Indoor industrial |  |  | 28030 | Yes |  |  |  | Bracket kit. Tilted bracket kit. Busbar bracket kit. Cable hook pair
TBD | TU HB IP20 G1 1H25 5K80 C1 RF EA | image | datasheet | deeplink | TUNGSRAM - Tungsram High-bay IP20 - 24000lm - 160W - 5000K - 80CRI - TBD[SKU] - Bracket. Y-cable | 3 | Bracket. Y-cable | LED | 1 | 160 | [8 empty] | CE | [6 empty] | 20 | 5000 | 478x263x86 |  | 220-240V |  | 5 |  | 120° | 3 | 80 |  | 5000 |  |  | >=0.9 | 116706 |  |  | 149.72 |  |  | 9 | C1 | 25 | max. 10% at 100.000 hrs |  | Available | 850/339 | Cx=0.3447;Cy=0.3553 | Class I | IK08 | IP20 | IP20 | 60 | 710 | -20 | 1 | 160.3 | RAL9100 | 50-60Hz | Passive | LED | embedded sensor system | High Bay Rectangular | Tungsram High-bay IP20 | Indoor industrial |  |  | 24000 | Yes |  |  |  | Bracket kit. Tilted bracket kit. Busbar bracket kit. Cable hook pair
TBD | TU HB IP20 G1 1H25 5K80 C1 RF ST | image | datasheet | deeplink | TUNGSRAM - Tungsram High-bay IP20 - 24000lm - 156W - 5000K - 80CRI - TBD[SKU] - Bracket. Y-cable | 2 | Bracket. Y-cable | LED | 1 | 156 | [8 empty] | CE | [6 empty] | 20 | 5000 | 478x263x86 |  | 220-240V |  | 5 |  | 120° | 3 | 80 |  | 5000 |  |  | >=0.9 | 116706 |  |  | 153.55 |  |  | 9 | C1 | 25 | max. 10% at 100.000 hrs |  | Available | 850/339 | Cx=0.3447;Cy=0.3553 | Class I | IK08 | IP20 | IP20 | 60 | 690 | -20 | 1 | 156.3 | RAL9099 | 50-60Hz | Passive | LED | embedded sensor system | High Bay Rectangular | Tungsram High-bay IP20 | Indoor industrial |  |  | 24000 | Yes |  |  |  | Bracket kit. Tilted bracket kit. Busbar bracket kit. Cable hook pair
TBD | TU HB IP20 G1 1H20 5K80 C1 RF EA | image | datasheet | deeplink | TUNGSRAM - Tungsram High-bay IP20 - 18720lm - 122W - 5000K - 80CRI - TBD[SKU] - Bracket. Y-cable | 3 | Bracket. Y-cable | LED | 1 | 122 | [8 empty] | CE | [6 empty] | 20 | 5000 | 478x263x86 |  | 220-240V |  | 5 |  | 120° | 3 | 80 |  | 5000 |  |  | >=0.9 | 100000 |  |  | 153.82 |  |  | 9 | C1 | 25 | max. 10% at 100.000 hrs |  | Available | 850/339 | Cx=0.3447;Cy=0.3553 | Class I | IK08 | IP20 | IP20 | 60 | 540 | -20 | 1 | 121.7 | RAL9098 | 50-60Hz | Passive | LED | embedded sensor system | High Bay Rectangular | Tungsram High-bay IP20 | Indoor industrial |  |  | 18720 | Yes |  |  |  | Bracket kit. Tilted bracket kit. Busbar bracket kit. Cable hook pair
TBD | TU HB IP20 G1 1H20 5K80 C1 RF ST | image | datasheet | deeplink | TUNGSRAM - Tungsram High-bay IP20 - 18720lm - 118W - 5000K - 80CRI - TBD[SKU] - Bracket. Y-cable | 2 | Bracket. Y-cable | LED | 1 | 118 | [8 empty] | CE | [6 empty] | 20 | 5000 | 478x263x86 |  | 220-240V |  | 5 |  | 120° | 3 | 80 |  | 5000 |  |  | >=0.9 | 100000 |  |  | 159.05 |  |  | 9 | C1 | 25 | max. 10% at 100.000 hrs |  | Available | 850/339 | Cx=0.3447;Cy=0.3553 | Class I | IK08 | IP20 | IP20 | 60 | 520 | -20 | 1 | 117.7 | RAL9097 | 50-60Hz | Passive | LED | embedded sensor system | High Bay Rectangular | Tungsram High-bay IP20 | Indoor industrial |  |  | 18720 | Yes |  |  |  | Bracket kit. Tilted bracket kit. Busbar bracket kit. Cable hook pair
TBD | TU HB IP20 G1 1H15 5K80 C1 RF ST | image | datasheet | deeplink | TUNGSRAM - Tungsram High-bay IP20 - 14400lm - 88W - 5000K - 80CRI - TBD[SKU] - Bracket. Y-cable | 2 | Bracket. Y-cable | LED | 1 | 88 | [8 empty] | CE | [6 empty] | 20 | 5000 | 478x263x86 |  | 220-240V |  | 5 |  | 120° | 3 | 80 |  | 5000 |  |  | >=0.9 | 116706 |  |  | 164.2 |  |  | 9 | C1 | 25 | max. 10% at 100.000 hrs |  | Available | 850/339 | Cx=0.3447;Cy=0.3553 | Class I | IK08 | IP20 | IP20 | 60 | 390 | -20 | 1 | 87.7 | RAL9096 | 50-60Hz | Passive | LED | embedded sensor system | High Bay Rectangular | Tungsram High-bay IP20 | Indoor industrial |  |  | 14400 | Yes |  |  |  | Bracket kit. Tilted bracket kit. Busbar bracket kit. Cable hook pair
TBD | TU HB IP20 G1 1H10 5K80 C1 RF ST | image | datasheet | deeplink | TUNGSRAM - Tungsram High-bay IP20 - 9500lm - 58W - 5000K - 80CRI - TBD[SKU] - Bracket. Y-cable | 2 | Bracket. Y-cable | LED | 1 | 58 | [8 empty] | CE | [6 empty] | 20 | 5000 | 478x263x86 |  | 220-240V |  | 5 |  | 120° | 3 | 80 |  | 5000 |  |  | >=0.9 | 115000 |  |  | 164.64 |  |  | 9 | C1 | 25 | max. 10% at 100.000 hrs |  | Available | 850/339 | Cx=0.3447;Cy=0.3553 | Class I | IK08 | IP20 | IP20 | 60 | 260 | -20 | 1 | 57.7 | RAL9095 | 50-60Hz | Passive | LED | embedded sensor system | High Bay Rectangular | Tungsram High-bay IP20 | Indoor industrial |  |  | 9500 | Yes |  |  |  | Bracket kit. Tilted bracket kit. Busbar bracket kit. Cable hook pair
TBD | TU HB IP20 G1 2H45 5K80 C1 DL ST | image | datasheet | deeplink | TUNGSRAM - Tungsram High-bay IP20 - 43390lm - 272W - 5000K - 80CRI - TBD[SKU] - Bracket. Y-cable | 4 | Bracket. Y-cable | LED | 1 | 272 | [8 empty] | CE | [6 empty] | 20 | 5000 | 763x263x81 |  | 220-240V |  | 5 |  | 120° | 3 | 80 |  | 5000 |  |  | >=0.9 | 116000 |  |  | 159.52 |  |  | 9 | C1 | 25 | max. 10% at 100.000 hrs |  | Available | 850/339 | Cx=0.3447;Cy=0.3553 | Class I | IK08 | IP20 | IP20 | 60 | 1210 | -20 | 1 | 272 | RAL9094 | 50-60Hz | Passive | LED | dimmable | High Bay Rectangular | Tungsram High-bay IP20 | Indoor industrial |  |  | 43390 | No sensor |  |  |  | Bracket kit. Tilted bracket kit. Busbar bracket kit. Cable hook pair
TBD | TU HB IP20 G1 2H30 5K80 C1 DL ST | image | datasheet | deeplink | TUNGSRAM - Tungsram High-bay IP20 - 28030lm - 170W - 5000K - 80CRI - TBD[SKU] - Bracket. Y-cable | 4 | Bracket. Y-cable | LED | 1 | 170 | [8 empty] | CE | [6 empty] | 20 | 5000 | 763x263x81 |  | 220-240V |  | 5 |  | 120° | 3 | 80 |  | 5000 |  |  | >=0.9 | 105000 |  |  | 164.88 |  |  | 9 | C1 | 25 | max. 10% at 100.000 hrs |  | Available | 850/339 | Cx=0.3447;Cy=0.3553 | Class I | IK08 | IP20 | IP20 | 60 | 750 | -20 | 1 | 170 | RAL9093 | 50-60Hz | Passive | LED | dimmable | High Bay Rectangular | Tungsram High-bay IP20 | Indoor industrial |  |  | 28030 | No sensor |  |  |  | Bracket kit. Tilted bracket kit. Busbar bracket kit. Cable hook pair
TBD | TU HB IP20 G1 1H25 5K80 C1 DL EA | image | datasheet | deeplink | TUNGSRAM - Tungsram High-bay IP20 - 24000lm - 159W - 5000K - 80CRI - TBD[SKU] - Bracket. Y-cable | 3 | Bracket. Y-cable | LED | 1 | 159 | [8 empty] | CE | [6 empty] | 20 | 5000 | 398x263x81 |  | 220-240V |  | 5 |  | 120° | 3 | 80 |  | 5000 |  |  | >=0.9 | 116706 |  |  | 151.32 |  |  | 9 | C1 | 25 | max. 10% at 100.000 hrs |  | Available | 850/339 | Cx=0.3447;Cy=0.3553 | Class I | IK08 | IP20 | IP20 | 60 | 700 | -20 | 1 | 158.6 | RAL9092 | 50-60Hz | Passive | LED | dimmable | High Bay Rectangular | Tungsram High-bay IP20 | Indoor industrial |  |  | 24000 | No sensor |  |  |  | Bracket kit. Tilted bracket kit. Busbar bracket kit. Cable hook pair
TBD | TU HB IP20 G1 1H25 5K80 C1 DL ST | image | datasheet | deeplink | TUNGSRAM - Tungsram High-bay IP20 - 24000lm - 155W - 5000K - 80CRI - TBD[SKU] - Bracket. Y-cable | 2 | Bracket. Y-cable | LED | 1 | 155 | [8 empty] | CE | [6 empty] | 20 | 5000 | 398x263x81 |  | 220-240V |  | 5 |  | 120° | 3 | 80 |  | 5000 |  |  | >=0.9 | 116706 |  |  | 155.24 |  |  | 9 | C1 | 25 | max. 10% at 100.000 hrs |  | Available | 850/339 | Cx=0.3447;Cy=0.3553 | Class I | IK08 | IP20 | IP20 | 60 | 690 | -20 | 1 | 154.6 | RAL9091 | 50-60Hz | Passive | LED | dimmable | High Bay Rectangular | Tungsram High-bay IP20 | Indoor industrial |  |  | 24000 | No sensor |  |  |  | Bracket kit. Tilted bracket kit. Busbar bracket kit. Cable hook pair
TBD | TU HB IP20 G1 1H20 5K80 C1 DL EA | image | datasheet | deeplink | TUNGSRAM - Tungsram High-bay IP20 - 18720lm - 120W - 5000K - 80CRI - TBD[SKU] - Bracket. Y-cable | 3 | Bracket. Y-cable | LED | 1 | 120 | [8 empty] | CE | [6 empty] | 20 | 5000 | 398x263x81 |  | 220-240V |  | 5 |  | 120° | 3 | 80 |  | 5000 |  |  | >=0.9 | 100000 |  |  | 156 |  |  | 9 | C1 | 25 | max. 10% at 100.000 hrs |  | Available | 850/339 | Cx=0.3447;Cy=0.3553 | Class I | IK08 | IP20 | IP20 | 60 | 530 | -20 | 1 | 120 | RAL9090 | 50-60Hz | Passive | LED | dimmable | High Bay Rectangular | Tungsram High-bay IP20 | Indoor industrial |  |  | 18720 | No sensor |  |  |  | Bracket kit. Tilted bracket kit. Busbar bracket kit. Cable hook pair
TBD | TU HB IP20 G1 1H20 5K80 C1 DL ST | image | datasheet | deeplink | TUNGSRAM - Tungsram High-bay IP20 - 18720lm - 116W - 5000K - 80CRI - TBD[SKU] - Bracket. Y-cable | 2 | Bracket. Y-cable | LED | 1 | 116 | [8 empty] | CE | [6 empty] | 20 | 5000 | 398x263x81 |  | 220-240V |  | 5 |  | 120° | 3 | 80 |  | 5000 |  |  | >=0.9 | 100000 |  |  | 161.38 |  |  | 9 | C1 | 25 | max. 10% at 100.000 hrs |  | Available | 850/339 | Cx=0.3447;Cy=0.3553 | Class I | IK08 | IP20 | IP20 | 60 | 510 | -20 | 1 | 116 | RAL9089 | 50-60Hz | Passive | LED | dimmable | High Bay Rectangular | Tungsram High-bay IP20 | Indoor industrial |  |  | 18720 | No sensor |  |  |  | Bracket kit. Tilted bracket kit. Busbar bracket kit. Cable hook pair
TBD | TU HB IP20 G1 1H15 5K80 C1 DL ST | image | datasheet | deeplink | TUNGSRAM - Tungsram High-bay IP20 - 14400lm - 86W - 5000K - 80CRI - TBD[SKU] - Bracket. Y-cable | 2 | Bracket. Y-cable | LED | 1 | 86 | [8 empty] | CE | [6 empty] | 20 | 5000 | 398x263x81 |  | 220-240V |  | 5 |  | 120° | 3 | 80 |  | 5000 |  |  | >=0.9 | 116706 |  |  | 167.44 |  |  | 9 | C1 | 25 | max. 10% at 100.000 hrs |  | Available | 850/339 | Cx=0.3447;Cy=0.3553 | Class I | IK08 | IP20 | IP20 | 60 | 380 | -20 | 1 | 86 | RAL9088 | 50-60Hz | Passive | LED | dimmable | High Bay Rectangular | Tungsram High-bay IP20 | Indoor industrial |  |  | 14400 | No sensor |  |  |  | Bracket kit. Tilted bracket kit. Busbar bracket kit. Cable hook pair
TBD | TU HB IP20 G1 1H10 5K80 C1 DL ST | image | datasheet | deeplink | TUNGSRAM - Tungsram High-bay IP20 - 9500lm - 56W - 5000K - 80CRI - TBD[SKU] - Bracket. Y-cable | 2 | Bracket. Y-cable | LED | 1 | 56 | [8 empty] | CE | [6 empty] | 20 | 5000 | 398x263x81 |  | 220-240V |  | 5 |  | 120° | 3 | 80 |  | 5000 |  |  | >=0.9 | 115000 |  |  | 169.64 |  |  | 9 | C1 | 25 | max. 10% at 100.000 hrs |  | Available | 850/339 | Cx=0.3447;Cy=0.3553 | Class I | IK08 | IP20 | IP20 | 60 | 250 | -20 | 1 | 56 | RAL9087 | 50-60Hz | Passive | LED | dimmable | High Bay Rectangular | Tungsram High-bay IP20 | Indoor industrial |  |  | 9500 | No sensor |  |  |  | Bracket kit. Tilted bracket kit. Busbar bracket kit. Cable hook pair
TBD | TU HB IP20 G1 1S30 5K80 C1 RF ST | image | datasheet | deeplink | TUNGSRAM - Tungsram High-bay IP20 - 27170lm - 201W - 5000K - 80CRI - TBD[SKU] - Bracket. Y-cable | 2 | Bracket. Y-cable | LED | 1 | 201 | [8 empty] | CE | [6 empty] | 20 | 5000 | 478x263x86 |  | 220-240V |  | 5 |  | 120° | 3 | 80 |  | 5000 |  |  | >=0.9 | 117000 |  |  | 135.38 |  |  | 9 | C1 | 25 | max. 10% at 100.000 hrs |  | Available | 850/339 | Cx=0.3447;Cy=0.3553 | Class I | IK08 | IP20 | IP20 | 60 | 890 | -20 | 1 | 200.7 | RAL9086 | 50-60Hz | Passive | LED | embedded sensor system | High Bay Rectangular | Tungsram High-bay IP20 | Indoor industrial |  |  | 27170 | Yes |  |  |  | Bracket kit. Tilted bracket kit. Busbar bracket kit. Cable hook pair
TBD | TU HB IP20 G1 1S22 5K80 C1 RF ST | image | datasheet | deeplink | TUNGSRAM - Tungsram High-bay IP20 - 22560lm - 164W - 5000K - 80CRI - TBD[SKU] - Bracket. Y-cable | 2 | Bracket. Y-cable | LED | 1 | 164 | [8 empty] | CE | [6 empty] | 20 | 5000 | 478x263x86 |  | 220-240V |  | 5 |  | 120° | 3 | 80 |  | 5000 |  |  | >=0.9 | 116706 |  |  | 137.81 |  |  | 9 | C1 | 25 | max. 10% at 100.000 hrs |  | Available | 850/339 | Cx=0.3447;Cy=0.3553 | Class I | IK08 | IP20 | IP20 | 60 | 730 | -20 | 1 | 163.7 | RAL9085 | 50-60Hz | Passive | LED | embedded sensor system | High Bay Rectangular | Tungsram High-bay IP20 | Indoor industrial |  |  | 22560 | Yes |  |  |  | Bracket kit. Tilted bracket kit. Busbar bracket kit. Cable hook pair
TBD | TU HB IP20 G1 1S20 5K80 C1 RF ST | image | datasheet | deeplink | TUNGSRAM - Tungsram High-bay IP20 - 19100lm - 143W - 5000K - 80CRI - TBD[SKU] - Bracket. Y-cable | 2 | Bracket. Y-cable | LED | 1 | 143 | [8 empty] | CE | [6 empty] | 20 | 5000 | 478x263x86 |  | 220-240V |  | 5 |  | 120° | 3 | 80 |  | 5000 |  |  | >=0.9 | 197000 |  |  | 133.85 |  |  | 9 | C1 | 25 | max. 10% at 100.000 hrs |  | Available | 850/339 | Cx=0.3447;Cy=0.3553 | Class I | IK08 | IP20 | IP20 | 60 | 630 | -20 | 1 | 142.7 | RAL9084 | 50-60Hz | Passive | LED | embedded sensor system | High Bay Rectangular | Tungsram High-bay IP20 | Indoor industrial |  |  | 19100 | Yes |  |  |  | Bracket kit. Tilted bracket kit. Busbar bracket kit. Cable hook pair
TBD | TU HB IP20 G1 1S12 5K80 C1 RF ST | image | datasheet | deeplink | TUNGSRAM - Tungsram High-bay IP20 - 12960lm - 94W - 5000K - 80CRI - TBD[SKU] - Bracket. Y-cable | 2 | Bracket. Y-cable | LED | 1 | 94 | [8 empty] | CE | [6 empty] | 20 | 5000 | 478x263x86 |  | 220-240V |  | 5 |  | 120° | 3 | 80 |  | 5000 |  |  | >=0.9 | 116706 |  |  | 138.31 |  |  | 9 | C1 | 25 | max. 10% at 100.000 hrs |  | Available | 850/339 | Cx=0.3447;Cy=0.3553 | Class I | IK08 | IP20 | IP20 | 60 | 420 | -20 | 1 | 93.7 | RAL9083 | 50-60Hz | Passive | LED | embedded sensor system | High Bay Rectangular | Tungsram High-bay IP20 | Indoor industrial |  |  | 12960 | Yes |  |  |  | Bracket kit. Tilted bracket kit. Busbar bracket kit. Cable hook pair
TBD | TU HB IP20 G1 1S10 5K80 C1 RF ST | image | datasheet | deeplink | TUNGSRAM - Tungsram High-bay IP20 - 9280lm - 69W - 5000K - 80CRI - TBD[SKU] - Bracket. Y-cable | 2 | Bracket. Y-cable | LED | 1 | 69 | [8 empty] | CE | [6 empty] | 20 | 5000 | 478x263x86 |  | 220-240V |  | 5 |  | 120° | 3 | 80 |  | 5000 |  |  | >=0.9 | 259000 |  |  | 135.08 |  |  | 9 | C1 | 25 | max. 10% at 100.000 hrs |  | Available | 850/339 | Cx=0.3447;Cy=0.3553 | Class I | IK08 | IP20 | IP20 | 60 | 300 | -20 | 1 | 68.7 | RAL9082 | 50-60Hz | Passive | LED | embedded sensor system | High Bay Rectangular | Tungsram High-bay IP20 | Indoor industrial |  |  | 9280 | Yes |  |  |  | Bracket kit. Tilted bracket kit. Busbar bracket kit. Cable hook pair
TBD | TU HB IP20 G1 1S30 5K80 C1 DL ST | image | datasheet | deeplink | TUNGSRAM - Tungsram High-bay IP20 - 27170lm - 199W - 5000K - 80CRI - TBD[SKU] - Bracket. Y-cable | 2 | Bracket. Y-cable | LED | 1 | 199 | [8 empty] | CE | [6 empty] | 20 | 5000 | 398x263x81 |  | 220-240V |  | 5 |  | 120° | 3 | 80 |  | 5000 |  |  | >=0.9 | 117000 |  |  | 136.53 |  |  | 9 | C1 | 25 | max. 10% at 100.000 hrs |  | Available | 850/339 | Cx=0.3447;Cy=0.3553 | Class I | IK08 | IP20 | IP20 | 60 | 880 | -20 | 1 | 199 | RAL9081 | 50-60Hz | Passive | LED | dimmable | High Bay Rectangular | Tungsram High-bay IP20 | Indoor industrial |  |  | 27170 | No sensor |  |  |  | Bracket kit. Tilted bracket kit. Busbar bracket kit. Cable hook pair
TBD | TU HB IP20 G1 1S22 5K80 C1 DL ST | image | datasheet | deeplink | TUNGSRAM - Tungsram High-bay IP20 - 22560lm - 162W - 5000K - 80CRI - TBD[SKU] - Bracket. Y-cable | 2 | Bracket. Y-cable | LED | 1 | 162 | [8 empty] | CE | [6 empty] | 20 | 5000 | 398x263x81 |  | 220-240V |  | 5 |  | 120° | 3 | 80 |  | 5000 |  |  | >=0.9 | 116706 |  |  | 139.26 |  |  | 9 | C1 | 25 | max. 10% at 100.000 hrs |  | Available | 850/339 | Cx=0.3447;Cy=0.3553 | Class I | IK08 | IP20 | IP20 | 60 | 720 | -20 | 1 | 162 | RAL9080 | 50-60Hz | Passive | LED | dimmable | High Bay Rectangular | Tungsram High-bay IP20 | Indoor industrial |  |  | 22560 | No sensor |  |  |  | Bracket kit. Tilted bracket kit. Busbar bracket kit. Cable hook pair
TBD | TU HB IP20 G1 1S20 5K80 C1 DL ST | image | datasheet | deeplink | TUNGSRAM - Tungsram High-bay IP20 - 19100lm - 141W - 5000K - 80CRI - TBD[SKU] - Bracket. Y-cable | 2 | Bracket. Y-cable | LED | 1 | 141 | [8 empty] | CE | [6 empty] | 20 | 5000 | 398x263x81 |  | 220-240V |  | 5 |  | 120° | 3 | 80 |  | 5000 |  |  | >=0.9 | 197000 |  |  | 135.46 |  |  | 9 | C1 | 25 | max. 10% at 100.000 hrs |  | Available | 850/339 | Cx=0.3447;Cy=0.3553 | Class I | IK08 | IP20 | IP20 | 60 | 630 | -20 | 1 | 141 | RAL9079 | 50-60Hz | Passive | LED | dimmable | High Bay Rectangular | Tungsram High-bay IP20 | Indoor industrial |  |  | 19100 | No sensor |  |  |  | Bracket kit. Tilted bracket kit. Busbar bracket kit. Cable hook pair
TBD | TU HB IP20 G1 1S12 5K80 C1 DL ST | image | datasheet | deeplink | TUNGSRAM - Tungsram High-bay IP20 - 12960lm - 92W - 5000K - 80CRI - TBD[SKU] - Bracket. Y-cable | 2 | Bracket. Y-cable | LED | 1 | 92 | [8 empty] | CE | [6 empty] | 20 | 5000 | 398x263x81 |  | 220-240V |  | 5 |  | 120° | 3 | 80 |  | 5000 |  |  | >=0.9 | 116706 |  |  | 140.87 |  |  | 9 | C1 | 25 | max. 10% at 100.000 hrs |  | Available | 850/339 | Cx=0.3447;Cy=0.3553 | Class I | IK08 | IP20 | IP20 | 60 | 410 | -20 | 1 | 92 | RAL9078 | 50-60Hz | Passive | LED | dimmable | High Bay Rectangular | Tungsram High-bay IP20 | Indoor industrial |  |  | 12960 | No sensor |  |  |  | Bracket kit. Tilted bracket kit. Busbar bracket kit. Cable hook pair
TBD | TU HB IP20 G1 1S10 5K80 C1 DL ST | image | datasheet | deeplink | TUNGSRAM - Tungsram High-bay IP20 - 9280lm - 67W - 5000K - 80CRI - TBD[SKU] - Bracket. Y-cable | 2 | Bracket. Y-cable | LED | 1 | 67 | [8 empty] | CE | [6 empty] | 20 | 5000 | 398x263x81 |  | 220-240V |  | 5 |  | 120° | 3 | 80 |  | 5000 |  |  | >=0.9 | 259000 |  |  | 138.51 |  |  | 9 | C1 | 25 | max. 10% at 100.000 hrs |  | Available | 850/339 | Cx=0.3447;Cy=0.3553 | Class I | IK08 | IP20 | IP20 | 60 | 300 | -20 | 1 | 67 | RAL9077 | 50-60Hz | Passive | LED | dimmable | High Bay Rectangular | Tungsram High-bay IP20 | Indoor industrial |  |  | 9280 | No sensor |  |  |  | Bracket kit. Tilted bracket kit. Busbar bracket kit. Cable hook pair
TBD | TU HB IP20 G1 2S60 5K80 C1 SN ST | image | datasheet | deeplink | TUNGSRAM - Tungsram High-bay IP20 - 57600lm - 437W - 5000K - 80CRI - TBD[SKU] - Bracket. Y-cable | 4 | Bracket. Y-cable | LED | 1 | 437 | [8 empty] | CE | [6 empty] | 20 | 5000 | 843x263x86 |  | 220-240V |  | 5 |  | 120° | 3 | 80 |  | 5000 |  |  | >=0.9 | 116706 |  |  | 131.9 |  |  | 9 | C1 | 25 | max. 10% at 100.000 hrs |  | Available | 850/339 | Cx=0.3447;Cy=0.3553 | Class I | IK08 | IP20 | IP20 | 60 | 1940 | -20 | 1 | 436.7 | RAL9076 | 50-60Hz | Passive | LED | embedded sensor system | High Bay Rectangular | Tungsram High-bay IP20 | Indoor industrial |  |  | 57600 | Yes |  |  |  | Bracket kit. Tilted bracket kit. Busbar bracket kit. Cable hook pair
TBD | TU HB IP20 G1 1S30 5K80 C1 SN ST | image | datasheet | deeplink | TUNGSRAM - Tungsram High-bay IP20 - 27170lm - 201W - 5000K - 80CRI - TBD[SKU] - Bracket. Y-cable | 2 | Bracket. Y-cable | LED | 1 | 201 | [8 empty] | CE | [6 empty] | 20 | 5000 | 478x263x86 |  | 220-240V |  | 5 |  | 120° | 3 | 80 |  | 5000 |  |  | >=0.9 | 117000 |  |  | 135.38 |  |  | 9 | C1 | 25 | max. 10% at 100.000 hrs |  | Available | 850/339 | Cx=0.3447;Cy=0.3553 | Class I | IK08 | IP20 | IP20 | 60 | 890 | -20 | 1 | 200.7 | RAL9075 | 50-60Hz | Passive | LED | embedded sensor system | High Bay Rectangular | Tungsram High-bay IP20 | Indoor industrial |  |  | 27170 | Yes |  |  |  | Bracket kit. Tilted bracket kit. Busbar bracket kit. Cable hook pair
TBD | TU HB IP20 G1 1S22 5K80 C1 SN ST | image | datasheet | deeplink | TUNGSRAM - Tungsram High-bay IP20 - 22560lm - 164W - 5000K - 80CRI - TBD[SKU] - Bracket. Y-cable | 2 | Bracket. Y-cable | LED | 1 | 164 | [8 empty] | CE | [6 empty] | 20 | 5000 | 478x263x86 |  | 220-240V |  | 5 |  | 120° | 3 | 80 |  | 5000 |  |  | >=0.9 | 116706 |  |  | 137.81 |  |  | 9 | C1 | 25 | max. 10% at 100.000 hrs |  | Available | 850/339 | Cx=0.3447;Cy=0.3553 | Class I | IK08 | IP20 | IP20 | 60 | 730 | -20 | 1 | 163.7 | RAL9074 | 50-60Hz | Passive | LED | embedded sensor system | High Bay Rectangular | Tungsram High-bay IP20 | Indoor industrial |  |  | 22560 | Yes |  |  |  | Bracket kit. Tilted bracket kit. Busbar bracket kit. Cable hook pair
TBD | TU HB IP20 G1 1S20 5K80 C1 SN ST | image | datasheet | deeplink | TUNGSRAM - Tungsram High-bay IP20 - 19100lm - 143W - 5000K - 80CRI - TBD[SKU] - Bracket. Y-cable | 2 | Bracket. Y-cable | LED | 1 | 143 | [8 empty] | CE | [6 empty] | 20 | 5000 | 478x263x86 |  | 220-240V |  | 5 |  | 120° | 3 | 80 |  | 5000 |  |  | >=0.9 | 197000 |  |  | 133.85 |  |  | 9 | C1 | 25 | max. 10% at 100.000 hrs |  | Available | 850/339 | Cx=0.3447;Cy=0.3553 | Class I | IK08 | IP20 | IP20 | 60 | 630 | -20 | 1 | 142.7 | RAL9073 | 50-60Hz | Passive | LED | embedded sensor system | High Bay Rectangular | Tungsram High-bay IP20 | Indoor industrial |  |  | 19100 | Yes |  |  |  | Bracket kit. Tilted bracket kit. Busbar bracket kit. Cable hook pair
TBD | TU HB IP20 G1 1S12 5K80 C1 SN ST | image | datasheet | deeplink | TUNGSRAM - Tungsram High-bay IP20 - 12960lm - 94W - 5000K - 80CRI - TBD[SKU] - Bracket. Y-cable | 2 | Bracket. Y-cable | LED | 1 | 94 | [8 empty] | CE | [6 empty] | 20 | 5000 | 478x263x86 |  | 220-240V |  | 5 |  | 120° | 3 | 80 |  | 5000 |  |  | >=0.9 | 116706 |  |  | 138.31 |  |  | 9 | C1 | 25 | max. 10% at 100.000 hrs |  | Available | 850/339 | Cx=0.3447;Cy=0.3553 | Class I | IK08 | IP20 | IP20 | 60 | 420 | -20 | 1 | 93.7 | RAL9072 | 50-60Hz | Passive | LED | embedded sensor system | High Bay Rectangular | Tungsram High-bay IP20 | Indoor industrial |  |  | 12960 | Yes |  |  |  | Bracket kit. Tilted bracket kit. Busbar bracket kit. Cable hook pair
TBD | TU HB IP20 G1 1S10 5K80 C1 SN ST | image | datasheet | deeplink | TUNGSRAM - Tungsram High-bay IP20 - 9280lm - 69W - 5000K - 80CRI - TBD[SKU] - Bracket. Y-cable | 2 | Bracket. Y-cable | LED | 1 | 69 | [8 empty] | CE | [6 empty] | 20 | 5000 | 478x263x86 |  | 220-240V |  | 5 |  | 120° | 3 | 80 |  | 5000 |  |  | >=0.9 | 259000 |  |  | 135.08 |  |  | 9 | C1 | 25 | max. 10% at 100.000 hrs |  | Available | 850/339 | Cx=0.3447;Cy=0.3553 | Class I | IK08 | IP20 | IP20 | 60 | 300 | -20 | 1 | 68.7 | RAL9071 | 50-60Hz | Passive | LED | embedded sensor system | High Bay Rectangular | Tungsram High-bay IP20 | Indoor industrial |  |  | 9280 | Yes |  |  |  | Bracket kit. Tilted bracket kit. Busbar bracket kit. Cable hook pair
TBD | TU HB IP20 G1 2S60 5K80 C1 FX ST | image | datasheet | deeplink | TUNGSRAM - Tungsram High-bay IP20 - 57600lm - 435W - 5000K - 80CRI - TBD[SKU] - Bracket. Y-cable | 4 | Bracket. Y-cable | LED | 1 | 435 | [8 empty] | CE | [6 empty] | 20 | 5000 | 763x263x81 |  | 220-240V |  | 5 |  | 120° | 3 | 80 |  | 5000 |  |  | >=0.9 | 116706 |  |  | 132.41 |  |  | 9 | C1 | 25 | max. 10% at 100.000 hrs |  | Available | 850/339 | Cx=0.3447;Cy=0.3553 | Class I | IK08 | IP20 | IP20 | 60 | 1930 | -20 | 1 | 435 | RAL9070 | 50-60Hz | Passive | LED | none | High Bay Rectangular | Tungsram High-bay IP20 | Indoor industrial |  |  | 57600 | No sensor |  |  |  | Bracket kit. Tilted bracket kit. Busbar bracket kit. Cable hook pair
TBD | TU HB IP20 G1 1S30 5K80 C1 FX ST | image | datasheet | deeplink | TUNGSRAM - Tungsram High-bay IP20 - 27170lm - 199W - 5000K - 80CRI - TBD[SKU] - Bracket. Y-cable | 2 | Bracket. Y-cable | LED | 1 | 199 | [8 empty] | CE | [6 empty] | 20 | 5000 | 398x263x81 |  | 220-240V |  | 5 |  | 120° | 3 | 80 |  | 5000 |  |  | >=0.9 | 117000 |  |  | 136.53 |  |  | 9 | C1 | 25 | max. 10% at 100.000 hrs |  | Available | 850/339 | Cx=0.3447;Cy=0.3553 | Class I | IK08 | IP20 | IP20 | 60 | 880 | -20 | 1 | 199 | RAL9069 | 50-60Hz | Passive | LED | none | High Bay Rectangular | Tungsram High-bay IP20 | Indoor industrial |  |  | 27170 | No sensor |  |  |  | Bracket kit. Tilted bracket kit. Busbar bracket kit. Cable hook pair
TBD | TU HB IP20 G1 1S22 5K80 C1 FX ST | image | datasheet | deeplink | TUNGSRAM - Tungsram High-bay IP20 - 22560lm - 162W - 5000K - 80CRI - TBD[SKU] - Bracket. Y-cable | 2 | Bracket. Y-cable | LED | 1 | 162 | [8 empty] | CE | [6 empty] | 20 | 5000 | 398x263x81 |  | 220-240V |  | 5 |  | 120° | 3 | 80 |  | 5000 |  |  | >=0.9 | 116706 |  |  | 139.26 |  |  | 9 | C1 | 25 | max. 10% at 100.000 hrs |  | Available | 850/339 | Cx=0.3447;Cy=0.3553 | Class I | IK08 | IP20 | IP20 | 60 | 720 | -20 | 1 | 162 | RAL9068 | 50-60Hz | Passive | LED | none | High Bay Rectangular | Tungsram High-bay IP20 | Indoor industrial |  |  | 22560 | No sensor |  |  |  | Bracket kit. Tilted bracket kit. Busbar bracket kit. Cable hook pair
TBD | TU HB IP20 G1 1S20 5K80 C1 FX EA | image | datasheet | deeplink | TUNGSRAM - Tungsram High-bay IP20 - 19100lm - 145W - 5000K - 80CRI - TBD[SKU] - Bracket. Y-cable | 3 | Bracket. Y-cable | LED | 1 | 145 | [8 empty] | CE | [6 empty] | 20 | 5000 | 398x263x81 |  | 220-240V |  | 5 |  | 120° | 3 | 80 |  | 5000 |  |  | >=0.9 | 197000 |  |  | 131.72 |  |  | 9 | C1 | 25 | max. 10% at 100.000 hrs |  | Available | 850/339 | Cx=0.3447;Cy=0.3553 | Class I | IK08 | IP20 | IP20 | 60 | 640 | -20 | 1 | 145 | RAL9067 | 50-60Hz | Passive | LED | none | High Bay Rectangular | Tungsram High-bay IP20 | Indoor industrial |  |  | 19100 | No sensor |  |  |  | Bracket kit. Tilted bracket kit. Busbar bracket kit. Cable hook pair
TBD | TU HB IP20 G1 1S20 5K80 C1 FX ST | image | datasheet | deeplink | TUNGSRAM - Tungsram High-bay IP20 - 19100lm - 141W - 5000K - 80CRI - TBD[SKU] - Bracket. Y-cable | 2 | Bracket. Y-cable | LED | 1 | 141 | [8 empty] | CE | [6 empty] | 20 | 5000 | 398x263x81 |  | 220-240V |  | 5 |  | 120° | 3 | 80 |  | 5000 |  |  | >=0.9 | 197000 |  |  | 135.46 |  |  | 9 | C1 | 25 | max. 10% at 100.000 hrs |  | Available | 850/339 | Cx=0.3447;Cy=0.3553 | Class I | IK08 | IP20 | IP20 | 60 | 630 | -30 | 1 | 141 | RAL9066 | 50-60Hz | Passive | LED | none | High Bay Rectangular | Tungsram High-bay IP20 | Indoor industrial |  |  | 19100 | No sensor |  |  |  | Bracket kit. Tilted bracket kit. Busbar bracket kit. Cable hook pair
TBD | TU HB IP20 G1 1S12 5K80 C1 FX ST | image | datasheet | deeplink | TUNGSRAM - Tungsram High-bay IP20 - 12960lm - 92W - 5000K - 80CRI - TBD[SKU] - Bracket. Y-cable | 2 | Bracket. Y-cable | LED | 1 | 92 | [8 empty] | CE | [6 empty] | 20 | 5000 | 398x263x81 |  | 220-240V |  | 5 |  | 120° | 3 | 80 |  | 5000 |  |  | >=0.9 | 116706 |  |  | 140.87 |  |  | 9 | C1 | 25 | max. 10% at 100.000 hrs |  | Available | 850/339 | Cx=0.3447;Cy=0.3553 | Class I | IK08 | IP20 | IP20 | 60 | 410 | -30 | 1 | 92 | RAL9065 | 50-60Hz | Passive | LED | none | High Bay Rectangular | Tungsram High-bay IP20 | Indoor industrial |  |  | 12960 | No sensor |  |  |  | Bracket kit. Tilted bracket kit. Busbar bracket kit. Cable hook pair
TBD | TU HB IP20 G1 1S10 5K80 C1 FX ST | image | datasheet | deeplink | TUNGSRAM - Tungsram High-bay IP20 - 9280lm - 67W - 5000K - 80CRI - TBD[SKU] - Bracket. Y-cable | 2 | Bracket. Y-cable | LED | 1 | 67 | [8 empty] | CE | [6 empty] | 20 | 5000 | 398x263x81 |  | 220-240V |  | 5 |  | 120° | 3 | 80 |  | 5000 |  |  | >=0.9 | 259000 |  |  | 138.51 |  |  | 9 | C1 | 25 | max. 10% at 100.000 hrs |  | Available | 850/339 | Cx=0.3447;Cy=0.3553 | Class I | IK08 | IP20 | IP20 | 60 | 300 | -20 | 1 | 67 | RAL9064 | 50-60Hz | Passive | LED | none | High Bay Rectangular | Tungsram High-bay IP20 | Indoor industrial |  |  | 9280 | No sensor |  |  |  | Bracket kit. Tilted bracket kit. Busbar bracket kit. Cable hook pair
TBD | TU HB IP20 G1 2H45 5K70 C1 NL ST | image | datasheet | deeplink | TUNGSRAM - Tungsram High-bay IP20 - 45200lm - 273W - 5000K - 70CRI - TBD[SKU] - Bracket. Y-cable | 4 | Bracket. Y-cable | LED | 1 | 273 | [8 empty] | CE | [6 empty] | 20 | 5000 | 779x263x96 |  | 220-240V |  | 5 |  | 120° | 3 | 70 |  | 5000 |  |  | >=0.9 | 116000 |  |  | 165.57 |  |  | 9 | C1 | 25 | max. 10% at 100.000 hrs |  | Available | 750/339 | Cx=0.3447;Cy=0.3553 | Class I | IK08 | IP20 | IP20 | 60 | 1210 | -20 | 1 | 273 | RAL9063 | 50-60Hz | Passive | LED | embedded sensor system | High Bay Rectangular | Tungsram High-bay IP20 | Indoor industrial |  |  | 45200 | Yes |  |  |  | Bracket kit. Tilted bracket kit. Busbar bracket kit. Cable hook pair
TBD | TU HB IP20 G1 2H30 5K70 C1 NL EA | image | datasheet | deeplink | TUNGSRAM - Tungsram High-bay IP20 - 29200lm - 175W - 5000K - 70CRI - TBD[SKU] - Bracket. Y-cable | 5 | Bracket. Y-cable | LED | 1 | 175 | [8 empty] | CE | [6 empty] | 20 | 5000 | 855x263x96 |  | 220-240V |  | 5 |  | 120° | 3 | 70 |  | 5000 |  |  | >=0.9 | 105000 |  |  | 166.86 |  |  | 9 | C1 | 25 | max. 10% at 100.000 hrs |  | Available | 750/339 | Cx=0.3447;Cy=0.3553 | Class I | IK08 | IP20 | IP20 | 60 |  | -20 | 1 | 175 | RAL9062 | 50-60Hz | Passive | LED | embedded sensor system | High Bay Rectangular | Tungsram High-bay IP20 | Indoor industrial |  |  | 29200 | Yes |  |  |  | Bracket kit. Tilted bracket kit. Busbar bracket kit. Cable hook pair
TBD | TU HB IP20 G1 2H30 5K70 C1 NL ST | image | datasheet | deeplink | TUNGSRAM - Tungsram High-bay IP20 - 29200lm - 171W - 5000K - 70CRI - TBD[SKU] - Bracket. Y-cable | 4 | Bracket. Y-cable | LED | 1 | 171 | [8 empty] | CE | [6 empty] | 20 | 5000 | 779x263x96 |  | 220-240V |  | 5 |  | 120° | 3 | 70 |  | 5000 |  |  | >=0.9 | 105000 |  |  | 170.76 |  |  | 9 | C1 | 25 | max. 10% at 100.000 hrs |  | Available | 750/339 | Cx=0.3447;Cy=0.3553 | Class I | IK08 | IP20 | IP20 | 60 | 760 | -20 | 1 | 171 | RAL9061 | 50-60Hz | Passive | LED | embedded sensor system | High Bay Rectangular | Tungsram High-bay IP20 | Indoor industrial |  |  | 29200 | Yes |  |  |  | Bracket kit. Tilted bracket kit. Busbar bracket kit. Cable hook pair
TBD | TU HB IP20 G1 1H25 5K70 C1 NL EA | image | datasheet | deeplink | TUNGSRAM - Tungsram High-bay IP20 - 25000lm - 160W - 5000K - 70CRI - TBD[SKU] - Bracket. Y-cable | 3 | Bracket. Y-cable | LED | 1 | 160 | [8 empty] | CE | [6 empty] | 20 | 5000 | 414x263x96 |  | 220-240V |  | 5 |  | 120° | 3 | 70 |  | 5000 |  |  | >=0.9 | 116706 |  |  | 156.64 |  |  | 9 | C1 | 25 | max. 10% at 100.000 hrs |  | Available | 750/339 | Cx=0.3447;Cy=0.3553 | Class I | IK08 | IP20 | IP20 | 60 | 710 | -20 | 1 | 159.6 | RAL9060 | 50-60Hz | Passive | LED | embedded sensor system | High Bay Rectangular | Tungsram High-bay IP20 | Indoor industrial |  |  | 25000 | Yes |  |  |  | Bracket kit. Tilted bracket kit. Busbar bracket kit. Cable hook pair
TBD | TU HB IP20 G1 1H25 5K70 C1 NL ST | image | datasheet | deeplink | TUNGSRAM - Tungsram High-bay IP20 - 25000lm - 156W - 5000K - 70CRI - TBD[SKU] - Bracket. Y-cable | 2 | Bracket. Y-cable | LED | 1 | 156 | [8 empty] | CE | [6 empty] | 20 | 5000 | 414x263x96 |  | 220-240V |  | 5 |  | 120° | 3 | 70 |  | 5000 |  |  | >=0.9 | 116706 |  |  | 160.67 |  |  | 9 | C1 | 25 | max. 10% at 100.000 hrs |  | Available | 750/339 | Cx=0.3447;Cy=0.3553 | Class I | IK08 | IP20 | IP20 | 60 | 690 | -20 | 1 | 155.6 | RAL9059 | 50-60Hz | Passive | LED | embedded sensor system | High Bay Rectangular | Tungsram High-bay IP20 | Indoor industrial |  |  | 25000 | Yes |  |  |  | Bracket kit. Tilted bracket kit. Busbar bracket kit. Cable hook pair
TBD | TU HB IP20 G1 1H20 5K70 C1 NL ST | image | datasheet | deeplink | TUNGSRAM - Tungsram High-bay IP20 - 19500lm - 117W - 5000K - 70CRI - TBD[SKU] - Bracket. Y-cable | 2 | Bracket. Y-cable | LED | 1 | 117 | [8 empty] | CE | [6 empty] | 20 | 5000 | 414x263x96 |  | 220-240V |  | 5 |  | 120° | 3 | 70 |  | 5000 |  |  | >=0.9 | 100000 |  |  | 166.67 |  |  | 9 | C1 | 25 | max. 10% at 100.000 hrs |  | Available | 750/339 | Cx=0.3447;Cy=0.3553 | Class I | IK08 | IP20 | IP20 | 60 | 520 | -20 | 1 | 117 | RAL9058 | 50-60Hz | Passive | LED | embedded sensor system | High Bay Rectangular | Tungsram High-bay IP20 | Indoor industrial |  |  | 19500 | Yes |  |  |  | Bracket kit. Tilted bracket kit. Busbar bracket kit. Cable hook pair
TBD | TU HB IP20 G1 1H15 5K70 C1 NL ST | image | datasheet | deeplink | TUNGSRAM - Tungsram High-bay IP20 - 15000lm - 87W - 5000K - 70CRI - TBD[SKU] - Bracket. Y-cable | 2 | Bracket. Y-cable | LED | 1 | 87 | [8 empty] | CE | [6 empty] | 20 | 5000 | 414x263x96 |  | 220-240V |  | 5 |  | 120° | 3 | 70 |  | 5000 |  |  | >=0.9 | 116706 |  |  | 172.41 |  |  | 9 | C1 | 25 | max. 10% at 100.000 hrs |  | Available | 750/339 | Cx=0.3447;Cy=0.3553 | Class I | IK08 | IP20 | IP20 | 60 | 390 | -20 | 1 | 87 | RAL9057 | 50-60Hz | Passive | LED | embedded sensor system | High Bay Rectangular | Tungsram High-bay IP20 | Indoor industrial |  |  | 15000 | Yes |  |  |  | Bracket kit. Tilted bracket kit. Busbar bracket kit. Cable hook pair
TBD | TU HB IP20 G1 1H10 5K70 C1 NL ST | image | datasheet | deeplink | TUNGSRAM - Tungsram High-bay IP20 - 9900lm - 57W - 5000K - 70CRI - TBD[SKU] - Bracket. Y-cable | 2 | Bracket. Y-cable | LED | 1 | 57 | [8 empty] | CE | [6 empty] | 20 | 5000 | 414x263x96 |  | 220-240V |  | 5 |  | 120° | 3 | 70 |  | 5000 |  |  | >=0.9 | 115000 |  |  | 173.68 |  |  | 9 | C1 | 25 | max. 10% at 100.000 hrs |  | Available | 750/339 | Cx=0.3447;Cy=0.3553 | Class I | IK08 | IP20 | IP20 | 50 | 250 | -25 | 1 | 57 | RAL9056 | 50-60Hz | Passive | LED | embedded sensor system | High Bay Rectangular | Tungsram High-bay IP20 | Indoor industrial |  |  | 9900 | Yes |  |  |  | Bracket kit. Tilted bracket kit. Busbar bracket kit. Cable hook pair
TBD | TU HB IP20 G1 2H45 5K70 C1 RF ST | image | datasheet | deeplink | TUNGSRAM - Tungsram High-bay IP20 - 45200lm - 274W - 5000K - 70CRI - TBD[SKU] - Bracket. Y-cable | 4 | Bracket. Y-cable | LED | 1 | 274 | [8 empty] | CE | [6 empty] | 20 | 5000 | 843x263x86 |  | 220-240V |  | 5 |  | 120° | 3 | 70 |  | 5000 |  |  | >=0.9 | 116000 |  |  | 165.14 |  |  | 9 | C1 | 25 | max. 10% at 100.000 hrs |  | Available | 750/339 | Cx=0.3447;Cy=0.3553 | Class I | IK08 | IP20 | IP20 | 60 | 1210 | -20 | 1 | 273.7 | RAL9055 | 50-60Hz | Passive | LED | embedded sensor system | High Bay Rectangular | Tungsram High-bay IP20 | Indoor industrial |  |  | 45200 | Yes |  |  |  | Bracket kit. Tilted bracket kit. Busbar bracket kit. Cable hook pair
TBD | TU HB IP20 G1 2H30 5K70 C1 RF EA | image | datasheet | deeplink | TUNGSRAM - Tungsram High-bay IP20 - 29200lm - 176W - 5000K - 70CRI - TBD[SKU] - Bracket. Y-cable | 5 | Bracket. Y-cable | LED | 1 | 176 | [8 empty] | CE | [6 empty] | 20 | 5000 | 855x263x96 |  | 220-240V |  | 5 |  | 120° | 3 | 70 |  | 5000 |  |  | >=0.9 | 105000 |  |  | 166.19 |  |  | 9 | C1 | 25 | max. 10% at 100.000 hrs |  | Available | 750/339 | Cx=0.3447;Cy=0.3553 | Class I | IK08 | IP20 | IP20 | 60 |  | -20 | 1 | 175.7 | RAL9054 | 50-60Hz | Passive | LED | embedded sensor system | High Bay Rectangular | Tungsram High-bay IP20 | Indoor industrial |  |  | 29200 | Yes |  |  |  | Bracket kit. Tilted bracket kit. Busbar bracket kit. Cable hook pair
TBD | TU HB IP20 G1 2H30 5K70 C1 RF ST | image | datasheet | deeplink | TUNGSRAM - Tungsram High-bay IP20 - 29200lm - 172W - 5000K - 70CRI - TBD[SKU] - Bracket. Y-cable | 4 | Bracket. Y-cable | LED | 1 | 172 | [8 empty] | CE | [6 empty] | 20 | 5000 | 843x263x86 |  | 220-240V |  | 5 |  | 120° | 3 | 70 |  | 5000 |  |  | >=0.9 | 105000 |  |  | 170.06 |  |  | 9 | C1 | 25 | max. 10% at 100.000 hrs |  | Available | 750/339 | Cx=0.3447;Cy=0.3553 | Class I | IK08 | IP20 | IP20 | 60 | 760 | -30 | 1 | 171.7 | RAL9053 | 50-60Hz | Passive | LED | embedded sensor system | High Bay Rectangular | Tungsram High-bay IP20 | Indoor industrial |  |  | 29200 | Yes |  |  |  | Bracket kit. Tilted bracket kit. Busbar bracket kit. Cable hook pair
TBD | TU HB IP20 G1 1H25 5K70 C1 RF EA | image | datasheet | deeplink | TUNGSRAM - Tungsram High-bay IP20 - 25000lm - 160W - 5000K - 70CRI - TBD[SKU] - Bracket. Y-cable | 3 | Bracket. Y-cable | LED | 1 | 160 | [8 empty] | CE | [6 empty] | 20 | 5000 | 478x263x86 |  | 220-240V |  | 5 |  | 120° | 3 | 70 |  | 5000 |  |  | >=0.9 | 116706 |  |  | 155.96 |  |  | 9 | C1 | 25 | max. 10% at 100.000 hrs |  | Available | 750/339 | Cx=0.3447;Cy=0.3553 | Class I | IK08 | IP20 | IP20 | 60 | 710 | -20 | 1 | 160.3 | RAL9052 | 50-60Hz | Passive | LED | embedded sensor system | High Bay Rectangular | Tungsram High-bay IP20 | Indoor industrial |  |  | 25000 | Yes |  |  |  | Bracket kit. Tilted bracket kit. Busbar bracket kit. Cable hook pair
TBD | TU HB IP20 G1 1H25 5K70 C1 RF ST | image | datasheet | deeplink | TUNGSRAM - Tungsram High-bay IP20 - 25000lm - 156W - 5000K - 70CRI - TBD[SKU] - Bracket. Y-cable | 2 | Bracket. Y-cable | LED | 1 | 156 | [8 empty] | CE | [6 empty] | 20 | 5000 | 478x263x86 |  | 220-240V |  | 5 |  | 120° | 3 | 70 |  | 5000 |  |  | >=0.9 | 116706 |  |  | 159.95 |  |  | 9 | C1 | 25 | max. 10% at 100.000 hrs |  | Available | 750/339 | Cx=0.3447;Cy=0.3553 | Class I | IK08 | IP20 | IP20 | 60 | 690 | -20 | 1 | 156.3 | RAL9051 | 50-60Hz | Passive | LED | embedded sensor system | High Bay Rectangular | Tungsram High-bay IP20 | Indoor industrial |  |  | 25000 | Yes |  |  |  | Bracket kit. Tilted bracket kit. Busbar bracket kit. Cable hook pair
TBD | TU HB IP20 G1 1H20 5K70 C1 RF EA | image | datasheet | deeplink | TUNGSRAM - Tungsram High-bay IP20 - 19500lm - 122W - 5000K - 70CRI - TBD[SKU] - Bracket. Y-cable | 3 | Bracket. Y-cable | LED | 1 | 122 | [8 empty] | CE | [6 empty] | 20 | 5000 | 478x263x86 |  | 220-240V |  | 5 |  | 120° | 3 | 70 |  | 5000 |  |  | >=0.9 | 100000 |  |  | 160.23 |  |  | 9 | C1 | 25 | max. 10% at 100.000 hrs |  | Available | 750/339 | Cx=0.3447;Cy=0.3553 | Class I | IK08 | IP20 | IP20 | 60 | 540 | -20 | 1 | 121.7 | RAL9050 | 50-60Hz | Passive | LED | embedded sensor system | High Bay Rectangular | Tungsram High-bay IP20 | Indoor industrial |  |  | 19500 | Yes |  |  |  | Bracket kit. Tilted bracket kit. Busbar bracket kit. Cable hook pair
TBD | TU HB IP20 G1 1H20 5K70 C1 RF ST | image | datasheet | deeplink | TUNGSRAM - Tungsram High-bay IP20 - 19500lm - 118W - 5000K - 70CRI - TBD[SKU] - Bracket. Y-cable | 2 | Bracket. Y-cable | LED | 1 | 118 | [8 empty] | CE | [6 empty] | 20 | 5000 | 478x263x86 |  | 220-240V |  | 5 |  | 120° | 3 | 70 |  | 5000 |  |  | >=0.9 | 100000 |  |  | 165.68 |  |  | 9 | C1 | 25 | max. 10% at 100.000 hrs |  | Available | 750/339 | Cx=0.3447;Cy=0.3553 | Class I | IK08 | IP20 | IP20 | 60 | 520 | -30 | 1 | 117.7 | RAL9049 | 50-60Hz | Passive | LED | embedded sensor system | High Bay Rectangular | Tungsram High-bay IP20 | Indoor industrial |  |  | 19500 | Yes |  |  |  | Bracket kit. Tilted bracket kit. Busbar bracket kit. Cable hook pair
TBD | TU HB IP20 G1 1H15 5K70 C1 RF ST | image | datasheet | deeplink | TUNGSRAM - Tungsram High-bay IP20 - 15000lm - 88W - 5000K - 70CRI - TBD[SKU] - Bracket. Y-cable | 2 | Bracket. Y-cable | LED | 1 | 88 | [8 empty] | CE | [6 empty] | 20 | 5000 | 478x263x86 |  | 220-240V |  | 5 |  | 120° | 3 | 70 |  | 5000 |  |  | >=0.9 | 116706 |  |  | 171.04 |  |  | 9 | C1 | 25 | max. 10% at 100.000 hrs |  | Available | 750/339 | Cx=0.3447;Cy=0.3553 | Class I | IK08 | IP20 | IP20 | 60 | 390 | -20 | 1 | 87.7 | RAL9048 | 50-60Hz | Passive | LED | embedded sensor system | High Bay Rectangular | Tungsram High-bay IP20 | Indoor industrial |  |  | 15000 | Yes |  |  |  | Bracket kit. Tilted bracket kit. Busbar bracket kit. Cable hook pair
TBD | TU HB IP20 G1 1H10 5K70 C1 RF ST | image | datasheet | deeplink | TUNGSRAM - Tungsram High-bay IP20 - 9900lm - 58W - 5000K - 70CRI - TBD[SKU] - Bracket. Y-cable | 2 | Bracket. Y-cable | LED | 1 | 58 | [8 empty] | CE | [6 empty] | 20 | 5000 | 478x263x86 |  | 220-240V |  | 5 |  | 120° | 3 | 70 |  | 5000 |  |  | >=0.9 | 115000 |  |  | 171.58 |  |  | 9 | C1 | 25 | max. 10% at 100.000 hrs |  | Available | 750/339 | Cx=0.3447;Cy=0.3553 | Class I | IK08 | IP20 | IP20 | 60 | 260 | -30 | 1 | 57.7 | RAL9047 | 50-60Hz | Passive | LED | embedded sensor system | High Bay Rectangular | Tungsram High-bay IP20 | Indoor industrial |  |  | 9900 | Yes |  |  |  | Bracket kit. Tilted bracket kit. Busbar bracket kit. Cable hook pair
TBD | TU HB IP20 G1 2H45 5K70 C1 DL ST | image | datasheet | deeplink | TUNGSRAM - Tungsram High-bay IP20 - 45200lm - 272W - 5000K - 70CRI - TBD[SKU] - Bracket. Y-cable | 4 | Bracket. Y-cable | LED | 1 | 272 | [8 empty] | CE | [6 empty] | 20 | 5000 | 763x263x81 |  | 220-240V |  | 5 |  | 120° | 3 | 70 |  | 5000 |  |  | >=0.9 | 116000 |  |  | 166.18 |  |  | 9 | C1 | 25 | max. 10% at 100.000 hrs |  | Available | 750/339 | Cx=0.3447;Cy=0.3553 | Class I | IK08 | IP20 | IP20 | 60 | 1210 | -20 | 1 | 272 | RAL9046 | 50-60Hz | Passive | LED | dimmable | High Bay Rectangular | Tungsram High-bay IP20 | Indoor industrial |  |  | 45200 | No sensor |  |  |  | Bracket kit. Tilted bracket kit. Busbar bracket kit. Cable hook pair
TBD | TU HB IP20 G1 2H30 5K70 C1 DL ST | image | datasheet | deeplink | TUNGSRAM - Tungsram High-bay IP20 - 29200lm - 170W - 5000K - 70CRI - TBD[SKU] - Bracket. Y-cable | 4 | Bracket. Y-cable | LED | 1 | 170 | [8 empty] | CE | [6 empty] | 20 | 5000 | 763x263x81 |  | 220-240V |  | 5 |  | 120° | 3 | 70 |  | 5000 |  |  | >=0.9 | 105000 |  |  | 171.76 |  |  | 9 | C1 | 25 | max. 10% at 100.000 hrs |  | Available | 750/339 | Cx=0.3447;Cy=0.3553 | Class I | IK08 | IP20 | IP20 | 60 | 750 | -20 | 1 | 170 | RAL9045 | 50-60Hz | Passive | LED | dimmable | High Bay Rectangular | Tungsram High-bay IP20 | Indoor industrial |  |  | 29200 | No sensor |  |  |  | Bracket kit. Tilted bracket kit. Busbar bracket kit. Cable hook pair
TBD | TU HB IP20 G1 1H25 5K70 C1 DL EA | image | datasheet | deeplink | TUNGSRAM - Tungsram High-bay IP20 - 25000lm - 159W - 5000K - 70CRI - TBD[SKU] - Bracket. Y-cable | 3 | Bracket. Y-cable | LED | 1 | 159 | [8 empty] | CE | [6 empty] | 20 | 5000 | 398x263x81 |  | 220-240V |  | 5 |  | 120° | 3 | 70 |  | 5000 |  |  | >=0.9 | 116706 |  |  | 157.63 |  |  | 9 | C1 | 25 | max. 10% at 100.000 hrs |  | Available | 750/339 | Cx=0.3447;Cy=0.3553 | Class I | IK08 | IP20 | IP20 | 60 | 700 | -20 | 1 | 158.6 | RAL9044 | 50-60Hz | Passive | LED | dimmable | High Bay Rectangular | Tungsram High-bay IP20 | Indoor industrial |  |  | 25000 | No sensor |  |  |  | Bracket kit. Tilted bracket kit. Busbar bracket kit. Cable hook pair
TBD | TU HB IP20 G1 1H25 5K70 C1 DL ST | image | datasheet | deeplink | TUNGSRAM - Tungsram High-bay IP20 - 25000lm - 155W - 5000K - 70CRI - TBD[SKU] - Bracket. Y-cable | 2 | Bracket. Y-cable | LED | 1 | 155 | [8 empty] | CE | [6 empty] | 20 | 5000 | 398x263x81 |  | 220-240V |  | 5 |  | 120° | 3 | 70 |  | 5000 |  |  | >=0.9 | 116706 |  |  | 161.71 |  |  | 9 | C1 | 25 | max. 10% at 100.000 hrs |  | Available | 750/339 | Cx=0.3447;Cy=0.3553 | Class I | IK08 | IP20 | IP20 | 60 | 690 | -20 | 1 | 154.6 | RAL9043 | 50-60Hz | Passive | LED | dimmable | High Bay Rectangular | Tungsram High-bay IP20 | Indoor industrial |  |  | 25000 | No sensor |  |  |  | Bracket kit. Tilted bracket kit. Busbar bracket kit. Cable hook pair
TBD | TU HB IP20 G1 1H20 5K70 C1 DL EA | image | datasheet | deeplink | TUNGSRAM - Tungsram High-bay IP20 - 19500lm - 120W - 5000K - 70CRI - TBD[SKU] - Bracket. Y-cable | 3 | Bracket. Y-cable | LED | 1 | 120 | [8 empty] | CE | [6 empty] | 20 | 5000 | 398x263x81 |  | 220-240V |  | 5 |  | 120° | 3 | 70 |  | 5000 |  |  | >=0.9 | 100000 |  |  | 162.5 |  |  | 9 | C1 | 25 | max. 10% at 100.000 hrs |  | Available | 750/339 | Cx=0.3447;Cy=0.3553 | Class I | IK08 | IP20 | IP20 | 60 | 530 | -20 | 1 | 120 | RAL9042 | 50-60Hz | Passive | LED | dimmable | High Bay Rectangular | Tungsram High-bay IP20 | Indoor industrial |  |  | 19500 | No sensor |  |  |  | Bracket kit. Tilted bracket kit. Busbar bracket kit. Cable hook pair
TBD | TU HB IP20 G1 1H20 5K70 C1 DL ST | image | datasheet | deeplink | TUNGSRAM - Tungsram High-bay IP20 - 19500lm - 116W - 5000K - 70CRI - TBD[SKU] - Bracket. Y-cable | 2 | Bracket. Y-cable | LED | 1 | 116 | [8 empty] | CE | [6 empty] | 20 | 5000 | 398x263x81 |  | 220-240V |  | 5 |  | 120° | 3 | 70 |  | 5000 |  |  | >=0.9 | 100000 |  |  | 168.1 |  |  | 9 | C1 | 25 | max. 10% at 100.000 hrs |  | Available | 750/339 | Cx=0.3447;Cy=0.3553 | Class I | IK08 | IP20 | IP20 | 60 | 510 | -20 | 1 | 116 | RAL9041 | 50-60Hz | Passive | LED | dimmable | High Bay Rectangular | Tungsram High-bay IP20 | Indoor industrial |  |  | 19500 | No sensor |  |  |  | Bracket kit. Tilted bracket kit. Busbar bracket kit. Cable hook pair
TBD | TU HB IP20 G1 1H15 5K70 C1 DL ST | image | datasheet | deeplink | TUNGSRAM - Tungsram High-bay IP20 - 15000lm - 86W - 5000K - 70CRI - TBD[SKU] - Bracket. Y-cable | 2 | Bracket. Y-cable | LED | 1 | 86 | [8 empty] | CE | [6 empty] | 20 | 5000 | 398x263x81 |  | 220-240V |  | 5 |  | 120° | 3 | 70 |  | 5000 |  |  | >=0.9 | 116706 |  |  | 174.42 |  |  | 9 | C1 | 25 | max. 10% at 100.000 hrs |  | Available | 750/339 | Cx=0.3447;Cy=0.3553 | Class I | IK08 | IP20 | IP20 | 60 | 380 | -20 | 1 | 86 | RAL9040 | 50-60Hz | Passive | LED | dimmable | High Bay Rectangular | Tungsram High-bay IP20 | Indoor industrial |  |  | 15000 | No sensor |  |  |  | Bracket kit. Tilted bracket kit. Busbar bracket kit. Cable hook pair
TBD | TU HB IP20 G1 1H10 5K70 C1 DL ST | image | datasheet | deeplink | TUNGSRAM - Tungsram High-bay IP20 - 9900lm - 56W - 5000K - 70CRI - TBD[SKU] - Bracket. Y-cable | 2 | Bracket. Y-cable | LED | 1 | 56 | [8 empty] | CE | [6 empty] | 20 | 5000 | 398x263x81 |  | 220-240V |  | 5 |  | 120° | 3 | 70 |  | 5000 |  |  | >=0.9 | 115000 |  |  | 176.79 |  |  | 9 | C1 | 25 | max. 10% at 100.000 hrs |  | Available | 750/339 | Cx=0.3447;Cy=0.3553 | Class I | IK08 | IP20 | IP20 | 60 | 250 | -20 | 1 | 56 | RAL9039 | 50-60Hz | Passive | LED | dimmable | High Bay Rectangular | Tungsram High-bay IP20 | Indoor industrial |  |  | 9900 | No sensor |  |  |  | Bracket kit. Tilted bracket kit. Busbar bracket kit. Cable hook pair
TBD | TU HB IP20 G1 1S30 5K70 C1 RF ST | image | datasheet | deeplink | TUNGSRAM - Tungsram High-bay IP20 - 28300lm - 201W - 5000K - 70CRI - TBD[SKU] - Bracket. Y-cable | 2 | Bracket. Y-cable | LED | 1 | 201 | [8 empty] | CE | [6 empty] | 20 | 5000 | 478x263x86 |  | 220-240V |  | 5 |  | 120° | 3 | 70 |  | 5000 |  |  | >=0.9 | 117000 |  |  | 141.01 |  |  | 9 | C1 | 25 | max. 10% at 100.000 hrs |  | Available | 750/339 | Cx=0.3447;Cy=0.3553 | Class I | IK08 | IP20 | IP20 | 60 | 890 | -30 | 1 | 200.7 | RAL9038 | 50-60Hz | Passive | LED | embedded sensor system | High Bay Rectangular | Tungsram High-bay IP20 | Indoor industrial |  |  | 28300 | Yes |  |  |  | Bracket kit. Tilted bracket kit. Busbar bracket kit. Cable hook pair
TBD | TU HB IP20 G1 1S22 5K70 C1 RF ST | image | datasheet | deeplink | TUNGSRAM - Tungsram High-bay IP20 - 23500lm - 164W - 5000K - 70CRI - TBD[SKU] - Bracket. Y-cable | 2 | Bracket. Y-cable | LED | 1 | 164 | [8 empty] | CE | [6 empty] | 20 | 5000 | 478x263x86 |  | 220-240V |  | 5 |  | 120° | 3 | 70 |  | 5000 |  |  | >=0.9 | 116706 |  |  | 143.56 |  |  | 9 | C1 | 25 | max. 10% at 100.000 hrs |  | Available | 750/339 | Cx=0.3447;Cy=0.3553 | Class I | IK08 | IP20 | IP20 | 60 | 730 | -20 | 1 | 163.7 | RAL9037 | 50-60Hz | Passive | LED | embedded sensor system | High Bay Rectangular | Tungsram High-bay IP20 | Indoor industrial |  |  | 23500 | Yes |  |  |  | Bracket kit. Tilted bracket kit. Busbar bracket kit. Cable hook pair
TBD | TU HB IP20 G1 1S20 5K70 C1 RF ST | image | datasheet | deeplink | TUNGSRAM - Tungsram High-bay IP20 - 19900lm - 143W - 5000K - 70CRI - TBD[SKU] - Bracket. Y-cable | 2 | Bracket. Y-cable | LED | 1 | 143 | [8 empty] | CE | [6 empty] | 20 | 5000 | 478x263x86 |  | 220-240V |  | 5 |  | 120° | 3 | 70 |  | 5000 |  |  | >=0.9 | 197000 |  |  | 139.45 |  |  | 9 | C1 | 25 | max. 10% at 100.000 hrs |  | Available | 750/339 | Cx=0.3447;Cy=0.3553 | Class I | IK08 | IP20 | IP20 | 60 | 630 | -30 | 1 | 142.7 | RAL9036 | 50-60Hz | Passive | LED | embedded sensor system | High Bay Rectangular | Tungsram High-bay IP20 | Indoor industrial |  |  | 19900 | Yes |  |  |  | Bracket kit. Tilted bracket kit. Busbar bracket kit. Cable hook pair
TBD | TU HB IP20 G1 1S12 5K70 C1 RF ST | image | datasheet | deeplink | TUNGSRAM - Tungsram High-bay IP20 - 13500lm - 94W - 5000K - 70CRI - TBD[SKU] - Bracket. Y-cable | 2 | Bracket. Y-cable | LED | 1 | 94 | [8 empty] | CE | [6 empty] | 20 | 5000 | 478x263x86 |  | 220-240V |  | 5 |  | 120° | 3 | 70 |  | 5000 |  |  | >=0.9 | 116706 |  |  | 144.08 |  |  | 9 | C1 | 25 | max. 10% at 100.000 hrs |  | Available | 750/339 | Cx=0.3447;Cy=0.3553 | Class I | IK08 | IP20 | IP20 | 60 | 420 | -20 | 1 | 93.7 | RAL9035 | 50-60Hz | Passive | LED | embedded sensor system | High Bay Rectangular | Tungsram High-bay IP20 | Indoor industrial |  |  | 13500 | Yes |  |  |  | Bracket kit. Tilted bracket kit. Busbar bracket kit. Cable hook pair
TBD | TU HB IP20 G1 1S10 5K70 C1 RF ST | image | datasheet | deeplink | TUNGSRAM - Tungsram High-bay IP20 - 9670lm - 69W - 5000K - 70CRI - TBD[SKU] - Bracket. Y-cable | 2 | Bracket. Y-cable | LED | 1 | 69 | [8 empty] | CE | [6 empty] | 20 | 5000 | 478x263x86 |  | 220-240V |  | 5 |  | 120° | 3 | 70 |  | 5000 |  |  | >=0.9 | 259000 |  |  | 140.76 |  |  | 9 | C1 | 25 | max. 10% at 100.000 hrs |  | Available | 750/339 | Cx=0.3447;Cy=0.3553 | Class I | IK08 | IP20 | IP20 | 50 | 300 | -20 | 1 | 68.7 | RAL9034 | 50-60Hz | Passive | LED | embedded sensor system | High Bay Rectangular | Tungsram High-bay IP20 | Indoor industrial |  |  | 9670 | Yes |  |  |  | Bracket kit. Tilted bracket kit. Busbar bracket kit. Cable hook pair
TBD | TU HB IP20 G1 1S30 5K70 C1 DL ST | image | datasheet | deeplink | TUNGSRAM - Tungsram High-bay IP20 - 28300lm - 199W - 5000K - 70CRI - TBD[SKU] - Bracket. Y-cable | 2 | Bracket. Y-cable | LED | 1 | 199 | [8 empty] | CE | [6 empty] | 20 | 5000 | 398x263x81 |  | 220-240V |  | 5 |  | 120° | 3 | 70 |  | 5000 |  |  | >=0.9 | 117000 |  |  | 142.21 |  |  | 9 | C1 | 25 | max. 10% at 100.000 hrs |  | Available | 750/339 | Cx=0.3447;Cy=0.3553 | Class I | IK08 | IP20 | IP20 | 60 | 880 | -20 | 1 | 199 | RAL9033 | 50-60Hz | Passive | LED | dimmable | High Bay Rectangular | Tungsram High-bay IP20 | Indoor industrial |  |  | 28300 | No sensor |  |  |  | Bracket kit. Tilted bracket kit. Busbar bracket kit. Cable hook pair
TBD | TU HB IP20 G1 1S22 5K70 C1 DL ST | image | datasheet | deeplink | TUNGSRAM - Tungsram High-bay IP20 - 23500lm - 162W - 5000K - 70CRI - TBD[SKU] - Bracket. Y-cable | 2 | Bracket. Y-cable | LED | 1 | 162 | [8 empty] | CE | [6 empty] | 20 | 5000 | 398x263x81 |  | 220-240V |  | 5 |  | 120° | 3 | 70 |  | 5000 |  |  | >=0.9 | 116706 |  |  | 145.06 |  |  | 9 | C1 | 25 | max. 10% at 100.000 hrs |  | Available | 750/339 | Cx=0.3447;Cy=0.3553 | Class I | IK08 | IP20 | IP20 | 60 | 720 | -20 | 1 | 162 | RAL9032 | 50-60Hz | Passive | LED | dimmable | High Bay Rectangular | Tungsram High-bay IP20 | Indoor industrial |  |  | 23500 | No sensor |  |  |  | Bracket kit. Tilted bracket kit. Busbar bracket kit. Cable hook pair
TBD | TU HB IP20 G1 1S20 5K70 C1 DL ST | image | datasheet | deeplink | TUNGSRAM - Tungsram High-bay IP20 - 19900lm - 141W - 5000K - 70CRI - TBD[SKU] - Bracket. Y-cable | 2 | Bracket. Y-cable | LED | 1 | 141 | [8 empty] | CE | [6 empty] | 20 | 5000 | 398x263x81 |  | 220-240V |  | 5 |  | 120° | 3 | 70 |  | 5000 |  |  | >=0.9 | 197000 |  |  | 141.13 |  |  | 9 | C1 | 25 | max. 10% at 100.000 hrs |  | Available | 750/339 | Cx=0.3447;Cy=0.3553 | Class I | IK08 | IP20 | IP20 | 60 | 630 | -20 | 1 | 141 | RAL9031 | 50-60Hz | Passive | LED | dimmable | High Bay Rectangular | Tungsram High-bay IP20 | Indoor industrial |  |  | 19900 | No sensor |  |  |  | Bracket kit. Tilted bracket kit. Busbar bracket kit. Cable hook pair
TBD | TU HB IP20 G1 1S12 5K70 C1 DL ST | image | datasheet | deeplink | TUNGSRAM - Tungsram High-bay IP20 - 13500lm - 92W - 5000K - 70CRI - TBD[SKU] - Bracket. Y-cable | 2 | Bracket. Y-cable | LED | 1 | 92 | [8 empty] | CE | [6 empty] | 20 | 5000 | 398x263x81 |  | 220-240V |  | 5 |  | 120° | 3 | 70 |  | 5000 |  |  | >=0.9 | 116706 |  |  | 146.74 |  |  | 9 | C1 | 25 | max. 10% at 100.000 hrs |  | Available | 750/339 | Cx=0.3447;Cy=0.3553 | Class I | IK08 | IP20 | IP20 | 60 | 410 | -20 | 1 | 92 | RAL9030 | 50-60Hz | Passive | LED | dimmable | High Bay Rectangular | Tungsram High-bay IP20 | Indoor industrial |  |  | 13500 | No sensor |  |  |  | Bracket kit. Tilted bracket kit. Busbar bracket kit. Cable hook pair
TBD | TU HB IP20 G1 1S10 5K70 C1 DL ST | image | datasheet | deeplink | TUNGSRAM - Tungsram High-bay IP20 - 9670lm - 67W - 5000K - 70CRI - TBD[SKU] - Bracket. Y-cable | 2 | Bracket. Y-cable | LED | 1 | 67 | [8 empty] | CE | [6 empty] | 20 | 5000 | 398x263x81 |  | 220-240V |  | 5 |  | 120° | 3 | 70 |  | 5000 |  |  | >=0.9 | 259000 |  |  | 144.33 |  |  | 9 | C1 | 25 | max. 10% at 100.000 hrs |  | Available | 750/339 | Cx=0.3447;Cy=0.3553 | Class I | IK08 | IP20 | IP20 | 60 | 300 | -20 | 1 | 67 | RAL9029 | 50-60Hz | Passive | LED | dimmable | High Bay Rectangular | Tungsram High-bay IP20 | Indoor industrial |  |  | 9670 | No sensor |  |  |  | Bracket kit. Tilted bracket kit. Busbar bracket kit. Cable hook pair
TBD | TU HB IP20 G1 2S60 5K70 C1 SN ST | image | datasheet | deeplink | TUNGSRAM - Tungsram High-bay IP20 - 60000lm - 437W - 5000K - 70CRI - TBD[SKU] - Bracket. Y-cable | 4 | Bracket. Y-cable | LED | 1 | 437 | [8 empty] | CE | [6 empty] | 20 | 5000 | 843x263x86 |  | 220-240V |  | 5 |  | 120° | 3 | 70 |  | 5000 |  |  | >=0.9 | 116706 |  |  | 137.39 |  |  | 9 | C1 | 25 | max. 10% at 100.000 hrs |  | Available | 750/339 | Cx=0.3447;Cy=0.3553 | Class I | IK08 | IP20 | IP20 | 60 | 1940 | -20 | 1 | 436.7 | RAL9028 | 50-60Hz | Passive | LED | embedded sensor system | High Bay Rectangular | Tungsram High-bay IP20 | Indoor industrial |  |  | 60000 | Yes |  |  |  | Bracket kit. Tilted bracket kit. Busbar bracket kit. Cable hook pair
TBD | TU HB IP20 G1 1S30 5K70 C1 SN ST | image | datasheet | deeplink | TUNGSRAM - Tungsram High-bay IP20 - 28300lm - 201W - 5000K - 70CRI - TBD[SKU] - Bracket. Y-cable | 2 | Bracket. Y-cable | LED | 1 | 201 | [8 empty] | CE | [6 empty] | 20 | 5000 | 478x263x86 |  | 220-240V |  | 5 |  | 120° | 3 | 70 |  | 5000 |  |  | >=0.9 | 117000 |  |  | 141.01 |  |  | 9 | C1 | 25 | max. 10% at 100.000 hrs |  | Available | 750/339 | Cx=0.3447;Cy=0.3553 | Class I | IK08 | IP20 | IP20 | 60 | 890 | -30 | 1 | 200.7 | RAL9027 | 50-60Hz | Passive | LED | embedded sensor system | High Bay Rectangular | Tungsram High-bay IP20 | Indoor industrial |  |  | 28300 | Yes |  |  |  | Bracket kit. Tilted bracket kit. Busbar bracket kit. Cable hook pair
TBD | TU HB IP20 G1 1S22 5K70 C1 SN ST | image | datasheet | deeplink | TUNGSRAM - Tungsram High-bay IP20 - 23500lm - 164W - 5000K - 70CRI - TBD[SKU] - Bracket. Y-cable | 2 | Bracket. Y-cable | LED | 1 | 164 | [8 empty] | CE | [6 empty] | 20 | 5000 | 478x263x86 |  | 220-240V |  | 5 |  | 120° | 3 | 70 |  | 5000 |  |  | >=0.9 | 116706 |  |  | 143.56 |  |  | 9 | C1 | 25 | max. 10% at 100.000 hrs |  | Available | 750/339 | Cx=0.3447;Cy=0.3553 | Class I | IK08 | IP20 | IP20 | 60 | 730 | -20 | 1 | 163.7 | RAL9026 | 50-60Hz | Passive | LED | embedded sensor system | High Bay Rectangular | Tungsram High-bay IP20 | Indoor industrial |  |  | 23500 | Yes |  |  |  | Bracket kit. Tilted bracket kit. Busbar bracket kit. Cable hook pair
TBD | TU HB IP20 G1 1S20 5K70 C1 SN ST | image | datasheet | deeplink | TUNGSRAM - Tungsram High-bay IP20 - 19900lm - 143W - 5000K - 70CRI - TBD[SKU] - Bracket. Y-cable | 2 | Bracket. Y-cable | LED | 1 | 143 | [8 empty] | CE | [6 empty] | 20 | 5000 | 478x263x86 |  | 220-240V |  | 5 |  | 120° | 3 | 70 |  | 5000 |  |  | >=0.9 | 197000 |  |  | 139.45 |  |  | 9 | C1 | 25 | max. 10% at 100.000 hrs |  | Available | 750/339 | Cx=0.3447;Cy=0.3553 | Class I | IK08 | IP20 | IP20 | 60 | 630 | -30 | 1 | 142.7 | RAL9025 | 50-60Hz | Passive | LED | embedded sensor system | High Bay Rectangular | Tungsram High-bay IP20 | Indoor industrial |  |  | 19900 | Yes |  |  |  | Bracket kit. Tilted bracket kit. Busbar bracket kit. Cable hook pair
TBD | TU HB IP20 G1 1S12 5K70 C1 SN ST | image | datasheet | deeplink | TUNGSRAM - Tungsram High-bay IP20 - 13500lm - 94W - 5000K - 70CRI - TBD[SKU] - Bracket. Y-cable | 2 | Bracket. Y-cable | LED | 1 | 94 | [8 empty] | CE | [6 empty] | 20 | 5000 | 478x263x86 |  | 220-240V |  | 5 |  | 120° | 3 | 70 |  | 5000 |  |  | >=0.9 | 116706 |  |  | 144.08 |  |  | 9 | C1 | 25 | max. 10% at 100.000 hrs |  | Available | 750/339 | Cx=0.3447;Cy=0.3553 | Class I | IK08 | IP20 | IP20 | 60 | 420 | -20 | 1 | 93.7 | RAL9024 | 50-60Hz | Passive | LED | embedded sensor system | High Bay Rectangular | Tungsram High-bay IP20 | Indoor industrial |  |  | 13500 | Yes |  |  |  | Bracket kit. Tilted bracket kit. Busbar bracket kit. Cable hook pair
TBD | TU HB IP20 G1 1S10 5K70 C1 SN ST | image | datasheet | deeplink | TUNGSRAM - Tungsram High-bay IP20 - 9670lm - 69W - 5000K - 70CRI - TBD[SKU] - Bracket. Y-cable | 2 | Bracket. Y-cable | LED | 1 | 69 | [8 empty] | CE | [6 empty] | 20 | 5000 | 478x263x86 |  | 220-240V |  | 5 |  | 120° | 3 | 70 |  | 5000 |  |  | >=0.9 | 259000 |  |  | 140.76 |  |  | 9 | C1 | 25 | max. 10% at 100.000 hrs |  | Available | 750/339 | Cx=0.3447;Cy=0.3553 | Class I | IK08 | IP20 | IP20 | 50 | 300 | -25 | 1 | 68.7 | RAL9023 | 50-60Hz | Passive | LED | embedded sensor system | High Bay Rectangular | Tungsram High-bay IP20 | Indoor industrial |  |  | 9670 | Yes |  |  |  | Bracket kit. Tilted bracket kit. Busbar bracket kit. Cable hook pair
TBD | TU HB IP20 G1 2S60 5K70 C1 FX ST | image | datasheet | deeplink | TUNGSRAM - Tungsram High-bay IP20 - 60000lm - 435W - 5000K - 70CRI - TBD[SKU] - Bracket. Y-cable | 4 | Bracket. Y-cable | LED | 1 | 435 | [8 empty] | CE | [6 empty] | 20 | 5000 | 763x263x81 |  | 220-240V |  | 5 |  | 120° | 3 | 70 |  | 5000 |  |  | >=0.9 | 116706 |  |  | 137.93 |  |  | 9 | C1 | 25 | max. 10% at 100.000 hrs |  | Available | 750/339 | Cx=0.3447;Cy=0.3553 | Class I | IK08 | IP20 | IP20 | 60 | 1930 | -20 | 1 | 435 | RAL9022 | 50-60Hz | Passive | LED | none | High Bay Rectangular | Tungsram High-bay IP20 | Indoor industrial |  |  | 60000 | No sensor |  |  |  | Bracket kit. Tilted bracket kit. Busbar bracket kit. Cable hook pair
TBD | TU HB IP20 G1 1S30 5K70 C1 FX ST | image | datasheet | deeplink | TUNGSRAM - Tungsram High-bay IP20 - 28300lm - 199W - 5000K - 70CRI - TBD[SKU] - Bracket. Y-cable | 2 | Bracket. Y-cable | LED | 1 | 199 | [8 empty] | CE | [6 empty] | 20 | 5000 | 398x263x81 |  | 220-240V |  | 5 |  | 120° | 3 | 70 |  | 5000 |  |  | >=0.9 | 117000 |  |  | 142.21 |  |  | 9 | C1 | 25 | max. 10% at 100.000 hrs |  | Available | 750/339 | Cx=0.3447;Cy=0.3553 | Class I | IK08 | IP20 | IP20 | 60 | 880 | -20 | 1 | 199 | RAL9021 | 50-60Hz | Passive | LED | none | High Bay Rectangular | Tungsram High-bay IP20 | Indoor industrial |  |  | 28300 | No sensor |  |  |  | Bracket kit. Tilted bracket kit. Busbar bracket kit. Cable hook pair
TBD | TU HB IP20 G1 1S22 5K70 C1 FX ST | image | datasheet | deeplink | TUNGSRAM - Tungsram High-bay IP20 - 23500lm - 162W - 5000K - 70CRI - TBD[SKU] - Bracket. Y-cable | 2 | Bracket. Y-cable | LED | 1 | 162 | [8 empty] | CE | [6 empty] | 20 | 5000 | 398x263x81 |  | 220-240V |  | 5 |  | 120° | 3 | 70 |  | 5000 |  |  | >=0.9 | 116706 |  |  | 145.06 |  |  | 9 | C1 | 25 | max. 10% at 100.000 hrs |  | Available | 750/339 | Cx=0.3447;Cy=0.3553 | Class I | IK08 | IP20 | IP20 | 60 | 720 | -30 | 1 | 162 | RAL9020 | 50-60Hz | Passive | LED | none | High Bay Rectangular | Tungsram High-bay IP20 | Indoor industrial |  |  | 23500 | No sensor |  |  |  | Bracket kit. Tilted bracket kit. Busbar bracket kit. Cable hook pair
TBD | TU HB IP20 G1 1S20 5K70 C1 FX EA | image | datasheet | deeplink | TUNGSRAM - Tungsram High-bay IP20 - 19900lm - 145W - 5000K - 70CRI - TBD[SKU] - Bracket. Y-cable | 3 | Bracket. Y-cable | LED | 1 | 145 | [8 empty] | CE | [6 empty] | 20 | 5000 | 398x263x81 |  | 220-240V |  | 5 |  | 120° | 3 | 70 |  | 5000 |  |  | >=0.9 | 197000 |  |  | 137.24 |  |  | 9 | C1 | 25 | max. 10% at 100.000 hrs |  | Available | 750/339 | Cx=0.3447;Cy=0.3553 | Class I | IK08 | IP20 | IP20 | 60 | 640 | -20 | 1 | 145 | RAL9019 | 50-60Hz | Passive | LED | none | High Bay Rectangular | Tungsram High-bay IP20 | Indoor industrial |  |  | 19900 | No sensor |  |  |  | Bracket kit. Tilted bracket kit. Busbar bracket kit. Cable hook pair
TBD | TU HB IP20 G1 1S20 5K70 C1 FX ST | image | datasheet | deeplink | TUNGSRAM - Tungsram High-bay IP20 - 19900lm - 141W - 5000K - 70CRI - TBD[SKU] - Bracket. Y-cable | 2 | Bracket. Y-cable | LED | 1 | 141 | [8 empty] | CE | [6 empty] | 20 | 5000 | 398x263x81 |  | 220-240V |  | 5 |  | 120° | 3 | 70 |  | 5000 |  |  | >=0.9 | 197000 |  |  | 141.13 |  |  | 9 | C1 | 25 | max. 10% at 100.000 hrs |  | Available | 750/339 | Cx=0.3447;Cy=0.3553 | Class I | IK08 | IP20 | IP20 | 60 | 630 | -20 | 1 | 141 | RAL9018 | 50-60Hz | Passive | LED | none | High Bay Rectangular | Tungsram High-bay IP20 | Indoor industrial |  |  | 19900 | No sensor |  |  |  | Bracket kit. Tilted bracket kit. Busbar bracket kit. Cable hook pair
TBD | TU HB IP20 G1 1S12 5K70 C1 FX ST | image | datasheet | deeplink | TUNGSRAM - Tungsram High-bay IP20 - 13500lm - 92W - 5000K - 70CRI - TBD[SKU] - Bracket. Y-cable | 2 | Bracket. Y-cable | LED | 1 | 92 | [8 empty] | CE | [6 empty] | 20 | 5000 | 398x263x81 |  | 220-240V |  | 5 |  | 120° | 3 | 70 |  | 5000 |  |  | >=0.9 | 116706 |  |  | 146.74 |  |  | 9 | C1 | 25 | max. 10% at 100.000 hrs |  | Available | 750/339 | Cx=0.3447;Cy=0.3553 | Class I | IK08 | IP20 | IP20 | 60 | 410 | -20 | 1 | 92 | RAL9017 | 50-60Hz | Passive | LED | none | High Bay Rectangular | Tungsram High-bay IP20 | Indoor industrial |  |  | 13500 | No sensor |  |  |  | Bracket kit. Tilted bracket kit. Busbar bracket kit. Cable hook pair
TBD | TU HB IP20 G1 1S10 5K70 C1 FX ST | image | datasheet | deeplink | TUNGSRAM - Tungsram High-bay IP20 - 9670lm - 67W - 5000K - 70CRI - TBD[SKU] - Bracket. Y-cable | 2 | Bracket. Y-cable | LED | 1 | 67 | [8 empty] | CE | [6 empty] | 20 | 5000 | 398x263x81 |  | 220-240V |  | 5 |  | 120° | 3 | 70 |  | 5000 |  |  | >=0.9 | 259000 |  |  | 144.33 |  |  | 9 | C1 | 25 | max. 10% at 100.000 hrs |  | Available | 750/339 | Cx=0.3447;Cy=0.3553 | Class I | IK08 | IP20 | IP20 | 50 | 300 | -25 | 1 | 67 | RAL9016 | 50-60Hz | Passive | LED | none | High Bay Rectangular | Tungsram High-bay IP20 | Indoor industrial |  |  | 9670 | No sensor |  |  |  | Bracket kit. Tilted bracket kit. Busbar bracket kit. Cable hook pair
93119920 | LED Bulkhead G2 TU D30 25W 830 S NNN | image | datasheet | deeplink | TUNGSRAM - LED Bulkhead G2 - 2750lm - 25W - 3000K - 80CRI - 93119920[SKU] - Surface | 0.7 | Surface | LED | 1 | 25 | [8 empty] | CE. UKCA | [6 empty] | 65 | 3000 | 300 x 300 x 106 |  | 220-240V |  | 5 |  | 120 | max 6 | >80 |  | 3000K |  |  | >=0.95 |  |  | 60000 | 110 |  |  |  | Wide | 45 |  |  | Available |  |  | Class II | IK10 | 65 | 65 | 45 | 114 | -25 | 1 | 25 | White | 50/60Hz | Passive | LED | none | Bulkheads | Integrated Bulkheads | Office. public buildings. corridors |  |  | 2750 | No sensor |  | RG0 | 15994100084638 |  |  |  |  | 60000
93119922 | LED Bulkhead G2 TU D30 25W 830 S NNM | image | datasheet | deeplink | TUNGSRAM - LED Bulkhead G2 - 2750lm - 25W - 3000K - 80CRI - 93119922[SKU] - Surface | 0.8 | Surface | LED | 1 | 25 | [8 empty] | CE. UKCA | [6 empty] | 65 | 3000 | 300 x 300 x 106 |  | 220-240V |  | 5 |  | 120 | max 6 | >80 |  | 3000K |  |  | >=0.7 |  |  | 60000 | 110 |  |  |  | Wide | 45 |  |  | Available |  |  | Class II | IK10 | 65 | 65 | 45 | 116 | -25 | 1 | 25 | White | 50/60Hz | Passive | LED | none | Bulkheads | Integrated Bulkheads | Office. public buildings. corridors |  |  | 2750 | Yes |  | RG0 | 15994100084652 |  |  |  |  | 60000
93119921 | LED Bulkhead G2 TU D30 20W 830 S EMN | image | datasheet | deeplink | TUNGSRAM - LED Bulkhead G2 - 2040lm - 20W - 3000K - 80CRI - 93119921[SKU] - Surface | 0.9 | Surface | LED | 1 | 20 | [8 empty] | CE. UKCA | [6 empty] | 65 | 3000 | 300 x 300 x 106 |  | 220-240V |  | 5 |  | 120 | max 6 | >80 |  | 3000K |  |  | >=0.8 |  |  | 60000 | 102 |  |  |  | Wide | 25 |  |  | Available |  |  | Class II | IK10 | 65 | 65 | 25 | 102 |  | 1 | 20 | White | 50/60Hz | Passive | LED | none | Bulkheads | Integrated Bulkheads | Office. public buildings. corridors |  |  | 2040 |  |  | RG0 | 15994100084621 |  |  |  |  | 60000
93119918 | LED Bulkhead G2 TU D25 17W 830 S NNM | image | datasheet | deeplink | TUNGSRAM - LED Bulkhead G2 - 1870lm - 17W - 3000K - 80CRI - 93119918[SKU] - Surface | 0.6 | Surface | LED | 1 | 17 | [8 empty] | CE. UKCA | [6 empty] | 65 | 3000 | 250 x 250 x 100 |  | 220-240V |  | 5 |  | 120 | max 6 | >80 |  | 3000K |  |  | >=0.7 |  |  | 60000 | 110 |  |  |  | Wide | 45 |  |  | Available |  |  | Class II | IK10 | 65 | 65 | 45 | 79 | -25 | 1 | 17 | White | 50/60Hz | Passive | LED | none | Bulkheads | Integrated Bulkheads | Office. public buildings. corridors |  |  | 1870 | Yes |  | RG0 | 15994100084645 |  |  |  |  | 60000
93119370 | LED Bulkhead G2 TU D33 30W 840 S EMM | image | datasheet | deeplink | TUNGSRAM - LED Bulkhead G2 - 3150lm - 30W - 4000K - 80CRI - 93119370[SKU] - Surface | 0.9 | Surface | LED | 1 | 30 | [8 empty] | CE. UKCA | [6 empty] | 65 | 4000 | 330 x 330 x 106 |  | 220-240V |  | 5 |  | 120 | max 6 | >80 |  | 4000K |  |  | >=0.8 |  |  | 60000 | 105 |  |  |  | Wide | 25 |  |  | Available |  |  | Class II | IK10 | 65 | 65 | 25 | 143 |  | 1 | 30 | White | 50/60Hz | Passive | LED | none | Bulkheads | Integrated Bulkheads | Office. public buildings. corridors |  |  | 3150 | Yes |  | RG0 | 15994100078934 |  |  |  |  | 60000
93119369 | LED Bulkhead G2 TU D33 20W 840 S EMM | image | datasheet | deeplink | TUNGSRAM - LED Bulkhead G2 - 2040lm - 20W - 4000K - 80CRI - 93119369[SKU] - Surface | 0.9 | Surface | LED | 1 | 20 | [8 empty] | CE. UKCA | [6 empty] | 65 | 4000 | 330 x 330 x 106 |  | 220-240V |  | 5 |  | 120 | max 6 | >80 |  | 4000K |  |  | >=0.8 |  |  | 60000 | 102 |  |  |  | Wide | 25 |  |  | Available |  |  | Class II | IK10 | 65 | 65 | 25 | 102 |  | 1 | 20 | White | 50/60Hz | Passive | LED | none | Bulkheads | Integrated Bulkheads | Office. public buildings. corridors |  |  | 2040 | Yes |  | RG0 | 15994100078927 |  |  |  |  | 60000
93119362 | LED Bulkhead G2 TU D33 20W 840 S EMN | image | datasheet | deeplink | TUNGSRAM - LED Bulkhead G2 - 2040lm - 20W - 4000K - 80CRI - 93119362[SKU] - Surface | 0.9 | Surface | LED | 1 | 20 | [8 empty] | CE. UKCA | [6 empty] | 65 | 4000 | 330 x 330 x 106 |  | 220-240V |  | 5 |  | 120 | max 6 | >80 |  | 4000K |  |  | >=0.8 |  |  | 60000 | 102 |  |  |  | Wide | 25 |  |  | Available |  |  | Class II | IK10 | 65 | 65 | 25 | 102 |  | 1 | 20 | White | 50/60Hz | Passive | LED | none | Bulkheads | Integrated Bulkheads | Office. public buildings. corridors |  |  | 2040 | No sensor |  | RG0 | 15994100078903 |  |  |  |  | 60000
93119361 | LED Bulkhead G2 TU D30 20W 840 S EMN | image | datasheet | deeplink | TUNGSRAM - LED Bulkhead G2 - 2100lm - 20W - 4000K - 80CRI - 93119361[SKU] - Surface | 0.9 | Surface | LED | 1 | 20 | [8 empty] | CE. UKCA | [6 empty] | 65 | 4000 | 300 x 300 x 106 |  | 220-240V |  | 5 |  | 120 | max 6 | >80 |  | 4000K |  |  | >=0.8 |  |  | 60000 | 105 |  |  |  | Wide | 25 |  |  | Available |  |  | Class II | IK10 | 65 | 65 | 25 | 102 |  | 1 | 20 | White | 50/60Hz | Passive | LED | none | Bulkheads | Integrated Bulkheads | Office. public buildings. corridors |  |  | 2100 | No sensor |  | RG0 | 15994100078897 |  |  |  |  | 60000
93119883 | LED Bulkhead G2 TU D30 25W 865 S NNN DSS | image | datasheet | deeplink | TUNGSRAM - LED Bulkhead G2 - 3000lm - 25W - 6500K - 80CRI - 93119883[SKU] - Surface | 0.7 | Surface | LED | 1 | 25 | [8 empty] | CE. UKCA | [6 empty] | 65 | 6500 | 300 x 300 x 106 |  | 220-240V |  | 5 |  | 120 | max 6 | >80 |  | 6500K |  |  | >=0.95 |  |  | 60000 | 120 |  |  |  | Wide | 45 |  |  | Available |  |  | Class II | IK10 | 65 | 65 | 45 | 114 | -25 | 1 | 25 | White | 50/60Hz | Passive | LED | none | Bulkheads | Integrated Bulkheads | Office. public buildings. corridors |  |  | 3000 | No sensor |  | RG0 | 15994100083792 |  |  |  |  | 60000
93119882 | LED Bulkhead G2 TU D30 25W 840 S NNN DSS | image | datasheet | deeplink | TUNGSRAM - LED Bulkhead G2 - 3000lm - 25W - 4000K - 80CRI - 93119882[SKU] - Surface | 0.7 | Surface | LED | 1 | 25 | [8 empty] | CE. UKCA | [6 empty] | 65 | 4000 | 300 x 300 x 106 |  | 220-240V |  | 5 |  | 120 | max 6 | >80 |  | 4000K |  |  | >=0.95 |  |  | 60000 | 120 |  |  |  | Wide | 45 |  |  | Available |  |  | Class II | IK10 | 65 | 65 | 45 | 114 | -25 | 1 | 25 | White | 50/60Hz | Passive | LED | none | Bulkheads | Integrated Bulkheads | Office. public buildings. corridors |  |  | 3000 | No sensor |  | RG0 | 15994100083907 |  |  |  |  | 60000
93119881 | LED Bulkhead G2 TU D30 25W 830 S NNN DSS | image | datasheet | deeplink | TUNGSRAM - LED Bulkhead G2 - 2750lm - 25W - 3000K - 80CRI - 93119881[SKU] - Surface | 0.7 | Surface | LED | 1 | 25 | [8 empty] | CE. UKCA | [6 empty] | 65 | 3000 | 300 x 300 x 106 |  | 220-240V |  | 5 |  | 120 | max 6 | >80 |  | 3000K |  |  | >=0.95 |  |  | 60000 | 110 |  |  |  | Wide | 45 |  |  | Available |  |  | Class II | IK10 | 65 | 65 | 45 | 114 | -25 | 1 | 25 | White | 50/60Hz | Passive | LED | none | Bulkheads | Integrated Bulkheads | Office. public buildings. corridors |  |  | 2750 | No sensor |  | RG0 | 15994100083891 |  |  |  |  | 60000
93119880 | LED Bulkhead G2 TU D30 17W 865 S NNN DSS | image | datasheet | deeplink | TUNGSRAM - LED Bulkhead G2 - 2040lm - 17W - 6500K - 80CRI - 93119880[SKU] - Surface | 0.7 | Surface | LED | 1 | 17 | [8 empty] | CE. UKCA | [6 empty] | 65 | 6500 | 300 x 300 x 106 |  | 220-240V |  | 5 |  | 120 | max 6 | >80 |  | 6500K |  |  | >=0.95 |  |  | 60000 | 120 |  |  |  | Wide | 45 |  |  | Available |  |  | Class II | IK10 | 65 | 65 | 45 | 77 | -25 | 1 | 17 | White | 50/60Hz | Passive | LED | none | Bulkheads | Integrated Bulkheads | Office. public buildings. corridors |  |  | 2040 | No sensor |  | RG0 | 15994100083884 |  |  |  |  | 60000
93119879 | LED Bulkhead G2 TU D30 17W 840 S NNN DSS | image | datasheet | deeplink | TUNGSRAM - LED Bulkhead G2 - 2040lm - 17W - 4000K - 80CRI - 93119879[SKU] - Surface | 0.7 | Surface | LED | 1 | 17 | [8 empty] | CE. UKCA | [6 empty] | 65 | 4000 | 300 x 300 x 106 |  | 220-240V |  | 5 |  | 120 | max 6 | >80 |  | 4000K |  |  | >=0.95 |  |  | 60000 | 120 |  |  |  | Wide | 45 |  |  | Available |  |  | Class II | IK10 | 65 | 65 | 45 | 77 | -25 | 1 | 17 | White | 50/60Hz | Passive | LED | none | Bulkheads | Integrated Bulkheads | Office. public buildings. corridors |  |  | 2040 | No sensor |  | RG0 | 15994100083877 |  |  |  |  | 60000
93119878 | LED Bulkhead G2 TU D30 17W 830 S NNN DSS | image | datasheet | deeplink | TUNGSRAM - LED Bulkhead G2 - 2040lm - 17W - 3000K - 80CRI - 93119878[SKU] - Surface | 0.7 | Surface | LED | 1 | 17 | [8 empty] | CE. UKCA | [6 empty] | 65 | 3000 | 300 x 300 x 106 |  | 220-240V |  | 5 |  | 120 | max 6 | >80 |  | 3000K |  |  | >=0.95 |  |  | 60000 | 120 |  |  |  | Wide | 45 |  |  | Available |  |  | Class II | IK10 | 65 | 65 | 45 | 77 | -25 | 1 | 17 | White | 50/60Hz | Passive | LED | none | Bulkheads | Integrated Bulkheads | Office. public buildings. corridors |  |  | 2040 | No sensor |  | RG0 | 15994100083860 |  |  |  |  | 60000
93119337 | LED Bulkhead G2 TU D33 27W 840 S NNM | image | datasheet | deeplink | TUNGSRAM - LED Bulkhead G2 - 3240lm - 27W - 4000K - 80CRI - 93119337[SKU] - Surface | 0.8 | Surface | LED | 1 | 27 | [8 empty] | CE. UKCA | [6 empty] | 65 | 4000 | 330 x 330 x 106 |  | 220-240V |  | 5 |  | 120 | max 6 | >80 |  | 4000K |  |  | >=0.7 |  |  | 60000 | 120 |  |  |  | Wide | 45 |  |  | Available |  |  | Class II | IK10 | 65 | 65 | 45 | 79 | -25 | 1 | 27 | White | 50/60Hz | Passive | LED | none | Bulkheads | Integrated Bulkheads | Office. public buildings. corridors |  |  | 3240 | Yes |  | RG0 | 15994100078835 |  |  |  |  | 60000
93119336 | LED Bulkhead G2 TU D33 17W 840 S NNM | image | datasheet | deeplink | TUNGSRAM - LED Bulkhead G2 - 2040lm - 17W - 4000K - 80CRI - 93119336[SKU] - Surface | 0.8 | Surface | LED | 1 | 17 | [8 empty] | CE. UKCA | [6 empty] | 65 | 4000 | 330 x 330 x 106 |  | 220-240V |  | 5 |  | 120 | max 6 | >80 |  | 4000K |  |  | >=0.7 |  |  | 60000 | 120 |  |  |  | Wide | 45 |  |  | Available |  |  | Class II | IK10 | 65 | 65 | 45 | 79 | -25 | 1 | 17 | White | 50/60Hz | Passive | LED | none | Bulkheads | Integrated Bulkheads | Office. public buildings. corridors |  |  | 2040 | Yes |  | RG0 | 15994100078828 |  |  |  |  | 60000
93119335 | LED Bulkhead G2 TU D30 25W 840 S NNM | image | datasheet | deeplink | TUNGSRAM - LED Bulkhead G2 - 3000lm - 25W - 4000K - 80CRI - 93119335[SKU] - Surface | 0.8 | Surface | LED | 1 | 25 | [8 empty] | CE. UKCA | [6 empty] | 65 | 4000 | 300 x 300 x 106 |  | 220-240V |  | 5 |  | 120 | max 6 | >80 |  | 4000K |  |  | >=0.7 |  |  | 60000 | 120 |  |  |  | Wide | 45 |  |  | Available |  |  | Class II | IK10 | 65 | 65 | 45 | 116 | -25 | 1 | 25 | White | 50/60Hz | Passive | LED | none | Bulkheads | Integrated Bulkheads | Office. public buildings. corridors |  |  | 3000 | Yes |  | RG0 | 15994100078811 |  |  |  |  | 60000
93119334 | LED Bulkhead G2 TU D30 17W 840 S NNM | image | datasheet | deeplink | TUNGSRAM - LED Bulkhead G2 - 2040lm - 17W - 4000K - 80CRI - 93119334[SKU] - Surface | 0.8 | Surface | LED | 1 | 17 | [8 empty] | CE. UKCA | [6 empty] | 65 | 4000 | 300 x 300 x 106 |  | 220-240V |  | 5 |  | 120 | max 6 | >80 |  | 4000K |  |  | >=0.7 |  |  | 60000 | 120 |  |  |  | Wide | 45 |  |  | Available |  |  | Class II | IK10 | 65 | 65 | 45 | 79 | -25 | 1 | 17 | White | 50/60Hz | Passive | LED | none | Bulkheads | Integrated Bulkheads | Office. public buildings. corridors |  |  | 2040 | Yes |  | RG0 | 15994100078804 |  |  |  |  | 60000
93119333 | LED Bulkhead G2 TU D25 17W 840 S NNM | image | datasheet | deeplink | TUNGSRAM - LED Bulkhead G2 - 2040lm - 17W - 4000K - 80CRI - 93119333[SKU] - Surface | 0.6 | Surface | LED | 1 | 17 | [8 empty] | CE. UKCA | [6 empty] | 65 | 4000 | 250 x 250 x 100 |  | 220-240V |  | 5 |  | 120 | max 6 | >80 |  | 4000K |  |  | >=0.7 |  |  | 60000 | 120 |  |  |  | Wide | 45 |  |  | Available |  |  | Class II | IK10 | 65 | 65 | 45 | 79 | -25 | 1 | 17 | White | 50/60Hz | Passive | LED | none | Bulkheads | Integrated Bulkheads | Office. public buildings. corridors |  |  | 2040 | Yes |  | RG0 | 15994100078798 |  |  |  |  | 60000
93119351 | LED Bulkhead G2 TU D33 18W 840 D NNN | image | datasheet | deeplink | TUNGSRAM - LED Bulkhead G2 - 1980lm - 18W - 4000K - 80CRI - 93119351[SKU] - Surface | 0.8 | Surface | LED | 1 | 18 | [8 empty] | CE. UKCA | [6 empty] | 65 | 4000 | 330 x 330 x 106 |  | 220-240V |  | 5 |  | 120 | max 6 | >80 |  | 4000K |  |  | >0.94 |  |  | 60000 | 110 |  |  |  | Wide | 45 |  |  | Available |  |  | Class II | IK10 | 65 | 65 | 45 | 85 | -25 | 1 | 18 | White | 50/60Hz | Passive | LED | dimmable | Bulkheads | Integrated Bulkheads | Office. public buildings. corridors |  |  | 1980 | No sensor |  | RG0 | 15994100078873 |  |  |  |  | 60000
93119349 | LED Bulkhead G2 TU D30 18W 840 D NNN | image | datasheet | deeplink | TUNGSRAM - LED Bulkhead G2 - 1980lm - 18W - 4000K - 80CRI - 93119349[SKU] - Surface | 0.8 | Surface | LED | 1 | 18 | [8 empty] | CE. UKCA | [6 empty] | 65 | 4000 | 300 x 300 x 106 |  | 220-240V |  | 5 |  | 120 | max 6 | >80 |  | 4000K |  |  | >0.94 |  |  | 60000 | 110 |  |  |  | Wide | 45 |  |  | Available |  |  | Class II | IK10 | 65 | 65 | 45 | 85 | -25 | 1 | 18 | White | 50/60Hz | Passive | LED | dimmable | Bulkheads | Integrated Bulkheads | Office. public buildings. corridors |  |  | 1980 | No sensor |  | RG0 | 15994100078859 |  |  |  |  | 60000
93119322 | LED Bulkhead G2 TU D33 27W 840 S NNN | image | datasheet | deeplink | TUNGSRAM - LED Bulkhead G2 - 3240lm - 27W - 4000K - 80CRI - 93119322[SKU] - Surface | 0.7 | Surface | LED | 1 | 27 | [8 empty] | CE. UKCA | [6 empty] | 65 | 4000 | 330 x 330 x 106 |  | 220-240V |  | 5 |  | 120 | max 6 | >80 |  | 4000K |  |  | >0.95 |  |  | 60000 | 120 |  |  |  | Wide | 45 |  |  | Available |  |  | Class II | IK10 | 65 | 65 | 45 | 123 | -25 | 1 | 27 | White | 50/60Hz | Passive | LED | none | Bulkheads | Integrated Bulkheads | Office. public buildings. corridors | 93120348 - LED Bulkhead G2 TU D33 27W 840 S NNN DS |  | 3240 | No sensor |  | RG0 | 15994100078781 |  |  |  |  | 60000
93119321 | LED Bulkhead G2 TU D33 20W 840 S NNN | image | datasheet | deeplink | TUNGSRAM - LED Bulkhead G2 - 2400lm - 20W - 4000K - 80CRI - 93119321[SKU] - Surface | 0.7 | Surface | LED | 1 | 20 | [8 empty] | CE. UKCA | [6 empty] | 65 | 4000 | 330 x 330 x 106 |  | 220-240V |  | 5 |  | 120 | max 6 | >80 |  | 4000K |  |  | >0.95 |  |  | 60000 | 120 |  |  |  | Wide | 45 |  |  | Available |  |  | Class II | IK10 | 65 | 65 | 45 | 90 | -25 | 1 | 20 | White | 50/60Hz | Passive | LED | none | Bulkheads | Integrated Bulkheads | Office. public buildings. corridors | 93120347 - LED Bulkhead G2 TU D33 20W 840 S NNN DS |  | 2400 | No sensor |  | RG0 | 15994100078774 |  |  |  |  | 60000
93119320 | LED Bulkhead G2 TU D30 25W 840 S NNN | image | datasheet | deeplink | TUNGSRAM - LED Bulkhead G2 - 3000lm - 25W - 4000K - 80CRI - 93119320[SKU] - Surface | 0.7 | Surface | LED | 1 | 25 | [8 empty] | CE. UKCA | [6 empty] | 65 | 4000 | 300 x 300 x 106 |  | 220-240V |  | 5 |  | 120 | max 6 | >80 |  | 4000K |  |  | >=0.95 |  |  | 60000 | 120 |  |  |  | Wide | 45 |  |  | Available |  |  | Class II | IK10 | 65 | 65 | 45 | 114 | -25 | 1 | 25 | White | 50/60Hz | Passive | LED | none | Bulkheads | Integrated Bulkheads | Office. public buildings. corridors | 93120346 - LED Bulkhead G2 TU D30 25W 840 S NNN DS |  | 3000 | No sensor |  | RG0 | 15994100078767 |  |  |  |  | 60000
93119319 | LED Bulkhead G2 TU D30 17W 840 S NNN | image | datasheet | deeplink | TUNGSRAM - LED Bulkhead G2 - 2040lm - 17W - 4000K - 80CRI - 93119319[SKU] - Surface | 0.7 | Surface | LED | 1 | 17 | [8 empty] | CE. UKCA | [6 empty] | 65 | 4000 | 300 x 300 x 106 |  | 220-240V |  | 5 |  | 120 | max 6 | >80 |  | 4000K |  |  | >=0.95 |  |  | 60000 | 120 |  |  |  | Wide | 45 |  |  | Available |  |  | Class II | IK10 | 65 | 65 | 45 | 77 | -25 | 1 | 17 | White | 50/60Hz | Passive | LED | none | Bulkheads | Integrated Bulkheads | Office. public buildings. corridors | 93120345 - LED Bulkhead G2 TU D30 17W 840 S NNN DS |  | 2040 | No sensor |  | RG0 | 15994100078750 |  |  |  |  | 60000
93119318 | LED Bulkhead G2 TU D25 17W 840 S NNN | image | datasheet | deeplink | TUNGSRAM - LED Bulkhead G2 - 2040lm - 17W - 4000K - 80CRI - 93119318[SKU] - Surface | 0.5 | Surface | LED | 1 | 17 | [8 empty] | CE. UKCA | [6 empty] | 65 | 4000 | 250 x 250 x 100 |  | 220-240V |  | 5 |  | 120 | max 6 | >80 |  | 4000K |  |  | >=0.95 |  |  | 60000 | 120 |  |  |  | Wide | 45 |  |  | Available |  |  | Class II | IK10 | 65 | 65 | 45 | 77 | -25 | 1 | 17 | White | 50/60Hz | Passive | LED | none | Bulkheads | Integrated Bulkheads | Office. public buildings. corridors | 93120344 - LED Bulkhead G2 TU D25 17W 840 S NNN DS |  | 2040 | No sensor |  | RG0 | 15994100078743 |  |  |  |  | 60000
93119919 | LED Bulkhead G2 TU D25 17W 830 S NNN | image | datasheet | deeplink | TUNGSRAM - LED Bulkhead G2 - 1870lm - 17W - 3000K - 80CRI - 93119919[SKU] - Surface | 0.5 | Surface | LED | 1 | 17 | [8 empty] | CE. UKCA | [6 empty] | 65 | 3000 | 250 x 250 x 100 |  | 220-240V |  | 5 |  | 120 | max 6 | >80 |  | 3000K |  |  | >=0.95 |  |  | 60000 | 110 |  |  |  | Wide | 45 |  |  | Available |  |  | Class II | IK10 | 65 | 65 | 45 | 77 | -25 | 1 | 17 | White | 50/60Hz | Passive | LED | none | Bulkheads | Integrated Bulkheads | Office. public buildings. corridors |  |  | 1870 | No sensor |  | RG0 | 15994100084669 |  |  |  |  | 60000
BLACKBOARD | Please find the datasheet under the product image | image | datasheet | deeplink | TUNGSRAM - Asymmetric blackboard lighting (Hungarian range) - 1lm - 1W - 1K - BLACKBOARD[SKU] - Surface /Suspended mount |  | Surface /Suspended mount | other | 1 | 1 | [15 empty] | 20 | 1 | [25 empty] | Available | [15 empty] | none | Asymmetric linear | Blackboard Lighting
93118666 | Torofi R 36W 1200 840 D 085 | image | datasheet | deeplink | TUNGSRAM - Torofi Recessed - 3800lm - 36W - 4000K - 80CRI - 93118666[SKU] - Recessed | 1.34 | Recessed | LED | 1 | 36 |  |  |  |  | Class II |  |  |  | CE | [5 empty] | 75000 | 20 | 4000 | 1177 x 57 x 46 |  | 220-240V |  | 5 | E | 85°x85° | ≤3 | >=80 |  | 4000 |  |  | >=0.9 |  |  | >75000 | 106 |  |  |  | Medium | 25 |  |  | Available |  |  | Class II | 3 | 20 | 20 | 40 | 160 | -20 | 6 | 36 |  | 50-60Hz | Passive | LED | dimmable | Linear Low Bay | Torofi | Offices. hospitality |  | 19 | 3800 | No sensor |  | RG0 | 15994100075223
93118665 | Torofi R 36W 1200 840 D 110 | image | datasheet | deeplink | TUNGSRAM - Torofi Recessed - 4150lm - 36W - 4000K - 80CRI - 93118665[SKU] - Recessed | 1.34 | Recessed | LED | 1 | 36 |  |  |  |  | Class II |  |  |  | CE | [5 empty] | 75000 | 20 | 4000 | 1177 x 57 x 46 |  | 220-240V |  | 5 | E | 110° | ≤3 | >=80 |  | 4000 |  |  | >=0.9 |  |  | >75000 | 115 |  |  |  | Medium | 25 |  |  | Available |  |  | Class II | 3 | 20 | 20 | 40 | 160 | -20 | 6 | 36 |  | 50-60Hz | Passive | LED | dimmable | Linear Low Bay | Torofi | Offices. hospitality |  | 28 | 4150 | No sensor |  | RG0 | 15994100075216
93118658 | Torofi R 36W 1200 830 D 085 | image | datasheet | deeplink | TUNGSRAM - Torofi Recessed - 3600lm - 36W - 3000K - 80CRI - 93118658[SKU] - Recessed | 1.34 | Recessed | LED | 1 | 36 |  |  |  |  | Class II |  |  |  | CE | [5 empty] | 75000 | 20 | 3000 | 1177 x 57 x 46 |  | 220-240V |  | 5 | F | 85°x85° | ≤3 | >=80 |  | 3000 |  |  | >=0.9 |  |  | >75000 | 100 |  |  |  | Medium | 25 |  |  | Available |  |  | Class II | 3 | 20 | 20 | 40 | 160 | -20 | 6 | 36 |  | 50-60Hz | Passive | LED | dimmable | Linear Low Bay | Torofi | Offices. hospitality |  | 19 | 3600 | No sensor |  | RG0 | 15994100075148
93118657 | Torofi R 36W 1200 830 D 110 | image | datasheet | deeplink | TUNGSRAM - Torofi Recessed - 3900lm - 36W - 3000K - 80CRI - 93118657[SKU] - Recessed | 1.34 | Recessed | LED | 1 | 36 |  |  |  |  | Class II |  |  |  | CE | [5 empty] | 75000 | 20 | 3000 | 1177 x 57 x 46 |  | 220-240V |  | 5 | E | 110° | ≤3 | >=80 |  | 3000 |  |  | >=0.9 |  |  | >75000 | 108 |  |  |  | Medium | 25 |  |  | Available |  |  | Class II | 3 | 20 | 20 | 40 | 160 | -20 | 6 | 36 |  | 50-60Hz | Passive | LED | dimmable | Linear Low Bay | Torofi | Offices. hospitality |  | 28 | 3900 | No sensor |  | RG0 | 15994100075131
93118664 | Torofi R 28W 500 840 D 085 | image | datasheet | deeplink | TUNGSRAM - Torofi Recessed - 3250lm - 28W - 4000K - 80CRI - 93118664[SKU] - Recessed | 0.77 | Recessed | LED | 1 | 28 |  |  |  |  | Class II |  |  |  | CE | [5 empty] | 75000 | 20 | 4000 | 511 x 57 x 46 |  | 220-240V |  | 5 | E | 85°x85° | ≤3 | >=80 |  | 4000 |  |  | >=0.9 |  |  | >75000 | 116 |  |  |  | Medium | 25 |  |  | Available |  |  | Class II | 3 | 20 | 20 | 40 | 122 | -20 | 6 | 28 |  | 50-60Hz | Passive | LED | dimmable | Linear Low Bay | Torofi | Offices. hospitality |  | 22 | 3250 | No sensor |  | RG0 | 15994100075209
93118663 | Torofi R 28W 500 840 D 110 | image | datasheet | deeplink | TUNGSRAM - Torofi Recessed - 3550lm - 28W - 4000K - 80CRI - 93118663[SKU] - Recessed | 0.77 | Recessed | LED | 1 | 28 |  |  |  |  | Class II |  |  |  | CE | [5 empty] | 75000 | 20 | 4000 | 511 x 57 x 46 |  | 220-240V |  | 5 | E | 110° | ≤3 | >=80 |  | 4000 |  |  | >=0.9 |  |  | >75000 | 127 |  |  |  | Medium | 25 |  |  | Available |  |  | Class II | 3 | 20 | 20 | 40 | 122 | -20 | 6 | 28 |  | 50-60Hz | Passive | LED | dimmable | Linear Low Bay | Torofi | Offices. hospitality |  | 30 | 3550 | No sensor |  | RG0 | 15994100075193
93118656 | Torofi R 28W 500 830 D 085 | image | datasheet | deeplink | TUNGSRAM - Torofi Recessed - 3000lm - 28W - 3000K - 80CRI - 93118656[SKU] - Recessed | 0.77 | Recessed | LED | 1 | 28 |  |  |  |  | Class II |  |  |  | CE | [5 empty] | 75000 | 20 | 3000 | 511 x 57 x 46 |  | 220-240V |  | 5 | E | 85°x85° | ≤3 | >=80 |  | 3000 |  |  | >=0.9 |  |  | >75000 | 107 |  |  |  | Medium | 25 |  |  | Available |  |  | Class II | 3 | 20 | 20 | 40 | 122 | -20 | 6 | 28 |  | 50-60Hz | Passive | LED | dimmable | Linear Low Bay | Torofi | Offices. hospitality |  | 22 | 3000 | No sensor |  | RG0 | 15994100075124
93118655 | Torofi R 28W 500 830 D 110 | image | datasheet | deeplink | TUNGSRAM - Torofi Recessed - 3250lm - 28W - 3000K - 80CRI - 93118655[SKU] - Recessed | 0.77 | Recessed | LED | 1 | 28 |  |  |  |  | Class II |  |  |  | CE | [5 empty] | 75000 | 20 | 3000 | 511 x 57 x 46 |  | 220-240V |  | 5 | E | 110° | ≤3 | >=80 |  | 3000 |  |  | >=0.9 |  |  | >75000 | 116 |  |  |  | Medium | 25 |  |  | Available |  |  | Class II | 3 | 20 | 20 | 40 | 122 | -20 | 6 | 28 |  | 50-60Hz | Passive | LED | dimmable | Linear Low Bay | Torofi | Offices. hospitality |  | 30 | 3250 | No sensor |  | RG0 | 15994100075117
93118662 | Torofi R 36W 1200 840 S 085 | image | datasheet | deeplink | TUNGSRAM - Torofi Recessed - 3800lm - 36W - 4000K - 80CRI - 93118662[SKU] - Recessed | 1.3 | Recessed | LED | 1 | 36 |  |  |  |  | Class II |  |  |  | CE | [5 empty] | 75000 | 20 | 4000 | 1177 x 57 x 46 |  | 220-240V |  | 5 | E | 85°x85° | ≤3 | >=80 |  | 4000 |  |  | >=0.9 |  |  | >75000 | 106 |  |  |  | Medium | 25 |  |  | Available |  |  | Class II | 3 | 20 | 20 | 40 | 160 | -20 | 6 | 36 |  | 50-60Hz | Passive | LED | none | Linear Low Bay | Torofi | Offices. hospitality |  | 19 | 3800 | No sensor |  | RG0 | 15994100075186
93118661 | Torofi R 36W 1200 840 S 110 | image | datasheet | deeplink | TUNGSRAM - Torofi Recessed - 4150lm - 36W - 4000K - 80CRI - 93118661[SKU] - Recessed | 1.3 | Recessed | LED | 1 | 36 |  |  |  |  | Class II |  |  |  | CE | [5 empty] | 75000 | 20 | 4000 | 1177 x 57 x 46 |  | 220-240V |  | 5 | E | 110° | ≤3 | >=80 |  | 4000 |  |  | >=0.9 |  |  | >75000 | 115 |  |  |  | Medium | 25 |  |  | Available |  |  | Class II | 3 | 20 | 20 | 40 | 160 | -20 | 6 | 36 |  | 50-60Hz | Passive | LED | none | Linear Low Bay | Torofi | Offices. hospitality |  | 28 | 4150 | No sensor |  | RG0 | 15994100075179
93118654 | Torofi R 36W 1200 830 S 085 | image | datasheet | deeplink | TUNGSRAM - Torofi Recessed - 3600lm - 36W - 3000K - 80CRI - 93118654[SKU] - Recessed | 1.3 | Recessed | LED | 1 | 36 |  |  |  |  | Class II |  |  |  | CE | [5 empty] | 75000 | 20 | 3000 | 1177 x 57 x 46 |  | 220-240V |  | 5 | F | 85°x85° | ≤3 | >=80 |  | 3000 |  |  | >=0.9 |  |  | >75000 | 100 |  |  |  | Medium | 25 |  |  | Available |  |  | Class II | 3 | 20 | 20 | 40 | 160 | -20 | 6 | 36 |  | 50-60Hz | Passive | LED | none | Linear Low Bay | Torofi | Offices. hospitality |  | 19 | 3600 | No sensor |  | RG0 | 15994100075001
93118653 | Torofi R 36W 1200 830 S 110 | image | datasheet | deeplink | TUNGSRAM - Torofi Recessed - 3900lm - 36W - 3000K - 80CRI - 93118653[SKU] - Recessed | 1.3 | Recessed | LED | 1 | 36 |  |  |  |  | Class II |  |  |  | CE | [5 empty] | 75000 | 20 | 3000 | 1177 x 57 x 46 |  | 220-240V |  | 5 | E | 110° | ≤3 | >=80 |  | 3000 |  |  | >=0.9 |  |  | >75000 | 108 |  |  |  | Medium | 25 |  |  | Available |  |  | Class II | 3 | 20 | 20 | 40 | 160 | -20 | 6 | 36 |  | 50-60Hz | Passive | LED | none | Linear Low Bay | Torofi | Offices. hospitality |  | 28 | 3900 | No sensor |  | RG0 | 15994100074998
93118660 | Torofi R 28W 500 840 S 085 | image | datasheet | deeplink | TUNGSRAM - Torofi Recessed - 3250lm - 28W - 4000K - 80CRI - 93118660[SKU] - Recessed | 0.73 | Recessed | LED | 1 | 28 |  |  |  |  | Class II |  |  |  | CE | [5 empty] | 75000 | 20 | 4000 | 511 x 57 x 46 |  | 220-240V |  | 5 | E | 85°x85° | ≤3 | >=80 |  | 4000 |  |  | >=0.9 |  |  | >75000 | 116 |  |  |  | Medium | 25 |  |  | Available |  |  | Class II | 3 | 20 | 20 | 40 | 122 | -20 | 6 | 28 |  | 50-60Hz | Passive | LED | none | Linear Low Bay | Torofi | Offices. hospitality |  | 22 | 3250 | No sensor |  | RG0 | 15994100075162
93118659 | Torofi R 28W 500 840 S 110 | image | datasheet | deeplink | TUNGSRAM - Torofi Recessed - 3550lm - 28W - 4000K - 80CRI - 93118659[SKU] - Recessed | 0.73 | Recessed | LED | 1 | 28 |  |  |  |  | Class II |  |  |  | CE | [5 empty] | 75000 | 20 | 4000 | 511 x 57 x 46 |  | 220-240V |  | 5 | E | 110° | ≤3 | >=80 |  | 4000 |  |  | >=0.9 |  |  | >75000 | 127 |  |  |  | Medium | 25 |  |  | Available |  |  | Class II | 3 | 20 | 20 | 40 | 122 | -20 | 6 | 28 |  | 50-60Hz | Passive | LED | none | Linear Low Bay | Torofi | Offices. hospitality |  | 30 | 3550 | No sensor |  | RG0 | 15994100075155
93118652 | Torofi R 28W 500 830 S 085 | image | datasheet | deeplink | TUNGSRAM - Torofi Recessed - 3000lm - 28W - 3000K - 80CRI - 93118652[SKU] - Recessed | 0.73 | Recessed | LED | 1 | 28 |  |  |  |  | Class II |  |  |  | CE | [5 empty] | 75000 | 20 | 3000 | 511 x 57 x 46 |  | 220-240V |  | 5 | E | 85°x85° | ≤3 | >=80 |  | 3000 |  |  | >=0.9 |  |  | >75000 | 107 |  |  |  | Medium | 25 |  |  | Available |  |  | Class II | 3 | 20 | 20 | 40 | 122 | -20 | 6 | 28 |  | 50-60Hz | Passive | LED | none | Linear Low Bay | Torofi | Offices. hospitality |  | 22 | 3000 | No sensor |  | RG0 | 15994100074981
93118651 | Torofi R 28W 500 830 S 110 | image | datasheet | deeplink | TUNGSRAM - Torofi Recessed - 3250lm - 28W - 3000K - 80CRI - 93118651[SKU] - Recessed | 0.73 | Recessed | LED | 1 | 28 |  |  |  |  | Class II |  |  |  | CE | [5 empty] | 75000 | 20 | 3000 | 511 x 57 x 46 |  | 220-240V |  | 5 | E | 110° | ≤3 | >=80 |  | 3000 |  |  | >=0.9 |  |  | >75000 | 116 |  |  |  | Medium | 25 |  |  | Available |  |  | Class II | 3 | 20 | 20 | 40 | 122 | -20 | 6 | 28 |  | 50-60Hz | Passive | LED | none | Linear Low Bay | Torofi | Offices. hospitality |  | 30 | 3250 | No sensor |  | RG0 | 15994100074974
93118232 | Torofi P 90W 2400 840 D 085 B 73 | image | datasheet | deeplink | TUNGSRAM - Torofi - 10900lm - 90W - 4000K - 80CRI - 93118232[SKU] - Surface mount. Suspended. Track | 3.2 | Surface mount. Suspended. Track | LED | 1 | 90 | Yes |  |  |  | Class I |  |  |  | CE | [6 empty] | 20 | 4000 | 2330 x 47 x 65 |  | 220-240V |  | 5 | E | 85°x85° | ≤5 | 80 |  | 4000 |  |  | >=0.9 |  |  | 65000 | 121 |  |  |  | Wide | 25 |  |  | Available |  |  | Class I | IK08 | 20 | 20 | 35 | 435 | -20 | 1 | 90 | Black | 50/60Hz | Passive | LED | dimmable | Torofi | Linears | Offices. public buildings. Retail |  |  | 10900 | No sensor |  | RG0 | 15994100067303 |  |  |  |  | 50000
93118231 | Torofi P 90W 2400 840 D 085 Wh 73 | image | datasheet | deeplink | TUNGSRAM - Torofi - 10900lm - 90W - 4000K - 80CRI - 93118231[SKU] - Surface mount. Suspended. Track | 3.2 | Surface mount. Suspended. Track | LED | 1 | 90 | Yes |  |  |  | Class I |  |  |  | CE | [6 empty] | 20 | 4000 | 2330 x 47 x 65 |  | 220-240V |  | 5 | E | 85°x85° | ≤5 | 80 |  | 4000 |  |  | >=0.9 |  |  | 65000 | 121 |  |  |  | Wide | 25 |  |  | Available |  |  | Class I | IK08 | 20 | 20 | 35 | 435 | -20 | 1 | 90 | White | 50/60Hz | Passive | LED | dimmable | Torofi | Linears | Offices. public buildings. Retail |  |  | 10900 | No sensor |  | RG0 | 15994100067297 |  |  |  |  | 50000
93118230 | Torofi P 90W 2400 840 D 085 B 10 | image | datasheet | deeplink | TUNGSRAM - Torofi - 9500lm - 90W - 4000K - 80CRI - 93118230[SKU] - Surface mount. Suspended. Track | 3.2 | Surface mount. Suspended. Track | LED | 1 | 90 | Yes |  |  |  | Class I |  |  |  | CE | [6 empty] | 20 | 4000 | 2330 x 47 x 65 |  | 220-240V |  | 5 | F | 85°x85° | ≤5 | 80 |  | 4000 |  |  | >=0.9 |  |  | 65000 | 105 |  |  |  | Wide | 25 |  |  | Available |  |  | Class I | IK08 | 20 | 20 | 35 | 435 | -20 | 1 | 90 | Black | 50/60Hz | Passive | LED | dimmable | Torofi | Linears | Offices. public buildings. Retail |  |  | 9500 | No sensor |  | RG0 | 15994100067280 |  |  |  |  | 50000
93118229 | Torofi P 90W 2400 840 D 085 Wh 10 | image | datasheet | deeplink | TUNGSRAM - Torofi - 9500lm - 90W - 4000K - 80CRI - 93118229[SKU] - Surface mount. Suspended. Track | 3.2 | Surface mount. Suspended. Track | LED | 1 | 90 | Yes |  |  |  | Class I |  |  |  | CE | [6 empty] | 20 | 4000 | 2330 x 47 x 65 |  | 220-240V |  | 5 | F | 85°x85° | ≤5 | 80 |  | 4000 |  |  | >=0.9 |  |  | 65000 | 105 |  |  |  | Wide | 25 |  |  | Available |  |  | Class I | IK08 | 20 | 20 | 35 | 435 | -20 | 1 | 90 | White | 50/60Hz | Passive | LED | dimmable | Torofi | Linears | Offices. public buildings. Retail |  |  | 9500 | No sensor |  | RG0 | 15994100067273 |  |  |  |  | 50000
93118228 | Torofi P 90W 2400 830 D 085 B 73 | image | datasheet | deeplink | TUNGSRAM - Torofi - 10100lm - 90W - 3000K - 80CRI - 93118228[SKU] - Surface mount. Suspended. Track | 3.2 | Surface mount. Suspended. Track | LED | 1 | 90 | Yes |  |  |  | Class I |  |  |  | CE | [6 empty] | 20 | 3000 | 2330 x 47 x 65 |  | 220-240V |  | 5 | E | 85°x85° | ≤5 | 80 |  | 3000 |  |  | >=0.9 |  |  | 65000 | 112 |  |  |  | Wide | 25 |  |  | Available |  |  | Class I | IK08 | 20 | 20 | 35 | 435 | -20 | 1 | 90 | Black | 50/60Hz | Passive | LED | dimmable | Torofi | Linears | Offices. public buildings. Retail |  |  | 10100 | No sensor |  | RG0 | 15994100067266 |  |  |  |  | 50000
93118227 | Torofi P 90W 2400 830 D 085 Wh 73 | image | datasheet | deeplink | TUNGSRAM - Torofi - 10100lm - 90W - 3000K - 80CRI - 93118227[SKU] - Surface mount. Suspended. Track | 3.2 | Surface mount. Suspended. Track | LED | 1 | 90 | Yes |  |  |  | Class I |  |  |  | CE | [6 empty] | 20 | 3000 | 2330 x 47 x 65 |  | 220-240V |  | 5 | E | 85°x85° | ≤5 | 80 |  | 3000 |  |  | >=0.9 |  |  | 65000 | 112 |  |  |  | Wide | 25 |  |  | Available |  |  | Class I | IK08 | 20 | 20 | 35 | 435 | -20 | 1 | 90 | White | 50/60Hz | Passive | LED | dimmable | Torofi | Linears | Offices. public buildings. Retail |  |  | 10100 | No sensor |  | RG0 | 15994100067259 |  |  |  |  | 50000
93118226 | Torofi P 90W 2400 830 D 085 B 10 | image | datasheet | deeplink | TUNGSRAM - Torofi - 8800lm - 90W - 3000K - 80CRI - 93118226[SKU] - Surface mount. Suspended. Track | 3.2 | Surface mount. Suspended. Track | LED | 1 | 90 | Yes |  |  |  | Class I |  |  |  | CE | [6 empty] | 20 | 3000 | 2330 x 47 x 65 |  | 220-240V |  | 5 | F | 85°x85° | ≤5 | 80 |  | 3000 |  |  | >=0.9 |  |  | 65000 | 98 |  |  |  | Wide | 25 |  |  | Available |  |  | Class I | IK08 | 20 | 20 | 35 | 435 | -20 | 1 | 90 | Black | 50/60Hz | Passive | LED | dimmable | Torofi | Linears | Offices. public buildings. Retail |  |  | 8800 | No sensor |  | RG0 | 15994100067242 |  |  |  |  | 50000
93118225 | Torofi P 90W 2400 830 D 085 Wh 10 | image | datasheet | deeplink | TUNGSRAM - Torofi - 8800lm - 90W - 3000K - 80CRI - 93118225[SKU] - Surface mount. Suspended. Track | 3.2 | Surface mount. Suspended. Track | LED | 1 | 90 | Yes |  |  |  | Class I |  |  |  | CE | [6 empty] | 20 | 3000 | 2330 x 47 x 65 |  | 220-240V |  | 5 | F | 85°x85° | ≤5 | 80 |  | 3000 |  |  | >=0.9 |  |  | 65000 | 98 |  |  |  | Wide | 25 |  |  | Available |  |  | Class I | IK08 | 20 | 20 | 35 | 435 | -20 | 1 | 90 | White | 50/60Hz | Passive | LED | dimmable | Torofi | Linears | Offices. public buildings. Retail |  |  | 8800 | No sensor |  | RG0 | 15994100067235 |  |  |  |  | 50000
93118224 | Torofi P 45W 2400 840 D 085 B 73 | image | datasheet | deeplink | TUNGSRAM - Torofi - 5750lm - 45W - 4000K - 80CRI - 93118224[SKU] - Surface mount. Suspended. Track | 3.2 | Surface mount. Suspended. Track | LED | 1 | 45 | Yes |  |  |  | Class I |  |  |  | CE | [6 empty] | 20 | 4000 | 2330 x 47 x 65 |  | 220-240V |  | 5 | E | 85°x85° | ≤5 | 80 |  | 4000 |  |  | >=0.9 |  |  | 65000 | 128 |  |  |  | Wide | 25 |  |  | Available |  |  | Class I | IK08 | 20 | 20 | 35 | 217 | -20 | 1 | 45 | Black | 50/60Hz | Passive | LED | dimmable | Torofi | Linears | Offices. public buildings. Retail |  |  | 5750 | No sensor |  | RG0 | 15994100067228 |  |  |  |  | 50000
93118223 | Torofi P 45W 2400 840 D 085 Wh 73 | image | datasheet | deeplink | TUNGSRAM - Torofi - 5750lm - 45W - 4000K - 80CRI - 93118223[SKU] - Surface mount. Suspended. Track | 3.2 | Surface mount. Suspended. Track | LED | 1 | 45 | Yes |  |  |  | Class I |  |  |  | CE | [6 empty] | 20 | 4000 | 2330 x 47 x 65 |  | 220-240V |  | 5 | E | 85°x85° | ≤5 | 80 |  | 4000 |  |  | >=0.9 |  |  | 65000 | 128 |  |  |  | Wide | 25 |  |  | Available |  |  | Class I | IK08 | 20 | 20 | 35 | 217 | -20 | 1 | 45 | White | 50/60Hz | Passive | LED | dimmable | Torofi | Linears | Offices. public buildings. Retail |  |  | 5750 | No sensor |  | RG0 | 15994100067211 |  |  |  |  | 50000
93118220 | Torofi P 45W 1200 840 D 085 B 73 | image | datasheet | deeplink | TUNGSRAM - Torofi - 5750lm - 45W - 4000K - 80CRI - 93118220[SKU] - Surface mount. Suspended. Track | 3.2 | Surface mount. Suspended. Track | LED | 1 | 45 | Yes |  |  |  | Class I |  |  |  | CE | [6 empty] | 20 | 4000 | 1167 x 47 x 65 |  | 220-240V |  | 5 | E | 85°x85° | ≤5 | 80 |  | 4000 |  |  | >=0.9 |  |  | 65000 | 128 |  |  |  | Wide | 25 |  |  | Available |  |  | Class I | IK08 | 20 | 20 | 35 | 217 | -20 | 1 | 45 | Black | 50/60Hz | Passive | LED | dimmable | Torofi | Linears | Offices. public buildings. Retail |  | 16 | 5750 | No sensor |  | RG0 | 15994100067181 |  |  |  |  | 50000
93118219 | Torofi P 45W 1200 840 D 085 Wh 73 | image | datasheet | deeplink | TUNGSRAM - Torofi - 5750lm - 45W - 4000K - 80CRI - 93118219[SKU] - Surface mount. Suspended. Track | 3.2 | Surface mount. Suspended. Track | LED | 1 | 45 | Yes |  |  |  | Class I |  |  |  | CE | [6 empty] | 20 | 4000 | 1167 x 47 x 65 |  | 220-240V |  | 5 | E | 85°x85° | ≤5 | 80 |  | 4000 |  |  | >=0.9 |  |  | 65000 | 128 |  |  |  | Wide | 25 |  |  | Available |  |  | Class I | IK08 | 20 | 20 | 35 | 217 | -20 | 1 | 45 | White | 50/60Hz | Passive | LED | dimmable | Torofi | Linears | Offices. public buildings. Retail |  | 16 | 5750 | No sensor |  | RG0 | 15994100067174 |  |  |  |  | 50000
93118222 | Torofi P 45W 2400 840 D 085 B 10 | image | datasheet | deeplink | TUNGSRAM - Torofi - 5000lm - 45W - 4000K - 80CRI - 93118222[SKU] - Surface mount. Suspended. Track | 3.2 | Surface mount. Suspended. Track | LED | 1 | 45 | Yes |  |  |  | Class I |  |  |  | CE | [6 empty] | 20 | 4000 | 2330 x 47 x 65 |  | 220-240V |  | 5 | E | 85°x85° | ≤5 | 80 |  | 4000 |  |  | >=0.9 |  |  | 65000 | 111 |  |  |  | Wide | 25 |  |  | Available |  |  | Class I | IK08 | 20 | 20 | 35 | 217 | -20 | 1 | 45 | Black | 50/60Hz | Passive | LED | dimmable | Torofi | Linears | Offices. public buildings. Retail |  |  | 5000 | No sensor |  | RG0 | 15994100067204 |  |  |  |  | 50000
93118221 | Torofi P 45W 2400 840 D 085 Wh 10 | image | datasheet | deeplink | TUNGSRAM - Torofi - 5000lm - 45W - 4000K - 80CRI - 93118221[SKU] - Surface mount. Suspended. Track | 3.2 | Surface mount. Suspended. Track | LED | 1 | 45 | Yes |  |  |  | Class I |  |  |  | CE | [6 empty] | 20 | 4000 | 2330 x 47 x 65 |  | 220-240V |  | 5 | E | 85°x85° | ≤5 | 80 |  | 4000 |  |  | >=0.9 |  |  | 65000 | 111 |  |  |  | Wide | 25 |  |  | Available |  |  | Class I | IK08 | 20 | 20 | 35 | 217 | -20 | 1 | 45 | White | 50/60Hz | Passive | LED | dimmable | Torofi | Linears | Offices. public buildings. Retail |  |  | 5000 | No sensor |  | RG0 | 15994100067198 |  |  |  |  | 50000
93118218 | Torofi P 45W 1200 840 D 085 B 10 | image | datasheet | deeplink | TUNGSRAM - Torofi - 5000lm - 45W - 4000K - 80CRI - 93118218[SKU] - Surface mount. Suspended. Track | 1.9 | Surface mount. Suspended. Track | LED | 1 | 45 | Yes |  |  |  | Class I |  |  |  | CE | [6 empty] | 20 | 4000 | 1167 x 47 x 65 |  | 220-240V |  | 5 | E | 85°x85° | ≤5 | 80 |  | 4000 |  |  | >=0.9 |  |  | 65000 | 111 |  |  |  | Wide | 25 |  |  | Available |  |  | Class I | IK08 | 20 | 20 | 35 | 217 | -20 | 1 | 45 | Black | 50/60Hz | Passive | LED | dimmable | Torofi | Linears | Offices. public buildings. Retail |  | 21 | 5000 | No sensor |  | RG0 | 15994100067167 |  |  |  |  | 50000
93118217 | Torofi P 45W 1200 840 D 085 Wh 10 | image | datasheet | deeplink | TUNGSRAM - Torofi - 5000lm - 45W - 4000K - 80CRI - 93118217[SKU] - Surface mount. Suspended. Track | 1.9 | Surface mount. Suspended. Track | LED | 1 | 45 | Yes |  |  |  | Class I |  |  |  | CE | [6 empty] | 20 | 4000 | 1167 x 47 x 65 |  | 220-240V |  | 5 | E | 85°x85° | ≤5 | 80 |  | 4000 |  |  | >=0.9 |  |  | 65000 | 111 |  |  |  | Wide | 25 |  |  | Available |  |  | Class I | IK08 | 20 | 20 | 35 | 217 | -20 | 1 | 45 | White | 50/60Hz | Passive | LED | dimmable | Torofi | Linears | Offices. public buildings. Retail |  | 21 | 5000 | No sensor |  | RG0 | 15994100067150 |  |  |  |  | 50000
93118216 | Torofi P 45W 1200 830 D 085 B 73 | image | datasheet | deeplink | TUNGSRAM - Torofi - 5350lm - 45W - 3000K - 80CRI - 93118216[SKU] - Surface mount. Suspended. Track | 1.9 | Surface mount. Suspended. Track | LED | 1 | 45 | Yes |  |  |  | Class I |  |  |  | CE | [6 empty] | 20 | 3000 | 1167 x 47 x 65 |  | 220-240V |  | 5 | E | 85°x85° | ≤5 | 80 |  | 3000 |  |  | >=0.9 |  |  | 65000 | 119 |  |  |  | Wide | 25 |  |  | Available |  |  | Class I | IK08 | 20 | 20 | 35 | 217 | -20 | 1 | 45 | Black | 50/60Hz | Passive | LED | dimmable | Torofi | Linears | Offices. public buildings. Retail |  | 15 | 5350 | No sensor |  | RG0 | 15994100067143 |  |  |  |  | 50000
93118215 | Torofi P 45W 1200 830 D 085 Wh 73 | image | datasheet | deeplink | TUNGSRAM - Torofi - 5350lm - 45W - 3000K - 80CRI - 93118215[SKU] - Surface mount. Suspended. Track | 1.9 | Surface mount. Suspended. Track | LED | 1 | 45 | Yes |  |  |  | Class I |  |  |  | CE | [6 empty] | 20 | 3000 | 1167 x 47 x 65 |  | 220-240V |  | 5 | E | 85°x85° | ≤5 | 80 |  | 3000 |  |  | >=0.9 |  |  | 65000 | 119 |  |  |  | Wide | 25 |  |  | Available |  |  | Class I | IK08 | 20 | 20 | 35 | 217 | -20 | 1 | 45 | White | 50/60Hz | Passive | LED | dimmable | Torofi | Linears | Offices. public buildings. Retail |  | 15 | 5350 | No sensor |  | RG0 | 15994100067136 |  |  |  |  | 50000
93118214 | Torofi P 45W 1200 830 D 085 B 10 | image | datasheet | deeplink | TUNGSRAM - Torofi - 4650lm - 45W - 3000K - 80CRI - 93118214[SKU] - Surface mount. Suspended. Track | 1.9 | Surface mount. Suspended. Track | LED | 1 | 45 | Yes |  |  |  | Class I |  |  |  | CE | [6 empty] | 20 | 3000 | 1167 x 47 x 65 |  | 220-240V |  | 5 | F | 85°x85° | ≤5 | 80 |  | 3000 |  |  | >=0.9 |  |  | 65000 | 103 |  |  |  | Wide | 25 |  |  | Available |  |  | Class I | IK08 | 20 | 20 | 35 | 217 | -20 | 1 | 45 | Black | 50/60Hz | Passive | LED | dimmable | Torofi | Linears | Offices. public buildings. Retail |  | 20 | 4650 | No sensor |  | RG0 | 15994100067129 |  |  |  |  | 50000
93118213 | Torofi P 45W 1200 830 D 085 Wh 10 | image | datasheet | deeplink | TUNGSRAM - Torofi - 4650lm - 45W - 3000K - 80CRI - 93118213[SKU] - Surface mount. Suspended. Track | 1.9 | Surface mount. Suspended. Track | LED | 1 | 45 | Yes |  |  |  | Class I |  |  |  | CE | [6 empty] | 20 | 3000 | 1167 x 47 x 65 |  | 220-240V |  | 5 | F | 85°x85° | ≤5 | 80 |  | 3000 |  |  | >=0.9 |  |  | 65000 | 103 |  |  |  | Wide | 25 |  |  | Available |  |  | Class I | IK08 | 20 | 20 | 35 | 217 | -20 | 1 | 45 | White | 50/60Hz | Passive | LED | dimmable | Torofi | Linears | Offices. public buildings. Retail |  | 20 | 4650 | No sensor |  | RG0 | 15994100067112 |  |  |  |  | 50000
93118212 | Torofi P 29W 1200 840 D 085 B 73 | image | datasheet | deeplink | TUNGSRAM - Torofi - 3250lm - 29W - 4000K - 80CRI - 93118212[SKU] - Surface mount. Suspended. Track | 1.9 | Surface mount. Suspended. Track | LED | 1 | 29 | Yes |  |  |  | Class I |  |  |  | CE | [6 empty] | 20 | 4000 | 1167 x 47 x 65 |  | 220-240V |  | 5 | E | 85°x85° | ≤5 | 80 |  | 4000 |  |  | >=0.9 |  |  | 65000 | 112 |  |  |  | Wide | 25 |  |  | Available |  |  | Class I | IK08 | 20 | 20 | 35 | 130 | -20 | 1 | 29 | Black | 50/60Hz | Passive | LED | dimmable | Torofi | Linears | Offices. public buildings. Retail |  | 14 | 3250 | No sensor |  | RG0 | 15994100067105 |  |  |  |  | 50000
93118211 | Torofi P 29W 1200 840 D 085 Wh 73 | image | datasheet | deeplink | TUNGSRAM - Torofi - 3250lm - 29W - 4000K - 80CRI - 93118211[SKU] - Surface mount. Suspended. Track | 1.9 | Surface mount. Suspended. Track | LED | 1 | 29 | Yes |  |  |  | Class I |  |  |  | CE | [6 empty] | 20 | 4000 | 1167 x 47 x 65 |  | 220-240V |  | 5 | E | 85°x85° | ≤5 | 80 |  | 4000 |  |  | >=0.9 |  |  | 65000 | 112 |  |  |  | Wide | 25 |  |  | Available |  |  | Class I | IK08 | 20 | 20 | 35 | 130 | -20 | 1 | 29 | White | 50/60Hz | Passive | LED | dimmable | Torofi | Linears | Offices. public buildings. Retail |  | 14 | 3250 | No sensor |  | RG0 | 15994100067099 |  |  |  |  | 50000
93118210 | Torofi P 29W 1200 840 D 085 B 10 | image | datasheet | deeplink | TUNGSRAM - Torofi - 2900lm - 29W - 4000K - 80CRI - 93118210[SKU] - Surface mount. Suspended. Track | 1.9 | Surface mount. Suspended. Track | LED | 1 | 29 | Yes |  |  |  | Class I |  |  |  | CE | [6 empty] | 20 | 4000 | 1167 x 47 x 65 |  | 220-240V |  | 5 | F | 85°x85° | ≤5 | 80 |  | 4000 |  |  | >=0.9 |  |  | 65000 | 100 |  |  |  | Wide | 25 |  |  | Available |  |  | Class I | IK08 | 20 | 20 | 35 | 130 | -20 | 1 | 29 | Black | 50/60Hz | Passive | LED | dimmable | Torofi | Linears | Offices. public buildings. Retail |  | 18 | 2900 | No sensor |  | RG0 | 15994100067082 |  |  |  |  | 50000
93118209 | Torofi P 29W 1200 840 D 085 Wh 10 | image | datasheet | deeplink | TUNGSRAM - Torofi - 2900lm - 29W - 4000K - 80CRI - 93118209[SKU] - Surface mount. Suspended. Track | 1.9 | Surface mount. Suspended. Track | LED | 1 | 29 | Yes |  |  |  | Class I |  |  |  | CE | [6 empty] | 20 | 4000 | 1167 x 47 x 65 |  | 220-240V |  | 5 | F | 85°x85° | ≤5 | 80 |  | 4000 |  |  | >=0.9 |  |  | 65000 | 100 |  |  |  | Wide | 25 |  |  | Available |  |  | Class I | IK08 | 20 | 20 | 35 | 130 | -20 | 1 | 29 | White | 50/60Hz | Passive | LED | dimmable | Torofi | Linears | Offices. public buildings. Retail |  | 18 | 2900 | No sensor |  | RG0 | 15994100067075 |  |  |  |  | 50000
93118208 | Torofi P 29W 1200 830 D 085 B 73 | image | datasheet | deeplink | TUNGSRAM - Torofi - 3050lm - 29W - 3000K - 80CRI - 93118208[SKU] - Surface mount. Suspended. Track | 1.9 | Surface mount. Suspended. Track | LED | 1 | 29 | Yes |  |  |  | Class I |  |  |  | CE | [6 empty] | 20 | 3000 | 1167 x 47 x 65 |  | 220-240V |  | 5 | F | 85°x85° | ≤5 | 80 |  | 3000 |  |  | >=0.9 |  |  | 65000 | 105 |  |  |  | Wide | 25 |  |  | Available |  |  | Class I | IK08 | 20 | 20 | 35 | 130 | -20 | 1 | 29 | Black | 50/60Hz | Passive | LED | dimmable | Torofi | Linears | Offices. public buildings. Retail |  | 14 | 3050 | No sensor |  | RG0 | 15994100067068 |  |  |  |  | 50000
93118207 | Torofi P 29W 1200 830 D 085 Wh 73 | image | datasheet | deeplink | TUNGSRAM - Torofi - 3050lm - 29W - 3000K - 80CRI - 93118207[SKU] - Surface mount. Suspended. Track | 1.9 | Surface mount. Suspended. Track | LED | 1 | 29 | Yes |  |  |  | Class I |  |  |  | CE | [6 empty] | 20 | 3000 | 1167 x 47 x 65 |  | 220-240V |  | 5 | F | 85°x85° | ≤5 | 80 |  | 3000 |  |  | >=0.9 |  |  | 65000 | 105 |  |  |  | Wide | 25 |  |  | Available |  |  | Class I | IK08 | 20 | 20 | 35 | 130 | -20 | 1 | 29 | White | 50/60Hz | Passive | LED | dimmable | Torofi | Linears | Offices. public buildings. Retail |  | 14 | 3050 | No sensor |  | RG0 | 15994100067051 |  |  |  |  | 50000
93118206 | Torofi P 29W 1200 830 D 085 B 10 | image | datasheet | deeplink | TUNGSRAM - Torofi - 2700lm - 29W - 3000K - 80CRI - 93118206[SKU] - Surface mount. Suspended. Track | 1.9 | Surface mount. Suspended. Track | LED | 1 | 29 | Yes |  |  |  | Class I |  |  |  | CE | [6 empty] | 20 | 3000 | 1167 x 47 x 65 |  | 220-240V |  | 5 | F | 85°x85° | ≤5 | 80 |  | 3000 |  |  | >=0.9 |  |  | 65000 | 93 |  |  |  | Wide | 25 |  |  | Available |  |  | Class I | IK08 | 20 | 20 | 35 | 130 | -20 | 1 | 29 | Black | 50/60Hz | Passive | LED | dimmable | Torofi | Linears | Offices. public buildings. Retail |  | 18 | 2700 | No sensor |  | RG0 | 15994100067044 |  |  |  |  | 50000
93118205 | Torofi P 29W 1200 830 D 085 Wh 10 | image | datasheet | deeplink | TUNGSRAM - Torofi - 2700lm - 29W - 3000K - 80CRI - 93118205[SKU] - Surface mount. Suspended. Track | 1.9 | Surface mount. Suspended. Track | LED | 1 | 29 | Yes |  |  |  | Class I |  |  |  | CE | [6 empty] | 20 | 3000 | 1167 x 47 x 65 |  | 220-240V |  | 5 | F | 85°x85° | ≤5 | 80 |  | 3000 |  |  | >=0.9 |  |  | 65000 | 93 |  |  |  | Wide | 25 |  |  | Available |  |  | Class I | IK08 | 20 | 20 | 35 | 130 | -20 | 1 | 29 | White | 50/60Hz | Passive | LED | dimmable | Torofi | Linears | Offices. public buildings. Retail |  | 18 | 2700 | No sensor |  | RG0 | 15994100067037 |  |  |  |  | 50000
93117784 | Torofi P PRISM 30W 2400 840 S Wh 10 | image | datasheet | deeplink | TUNGSRAM - Torofi - 3150lm - 30W - 4000K - 80CRI - 93117784[SKU] - Surface mount. Suspended. Track | 3.2 | Surface mount. Suspended. Track | LED | 1 | 30 |  |  |  |  | Class I |  |  |  | CE | [6 empty] | 20 | 4000 | 2330 x 47 x 65 |  | 220-240V |  | 5 | F | 85 x 85 | ≤5 | >=80 |  | 4000 |  |  | >=0.9 |  |  | 65000 | 105 |  |  |  | Wide | 25 |  |  | Available |  |  | Class I | IK08 | 20 | 20 | 35 | 145 | -20 | 1 | 30 | White | 50/60Hz | Passive | LED | none | Torofi | Linears | Offices. public buildings. Retail |  |  | 3150 | No sensor |  | RG0 | 15994100060809 |  |  |  |  | 50000
93117783 | Torofi P PRISM 15W 1200 840 S Wh 10 | image | datasheet | deeplink | TUNGSRAM - Torofi - 1800lm - 15W - 4000K - 80CRI - 93117783[SKU] - Surface mount. Suspended. Track | 1.9 | Surface mount. Suspended. Track | LED | 1 | 15 |  |  |  |  | Class I |  |  |  | CE | [6 empty] | 20 | 4000 | 1167 x 47 x 65 |  | 220-240V |  | 5 | E | 85 x 85 | ≤5 | >=80 |  | 4000 |  |  | >=0.9 |  |  | 65000 | 120 |  |  |  | Wide | 25 |  |  | Available |  |  | Class I | IK08 | 20 | 20 | 35 | 72 | -20 | 1 | 15 | White | 50/60Hz | Passive | LED | none | Torofi | Linears | Offices. public buildings. Retail |  |  | 1800 | No sensor |  | RG0 | 15994100060793 |  |  |  |  | 50000
93115836 | Torofi P 45W 1200 840 S 030 B 10 | image | datasheet | deeplink | TUNGSRAM - Torofi - 4600lm - 45W - 4000K - 80CRI - 93115836[SKU] - Surface mount. Suspended. Track | 1.9 | Surface mount. Suspended. Track | LED | 1 | 45 |  |  |  |  | Class I |  |  |  | CE | [6 empty] | 20 | 4000 | 1167 x 47 x 65 |  | 220-240V |  | 5 | F | 30 x 70 | ≤5 | >=80 |  | 4000 |  |  | >=0.9 |  |  | 65000 | 102 |  |  |  | Wide | 25 |  |  | Available |  |  | Class I | IK08 | 20 | 20 | 35 | 217 | -20 | 1 | 45 | White | 50/60Hz | Passive | LED | none | Torofi | Linears | Offices. public buildings. Retail |  | 12.1 / 20.2 | 4600 | No sensor |  | RG0 | 15994100039065 |  |  |  |  | 50000
93115835 | Torofi P 45W 1200 840 S 085 B 73 | image | datasheet | deeplink | TUNGSRAM - Torofi - 5750lm - 45W - 4000K - 80CRI - 93115835[SKU] - Surface mount. Suspended. Track | 1.9 | Surface mount. Suspended. Track | LED | 1 | 45 |  |  |  |  | Class I |  |  |  | CE | [6 empty] | 20 | 4000 | 1167 x 47 x 65 |  | 220-240V |  | 5 | E | 85 x 85 | ≤5 | >=80 |  | 4000 |  |  | >=0.9 |  |  | 65000 | 128 |  |  |  | Direct-Indirect | 25 |  |  | Available |  |  | Class I | IK08 | 20 | 20 | 35 | 217 | -20 | 1 | 45 |  | 50/60Hz | Passive | LED | none | Torofi | Linears | Offices. public buildings. Retail |  | 16.7 / 15.6 | 5750 | No sensor |  | RG0 | 15994100039058 |  |  |  |  | 50000
93117108 | Torofi P 45W 2400 840 S 085 Wh 10 | image | datasheet | deeplink | TUNGSRAM - Torofi - 5000lm - 45W - 4000K - 80CRI - 93117108[SKU] - Surface mount. Suspended. Track | 3.2 | Surface mount. Suspended. Track | LED | 1 | 45 |  |  |  |  | Class I |  |  |  | CE | [6 empty] | 20 | 4000 | 2330 x 47 x 65 |  | 220-240V |  | 5 | E | 85 x 85 | ≤5 | >=80 |  | 4000 |  |  | >=0.9 |  |  | 65000 | 111 |  |  |  | Wide | 25 |  |  | Available |  |  | Class I | IK08 | 20 | 20 | 35 | 217 | -20 | 1 | 45 | Black | 50/60Hz | Passive | LED | none | Torofi | Linears | Offices. public buildings. Retail | 93119055 - Torofi P 45W 2400 840 S 085 Wh 10 DS |  | 5000 | No sensor |  | RG0 | 15994100046186 |  |  |  |  | 50000
93115834 | Torofi P 45W 1200 840 S 085 B 10 | image | datasheet | deeplink | TUNGSRAM - Torofi - 5000lm - 45W - 4000K - 80CRI - 93115834[SKU] - Surface mount. Suspended. Track | 1.9 | Surface mount. Suspended. Track | LED | 1 | 45 |  |  |  |  | Class I |  |  |  | CE | [6 empty] | 20 | 4000 | 1167 x 47 x 65 |  | 220-240V |  | 5 | E | 85 x 85 | ≤5 | >=80 |  | 4000 |  |  | >=0.9 |  |  | 65000 | 111 |  |  |  | Wide | 25 |  |  | Available |  |  | Class I | IK08 | 20 | 20 | 35 | 217 | -20 | 1 | 45 | Black | 50/60Hz | Passive | LED | none | Torofi | Linears | Offices. public buildings. Retail |  | 21.4 / 20.6 | 5000 | No sensor |  | RG0 | 15994100046179 |  |  |  |  | 50000
93115833 | Torofi P 45W 1200 830 S 030 B 10 | image | datasheet | deeplink | TUNGSRAM - Torofi - 4450lm - 45W - 3000K - 80CRI - 93115833[SKU] - Surface mount. Suspended. Track | 1.9 | Surface mount. Suspended. Track | LED | 1 | 45 |  |  |  |  | Class I |  |  |  | CE | [6 empty] | 20 | 3000 | 1167 x 47 x 65 |  | 220-240V |  | 5 | F | 30 x 70 | ≤5 | >=80 |  | 3000 |  |  | >=0.9 |  |  | 65000 | 99 |  |  |  | Wide | 25 |  |  | Available |  |  | Class I | IK08 | 20 | 20 | 35 | 217 | -20 | 1 | 45 | White | 50/60Hz | Passive | LED | none | Torofi | Linears | Offices. public buildings. Retail |  | 11.5 / 20.1 | 4450 | No sensor |  | RG0 | [5 empty] | 50000
93115832 | Torofi P 45W 1200 830 S 085 B 73 | image | datasheet | deeplink | TUNGSRAM - Torofi - 5350lm - 45W - 3000K - 80CRI - 93115832[SKU] - Surface mount. Suspended. Track | 1.9 | Surface mount. Suspended. Track | LED | 1 | 45 |  |  |  |  | Class I |  |  |  | CE | [6 empty] | 20 | 3000 | 1167 x 47 x 65 |  | 220-240V |  | 5 | E | 85 x 85 | ≤5 | >=80 |  | 3000 |  |  | >=0.9 |  |  | 65000 | 119 |  |  |  | Direct-Indirect | 25 |  |  | Available |  |  | Class I | IK08 | 20 | 20 | 35 | 217 | -20 | 1 | 45 | Black | 50/60Hz | Passive | LED | none | Torofi | Linears | Offices. public buildings. Retail |  |  | 5350 | No sensor |  | RG0 | 15994100046162 |  |  |  |  | 50000
93115358 | Torofi P 45W 2400 830 S 085 Wh 10 | image | datasheet | deeplink | TUNGSRAM - Torofi - 4650lm - 45W - 3000K - 80CRI - 93115358[SKU] - Surface mount. Suspended. Track | 3.2 | Surface mount. Suspended. Track | LED | 1 | 45 |  |  |  |  | Class I |  |  |  | CE | [6 empty] | 20 | 3000 | 2330 x 47 x 65 |  | 220-240V |  | 5 | F | 85 x 85 | ≤5 | >=80 |  | 3000 |  |  | >=0.9 |  |  | 65000 | 103 |  |  |  | Wide | 25 |  |  | Available |  |  | Class I | IK08 | 20 | 20 | 35 | 217 | -20 | 1 | 45 | Black | 50/60Hz | Passive | LED | none | Torofi | Linears | Offices. public buildings. Retail |  | 18.7 / 17.7 | 4650 | No sensor |  | RG0 | 15994100046155 |  |  |  |  | 50000
93115831 | Torofi P 45W 1200 830 S 085 B 10 | image | datasheet | deeplink | TUNGSRAM - Torofi - 4650lm - 45W - 3000K - 80CRI - 93115831[SKU] - Surface mount. Suspended. Track | 1.9 | Surface mount. Suspended. Track | LED | 1 | 45 |  |  |  |  | Class I |  |  |  | CE | [6 empty] | 20 | 3000 | 1167 x 47 x 65 |  | 220-240V |  | 5 | F | 85 x 85 | ≤5 | >=80 |  | 3000 |  |  | >=0.9 |  |  | 65000 | 103 |  |  |  | Wide | 25 |  |  | Available |  |  | Class I | IK08 | 20 | 20 | 35 | 217 | -20 | 1 | 45 | Black | 50/60Hz | Passive | LED | none | Torofi | Linears | Offices. public buildings. Retail |  | 21.1 / 20.1 | 4650 | No sensor |  | RG0 | 15994100046148 |  |  |  |  | 50000
93115830 | Torofi P 29W 1200 840 S 030 B 10 | image | datasheet | deeplink | TUNGSRAM - Torofi - 2700lm - 29W - 4000K - 80CRI - 93115830[SKU] - Surface mount. Suspended. Track | 1.9 | Surface mount. Suspended. Track | LED | 1 | 29 |  |  |  |  | Class I |  |  |  | CE | [6 empty] | 20 | 4000 | 1167 x 47 x 65 |  | 220-240V |  | 5 | F | 30 x 70 | ≤5 | >=80 |  | 4000 |  |  | >=0.9 |  |  | 65000 | 93 |  |  |  | Wide | 25 |  |  | Available |  |  | Class I | IK08 | 20 | 20 | 35 | 130 | -20 | 1 | 29 | White | 50/60Hz | Passive | LED | none | Torofi | Linears | Offices. public buildings. Retail |  | 10.1 / 18.4 | 2700 | No sensor |  | RG0 | 15994100039041 |  |  |  |  | 50000
93115829 | Torofi P 29W 1200 840 S 085 B 73 | image | datasheet | deeplink | TUNGSRAM - Torofi - 3250lm - 29W - 4000K - 80CRI - 93115829[SKU] - Surface mount. Suspended. Track | 1.9 | Surface mount. Suspended. Track | LED | 1 | 29 |  |  |  |  | Class I |  |  |  | CE | [6 empty] | 20 | 4000 | 1167 x 47 x 65 |  | 220-240V |  | 5 | E | 85 x 85 | ≤5 | >=80 |  | 4000 |  |  | >=0.9 |  |  | 65000 | 112 |  |  |  | Direct-Indirect | 25 |  |  | Available |  |  | Class I | IK08 | 20 | 20 | 35 | 130 | -20 | 1 | 29 | Black | 50/60Hz | Passive | LED | none | Torofi | Linears | Offices. public buildings. Retail |  | 14.7 / 13.7 | 3250 | No sensor |  | RG0 | 15994100046131 |  |  |  |  | 50000
93115828 | Torofi P 29W 1200 840 S 085 B 10 | image | datasheet | deeplink | TUNGSRAM - Torofi - 2900lm - 29W - 4000K - 80CRI - 93115828[SKU] - Surface mount. Suspended. Track | 1.9 | Surface mount. Suspended. Track | LED | 1 | 29 |  |  |  |  | Class I |  |  |  | CE | [6 empty] | 20 | 4000 | 1167 x 47 x 65 |  | 220-240V |  | 5 | F | 85 x 85 | ≤5 | >=80 |  | 4000 |  |  | >=0.9 |  |  | 65000 | 100 |  |  |  | Wide | 25 |  |  | Available |  |  | Class I | IK08 | 20 | 20 | 35 | 130 | -20 | 1 | 29 | Black | 50/60Hz | Passive | LED | none | Torofi | Linears | Offices. public buildings. Retail |  | 19.7 / 18.4 | 2900 | No sensor |  | RG0 | 15994100046124 |  |  |  |  | 50000
93117107 | Torofi P 29W 1200 840 S 085 Wh 10 | image | datasheet | deeplink | TUNGSRAM - Torofi - 2900lm - 29W - 4000K - 80CRI - 93117107[SKU] - Surface mount. Suspended. Track | 1.9 | Surface mount. Suspended. Track | LED | 1 | 29 |  |  |  |  | Class I |  |  |  | CE | [6 empty] | 20 | 4000 | 1167 x 47 x 65 |  | 220-240V |  | 5 | F | 85 x 85 | ≤5 | >=80 |  | 4000 |  |  | >=0.9 |  |  | 65000 | 100 |  |  |  | Wide | 25 |  |  | Available |  |  | Class I | IK08 | 20 | 20 | 35 | 130 | -20 | 1 | 29 | White | 50/60Hz | Passive | LED | none | Torofi | Linears | Offices. public buildings. Retail |  |  | 2900 | No sensor |  | RG0 | 15994100046117 |  |  |  |  | 50000
93115827 | Torofi P 29W 1200 830 S 030 B 10 | image | datasheet | deeplink | TUNGSRAM - Torofi - 2600lm - 29W - 3000K - 80CRI - 93115827[SKU] - Surface mount. Suspended. Track | 1.9 | Surface mount. Suspended. Track | LED | 1 | 29 |  |  |  |  | Class I |  |  |  | CE | [6 empty] | 20 | 3000 | 1167 x 47 x 65 |  | 220-240V |  | 5 | F | 30 x 70 | ≤5 | >=80 |  | 3000 |  |  | >=0.9 |  |  | 65000 | 90 |  |  |  | Wide | 25 |  |  | Available |  |  | Class I | IK08 | 20 | 20 | 35 | 130 | -20 | 1 | 29 | Black | 50/60Hz | Passive | LED | none | Torofi | Linears | Offices. public buildings. Retail |  | 10.4 / 17.8 | 2600 | No sensor |  | RG0 | 15994100046100 |  |  |  |  | 50000
93115826 | Torofi P 29W 1200 830 S 085 B 73 | image | datasheet | deeplink | TUNGSRAM - Torofi - 3050lm - 29W - 3000K - 80CRI - 93115826[SKU] - Surface mount. Suspended. Track | 1.9 | Surface mount. Suspended. Track | LED | 1 | 29 |  |  |  |  | Class I |  |  |  | CE | [6 empty] | 20 | 3000 | 1167 x 47 x 65 |  | 220-240V |  | 5 | F | 85 x 85 | ≤5 | >=80 |  | 3000 |  |  | >=0.9 |  |  | 65000 | 105 |  |  |  | Direct-Indirect | 25 |  |  | Available |  |  | Class I | IK08 | 20 | 20 | 35 | 130 | -20 | 1 | 29 | White | 50/60Hz | Passive | LED | none | Torofi | Linears | Offices. public buildings. Retail |  | 14.4 / 13.4 | 3050 | No sensor |  | RG0 | 15994100055836 |  |  |  |  | 50000
93115825 | Torofi P 29W 1200 830 S 085 B 10 | image | datasheet | deeplink | TUNGSRAM - Torofi - 2700lm - 29W - 3000K - 80CRI - 93115825[SKU] - Surface mount. Suspended. Track | 1.9 | Surface mount. Suspended. Track | LED | 1 | 29 |  |  |  |  | Class I |  |  |  | CE | [6 empty] | 20 | 3000 | 1167 x 47 x 65 |  | 220-240V |  | 5 | F | 85 x 85 | ≤5 | >=80 |  | 3000 |  |  | >=0.9 |  |  | 65000 | 93 |  |  |  | Wide | 25 |  |  | Available |  |  | Class I | IK08 | 20 | 20 | 35 | 130 | -20 | 1 | 29 | Black | 50/60Hz | Passive | LED | none | Torofi | Linears | Offices. public buildings. Retail |  | 19.4 / 18.1 | 2700 | No sensor |  | RG0 | 15994100046094 |  |  |  |  | 50000
93115357 | Torofi P 29W 1200 830 S 085 Wh 10 | image | datasheet | deeplink | TUNGSRAM - Torofi - 2700lm - 29W - 3000K - 80CRI - 93115357[SKU] - Surface mount. Suspended. Track | 1.9 | Surface mount. Suspended. Track | LED | 1 | 29 |  |  |  |  | Class I |  |  |  | CE | [6 empty] | 20 | 3000 | 1167 x 47 x 65 |  | 220-240V |  | 5 | F | 85 x 85 | ≤5 | >=80 |  | 3000 |  |  | >=0.9 |  |  | 65000 | 93 |  |  |  | Wide | 25 |  |  | Available |  |  | Class I | IK08 | 20 | 20 | 35 | 130 | -20 | 1 | 29 | Black | 50/60Hz | Passive | LED | none | Torofi | Linears | Offices. public buildings. Retail |  | 19.4 / 18.1 | 2700 | No sensor |  | RG0 | 15994100046087 |  |  |  |  | 50000
93119481 | LED Mariner PR G2 TU 5' 51W 840 DST | image | datasheet | deeplink | TUNGSRAM - Mariner Premium G2 - 7200lm - 51W - 4000K - 80CRI - 93119481[SKU] - Surface mount and suspended | 1.1 | Surface mount and suspended | LED | 1 | 51 |  |  |  |  | Class II |  |  |  | CE. UKCA | [5 empty] | >72000 | 66 | 4000 | 1510 x 55 x 55 |  | 220-240V |  | 5 | D | 125 | ≤6 | >=80 |  | 4000 |  |  | >0.9 |  |  | >72000 | 140 |  |  |  | Wide | 25 |  |  | Available |  |  | Class II | IK08 | 66 | 66 | 40 | 220 | -20 | 1 | 51W | White | 50/60Hz | Passive | LED | dimmable | Waterproof Mariner Integrated Premium | Mariners | Warehouses. factories. garages |  | 24.6 | 7200 | No sensor |  | RG0 | 15994100080647 | 93119482 |  |  |  | 50000
93119480 | LED Mariner PR G2 TU 4' 33W 840 DST | image | datasheet | deeplink | TUNGSRAM - Mariner Premium G2 - 4700lm - 33.5W - 4000K - 80CRI - 93119480[SKU] - Surface mount and suspended | 0.9 | Surface mount and suspended | LED | 1 | 33.5 |  |  |  |  | Class II |  |  |  | CE. UKCA | [5 empty] | >72000 | 66 | 4000 | 1210 x 55 x 55 |  | 220-240V |  | 5 | D | 125 | ≤6 | >=80 |  | 4000 |  |  | >0.9 |  |  | >72000 | 140 |  |  |  | Wide | 25 |  |  | Available |  |  | Class II | IK08 | 66 | 66 | 40 | 150 | -20 | 1 | 33.5W | White | 50/60Hz | Passive | LED | dimmable | Waterproof Mariner Integrated Premium | Mariners | Warehouses. factories. garages |  | 23.9 | 4700 | No sensor |  | RG0 | 15994100080548 | 93119482 |  |  |  | 50000
93119479 LW | LED Mariner PR G2 TU 5' 33/48W 865 SSTDS ( LW) | image | datasheet | deeplink | TUNGSRAM - Mariner Premium G2 - 4620lm - 33W - 6500K - 80CRI - 93119479 LW[SKU] - Surface mount and suspended | 1.1 | Surface mount and suspended | LED | 1 | 33 |  |  |  |  | Class II |  |  |  | CE. UKCA | [5 empty] | >72000 | 66 | 6500 | 1510 x 55 x 55 |  | 220-240V |  | 5 | A++ | 125 | ≤6 | >=80 |  | 6500 |  |  | >0.9 |  |  | >72000 | 140 |  |  |  | Wide | 25 |  |  | Available |  |  | Class II | IK08 | 66 | 66 | 50 | 150 | -20 | 1 | 33W | White | 50/60Hz | Passive | LED | none | Waterproof Mariner Integrated Premium | Mariners | Warehouses. factories. garages |  | 23 | 4620 | No sensor |  | RG0 | 15994100080609 | 93119482 |  |  |  | 50000
93119479 | LED Mariner PR G2 TU 5' 33/48W 865 SSTDS | image | datasheet | deeplink | TUNGSRAM - Mariner Premium G2 - 6900lm - 48W - 6500K - 80CRI - 93119479[SKU] - Surface mount and suspended | 1.1 | Surface mount and suspended | LED | 1 | 48 |  |  |  |  | Class II |  |  |  | CE. UKCA | [5 empty] | >72000 | 66 | 6500 | 1510 x 55 x 55 |  | 220-240V |  | 5 | D | 125 | ≤6 | >=80 |  | 6500 |  |  | >0.9 |  |  | >72000 | 144 |  |  |  | Wide | 25 |  |  | Available |  |  | Class II | IK08 | 66 | 66 | 50 | 220 | -20 | 1 | 48W | White | 50/60Hz | Passive | LED | none | Waterproof Mariner Integrated Premium | Mariners | Warehouses. factories. garages |  | 24.4 | 6900 | No sensor |  | RG0 | 15994100080609 | 93119482 |  |  |  | 50000
93119477 LW | LED Mariner PR G2 TU 5' 33/48W 865 SST ( LW) | image | datasheet | deeplink | TUNGSRAM - Mariner Premium G2 - 4620lm - 33W - 6500K - 80CRI - 93119477 LW[SKU] - Surface mount and suspended | 1.1 | Surface mount and suspended | LED | 1 | 33 |  |  |  |  | Class II |  |  |  | CE. UKCA | [5 empty] | >72000 | 66 | 6500 | 1510 x 55 x 55 |  | 220-240V |  | 5 | A++ | 125 | ≤6 | >=80 |  | 6500 |  |  | >0.9 |  |  | >72000 | 140 |  |  |  | Wide | 25 |  |  | Available |  |  | Class II | IK08 | 66 | 66 | 50 | 150 | -20 | 1 | 33W | White | 50/60Hz | Passive | LED | none | Waterproof Mariner Integrated Premium | Mariners | Warehouses. factories. garages |  | 23 | 4620 | No sensor |  | RG0 | 15994100080623 | 93119482 |  |  |  | 50000
93119477 | LED Mariner PR G2 TU 5' 33/48W 865 SST | image | datasheet | deeplink | TUNGSRAM - Mariner Premium G2 - 6900lm - 48W - 6500K - 80CRI - 93119477[SKU] - Surface mount and suspended | 1.1 | Surface mount and suspended | LED | 1 | 48 |  |  |  |  | Class II |  |  |  | CE. UKCA | [5 empty] | >72000 | 66 | 6500 | 1510 x 55 x 55 |  | 220-240V |  | 5 | D | 125 | ≤6 | >=80 |  | 6500 |  |  | >0.9 |  |  | >72000 | 144 |  |  |  | Wide | 25 |  |  | Available |  |  | Class II | IK08 | 66 | 66 | 50 | 220 | -20 | 1 | 48W | White | 50/60Hz | Passive | LED | none | Waterproof Mariner Integrated Premium | Mariners | Warehouses. factories. garages | 93119479 - LED Mariner PR G2 TU 5' 33/49W 865 SSTDS | 24.4 | 6900 | No sensor |  | RG0 | 15994100080623 | 93119482 |  |  |  | 50000
93119478 LW | LED Mariner PR G2 TU 5' 33/48W 840 SSTDS ( LW) | image | datasheet | deeplink | TUNGSRAM - Mariner Premium G2 - 4620lm - 33W - 4000K - 80CRI - 93119478 LW[SKU] - Surface mount and suspended | 1.1 | Surface mount and suspended | LED | 1 | 33 |  |  |  |  | Class II |  |  |  | CE. UKCA | [5 empty] | >72000 | 66 | 4000 | 1510 x 55 x 55 |  | 220-240V |  | 5 | A++ | 125 | ≤6 | >=80 |  | 4000 |  |  | >0.9 |  |  | >72000 | 140 |  |  |  | Wide | 25 |  |  | Available |  |  | Class II | IK08 | 66 | 66 | 50 | 150 | -20 | 1 | 33W | White | 50/60Hz | Passive | LED | none | Waterproof Mariner Integrated Premium | Mariners | Warehouses. factories. garages |  | 23 | 4620 | No sensor |  | RG0 | 15994100080616 | 93119482 |  |  |  | 50000
93119478 | LED Mariner PR G2 TU 5' 33/48W 840 SSTDS | image | datasheet | deeplink | TUNGSRAM - Mariner Premium G2 - 6900lm - 48W - 4000K - 80CRI - 93119478[SKU] - Surface mount and suspended | 1.1 | Surface mount and suspended | LED | 1 | 48 |  |  |  |  | Class II |  |  |  | CE. UKCA | [5 empty] | >72000 | 66 | 4000 | 1510 x 55 x 55 |  | 220-240V |  | 5 | D | 125 | ≤6 | >=80 |  | 4000 |  |  | >0.9 |  |  | >72000 | 144 |  |  |  | Wide | 25 |  |  | Available |  |  | Class II | IK08 | 66 | 66 | 50 | 220 | -20 | 1 | 48W | White | 50/60Hz | Passive | LED | none | Waterproof Mariner Integrated Premium | Mariners | Warehouses. factories. garages |  | 24.4 | 6900 | No sensor |  | RG0 | 15994100080616 | 93119482 |  |  |  | 50000
93119476 LW | LED Mariner PR G2 TU 5' 33/48W 840 SST ( LW) | image | datasheet | deeplink | TUNGSRAM - Mariner Premium G2 - 4620lm - 33W - 4000K - 80CRI - 93119476 LW[SKU] - Surface mount and suspended | 1.1 | Surface mount and suspended | LED | 1 | 33 |  |  |  |  | Class II |  |  |  | CE. UKCA | [5 empty] | >72000 | 66 | 4000 | 1510 x 55 x 55 |  | 220-240V |  | 5 | A++ | 125 | ≤6 | >=80 |  | 4000 |  |  | >0.9 |  |  | >72000 | 140 |  |  |  | Wide | 25 |  |  | Available |  |  | Class II | IK08 | 66 | 66 | 50 | 150 | -20 | 1 | 33W | White | 50/60Hz | Passive | LED | none | Waterproof Mariner Integrated Premium | Mariners | Warehouses. factories. garages |  | 23 | 4620 | No sensor |  | RG0 | 15994100080630 | 93119482 |  |  |  | 50000
93119476 | LED Mariner PR G2 TU 5' 33/48W 840 SST | image | datasheet | deeplink | TUNGSRAM - Mariner Premium G2 - 6900lm - 48W - 4000K - 80CRI - 93119476[SKU] - Surface mount and suspended | 1.1 | Surface mount and suspended | LED | 1 | 48 |  |  |  |  | Class II |  |  |  | CE. UKCA | [5 empty] | >72000 | 66 | 4000 | 1510 x 55 x 55 |  | 220-240V |  | 5 | D | 125 | ≤6 | >=80 |  | 4000 |  |  | >0.9 |  |  | >72000 | 144 |  |  |  | Wide | 25 |  |  | Available |  |  | Class II | IK08 | 66 | 66 | 50 | 220 | -20 | 1 | 48W | White | 50/60Hz | Passive | LED | none | Waterproof Mariner Integrated Premium | Mariners | Warehouses. factories. garages | 93119478 - LED Mariner PR G2 TU 5' 33/49W 840 SSTDS | 24.4 | 6900 | No sensor |  | RG0 | 15994100080630 | 93119482 |  |  |  | 50000
93119305 LW | LED Mariner PR G2 TU 4' 17/33W 865 SSTDS ( LW) | image | datasheet | deeplink | TUNGSRAM - Mariner Premium G2 - 2480lm - 17.5W - 6500K - 80CRI - 93119305 LW[SKU] - Surface mount and suspended | 0.9 | Surface mount and suspended | LED | 1 | 17.5 |  |  |  |  | Class II |  |  |  | CE. UKCA | [5 empty] | >72000 | 66 | 6500 | 1210 x 55 x 55 |  | 220-240V |  | 5 | A++ | 125 | ≤6 | >=80 |  | 6500 |  |  | >0.85 |  |  | >72000 | 140 |  |  |  | Wide | 25 |  |  | Available |  |  | Class II | IK08 | 66 | 66 | 50 | 90 | -20 | 1 | 17.5W | White | 50/60Hz | Passive | LED | none | Waterproof Mariner Integrated Premium | Mariners | Warehouses. factories. garages |  | 21.6 | 2480 | No sensor |  | RG0 | 15994100080555 | 93119482 |  |  |  | 50000
93119305 | LED Mariner PR G2 TU 4' 17/33W 865 SSTDS | image | datasheet | deeplink | TUNGSRAM - Mariner Premium G2 - 4620lm - 33W - 6500K - 80CRI - 93119305[SKU] - Surface mount and suspended | 0.9 | Surface mount and suspended | LED | 1 | 33 |  |  |  |  | Class II |  |  |  | CE. UKCA | [5 empty] | >72000 | 66 | 6500 | 1210 x 55 x 55 |  | 220-240V |  | 5 | D | 125 | ≤6 | >=80 |  | 6500 |  |  | >0.9 |  |  | >72000 | 140 |  |  |  | Wide | 25 |  |  | Available |  |  | Class II | IK08 | 66 | 66 | 50 | 150 | -20 | 1 | 33W | White | 50/60Hz | Passive | LED | none | Waterproof Mariner Integrated Premium | Mariners | Warehouses. factories. garages |  | 23.9 | 4620 | No sensor |  | RG0 | 15994100080555 | 93119482 |  |  |  | 50000
93119303 LW | LED Mariner PR G2 TU 4' 17/33W 865 SST ( LW) | image | datasheet | deeplink | TUNGSRAM - Mariner Premium G2 - 2480lm - 17.5W - 6500K - 80CRI - 93119303 LW[SKU] - Surface mount and suspended | 0.9 | Surface mount and suspended | LED | 1 | 17.5 |  |  |  |  | Class II |  |  |  | CE. UKCA | [5 empty] | >72000 | 66 | 6500 | 1210 x 55 x 55 |  | 220-240V |  | 5 | A++ | 125 | ≤6 | >=80 |  | 6500 |  |  | >0.85 |  |  | >72000 | 140 |  |  |  | Wide | 25 |  |  | Available |  |  | Class II | IK08 | 66 | 66 | 50 | 90 | -20 | 1 | 17.5W | White | 50/60Hz | Passive | LED | none | Waterproof Mariner Integrated Premium | Mariners | Warehouses. factories. garages |  | 21.6 | 2480 | No sensor |  | RG0 | 15994100080579 | 93119482 |  |  |  | 50000
93119303 | LED Mariner PR G2 TU 4' 17/33W 865 SST | image | datasheet | deeplink | TUNGSRAM - Mariner Premium G2 - 4620lm - 33W - 6500K - 80CRI - 93119303[SKU] - Surface mount and suspended | 0.9 | Surface mount and suspended | LED | 1 | 33 |  |  |  |  | Class II |  |  |  | CE. UKCA | [5 empty] | >72000 | 66 | 6500 | 1210 x 55 x 55 |  | 220-240V |  | 5 | D | 125 | ≤6 | >=80 |  | 6500 |  |  | >0.9 |  |  | >72000 | 140 |  |  |  | Wide | 25 |  |  | Available |  |  | Class II | IK08 | 66 | 66 | 50 | 150 | -20 | 1 | 33W | White | 50/60Hz | Passive | LED | none | Waterproof Mariner Integrated Premium | Mariners | Warehouses. factories. garages | 93119305 - LED Mariner PR G2 TU 4' 17/33W 865 SSTDS | 23.9 | 4620 | No sensor |  | RG0 | 15994100080579 | 93119482 |  |  |  | 50000
93119304 LW | LED Mariner PR G2 TU 4' 17/33W 840 SSTDS ( LW) | image | datasheet | deeplink | TUNGSRAM - Mariner Premium G2 - 2480lm - 17.5W - 4000K - 80CRI - 93119304 LW[SKU] - Surface mount and suspended | 0.9 | Surface mount and suspended | LED | 1 | 17.5 |  |  |  |  | Class II |  |  |  | CE. UKCA | [5 empty] | >72000 | 66 | 4000 | 1210 x 55 x 55 |  | 220-240V |  | 5 | A++ | 125 | ≤6 | >=80 |  | 4000 |  |  | >0.85 |  |  | >72000 | 140 |  |  |  | Wide | 25 |  |  | Available |  |  | Class II | IK08 | 66 | 66 | 50 | 90 | -20 | 1 | 17.5W | White | 50/60Hz | Passive | LED | none | Waterproof Mariner Integrated Premium | Mariners | Warehouses. factories. garages |  | 21.6 | 2480 | No sensor |  | RG0 | 15994100080562 | 93119482 |  |  |  | 50000
93119304 | LED Mariner PR G2 TU 4' 17/33W 840 SSTDS | image | datasheet | deeplink | TUNGSRAM - Mariner Premium G2 - 4620lm - 33W - 4000K - 80CRI - 93119304[SKU] - Surface mount and suspended | 0.9 | Surface mount and suspended | LED | 1 | 33 |  |  |  |  | Class II |  |  |  | CE. UKCA | [5 empty] | >72000 | 66 | 4000 | 1210 x 55 x 55 |  | 220-240V |  | 5 | D | 125 | ≤6 | >=80 |  | 4000 |  |  | >0.9 |  |  | >72000 | 140 |  |  |  | Wide | 25 |  |  | Available |  |  | Class II | IK08 | 66 | 66 | 50 | 150 | -20 | 1 | 33W | White | 50/60Hz | Passive | LED | none | Waterproof Mariner Integrated Premium | Mariners | Warehouses. factories. garages |  | 23.9 | 4620 | No sensor |  | RG0 | 15994100080562 | 93119482 |  |  |  | 50000
93119302 LW | LED Mariner PR G2 TU 4' 17/33W 840 SST ( LW) | image | datasheet | deeplink | TUNGSRAM - Mariner Premium G2 - 2480lm - 17.5W - 4000K - 80CRI - 93119302 LW[SKU] - Surface mount and suspended | 0.9 | Surface mount and suspended | LED | 1 | 17.5 |  |  |  |  | Class II |  |  |  | CE. UKCA | [5 empty] | >72000 | 66 | 4000 | 1210 x 55 x 55 |  | 220-240V |  | 5 | A++ | 125 | ≤6 | >=80 |  | 4000 |  |  | >0.85 |  |  | >72000 | 140 |  |  |  | Wide | 25 |  |  | Available |  |  | Class II | IK08 | 66 | 66 | 50 | 90 | -20 | 1 | 17.5W | White | 50/60Hz | Passive | LED | none | Waterproof Mariner Integrated Premium | Mariners | Warehouses. factories. garages |  | 21.6 | 2480 | No sensor |  | RG0 | 15994100080586 | 93119482 |  |  |  | 50000
93119302 | LED Mariner PR G2 TU 4' 17/33W 840 SST | image | datasheet | deeplink | TUNGSRAM - Mariner Premium G2 - 4620lm - 33W - 4000K - 80CRI - 93119302[SKU] - Surface mount and suspended | 0.9 | Surface mount and suspended | LED | 1 | 33 |  |  |  |  | Class II |  |  |  | CE. UKCA | [5 empty] | >72000 | 66 | 4000 | 1210 x 55 x 55 |  | 220-240V |  | 5 | D | 125 | ≤6 | >=80 |  | 4000 |  |  | >0.9 |  |  | >72000 | 140 |  |  |  | Wide | 25 |  |  | Available |  |  | Class II | IK08 | 66 | 66 | 50 | 150 | -20 | 1 | 33W | White | 50/60Hz | Passive | LED | none | Waterproof Mariner Integrated Premium | Mariners | Warehouses. factories. garages | 93119304 - LED Mariner PR G2 TU 4' 17/33W 840 SSTDS | 23.9 | 4620 | No sensor |  | RG0 | 15994100080586 | 93119482 |  |  |  | 50000
93119519 | Tung Mariner CL G1 5' 51W 840 D | image | datasheet | deeplink | TUNGSRAM - Mariner Clip - 6920lm - 51W - 4000K - 80CRI - 93119519[SKU] - Surface | 1.7 | Surface | LED | 1 | 51 |  | 65 | 65 | [5 empty] | CE. UKCA | [6 empty] | 65 | 4000 | 1530 x 78 x 75 |  | 220-240V |  | 5 | D | 115 | max 6 | >80 |  | 4000K |  |  | >=0.9 |  |  | 54000 | 135 |  |  |  | Medium | 40 |  |  | Available |  |  | Class I | IK08 | 65 | 65 | 40 | 230 | -20 | 1 | 51 | Gray | 50/60Hz | Passive | LED | dimmable | Waterproof Mariners | Clip Mariner | Warehouses / factories; Garage | 93120329 - Tung Mariner CL G1 5' 51W 840 D DS |  | 6920 | No sensor |  | RG0 | 15994100080876 |  |  |  |  | 50000
93119518 | Tung Mariner CL G1 5' 30W 840 D | image | datasheet | deeplink | TUNGSRAM - Mariner Clip - 4140lm - 30W - 4000K - 80CRI - 93119518[SKU] - Surface | 1.7 | Surface | LED | 1 | 30 |  | 65 | 65 | [5 empty] | CE. UKCA | [6 empty] | 65 | 4000 | 1530 x 78 x 75 |  | 220-240V |  | 5 | D | 115 | max 6 | >80 |  | 4000K |  |  | >=0.9 |  |  | 54000 | 138 |  |  |  | Medium | 50 |  |  | Available |  |  | Class I | IK08 | 65 | 65 | 50 | 135 | -20 | 1 | 30 | Gray | 50/60Hz | Passive | LED | dimmable | Waterproof Mariners | Clip Mariner | Warehouses / factories; Garage | 93120328 - Tung Mariner CL G1 5' 30W 840 D DS |  | 4140 | No sensor |  | RG0 | 15994100080883 |  |  |  |  | 50000
93119517 | Tung Mariner CL G1 4' 32W 840 D | image | datasheet | deeplink | TUNGSRAM - Mariner Clip - 4500lm - 32W - 4000K - 80CRI - 93119517[SKU] - Surface | 1.5 | Surface | LED | 1 | 32 |  | 65 | 65 | [5 empty] | CE. UKCA | [6 empty] | 65 | 4000 | 1230 x 78 x 75 |  | 220-240V |  | 5 | D | 115 | max 6 | >80 |  | 4000K |  |  | >=0.9 |  |  | 54000 | 140 |  |  |  | Medium | 50 |  |  | Available |  |  | Class I | IK08 | 65 | 65 | 50 | 145 | -20 | 1 | 32 | Gray | 50/60Hz | Passive | LED | dimmable | Waterproof Mariners | Clip Mariner | Warehouses / factories; Garage | 93120327 - Tung Mariner CL G1 4' 32W 840 D DS |  | 4500 | No sensor |  | RG0 | 15994100080852 |  |  |  |  | 50000
93119516 | Tung Mariner CL G1 4' 21W 840 D | image | datasheet | deeplink | TUNGSRAM - Mariner Clip - 2950lm - 21W - 4000K - 80CRI - 93119516[SKU] - Surface | 1.5 | Surface | LED | 1 | 21 |  | 65 | 65 | [5 empty] | CE. UKCA | [6 empty] | 65 | 4000 | 1230 x 78 x 75 |  | 220-240V |  | 5 | D | 115 | max 6 | >80 |  | 4000K |  |  | >=0.9 |  |  | 54000 | 140 |  |  |  | Medium | 50 |  |  | Available |  |  | Class I | IK08 | 65 | 65 | 50 | 95 | -20 | 1 | 21 | Gray | 50/60Hz | Passive | LED | dimmable | Waterproof Mariners | Clip Mariner | Warehouses / factories; Garage | 93120326 - Tung Mariner CL G1 4' 21W 840 D DS |  | 2950 | No sensor |  | RG0 | 15994100080869 |  |  |  |  | 50000
93119475 | Tung Mariner CL G1 5' 50W 840 S | image | datasheet | deeplink | TUNGSRAM - Mariner Clip - 7000lm - 50W - 4000K - 80CRI - 93119475[SKU] - Surface | 1.7 | Surface | LED | 1 | 50 |  | 65 | 65 | [5 empty] | CE. UKCA | [6 empty] | 65 | 4000 | 1530 x 78 x 75 |  | 220-240V |  | 5 | D | 115 | max 6 | >80 |  | 4000K |  |  | >=0.9 |  |  | 54000 | 140 |  |  |  | Medium | 50 |  |  | Available |  |  | Class I | IK08 | 65 | 65 | 50 | 230 | -20 | 1 | 50 | Gray | 50/60Hz | Passive | LED | none | Waterproof Mariners | Clip Mariner | Warehouses / factories; Garage | 93119910 - Tung Mariner CL G1 5' 50W 840 S DS |  | 7000 | No sensor |  | RG0 | 15994100080838 |  |  |  |  | 50000
93119474 | Tung Mariner CL G1 5' 31W 840 S | image | datasheet | deeplink | TUNGSRAM - Mariner Clip - 4350lm - 31W - 4000K - 80CRI - 93119474[SKU] - Surface | 1.7 | Surface | LED | 1 | 31 |  | 65 | 65 | [5 empty] | CE. UKCA | [6 empty] | 65 | 4000 | 1530 x 78 x 75 |  | 220-240V |  | 5 | D | 115 | max 6 | >80 |  | 4000K |  |  | >=0.9 |  |  | 54000 | 140 |  |  |  | Medium | 50 |  |  | Available |  |  | Class I | IK08 | 65 | 65 | 50 | 140 | -20 | 1 | 31 | Gray | 50/60Hz | Passive | LED | none | Waterproof Mariners | Clip Mariner | Warehouses / factories; Garage | 93119909 - Tung Mariner CL G1 5' 31W 840 S DS |  | 4350 | No sensor |  | RG0 | 15994100080845 |  |  |  |  | 50000
93119473 | Tung Mariner CL G1 4' 33W 840 S | image | datasheet | deeplink | TUNGSRAM - Mariner Clip - 4650lm - 33W - 4000K - 80CRI - 93119473[SKU] - Surface | 1.4 | Surface | LED | 1 | 33 |  | 65 | 65 | [5 empty] | CE. UKCA | [6 empty] | 65 | 4000 | 1230 x 78 x 75 |  | 220-240V |  | 5 | D | 115 | max 6 | >80 |  | 4000K |  |  | >=0.9 |  |  | 54000 | 140 |  |  |  | Medium | 50 |  |  | Available |  |  | Class I | IK08 | 65 | 65 | 50 | 150 | -20 | 1 | 33 | Gray | 50/60Hz | Passive | LED | none | Waterproof Mariners | Clip Mariner | Warehouses / factories; Garage | 93119908 - Tung Mariner CL G1 4' 33W 840 S DS |  | 4650 | No sensor |  | RG0 | 15994100080814 |  |  |  |  | 50000
93119472 | Tung Mariner CL G1 4' 22W 840 S | image | datasheet | deeplink | TUNGSRAM - Mariner Clip - 3080lm - 22W - 4000K - 80CRI - 93119472[SKU] - Surface | 1.4 | Surface | LED | 1 | 22 |  | 65 | 65 | [5 empty] | CE. UKCA | [6 empty] | 65 | 4000 | 1230 x 78 x 75 |  | 220-240V |  | 5 | D | 115 | max 6 | >80 |  | 4000K |  |  | >=0.9 |  |  | 54000 | 140 |  |  |  | Medium | 50 |  |  | Available |  |  | Class I | IK08 | 65 | 65 | 50 | 100 | -20 | 1 | 22 | Gray | 50/60Hz | Passive | LED | none | Waterproof Mariners | Clip Mariner | Warehouses / factories; Garage | 93119907 - Tung Mariner CL G1 4' 22W 840 S DS |  | 3080 | No sensor |  | RG0 | 15994100080821 |  |  |  |  | 50000
93119465 | LED Flood G3 TU S 150W 865 SY MV BN DSS | image | datasheet | deeplink | TUNGSRAM - Floodlight G3 - 19500lm - 150W - 6500K - 80CRI - 93119465[SKU] - Surface | 4.1 | Surface | LED | 1 | 150 |  | 65 | 65 | [5 empty] | CE. UKCA | [6 empty] | 65 | 6500 | 351 x 297 x 60 |  | 110-240V |  | 5 | E | 110 | max 5 | >80 |  | 6500 |  |  | >=0.9 |  |  | 72000 | 130 |  |  |  | Wide | 50 |  |  | Available |  |  | Class I | IK08 | 65 | 65 | 50 | 755 | -30 | 1 | 150 | Black | 50/60Hz | Passive | LED | none | Floodlights | Floodlight G3 | Industrial. Warehouses; Car park. Garages; Public areas; Building facades; Construction areas |  |  | 19500 | No sensor |  | RG1 | 15994100079146 |  |  |  |  | 50000
93119464 | LED Flood G3 TU S 150W 840 SY MV BN DSS | image | datasheet | deeplink | TUNGSRAM - Floodlight G3 - 19500lm - 150W - 4000K - 80CRI - 93119464[SKU] - Surface | 4.1 | Surface | LED | 1 | 150 |  | 65 | 65 | [5 empty] | CE. UKCA | [6 empty] | 65 | 4000 | 351 x 297 x 60 |  | 110-240V |  | 5 | E | 110 | max 5 | >80 |  | 4000 |  |  | >=0.9 |  |  | 72000 | 130 |  |  |  | Wide | 50 |  |  | Available |  |  | Class I | IK08 | 65 | 65 | 50 | 755 | -30 | 1 | 150 | Black | 50/60Hz | Passive | LED | none | Floodlights | Floodlight G3 | Industrial. Warehouses; Car park. Garages; Public areas; Building facades; Construction areas |  |  | 19500 | No sensor |  | RG1 | 15994100079153 |  |  |  |  | 50000
93119463 | LED Flood G3 TU S 100W 865 SY MV BN DSS | image | datasheet | deeplink | TUNGSRAM - Floodlight G3 - 13000lm - 100W - 6500K - 80CRI - 93119463[SKU] - Surface | 3.4 | Surface | LED | 1 | 100 |  | 65 | 65 | [5 empty] | CE. UKCA | [6 empty] | 65 | 6500 | 315 x 272 x 60 |  | 110-240V |  | 5 | E | 110 | max 5 | >80 |  | 6500 |  |  | >=0.9 |  |  | 72000 | 130 |  |  |  | Wide | 50 |  |  | Available |  |  | Class I | IK08 | 65 | 65 | 50 | 503 | -30 | 1 | 100 | Black | 50/60Hz | Passive | LED | none | Floodlights | Floodlight G3 | Industrial. Warehouses; Car park. Garages; Public areas; Building facades; Construction areas |  |  | 13000 | No sensor |  | RG1 | 15994100079160 |  |  |  |  | 50000
93119462 | LED Flood G3 TU S 100W 840 SY MV BN DSS | image | datasheet | deeplink | TUNGSRAM - Floodlight G3 - 13000lm - 100W - 4000K - 80CRI - 93119462[SKU] - Surface | 3.4 | Surface | LED | 1 | 100 |  | 65 | 65 | [5 empty] | CE. UKCA | [6 empty] | 65 | 4000 | 315 x 272 x 60 |  | 110-240V |  | 5 | E | 110 | max 5 | >80 |  | 4000 |  |  | >=0.9 |  |  | 72000 | 130 |  |  |  | Wide | 50 |  |  | Available |  |  | Class I | IK08 | 65 | 65 | 50 | 503 | -30 | 1 | 100 | Black | 50/60Hz | Passive | LED | none | Floodlights | Floodlight G3 | Industrial. Warehouses; Car park. Garages; Public areas; Building facades; Construction areas |  |  | 13000 | No sensor |  | RG1 | 15994100079177 |  |  |  |  | 50000
93119461 | LED Flood G3 TU S 70W 865 SY MV BN DSS | image | datasheet | deeplink | TUNGSRAM - Floodlight G3 - 9100lm - 70W - 6500K - 80CRI - 93119461[SKU] - Surface | 2.9 | Surface | LED | 1 | 70 |  | 65 | 65 | [5 empty] | CE. UKCA | [6 empty] | 65 | 6500 | 315 x 272 x 60 |  | 110-240V |  | 5 | E | 110 | max 5 | >80 |  | 6500 |  |  | >=0.9 |  |  | 72000 | 130 |  |  |  | Wide | 50 |  |  | Available |  |  | Class I | IK08 | 65 | 65 | 50 | 352 | -30 | 1 | 70 | Black | 50/60Hz | Passive | LED | none | Floodlights | Floodlight G3 | Industrial. Warehouses; Car park. Garages; Public areas; Building facades; Construction areas |  |  | 9100 | No sensor |  | RG1 | 15994100079184 |  |  |  |  | 50000
93119460 | LED Flood G3 TU S 70W 840 SY MV BN DSS | image | datasheet | deeplink | TUNGSRAM - Floodlight G3 - 9100lm - 70W - 4000K - 80CRI - 93119460[SKU] - Surface | 2.9 | Surface | LED | 1 | 70 |  | 65 | 65 | [5 empty] | CE. UKCA | [6 empty] | 65 | 4000 | 315 x 272 x 60 |  | 110-240V |  | 5 | E | 110 | max 5 | >80 |  | 4000 |  |  | >=0.9 |  |  | 72000 | 130 |  |  |  | Wide | 50 |  |  | Available |  |  | Class I | IK08 | 65 | 65 | 50 | 352 | -30 | 1 | 70 | Black | 50/60Hz | Passive | LED | none | Floodlights | Floodlight G3 | Industrial. Warehouses; Car park. Garages; Public areas; Building facades; Construction areas |  |  | 9100 | No sensor |  | RG1 | 15994100079191 |  |  |  |  | 50000
93119459 | LED Flood G3 TU S 50W 865 SY MV BN DSS | image | datasheet | deeplink | TUNGSRAM - Floodlight G3 - 6500lm - 50W - 6500K - 80CRI - 93119459[SKU] - Surface | 1.7 | Surface | LED | 1 | 50 |  | 65 | 65 | [5 empty] | CE. UKCA | [6 empty] | 65 | 6500 | 261 x 229 x 48 |  | 110-240V |  | 5 | E | 110 | max 5 | >80 |  | 6500 |  |  | >=0.9 |  |  | 72000 | 130 |  |  |  | Wide | 50 |  |  | Available |  |  | Class I | IK08 | 65 | 65 | 50 | 252 | -30 | 1 | 50 | Black | 50/60Hz | Passive | LED | none | Floodlights | Floodlight G3 | Industrial. Warehouses; Car park. Garages; Public areas; Building facades; Construction areas |  |  | 6500 | No sensor |  | RG1 | 15994100079207 |  |  |  |  | 50000
93119458 | LED Flood G3 TU S 50W 840 SY MV BN DSS | image | datasheet | deeplink | TUNGSRAM - Floodlight G3 - 6500lm - 50W - 4000K - 80CRI - 93119458[SKU] - Surface | 1.7 | Surface | LED | 1 | 50 |  | 65 | 65 | [5 empty] | CE. UKCA | [6 empty] | 65 | 4000 | 261 x 229 x 48 |  | 110-240V |  | 5 | E | 110 | max 5 | >80 |  | 4000 |  |  | >=0.9 |  |  | 72000 | 130 |  |  |  | Wide | 50 |  |  | Available |  |  | Class I | IK08 | 65 | 65 | 50 | 252 | -30 | 1 | 50 | Black | 50/60Hz | Passive | LED | none | Floodlights | Floodlight G3 | Industrial. Warehouses; Car park. Garages; Public areas; Building facades; Construction areas |  |  | 6500 | No sensor |  | RG1 | 15994100079214 |  |  |  |  | 50000
93119440 | LED Flood G3 TU S 150W 865 SY MV BN | image | datasheet | deeplink | TUNGSRAM - Floodlight G3 - 19500lm - 150W - 6500K - 80CRI - 93119440[SKU] - Surface | 4.1 | Surface | LED | 1 | 150 |  | 65 | 65 | [5 empty] | CE. UKCA | [6 empty] | 65 | 6500 | 351 x 297 x 60 |  | 110-240V |  | 5 | E | 110 | max 5 | >80 |  | 6500 |  |  | >=0.9 |  |  | 72000 | 130 |  |  |  | Wide | 50 |  |  | Available |  |  | Class I | IK08 | 65 | 65 | 50 | 755 | -30 | 1 | 150 | Black | 50/60Hz | Passive | LED | none | Floodlights | Floodlight G3 | Industrial. Warehouses; Car park. Garages; Public areas; Building facades; Construction areas |  |  | 19500 | No sensor |  | RG1 | 15994100079764 |  |  |  |  | 50000
93119439 | LED Flood G3 TU S 150W 840 SY MV BN | image | datasheet | deeplink | TUNGSRAM - Floodlight G3 - 19500lm - 150W - 4000K - 80CRI - 93119439[SKU] - Surface | 4.1 | Surface | LED | 1 | 150 |  | 65 | 65 | [5 empty] | CE. UKCA | [6 empty] | 65 | 4000 | 351 x 297 x 60 |  | 110-240V |  | 5 | E | 110 | max 5 | >80 |  | 4000 |  |  | >=0.9 |  |  | 72000 | 130 |  |  |  | Wide | 50 |  |  | Available |  |  | Class I | IK08 | 65 | 65 | 50 | 755 | -30 | 1 | 150 | Black | 50/60Hz | Passive | LED | none | Floodlights | Floodlight G3 | Industrial. Warehouses; Car park. Garages; Public areas; Building facades; Construction areas |  |  | 19500 | No sensor |  | RG1 | 15994100079757 |  |  |  |  | 50000
93119438 | LED Flood G3 TU S 150W 830 SY MV BN | image | datasheet | deeplink | TUNGSRAM - Floodlight G3 - 18750lm - 150W - 3000K - 80CRI - 93119438[SKU] - Surface | 4.1 | Surface | LED | 1 | 150 |  | 65 | 65 | [5 empty] | CE. UKCA | [6 empty] | 65 | 3000 | 351 x 297 x 60 |  | 110-240V |  | 5 | E | 110 | max 5 | >80 |  | 3000 |  |  | >=0.9 |  |  | 72000 | 125 |  |  |  | Wide | 50 |  |  | Available |  |  | Class I | IK08 | 65 | 65 | 50 | 755 | -30 | 1 | 150 | Black | 50/60Hz | Passive | LED | none | Floodlights | Floodlight G3 | Industrial. Warehouses; Car park. Garages; Public areas; Building facades; Construction areas |  |  | 18750 | No sensor |  | RG1 | 15994100079740 |  |  |  |  | 50000
93119437 | LED Flood G3 TU S 100W 865 SY MV BN | image | datasheet | deeplink | TUNGSRAM - Floodlight G3 - 13000lm - 100W - 6500K - 80CRI - 93119437[SKU] - Surface | 3.4 | Surface | LED | 1 | 100 |  | 65 | 65 | [5 empty] | CE. UKCA | [6 empty] | 65 | 6500 | 315 x 272 x 60 |  | 110-240V |  | 5 | E | 110 | max 5 | >80 |  | 6500 |  |  | >=0.9 |  |  | 72000 | 130 |  |  |  | Wide | 50 |  |  | Available |  |  | Class I | IK08 | 65 | 65 | 50 | 503 | -30 | 1 | 100 | Black | 50/60Hz | Passive | LED | none | Floodlights | Floodlight G3 | Industrial. Warehouses; Car park. Garages; Public areas; Building facades; Construction areas |  |  | 13000 | No sensor |  | RG1 | 15994100079368 |  |  |  |  | 50000
93119436 | LED Flood G3 TU S 100W 840 SY MV BN | image | datasheet | deeplink | TUNGSRAM - Floodlight G3 - 13000lm - 100W - 4000K - 80CRI - 93119436[SKU] - Surface | 3.4 | Surface | LED | 1 | 100 |  | 65 | 65 | [5 empty] | CE. UKCA | [6 empty] | 65 | 4000 | 315 x 272 x 60 |  | 110-240V |  | 5 | E | 110 | max 5 | >80 |  | 4000 |  |  | >=0.9 |  |  | 72000 | 130 |  |  |  | Wide | 50 |  |  | Available |  |  | Class I | IK08 | 65 | 65 | 50 | 503 | -30 | 1 | 100 | Black | 50/60Hz | Passive | LED | none | Floodlights | Floodlight G3 | Industrial. Warehouses; Car park. Garages; Public areas; Building facades; Construction areas |  |  | 13000 | No sensor |  | RG1 | 15994100079351 |  |  |  |  | 50000
93119435 | LED Flood G3 TU S 100W 830 SY MV BN | image | datasheet | deeplink | TUNGSRAM - Floodlight G3 - 12500lm - 100W - 3000K - 80CRI - 93119435[SKU] - Surface | 3.4 | Surface | LED | 1 | 100 |  | 65 | 65 | [5 empty] | CE. UKCA | [6 empty] | 65 | 3000 | 315 x 272 x 60 |  | 110-240V |  | 5 | E | 110 | max 5 | >80 |  | 3000 |  |  | >=0.9 |  |  | 72000 | 125 |  |  |  | Wide | 50 |  |  | Available |  |  | Class I | IK08 | 65 | 65 | 50 | 503 | -30 | 1 | 100 | Black | 50/60Hz | Passive | LED | none | Floodlights | Floodlight G3 | Industrial. Warehouses; Car park. Garages; Public areas; Building facades; Construction areas |  |  | 12500 | No sensor |  | RG1 | 15994100079344 |  |  |  |  | 50000
93119434 | LED Flood G3 TU S 70W 865 SY MV BN | image | datasheet | deeplink | TUNGSRAM - Floodlight G3 - 9100lm - 70W - 6500K - 80CRI - 93119434[SKU] - Surface | 2.9 | Surface | LED | 1 | 70 |  | 65 | 65 | [5 empty] | CE. UKCA | [6 empty] | 65 | 6500 | 315 x 272 x 60 |  | 110-240V |  | 5 | E | 110 | max 5 | >80 |  | 6500 |  |  | >=0.9 |  |  | 72000 | 130 |  |  |  | Wide | 50 |  |  | Available |  |  | Class I | IK08 | 65 | 65 | 50 | 352 | -30 | 1 | 70 | Black | 50/60Hz | Passive | LED | none | Floodlights | Floodlight G3 | Industrial. Warehouses; Car park. Garages; Public areas; Building facades; Construction areas |  |  | 9100 | No sensor |  | RG1 | 15994100079337 |  |  |  |  | 50000
93119433 | LED Flood G3 TU S 70W 840 SY MV BN | image | datasheet | deeplink | TUNGSRAM - Floodlight G3 - 9100lm - 70W - 4000K - 80CRI - 93119433[SKU] - Surface | 2.9 | Surface | LED | 1 | 70 |  | 65 | 65 | [5 empty] | CE. UKCA | [6 empty] | 65 | 4000 | 315 x 272 x 60 |  | 110-240V |  | 5 | E | 110 | max 5 | >80 |  | 4000 |  |  | >=0.9 |  |  | 72000 | 130 |  |  |  | Wide | 50 |  |  | Available |  |  | Class I | IK08 | 65 | 65 | 50 | 352 | -30 | 1 | 70 | Black | 50/60Hz | Passive | LED | none | Floodlights | Floodlight G3 | Industrial. Warehouses; Car park. Garages; Public areas; Building facades; Construction areas |  |  | 9100 | No sensor |  | RG1 | 15994100079320 |  |  |  |  | 50000
93119432 | LED Flood G3 TU S 70W 830 SY MV BN | image | datasheet | deeplink | TUNGSRAM - Floodlight G3 - 8750lm - 70W - 3000K - 80CRI - 93119432[SKU] - Surface | 2.9 | Surface | LED | 1 | 70 |  | 65 | 65 | [5 empty] | CE. UKCA | [6 empty] | 65 | 3000 | 315 x 272 x 60 |  | 110-240V |  | 5 | E | 110 | max 5 | >80 |  | 3000 |  |  | >=0.9 |  |  | 72000 | 125 |  |  |  | Wide | 50 |  |  | Available |  |  | Class I | IK08 | 65 | 65 | 50 | 352 | -30 | 1 | 70 | Black | 50/60Hz | Passive | LED | none | Floodlights | Floodlight G3 | Industrial. Warehouses; Car park. Garages; Public areas; Building facades; Construction areas |  |  | 8750 | No sensor |  | RG1 | 15994100079313 |  |  |  |  | 50000
93119431 | LED Flood G3 TU S 50W 865 SY MV BN | image | datasheet | deeplink | TUNGSRAM - Floodlight G3 - 6500lm - 50W - 6500K - 80CRI - 93119431[SKU] - Surface | 1.7 | Surface | LED | 1 | 50 |  | 65 | 65 | [5 empty] | CE. UKCA | [6 empty] | 65 | 6500 | 261 x 229 x 48 |  | 110-240V |  | 5 | E | 110 | max 5 | >80 |  | 6500 |  |  | >=0.9 |  |  | 72000 | 130 |  |  |  | Wide | 50 |  |  | Available |  |  | Class I | IK08 | 65 | 65 | 50 | 252 | -30 | 1 | 50 | Black | 50/60Hz | Passive | LED | none | Floodlights | Floodlight G3 | Industrial. Warehouses; Car park. Garages; Public areas; Building facades; Construction areas |  |  | 6500 | No sensor |  | RG1 | 15994100079108 |  |  |  |  | 50000
93119430 | LED Flood G3 TU S 50W 840 SY MV BN | image | datasheet | deeplink | TUNGSRAM - Floodlight G3 - 6500lm - 50W - 4000K - 80CRI - 93119430[SKU] - Surface | 1.7 | Surface | LED | 1 | 50 |  | 65 | 65 | [5 empty] | CE. UKCA | [6 empty] | 65 | 4000 | 261 x 229 x 48 |  | 110-240V |  | 5 | E | 110 | max 5 | >80 |  | 4000 |  |  | >=0.9 |  |  | 72000 | 130 |  |  |  | Wide | 50 |  |  | Available |  |  | Class I | IK08 | 65 | 65 | 50 | 252 | -30 | 1 | 50 | Black | 50/60Hz | Passive | LED | none | Floodlights | Floodlight G3 | Industrial. Warehouses; Car park. Garages; Public areas; Building facades; Construction areas |  |  | 6500 | No sensor |  | RG1 | 15994100079092 |  |  |  |  | 50000
93119429 | LED Flood G3 TU S 50W 830 SY MV BN | image | datasheet | deeplink | TUNGSRAM - Floodlight G3 - 6250lm - 50W - 3000K - 80CRI - 93119429[SKU] - Surface | 1.7 | Surface | LED | 1 | 50 |  | 65 | 65 | [5 empty] | CE. UKCA | [6 empty] | 65 | 3000 | 261 x 229 x 48 |  | 110-240V |  | 5 | E | 110 | max 5 | >80 |  | 3000 |  |  | >=0.9 |  |  | 72000 | 125 |  |  |  | Wide | 50 |  |  | Available |  |  | Class I | IK08 | 65 | 65 | 50 | 252 | -30 | 1 | 50 | Black | 50/60Hz | Passive | LED | none | Floodlights | Floodlight G3 | Industrial. Warehouses; Car park. Garages; Public areas; Building facades; Construction areas |  |  | 6250 | No sensor |  | RG1 | 15994100079085 |  |  |  |  | 50000
93119428 | LED Flood G3 TU S 30W 865 SY MV BN | image | datasheet | deeplink | TUNGSRAM - Floodlight G3 - 3600lm - 30W - 6500K - 80CRI - 93119428[SKU] - Surface | 0.9 | Surface | LED | 1 | 30 |  | 65 | 65 | [5 empty] | CE. UKCA | [6 empty] | 65 | 6500 | 199 x 174 x 44 |  | 110-240V |  | 5 | E | 110 | max 6 | >80 |  | 6500 |  |  | >=0.9 |  |  | 72000 | 120 |  |  |  | Wide | 50 |  |  | Available |  |  | Class I | IK07 | 65 | 65 | 50 | 151 | -30 | 1 | 30 | Black | 50/60Hz | Passive | LED | none | Floodlights | Floodlight G3 | Industrial. Warehouses; Car park. Garages; Public areas; Building facades; Construction areas |  |  | 3600 | No sensor |  | RG1 | 15994100079078 |  |  |  |  | 50000
93119427 | LED Flood G3 TU S 30W 840 SY MV BN | image | datasheet | deeplink | TUNGSRAM - Floodlight G3 - 3600lm - 30W - 4000K - 80CRI - 93119427[SKU] - Surface | 0.9 | Surface | LED | 1 | 30 |  | 65 | 65 | [5 empty] | CE. UKCA | [6 empty] | 65 | 4000 | 199 x 174 x 44 |  | 110-240V |  | 5 | E | 110 | max 6 | >80 |  | 4000 |  |  | >=0.9 |  |  | 72000 | 120 |  |  |  | Wide | 50 |  |  | Available |  |  | Class I | IK07 | 65 | 65 | 50 | 151 | -30 | 1 | 30 | Black | 50/60Hz | Passive | LED | none | Floodlights | Floodlight G3 | Industrial. Warehouses; Car park. Garages; Public areas; Building facades; Construction areas |  |  | 3600 | No sensor |  | RG1 | 15994100079061 |  |  |  |  | 50000
93119426 | LED Flood G3 TU S 30W 830 SY MV BN | image | datasheet | deeplink | TUNGSRAM - Floodlight G3 - 3450lm - 30W - 3000K - 80CRI - 93119426[SKU] - Surface | 0.9 | Surface | LED | 1 | 30 |  | 65 | 65 | [5 empty] | CE. UKCA | [6 empty] | 65 | 3000 | 199 x 174 x 44 |  | 110-240V |  | 5 | E | 110 | max 6 | >80 |  | 3000 |  |  | >=0.9 |  |  | 72000 | 115 |  |  |  | Wide | 50 |  |  | Available |  |  | Class I | IK07 | 65 | 65 | 50 | 151 | -30 | 1 | 30 | Black | 50/60Hz | Passive | LED | none | Floodlights | Floodlight G3 | Industrial. Warehouses; Car park. Garages; Public areas; Building facades; Construction areas |  |  | 3450 | No sensor |  | RG1 | 15994100079054 |  |  |  |  | 50000
93119425 | LED Flood G3 TU S 20W 865 SY MV BN | image | datasheet | deeplink | TUNGSRAM - Floodlight G3 - 2400lm - 20W - 6500K - 80CRI - 93119425[SKU] - Surface | 0.5 | Surface | LED | 1 | 20 |  | 65 | 65 | [5 empty] | CE. UKCA | [6 empty] | 65 | 6500 | 158 x 134 x 34 |  | 110-240V |  | 5 | E | 110 | max 6 | >80 |  | 6500 |  |  | >=0.8 |  |  | 72000 | 120 |  |  |  | Wide | 50 |  |  | Available |  |  | Class I | IK07 | 65 | 65 | 50 | 120 | -30 | 1 | 20 | Black | 50/60Hz | Passive | LED | none | Floodlights | Floodlight G3 | Industrial. Warehouses; Car park. Garages; Public areas; Building facades; Construction areas |  |  | 2400 | No sensor |  | RG1 | 15994100079733 |  |  |  |  | 50000
93119424 | LED Flood G3 TU S 20W 840 SY MV BN | image | datasheet | deeplink | TUNGSRAM - Floodlight G3 - 2400lm - 20W - 4000K - 80CRI - 93119424[SKU] - Surface | 0.5 | Surface | LED | 1 | 20 |  | 65 | 65 | [5 empty] | CE. UKCA | [6 empty] | 65 | 4000 | 158 x 134 x 34 |  | 110-240V |  | 5 | E | 110 | max 6 | >80 |  | 4000 |  |  | >=0.8 |  |  | 72000 | 120 |  |  |  | Wide | 50 |  |  | Available |  |  | Class I | IK07 | 65 | 65 | 50 | 120 | -30 | 1 | 20 | Black | 50/60Hz | Passive | LED | none | Floodlights | Floodlight G3 | Industrial. Warehouses; Car park. Garages; Public areas; Building facades; Construction areas |  |  | 2400 | No sensor |  | RG1 | 15994100079726 |  |  |  |  | 50000
93119423 | LED Flood G3 TU S 20W 830 SY MV BN | image | datasheet | deeplink | TUNGSRAM - Floodlight G3 - 2300lm - 20W - 3000K - 80CRI - 93119423[SKU] - Surface | 0.5 | Surface | LED | 1 | 20 |  | 65 | 65 | [5 empty] | CE. UKCA | [6 empty] | 65 | 3000 | 158 x 134 x 34 |  | 110-240V |  | 5 | E | 110 | max 6 | >80 |  | 3000 |  |  | >=0.8 |  |  | 72000 | 115 |  |  |  | Wide | 50 |  |  | Available |  |  | Class I | IK07 | 65 | 65 | 50 | 120 | -30 | 1 | 20 | Black | 50/60Hz | Passive | LED | none | Floodlights | Floodlight G3 | Industrial. Warehouses; Car park. Garages; Public areas; Building facades; Construction areas |  |  | 2300 | No sensor |  | RG1 | 15994100079719 |  |  |  |  | 50000
93119422 | LED Flood G3 TU S 10W 865 SY MV BN | image | datasheet | deeplink | TUNGSRAM - Floodlight G3 - 1200lm - 10W - 6500K - 80CRI - 93119422[SKU] - Surface | 0.4 | Surface | LED | 1 | 10 |  | 65 | 65 | [5 empty] | CE. UKCA | [6 empty] | 65 | 6500 | 117 x 143 x 33 |  | 110-240V |  | 5 | E | 110 | max 6 | >80 |  | 6500 |  |  | >=0.7 |  |  | 72000 | 120 |  |  |  | Wide | 50 |  |  | Available |  |  | Class I | IK07 | 65 | 65 | 50 | 68 | -30 | 1 | 10 | Black | 50/60Hz | Passive | LED | none | Floodlights | Floodlight G3 | Industrial. Warehouses; Car park. Garages; Public areas; Building facades; Construction areas |  |  | 1200 | No sensor |  | RG1 | 15994100079047 |  |  |  |  | 50000
93119421 | LED Flood G3 TU S 10W 840 SY MV BN | image | datasheet | deeplink | TUNGSRAM - Floodlight G3 - 1200lm - 10W - 4000K - 80CRI - 93119421[SKU] - Surface | 0.4 | Surface | LED | 1 | 10 |  | 65 | 65 | [5 empty] | CE. UKCA | [6 empty] | 65 | 4000 | 117 x 143 x 33 |  | 110-240V |  | 5 | E | 110 | max 6 | >80 |  | 4000 |  |  | >=0.7 |  |  | 72000 | 120 |  |  |  | Wide | 50 |  |  | Available |  |  | Class I | IK07 | 65 | 65 | 50 | 68 | -30 | 1 | 10 | Black | 50/60Hz | Passive | LED | none | Floodlights | Floodlight G3 | Industrial. Warehouses; Car park. Garages; Public areas; Building facades; Construction areas |  |  | 1200 | No sensor |  | RG1 | 15994100079030 |  |  |  |  | 50000
93119420 | LED Flood G3 TU S 10W 830 SY MV BN | image | datasheet | deeplink | TUNGSRAM - Floodlight G3 - 1150lm - 10W - 3000K - 80CRI - 93119420[SKU] - Surface | 0.4 | Surface | LED | 1 | 10 |  | 65 | 65 | [5 empty] | CE. UKCA | [6 empty] | 65 | 3000 | 117 x 143 x 33 |  | 110-240V |  | 5 | E | 110 | max 6 | >80 |  | 3000 |  |  | >=0.7 |  |  | 72000 | 115 |  |  |  | Wide | 50 |  |  | Available |  |  | Class I | IK07 | 65 | 65 | 50 | 68 | -30 | 1 | 10 | Black | 50/60Hz | Passive | LED | none | Floodlights | Floodlight G3 | Industrial. Warehouses; Car park. Garages; Public areas; Building facades; Construction areas |  |  | 1150 | No sensor |  | RG1 | 15994100079023 |  |  |  |  | 50000
TBD | THBt/1/F/SE/360/5/… | image | datasheet | deeplink | TUNGSRAM - TENOM - 51110lm - 361W - 5000K - 70CRI - TBD[SKU] - Bracket | 22 | Bracket | LED | 1 | 361 | CLO. Dali. Dynadim. Static | [7 empty] | CE | [6 empty] | 66 | 5000 | 472x504x242 |  | 220-240V |  | 5 |  |  |  | 70 |  | 5000 |  | >75000 | 0.99 | >180000 |  |  | 141.58 |  |  | 9 | SE | 25 | < 10% at 100.000 hours |  | Available | 750/559 | CIE(x=0.4338. y=0.403) 5SDCM | Class I. Class II | IK09 |  |  | 35 | 1969.0909 | -40 | 1 | 361 | RAL9005 | 50-60Hz | Passive | LED | dimmable | Tunnel | THBT | Tunnel |  |  | 51110 | NO Sensor | >76000 | [6 empty] | >178000
TBD | THBt/1/F/SE/320/5/… | image | datasheet | deeplink | TUNGSRAM - TENOM - 46660lm - 321W - 5000K - 70CRI - TBD[SKU] - Bracket | 22 | Bracket | LED | 1 | 321 | CLO. Dali. Dynadim. Static | [7 empty] | CE | [6 empty] | 66 | 5000 | 472x504x242 |  | 220-240V |  | 5 |  |  |  | 70 |  | 5000 |  | >75000 | 0.99 | >180000 |  |  | 145.36 |  |  | 9 | SE | 25 | < 10% at 100.000 hours |  | Available | 750/559 | CIE(x=0.4338. y=0.403) 5SDCM | Class I. Class II | IK09 |  |  | 35 | 1750.9091 | -40 | 1 | 321 | RAL9005 | 50-60Hz | Passive | LED | dimmable | Tunnel | THBT | Tunnel |  |  | 46660 | NO Sensor | >76000 | [6 empty] | >178000
TBD | THBt/1/F/SE/280/5/… | image | datasheet | deeplink | TUNGSRAM - TENOM - 41530lm - 280W - 5000K - 70CRI - TBD[SKU] - Bracket | 22 | Bracket | LED | 1 | 280 | CLO. Dali. Dynadim. Static | [7 empty] | CE | [6 empty] | 66 | 5000 | 472x504x242 |  | 220-240V |  | 5 |  |  |  | 70 |  | 5000 |  | >75000 | 0.98 | >180000 |  |  | 148.32 |  |  | 9 | SE | 25 | < 10% at 100.000 hours |  | Available | 750/559 | CIE(x=0.4338. y=0.403) 5SDCM | Class I. Class II | IK09 |  |  | 50 | 1527.2727 | -40 | 1 | 280 | RAL9005 | 50-60Hz | Passive | LED | dimmable | Tunnel | THBT | Tunnel |  |  | 41530 | NO Sensor | >76000 | [6 empty] | >178000
TBD | THBt/1/F/SE/240/5/… | image | datasheet | deeplink | TUNGSRAM - TENOM - 36410lm - 241W - 5000K - 70CRI - TBD[SKU] - Bracket | 22 | Bracket | LED | 1 | 241 | CLO. Dali. Dynadim. Static | [7 empty] | CE | [6 empty] | 66 | 5000 | 472x504x242 |  | 220-240V |  | 5 |  |  |  | 70 |  | 5000 |  | >75000 | 0.98 | >180000 |  |  | 151.08 |  |  | 9 | SE | 25 | < 10% at 100.000 hours |  | Available | 750/559 | CIE(x=0.4338. y=0.403) 5SDCM | Class I. Class II | IK09 |  |  | 50 | 1314.5455 | -40 | 1 | 241 | RAL9005 | 50-60Hz | Passive | LED | dimmable | Tunnel | THBT | Tunnel |  |  | 36410 | NO Sensor | >76000 | [6 empty] | >178000
TBD | THBt/1/F/SE/200/5/… | image | datasheet | deeplink | TUNGSRAM - TENOM - 30580lm - 200W - 5000K - 70CRI - TBD[SKU] - Bracket | 22 | Bracket | LED | 1 | 200 | CLO. Dali. Dynadim. Static | [7 empty] | CE | [6 empty] | 66 | 5000 | 472x504x242 |  | 220-240V |  | 5 |  |  |  | 70 |  | 5000 |  | >75000 | 0.97 | >180000 |  |  | 152.9 |  |  | 9 | SE | 25 | < 10% at 100.000 hours |  | Available | 750/559 | CIE(x=0.4338. y=0.403) 5SDCM | Class I. Class II | IK09 |  |  | 50 | 1090.9091 | -40 | 1 | 200 | RAL9005 | 50-60Hz | Passive | LED | dimmable | Tunnel | THBT | Tunnel |  |  | 30580 | NO Sensor | >76000 | [6 empty] | >178000
TBD | THBt/1/F/SE/360/4/… | image | datasheet | deeplink | TUNGSRAM - TENOM - 49050lm - 361W - 4000K - 70CRI - TBD[SKU] - Bracket | 22 | Bracket | LED | 1 | 361 | CLO. Dali. Dynadim. Static | [7 empty] | CE | [6 empty] | 66 | 4000 | 472x504x242 |  | 220-240V |  | 5 |  |  |  | 70 |  | 4000 |  | >75000 | 0.99 | >180000 |  |  | 135.87 |  |  | 9 | SE | 25 | < 10% at 100.000 hours |  | Available | 740/559 | CIE(x=0.4338. y=0.403) 5SDCM | Class I. Class II | IK09 |  |  | 35 | 1969.0909 | -40 | 1 | 361 | RAL9005 | 50-60Hz | Passive | LED | dimmable | Tunnel | THBT | Tunnel |  |  | 49050 | NO Sensor | >76000 | [6 empty] | >178000
TBD | THBt/1/F/SE/320/4/… | image | datasheet | deeplink | TUNGSRAM - TENOM - 44780lm - 321W - 4000K - 70CRI - TBD[SKU] - Bracket | 22 | Bracket | LED | 1 | 321 | CLO. Dali. Dynadim. Static | [7 empty] | CE | [6 empty] | 66 | 4000 | 472x504x242 |  | 220-240V |  | 5 |  |  |  | 70 |  | 4000 |  | >75000 | 0.99 | >180000 |  |  | 139.5 |  |  | 9 | SE | 25 | < 10% at 100.000 hours |  | Available | 740/559 | CIE(x=0.4338. y=0.403) 5SDCM | Class I. Class II | IK09 |  |  | 35 | 1750.9091 | -40 | 1 | 321 | RAL9005 | 50-60Hz | Passive | LED | dimmable | Tunnel | THBT | Tunnel |  |  | 44780 | NO Sensor | >76000 | [6 empty] | >178000
TBD | THBt/1/F/SE/280/4/… | image | datasheet | deeplink | TUNGSRAM - TENOM - 39860lm - 280W - 4000K - 70CRI - TBD[SKU] - Bracket | 22 | Bracket | LED | 1 | 280 | CLO. Dali. Dynadim. Static | [7 empty] | CE | [6 empty] | 66 | 4000 | 472x504x242 |  | 220-240V |  | 5 |  |  |  | 70 |  | 4000 |  | >75000 | 0.98 | >180000 |  |  | 142.36 |  |  | 9 | SE | 25 | < 10% at 100.000 hours |  | Available | 740/559 | CIE(x=0.4338. y=0.403) 5SDCM | Class I. Class II | IK09 |  |  | 50 | 1527.2727 | -40 | 1 | 280 | RAL9005 | 50-60Hz | Passive | LED | dimmable | Tunnel | THBT | Tunnel |  |  | 39860 | NO Sensor | >76000 | [6 empty] | >178000
TBD | THBt/1/F/SE/240/4/… | image | datasheet | deeplink | TUNGSRAM - TENOM - 34950lm - 241W - 4000K - 70CRI - TBD[SKU] - Bracket | 22 | Bracket | LED | 1 | 241 | CLO. Dali. Dynadim. Static | [7 empty] | CE | [6 empty] | 66 | 4000 | 472x504x242 |  | 220-240V |  | 5 |  |  |  | 70 |  | 4000 |  | >75000 | 0.98 | >180000 |  |  | 145.02 |  |  | 9 | SE | 25 | < 10% at 100.000 hours |  | Available | 740/559 | CIE(x=0.4338. y=0.403) 5SDCM | Class I. Class II | IK09 |  |  | 50 | 1314.5455 | -40 | 1 | 241 | RAL9005 | 50-60Hz | Passive | LED | dimmable | Tunnel | THBT | Tunnel |  |  | 34950 | NO Sensor | >76000 | [6 empty] | >178000
TBD | THBt/1/F/SE/200/4/… | image | datasheet | deeplink | TUNGSRAM - TENOM - 29350lm - 200W - 4000K - 70CRI - TBD[SKU] - Bracket | 22 | Bracket | LED | 1 | 200 | CLO. Dali. Dynadim. Static | [7 empty] | CE | [6 empty] | 66 | 4000 | 472x504x242 |  | 220-240V |  | 5 |  |  |  | 70 |  | 4000 |  | >75000 | 0.97 | >180000 |  |  | 146.75 |  |  | 9 | SE | 25 | < 10% at 100.000 hours |  | Available | 740/559 | CIE(x=0.4338. y=0.403) 5SDCM | Class I. Class II | IK09 |  |  | 50 | 1090.9091 | -40 | 1 | 200 | RAL9005 | 50-60Hz | Passive | LED | dimmable | Tunnel | THBT | Tunnel |  |  | 29350 | NO Sensor | >76000 | [6 empty] | >178000
TBD | THBt/1/F/SE/360/3/… | image | datasheet | deeplink | TUNGSRAM - TENOM - 44580lm - 361W - 3000K - 70CRI - TBD[SKU] - Bracket | 22 | Bracket | LED | 1 | 361 | CLO. Dali. Dynadim. Static | [7 empty] | CE | [6 empty] | 66 | 3000 | 472x504x242 |  | 220-240V |  | 5 |  |  |  | 70 |  | 3000 |  | >75000 | 0.99 | >180000 |  |  | 123.49 |  |  | 9 | SE | 25 | < 10% at 100.000 hours |  | Available | 730/559 | CIE(x=0.4338. y=0.403) 5SDCM | Class I. Class II | IK09 |  |  | 35 | 1969.0909 | -40 | 1 | 361 | RAL9005 | 50-60Hz | Passive | LED | dimmable | Tunnel | THBT | Tunnel |  |  | 44580 | NO Sensor | >76000 | [6 empty] | >178000
TBD | THBt/1/F/SE/320/3/… | image | datasheet | deeplink | TUNGSRAM - TENOM - 40700lm - 321W - 3000K - 70CRI - TBD[SKU] - Bracket | 22 | Bracket | LED | 1 | 321 | CLO. Dali. Dynadim. Static | [7 empty] | CE | [6 empty] | 66 | 3000 | 472x504x242 |  | 220-240V |  | 5 |  |  |  | 70 |  | 3000 |  | >75000 | 0.99 | >180000 |  |  | 126.79 |  |  | 9 | SE | 25 | < 10% at 100.000 hours |  | Available | 730/559 | CIE(x=0.4338. y=0.403) 5SDCM | Class I. Class II | IK09 |  |  | 35 | 1750.9091 | -40 | 1 | 321 | RAL9005 | 50-60Hz | Passive | LED | dimmable | Tunnel | THBT | Tunnel |  |  | 40700 | NO Sensor | >76000 | [6 empty] | >178000
TBD | THBt/1/F/SE/280/3/… | image | datasheet | deeplink | TUNGSRAM - TENOM - 36230lm - 280W - 3000K - 70CRI - TBD[SKU] - Bracket | 22 | Bracket | LED | 1 | 280 | CLO. Dali. Dynadim. Static | [7 empty] | CE | [6 empty] | 66 | 3000 | 472x504x242 |  | 220-240V |  | 5 |  |  |  | 70 |  | 3000 |  | >75000 | 0.98 | >180000 |  |  | 129.39 |  |  | 9 | SE | 25 | < 10% at 100.000 hours |  | Available | 730/559 | CIE(x=0.4338. y=0.403) 5SDCM | Class I. Class II | IK09 |  |  | 50 | 1527.2727 | -40 | 1 | 280 | RAL9005 | 50-60Hz | Passive | LED | dimmable | Tunnel | THBT | Tunnel |  |  | 36230 | NO Sensor | >76000 | [6 empty] | >178000
TBD | THBt/1/F/SE/240/3/… | image | datasheet | deeplink | TUNGSRAM - TENOM - 31760lm - 241W - 3000K - 70CRI - TBD[SKU] - Bracket | 22 | Bracket | LED | 1 | 241 | CLO. Dali. Dynadim. Static | [7 empty] | CE | [6 empty] | 66 | 3000 | 472x504x242 |  | 220-240V |  | 5 |  |  |  | 70 |  | 3000 |  | >75000 | 0.98 | >180000 |  |  | 131.78 |  |  | 9 | SE | 25 | < 10% at 100.000 hours |  | Available | 730/559 | CIE(x=0.4338. y=0.403) 5SDCM | Class I. Class II | IK09 |  |  | 50 | 1314.5455 | -40 | 1 | 241 | RAL9005 | 50-60Hz | Passive | LED | dimmable | Tunnel | THBT | Tunnel |  |  | 31760 | NO Sensor | >76000 | [6 empty] | >178000
TBD | THBt/1/F/SE/200/3/… | image | datasheet | deeplink | TUNGSRAM - TENOM - 26670lm - 200W - 3000K - 70CRI - TBD[SKU] - Bracket | 22 | Bracket | LED | 1 | 200 | CLO. Dali. Dynadim. Static | [7 empty] | CE | [6 empty] | 66 | 3000 | 472x504x242 |  | 220-240V |  | 5 |  |  |  | 70 |  | 3000 |  | >75000 | 0.97 | >180000 |  |  | 133.35 |  |  | 9 | SE | 25 | < 10% at 100.000 hours |  | Available | 730/559 | CIE(x=0.4338. y=0.403) 5SDCM | Class I. Class II | IK09 |  |  | 50 | 1090.9091 | -40 | 1 | 200 | RAL9005 | 50-60Hz | Passive | LED | dimmable | Tunnel | THBT | Tunnel |  |  | 26670 | NO Sensor | >76000 | [6 empty] | >178000
TBD | THBt/1/F/AE/360/5/… | image | datasheet | deeplink | TUNGSRAM - TENOM - 50590lm - 361W - 5000K - 70CRI - TBD[SKU] - Bracket | 22 | Bracket | LED | 1 | 361 | CLO. Dali. Dynadim. Static | [7 empty] | CE | [6 empty] | 66 | 5000 | 472x504x242 |  | 220-240V |  | 5 |  |  |  | 70 |  | 5000 |  | >75000 | 0.99 | >180000 |  |  | 140.14 |  |  | 9 | AE | 25 | < 10% at 100.000 hours |  | Available | 750/559 | CIE(x=0.4338. y=0.403) 5SDCM | Class I. Class II | IK09 |  |  | 35 | 1969.0909 | -40 | 1 | 361 | RAL9005 | 50-60Hz | Passive | LED | dimmable | Tunnel | THBT | Tunnel |  |  | 50590 | NO Sensor | >76000 | [6 empty] | >178000
TBD | THBt/1/F/AE/320/5/… | image | datasheet | deeplink | TUNGSRAM - TENOM - 46190lm - 321W - 5000K - 70CRI - TBD[SKU] - Bracket | 22 | Bracket | LED | 1 | 321 | CLO. Dali. Dynadim. Static | [7 empty] | CE | [6 empty] | 66 | 5000 | 472x504x242 |  | 220-240V |  | 5 |  |  |  | 70 |  | 5000 |  | >75000 | 0.99 | >180000 |  |  | 143.89 |  |  | 9 | AE | 25 | < 10% at 100.000 hours |  | Available | 750/559 | CIE(x=0.4338. y=0.403) 5SDCM | Class I. Class II | IK09 |  |  | 35 | 1750.9091 | -40 | 1 | 321 | RAL9005 | 50-60Hz | Passive | LED | dimmable | Tunnel | THBT | Tunnel |  |  | 46190 | NO Sensor | >76000 | [6 empty] | >178000
TBD | THBt/1/F/AE/280/5/… | image | datasheet | deeplink | TUNGSRAM - TENOM - 41120lm - 280W - 5000K - 70CRI - TBD[SKU] - Bracket | 22 | Bracket | LED | 1 | 280 | CLO. Dali. Dynadim. Static | [7 empty] | CE | [6 empty] | 66 | 5000 | 472x504x242 |  | 220-240V |  | 5 |  |  |  | 70 |  | 5000 |  | >75000 | 0.98 | >180000 |  |  | 146.86 |  |  | 9 | AE | 25 | < 10% at 100.000 hours |  | Available | 750/559 | CIE(x=0.4338. y=0.403) 5SDCM | Class I. Class II | IK09 |  |  | 50 | 1527.2727 | -40 | 1 | 280 | RAL9005 | 50-60Hz | Passive | LED | dimmable | Tunnel | THBT | Tunnel |  |  | 41120 | NO Sensor | >76000 | [6 empty] | >178000
TBD | THBt/1/F/AE/240/5/… | image | datasheet | deeplink | TUNGSRAM - TENOM - 36050lm - 241W - 5000K - 70CRI - TBD[SKU] - Bracket | 22 | Bracket | LED | 1 | 241 | CLO. Dali. Dynadim. Static | [7 empty] | CE | [6 empty] | 66 | 5000 | 472x504x242 |  | 220-240V |  | 5 |  |  |  | 70 |  | 5000 |  | >75000 | 0.98 | >180000 |  |  | 149.59 |  |  | 9 | AE | 25 | < 10% at 100.000 hours |  | Available | 750/559 | CIE(x=0.4338. y=0.403) 5SDCM | Class I. Class II | IK09 |  |  | 50 | 1314.5455 | -40 | 1 | 241 | RAL9005 | 50-60Hz | Passive | LED | dimmable | Tunnel | THBT | Tunnel |  |  | 36050 | NO Sensor | >76000 | [6 empty] | >178000
TBD | THBt/1/F/AE/200/5/… | image | datasheet | deeplink | TUNGSRAM - TENOM - 30280lm - 200W - 5000K - 70CRI - TBD[SKU] - Bracket | 22 | Bracket | LED | 1 | 200 | CLO. Dali. Dynadim. Static | [7 empty] | CE | [6 empty] | 66 | 5000 | 472x504x242 |  | 220-240V |  | 5 |  |  |  | 70 |  | 5000 |  | >75000 | 0.97 | >180000 |  |  | 151.4 |  |  | 9 | AE | 25 | < 10% at 100.000 hours |  | Available | 750/559 | CIE(x=0.4338. y=0.403) 5SDCM | Class I. Class II | IK09 |  |  | 50 | 1090.9091 | -40 | 1 | 200 | RAL9005 | 50-60Hz | Passive | LED | dimmable | Tunnel | THBT | Tunnel |  |  | 30280 | NO Sensor | >76000 | [6 empty] | >178000
TBD | THBt/1/F/AE/360/4/… | image | datasheet | deeplink | TUNGSRAM - TENOM - 48560lm - 361W - 4000K - 70CRI - TBD[SKU] - Bracket | 22 | Bracket | LED | 1 | 361 | CLO. Dali. Dynadim. Static | [7 empty] | CE | [6 empty] | 66 | 4000 | 472x504x242 |  | 220-240V |  | 5 |  |  |  | 70 |  | 4000 |  | >75000 | 0.99 | >180000 |  |  | 134.52 |  |  | 9 | AE | 25 | < 10% at 100.000 hours |  | Available | 740/559 | CIE(x=0.4338. y=0.403) 5SDCM | Class I. Class II | IK09 |  |  | 35 | 1969.0909 | -40 | 1 | 361 | RAL9005 | 50-60Hz | Passive | LED | dimmable | Tunnel | THBT | Tunnel |  |  | 48560 | NO Sensor | >76000 | [6 empty] | >178000
TBD | THBt/1/F/AE/320/4/… | image | datasheet | deeplink | TUNGSRAM - TENOM - 44330lm - 321W - 4000K - 70CRI - TBD[SKU] - Bracket | 22 | Bracket | LED | 1 | 321 | CLO. Dali. Dynadim. Static | [7 empty] | CE | [6 empty] | 66 | 4000 | 472x504x242 |  | 220-240V |  | 5 |  |  |  | 70 |  | 4000 |  | >75000 | 0.99 | >180000 |  |  | 138.1 |  |  | 9 | AE | 25 | < 10% at 100.000 hours |  | Available | 740/559 | CIE(x=0.4338. y=0.403) 5SDCM | Class I. Class II | IK09 |  |  | 35 | 1750.9091 | -40 | 1 | 321 | RAL9005 | 50-60Hz | Passive | LED | dimmable | Tunnel | THBT | Tunnel |  |  | 44330 | NO Sensor | >76000 | [6 empty] | >178000
TBD | THBt/1/F/AE/280/4/… | image | datasheet | deeplink | TUNGSRAM - TENOM - 39470lm - 280W - 4000K - 70CRI - TBD[SKU] - Bracket | 22 | Bracket | LED | 1 | 280 | CLO. Dali. Dynadim. Static | [7 empty] | CE | [6 empty] | 66 | 4000 | 472x504x242 |  | 220-240V |  | 5 |  |  |  | 70 |  | 4000 |  | >75000 | 0.98 | >180000 |  |  | 140.96 |  |  | 9 | AE | 25 | < 10% at 100.000 hours |  | Available | 740/559 | CIE(x=0.4338. y=0.403) 5SDCM | Class I. Class II | IK09 |  |  | 50 | 1527.2727 | -40 | 1 | 280 | RAL9005 | 50-60Hz | Passive | LED | dimmable | Tunnel | THBT | Tunnel |  |  | 39470 | NO Sensor | >76000 | [6 empty] | >178000
TBD | THBt/1/F/AE/240/4/… | image | datasheet | deeplink | TUNGSRAM - TENOM - 34600lm - 241W - 4000K - 70CRI - TBD[SKU] - Bracket | 22 | Bracket | LED | 1 | 241 | CLO. Dali. Dynadim. Static | [7 empty] | CE | [6 empty] | 66 | 4000 | 472x504x242 |  | 220-240V |  | 5 |  |  |  | 70 |  | 4000 |  | >75000 | 0.98 | >180000 |  |  | 143.57 |  |  | 9 | AE | 25 | < 10% at 100.000 hours |  | Available | 740/559 | CIE(x=0.4338. y=0.403) 5SDCM | Class I. Class II | IK09 |  |  | 50 | 1314.5455 | -40 | 1 | 241 | RAL9005 | 50-60Hz | Passive | LED | dimmable | Tunnel | THBT | Tunnel |  |  | 34600 | NO Sensor | >76000 | [6 empty] | >178000
TBD | THBt/1/F/AE/200/4/… | image | datasheet | deeplink | TUNGSRAM - TENOM - 29060lm - 200W - 4000K - 70CRI - TBD[SKU] - Bracket | 22 | Bracket | LED | 1 | 200 | CLO. Dali. Dynadim. Static | [7 empty] | CE | [6 empty] | 66 | 4000 | 472x504x242 |  | 220-240V |  | 5 |  |  |  | 70 |  | 4000 |  | >75000 | 0.97 | >180000 |  |  | 145.3 |  |  | 9 | AE | 25 | < 10% at 100.000 hours |  | Available | 740/559 | CIE(x=0.4338. y=0.403) 5SDCM | Class I. Class II | IK09 |  |  | 50 | 1090.9091 | -40 | 1 | 200 | RAL9005 | 50-60Hz | Passive | LED | dimmable | Tunnel | THBT | Tunnel |  |  | 29060 | NO Sensor | >76000 | [6 empty] | >178000
TBD | THBt/1/F/AE/360/3/… | image | datasheet | deeplink | TUNGSRAM - TENOM - 44140lm - 361W - 3000K - 70CRI - TBD[SKU] - Bracket | 22 | Bracket | LED | 1 | 361 | CLO. Dali. Dynadim. Static | [7 empty] | CE | [6 empty] | 66 | 3000 | 472x504x242 |  | 220-240V |  | 5 |  |  |  | 70 |  | 3000 |  | >75000 | 0.99 | >180000 |  |  | 122.27 |  |  | 9 | AE | 25 | < 10% at 100.000 hours |  | Available | 730/559 | CIE(x=0.4338. y=0.403) 5SDCM | Class I. Class II | IK09 |  |  | 35 | 1969.0909 | -40 | 1 | 361 | RAL9005 | 50-60Hz | Passive | LED | dimmable | Tunnel | THBT | Tunnel |  |  | 44140 | NO Sensor | >76000 | [6 empty] | >178000
TBD | THBt/1/F/AE/320/3/… | image | datasheet | deeplink | TUNGSRAM - TENOM - 40290lm - 321W - 3000K - 70CRI - TBD[SKU] - Bracket | 22 | Bracket | LED | 1 | 321 | CLO. Dali. Dynadim. Static | [7 empty] | CE | [6 empty] | 66 | 3000 | 472x504x242 |  | 220-240V |  | 5 |  |  |  | 70 |  | 3000 |  | >75000 | 0.99 | >180000 |  |  | 125.51 |  |  | 9 | AE | 25 | < 10% at 100.000 hours |  | Available | 730/559 | CIE(x=0.4338. y=0.403) 5SDCM | Class I. Class II | IK09 |  |  | 35 | 1750.9091 | -40 | 1 | 321 | RAL9005 | 50-60Hz | Passive | LED | dimmable | Tunnel | THBT | Tunnel |  |  | 40290 | NO Sensor | >76000 | [6 empty] | >178000
TBD | THBt/1/F/AE/280/3/… | image | datasheet | deeplink | TUNGSRAM - TENOM - 35870lm - 280W - 3000K - 70CRI - TBD[SKU] - Bracket | 22 | Bracket | LED | 1 | 280 | CLO. Dali. Dynadim. Static | [7 empty] | CE | [6 empty] | 66 | 3000 | 472x504x242 |  | 220-240V |  | 5 |  |  |  | 70 |  | 3000 |  | >75000 | 0.98 | >180000 |  |  | 128.11 |  |  | 9 | AE | 25 | < 10% at 100.000 hours |  | Available | 730/559 | CIE(x=0.4338. y=0.403) 5SDCM | Class I. Class II | IK09 |  |  | 50 | 1527.2727 | -40 | 1 | 280 | RAL9005 | 50-60Hz | Passive | LED | dimmable | Tunnel | THBT | Tunnel |  |  | 35870 | NO Sensor | >76000 | [6 empty] | >178000
TBD | THBt/1/F/AE/240/3/… | image | datasheet | deeplink | TUNGSRAM - TENOM - 31450lm - 241W - 3000K - 70CRI - TBD[SKU] - Bracket | 22 | Bracket | LED | 1 | 241 | CLO. Dali. Dynadim. Static | [7 empty] | CE | [6 empty] | 66 | 3000 | 472x504x242 |  | 220-240V |  | 5 |  |  |  | 70 |  | 3000 |  | >75000 | 0.98 | >180000 |  |  | 130.5 |  |  | 9 | AE | 25 | < 10% at 100.000 hours |  | Available | 730/559 | CIE(x=0.4338. y=0.403) 5SDCM | Class I. Class II | IK09 |  |  | 50 | 1314.5455 | -40 | 1 | 241 | RAL9005 | 50-60Hz | Passive | LED | dimmable | Tunnel | THBT | Tunnel |  |  | 31450 | NO Sensor | >76000 | [6 empty] | >178000
TBD | THBt/1/F/AE/200/3/… | image | datasheet | deeplink | TUNGSRAM - TENOM - 26410lm - 200W - 3000K - 70CRI - TBD[SKU] - Bracket | 22 | Bracket | LED | 1 | 200 | CLO. Dali. Dynadim. Static | [7 empty] | CE | [6 empty] | 66 | 3000 | 472x504x242 |  | 220-240V |  | 5 |  |  |  | 70 |  | 3000 |  | >75000 | 0.97 | >180000 |  |  | 132.05 |  |  | 9 | AE | 25 | < 10% at 100.000 hours |  | Available | 730/559 | CIE(x=0.4338. y=0.403) 5SDCM | Class I. Class II | IK09 |  |  | 50 | 1090.9091 | -40 | 1 | 200 | RAL9005 | 50-60Hz | Passive | LED | dimmable | Tunnel | THBT | Tunnel |  |  | 26410 | NO Sensor | >76000 | [6 empty] | >178000
TBD | THBt/1/F/SB/360/5/… | image | datasheet | deeplink | TUNGSRAM - TENOM - 51970lm - 361W - 5000K - 70CRI - TBD[SKU] - Bracket | 22 | Bracket | LED | 1 | 361 | CLO. Dali. Dynadim. Static | [7 empty] | CE | [6 empty] | 66 | 5000 | 472x504x242 |  | 220-240V |  | 5 |  |  |  | 70 |  | 5000 |  | >75000 | 0.99 | >180000 |  |  | 143.96 |  |  | 9 | SB | 25 | < 10% at 100.000 hours |  | Available | 750/559 | CIE(x=0.4338. y=0.403) 5SDCM | Class I. Class II | IK09 |  |  | 35 | 1969.0909 | -40 | 1 | 361 | RAL9005 | 50-60Hz | Passive | LED | dimmable | Tunnel | THBT | Tunnel |  |  | 51970 | NO Sensor | >76000 | [6 empty] | >178000
TBD | THBt/1/F/SB/320/5/… | image | datasheet | deeplink | TUNGSRAM - TENOM - 47450lm - 321W - 5000K - 70CRI - TBD[SKU] - Bracket | 22 | Bracket | LED | 1 | 321 | CLO. Dali. Dynadim. Static | [7 empty] | CE | [6 empty] | 66 | 5000 | 472x504x242 |  | 220-240V |  | 5 |  |  |  | 70 |  | 5000 |  | >75000 | 0.99 | >180000 |  |  | 147.82 |  |  | 9 | SB | 25 | < 10% at 100.000 hours |  | Available | 750/559 | CIE(x=0.4338. y=0.403) 5SDCM | Class I. Class II | IK09 |  |  | 35 | 1750.9091 | -40 | 1 | 321 | RAL9005 | 50-60Hz | Passive | LED | dimmable | Tunnel | THBT | Tunnel |  |  | 47450 | NO Sensor | >76000 | [6 empty] | >178000
TBD | THBt/1/F/SB/280/5/… | image | datasheet | deeplink | TUNGSRAM - TENOM - 42240lm - 280W - 5000K - 70CRI - TBD[SKU] - Bracket | 22 | Bracket | LED | 1 | 280 | CLO. Dali. Dynadim. Static | [7 empty] | CE | [6 empty] | 66 | 5000 | 472x504x242 |  | 220-240V |  | 5 |  |  |  | 70 |  | 5000 |  | >75000 | 0.98 | >180000 |  |  | 150.86 |  |  | 9 | SB | 25 | < 10% at 100.000 hours |  | Available | 750/559 | CIE(x=0.4338. y=0.403) 5SDCM | Class I. Class II | IK09 |  |  | 50 | 1527.2727 | -40 | 1 | 280 | RAL9005 | 50-60Hz | Passive | LED | dimmable | Tunnel | THBT | Tunnel |  |  | 42240 | NO Sensor | >76000 | [6 empty] | >178000
TBD | THBt/1/F/SB/240/5/… | image | datasheet | deeplink | TUNGSRAM - TENOM - 37030lm - 241W - 5000K - 70CRI - TBD[SKU] - Bracket | 22 | Bracket | LED | 1 | 241 | CLO. Dali. Dynadim. Static | [7 empty] | CE | [6 empty] | 66 | 5000 | 472x504x242 |  | 220-240V |  | 5 |  |  |  | 70 |  | 5000 |  | >75000 | 0.98 | >180000 |  |  | 153.65 |  |  | 9 | SB | 25 | < 10% at 100.000 hours |  | Available | 750/559 | CIE(x=0.4338. y=0.403) 5SDCM | Class I. Class II | IK09 |  |  | 50 | 1314.5455 | -40 | 1 | 241 | RAL9005 | 50-60Hz | Passive | LED | dimmable | Tunnel | THBT | Tunnel |  |  | 37030 | NO Sensor | >76000 | [6 empty] | >178000
TBD | THBt/1/F/SB/200/5/… | image | datasheet | deeplink | TUNGSRAM - TENOM - 31100lm - 200W - 5000K - 70CRI - TBD[SKU] - Bracket | 22 | Bracket | LED | 1 | 200 | CLO. Dali. Dynadim. Static | [7 empty] | CE | [6 empty] | 66 | 5000 | 472x504x242 |  | 220-240V |  | 5 |  |  |  | 70 |  | 5000 |  | >75000 | 0.97 | >180000 |  |  | 155.5 |  |  | 9 | SB | 25 | < 10% at 100.000 hours |  | Available | 750/559 | CIE(x=0.4338. y=0.403) 5SDCM | Class I. Class II | IK09 |  |  | 50 | 1090.9091 | -40 | 1 | 200 | RAL9005 | 50-60Hz | Passive | LED | dimmable | Tunnel | THBT | Tunnel |  |  | 31100 | NO Sensor | >76000 | [6 empty] | >178000
TBD | THBt/1/F/SB/360/4/… | image | datasheet | deeplink | TUNGSRAM - TENOM - 49880lm - 361W - 4000K - 70CRI - TBD[SKU] - Bracket | 22 | Bracket | LED | 1 | 361 | CLO. Dali. Dynadim. Static | [7 empty] | CE | [6 empty] | 66 | 4000 | 472x504x242 |  | 220-240V |  | 5 |  |  |  | 70 |  | 4000 |  | >75000 | 0.99 | >180000 |  |  | 138.17 |  |  | 9 | SB | 25 | < 10% at 100.000 hours |  | Available | 740/559 | CIE(x=0.4338. y=0.403) 5SDCM | Class I. Class II | IK09 |  |  | 35 | 1969.0909 | -40 | 1 | 361 | RAL9005 | 50-60Hz | Passive | LED | dimmable | Tunnel | THBT | Tunnel |  |  | 49880 | NO Sensor | >76000 | [6 empty] | >178000
TBD | THBt/1/F/SB/320/4/… | image | datasheet | deeplink | TUNGSRAM - TENOM - 45540lm - 321W - 4000K - 70CRI - TBD[SKU] - Bracket | 22 | Bracket | LED | 1 | 321 | CLO. Dali. Dynadim. Static | [7 empty] | CE | [6 empty] | 66 | 4000 | 472x504x242 |  | 220-240V |  | 5 |  |  |  | 70 |  | 4000 |  | >75000 | 0.99 | >180000 |  |  | 141.87 |  |  | 9 | SB | 25 | < 10% at 100.000 hours |  | Available | 740/559 | CIE(x=0.4338. y=0.403) 5SDCM | Class I. Class II | IK09 |  |  | 35 | 1750.9091 | -40 | 1 | 321 | RAL9005 | 50-60Hz | Passive | LED | dimmable | Tunnel | THBT | Tunnel |  |  | 45540 | NO Sensor | >76000 | [6 empty] | >178000
TBD | THBt/1/F/SB/280/4/… | image | datasheet | deeplink | TUNGSRAM - TENOM - 40540lm - 280W - 4000K - 70CRI - TBD[SKU] - Bracket | 22 | Bracket | LED | 1 | 280 | CLO. Dali. Dynadim. Static | [7 empty] | CE | [6 empty] | 66 | 4000 | 472x504x242 |  | 220-240V |  | 5 |  |  |  | 70 |  | 4000 |  | >75000 | 0.98 | >180000 |  |  | 144.79 |  |  | 9 | SB | 25 | < 10% at 100.000 hours |  | Available | 740/559 | CIE(x=0.4338. y=0.403) 5SDCM | Class I. Class II | IK09 |  |  | 50 | 1527.2727 | -40 | 1 | 280 | RAL9005 | 50-60Hz | Passive | LED | dimmable | Tunnel | THBT | Tunnel |  |  | 40540 | NO Sensor | >76000 | [6 empty] | >178000
TBD | THBt/1/F/SB/240/4/… | image | datasheet | deeplink | TUNGSRAM - TENOM - 35540lm - 241W - 4000K - 70CRI - TBD[SKU] - Bracket | 22 | Bracket | LED | 1 | 241 | CLO. Dali. Dynadim. Static | [7 empty] | CE | [6 empty] | 66 | 4000 | 472x504x242 |  | 220-240V |  | 5 |  |  |  | 70 |  | 4000 |  | >75000 | 0.98 | >180000 |  |  | 147.47 |  |  | 9 | SB | 25 | < 10% at 100.000 hours |  | Available | 740/559 | CIE(x=0.4338. y=0.403) 5SDCM | Class I. Class II | IK09 |  |  | 50 | 1314.5455 | -40 | 1 | 241 | RAL9005 | 50-60Hz | Passive | LED | dimmable | Tunnel | THBT | Tunnel |  |  | 35540 | NO Sensor | >76000 | [6 empty] | >178000
TBD | THBt/1/F/SB/200/4/… | image | datasheet | deeplink | TUNGSRAM - TENOM - 29850lm - 200W - 4000K - 70CRI - TBD[SKU] - Bracket | 22 | Bracket | LED | 1 | 200 | CLO. Dali. Dynadim. Static | [7 empty] | CE | [6 empty] | 66 | 4000 | 472x504x242 |  | 220-240V |  | 5 |  |  |  | 70 |  | 4000 |  | >75000 | 0.97 | >180000 |  |  | 149.25 |  |  | 9 | SB | 25 | < 10% at 100.000 hours |  | Available | 740/559 | CIE(x=0.4338. y=0.403) 5SDCM | Class I. Class II | IK09 |  |  | 50 | 1090.9091 | -40 | 1 | 200 | RAL9005 | 50-60Hz | Passive | LED | dimmable | Tunnel | THBT | Tunnel |  |  | 29850 | NO Sensor | >76000 | [6 empty] | >178000
TBD | THBt/1/F/SB/360/3/… | image | datasheet | deeplink | TUNGSRAM - TENOM - 45340lm - 361W - 3000K - 70CRI - TBD[SKU] - Bracket | 22 | Bracket | LED | 1 | 361 | CLO. Dali. Dynadim. Static | [7 empty] | CE | [6 empty] | 66 | 3000 | 472x504x242 |  | 220-240V |  | 5 |  |  |  | 70 |  | 3000 |  | >75000 | 0.99 | >180000 |  |  | 125.6 |  |  | 9 | SB | 25 | < 10% at 100.000 hours |  | Available | 730/559 | CIE(x=0.4338. y=0.403) 5SDCM | Class I. Class II | IK09 |  |  | 35 | 1969.0909 | -40 | 1 | 361 | RAL9005 | 50-60Hz | Passive | LED | dimmable | Tunnel | THBT | Tunnel |  |  | 45340 | NO Sensor | >76000 | [6 empty] | >178000
TBD | THBt/1/F/SB/320/3/… | image | datasheet | deeplink | TUNGSRAM - TENOM - 41390lm - 321W - 3000K - 70CRI - TBD[SKU] - Bracket | 22 | Bracket | LED | 1 | 321 | CLO. Dali. Dynadim. Static | [7 empty] | CE | [6 empty] | 66 | 3000 | 472x504x242 |  | 220-240V |  | 5 |  |  |  | 70 |  | 3000 |  | >75000 | 0.99 | >180000 |  |  | 128.94 |  |  | 9 | SB | 25 | < 10% at 100.000 hours |  | Available | 730/559 | CIE(x=0.4338. y=0.403) 5SDCM | Class I. Class II | IK09 |  |  | 35 | 1750.9091 | -40 | 1 | 321 | RAL9005 | 50-60Hz | Passive | LED | dimmable | Tunnel | THBT | Tunnel |  |  | 41390 | NO Sensor | >76000 | [6 empty] | >178000
TBD | THBt/1/F/SB/280/3/… | image | datasheet | deeplink | TUNGSRAM - TENOM - 36850lm - 280W - 3000K - 70CRI - TBD[SKU] - Bracket | 22 | Bracket | LED | 1 | 280 | CLO. Dali. Dynadim. Static | [7 empty] | CE | [6 empty] | 66 | 3000 | 472x504x242 |  | 220-240V |  | 5 |  |  |  | 70 |  | 3000 |  | >75000 | 0.98 | >180000 |  |  | 131.61 |  |  | 9 | SB | 25 | < 10% at 100.000 hours |  | Available | 730/559 | CIE(x=0.4338. y=0.403) 5SDCM | Class I. Class II | IK09 |  |  | 50 | 1527.2727 | -40 | 1 | 280 | RAL9005 | 50-60Hz | Passive | LED | dimmable | Tunnel | THBT | Tunnel |  |  | 36850 | NO Sensor | >76000 | [6 empty] | >178000
TBD | THBt/1/F/SB/240/3/… | image | datasheet | deeplink | TUNGSRAM - TENOM - 32300lm - 241W - 3000K - 70CRI - TBD[SKU] - Bracket | 22 | Bracket | LED | 1 | 241 | CLO. Dali. Dynadim. Static | [7 empty] | CE | [6 empty] | 66 | 3000 | 472x504x242 |  | 220-240V |  | 5 |  |  |  | 70 |  | 3000 |  | >75000 | 0.98 | >180000 |  |  | 134.02 |  |  | 9 | SB | 25 | < 10% at 100.000 hours |  | Available | 730/559 | CIE(x=0.4338. y=0.403) 5SDCM | Class I. Class II | IK09 |  |  | 50 | 1314.5455 | -40 | 1 | 241 | RAL9005 | 50-60Hz | Passive | LED | dimmable | Tunnel | THBT | Tunnel |  |  | 32300 | NO Sensor | >76000 | [6 empty] | >178000
TBD | THBt/1/F/SB/200/3/… | image | datasheet | deeplink | TUNGSRAM - TENOM - 27130lm - 200W - 3000K - 70CRI - TBD[SKU] - Bracket | 22 | Bracket | LED | 1 | 200 | CLO. Dali. Dynadim. Static | [7 empty] | CE | [6 empty] | 66 | 3000 | 472x504x242 |  | 220-240V |  | 5 |  |  |  | 70 |  | 3000 |  | >75000 | 0.97 | >180000 |  |  | 135.65 |  |  | 9 | SB | 25 | < 10% at 100.000 hours |  | Available | 730/559 | CIE(x=0.4338. y=0.403) 5SDCM | Class I. Class II | IK09 |  |  | 50 | 1090.9091 | -40 | 1 | 200 | RAL9005 | 50-60Hz | Passive | LED | dimmable | Tunnel | THBT | Tunnel |  |  | 27130 | NO Sensor | >76000 | [6 empty] | >178000
TBD | THBt/1/F/AB/360/5/… | image | datasheet | deeplink | TUNGSRAM - TENOM - 50900lm - 361W - 5000K - 70CRI - TBD[SKU] - Bracket | 22 | Bracket | LED | 1 | 361 | CLO. Dali. Dynadim. Static | [7 empty] | CE | [6 empty] | 66 | 5000 | 472x504x242 |  | 220-240V |  | 5 |  |  |  | 70 |  | 5000 |  | >75000 | 0.99 | >180000 |  |  | 141 |  |  | 9 | AB | 25 | < 10% at 100.000 hours |  | Available | 750/559 | CIE(x=0.4338. y=0.403) 5SDCM | Class I. Class II | IK09 |  |  | 35 | 1969.0909 | -40 | 1 | 361 | RAL9005 | 50-60Hz | Passive | LED | dimmable | Tunnel | THBT | Tunnel |  |  | 50900 | NO Sensor | >76000 | [6 empty] | >178000
TBD | THBt/1/F/AB/320/5/… | image | datasheet | deeplink | TUNGSRAM - TENOM - 46470lm - 321W - 5000K - 70CRI - TBD[SKU] - Bracket | 22 | Bracket | LED | 1 | 321 | CLO. Dali. Dynadim. Static | [7 empty] | CE | [6 empty] | 66 | 5000 | 472x504x242 |  | 220-240V |  | 5 |  |  |  | 70 |  | 5000 |  | >75000 | 0.99 | >180000 |  |  | 144.77 |  |  | 9 | AB | 25 | < 10% at 100.000 hours |  | Available | 750/559 | CIE(x=0.4338. y=0.403) 5SDCM | Class I. Class II | IK09 |  |  | 35 | 1750.9091 | -40 | 1 | 321 | RAL9005 | 50-60Hz | Passive | LED | dimmable | Tunnel | THBT | Tunnel |  |  | 46470 | NO Sensor | >76000 | [6 empty] | >178000
TBD | THBt/1/F/AB/280/5/… | image | datasheet | deeplink | TUNGSRAM - TENOM - 41360lm - 280W - 5000K - 70CRI - TBD[SKU] - Bracket | 22 | Bracket | LED | 1 | 280 | CLO. Dali. Dynadim. Static | [7 empty] | CE | [6 empty] | 66 | 5000 | 472x504x242 |  | 220-240V |  | 5 |  |  |  | 70 |  | 5000 |  | >75000 | 0.98 | >180000 |  |  | 147.71 |  |  | 9 | AB | 25 | < 10% at 100.000 hours |  | Available | 750/559 | CIE(x=0.4338. y=0.403) 5SDCM | Class I. Class II | IK09 |  |  | 50 | 1527.2727 | -40 | 1 | 280 | RAL9005 | 50-60Hz | Passive | LED | dimmable | Tunnel | THBT | Tunnel |  |  | 41360 | NO Sensor | >76000 | [6 empty] | >178000
TBD | THBt/1/F/AB/240/5/… | image | datasheet | deeplink | TUNGSRAM - TENOM - 36270lm - 241W - 5000K - 70CRI - TBD[SKU] - Bracket | 22 | Bracket | LED | 1 | 241 | CLO. Dali. Dynadim. Static | [7 empty] | CE | [6 empty] | 66 | 5000 | 472x504x242 |  | 220-240V |  | 5 |  |  |  | 70 |  | 5000 |  | >75000 | 0.98 | >180000 |  |  | 150.5 |  |  | 9 | AB | 25 | < 10% at 100.000 hours |  | Available | 750/559 | CIE(x=0.4338. y=0.403) 5SDCM | Class I. Class II | IK09 |  |  | 50 | 1314.5455 | -40 | 1 | 241 | RAL9005 | 50-60Hz | Passive | LED | dimmable | Tunnel | THBT | Tunnel |  |  | 36270 | NO Sensor | >76000 | [6 empty] | >178000
TBD | THBt/1/F/AB/200/5/… | image | datasheet | deeplink | TUNGSRAM - TENOM - 30450lm - 200W - 5000K - 70CRI - TBD[SKU] - Bracket | 22 | Bracket | LED | 1 | 200 | CLO. Dali. Dynadim. Static | [7 empty] | CE | [6 empty] | 66 | 5000 | 472x504x242 |  | 220-240V |  | 5 |  |  |  | 70 |  | 5000 |  | >75000 | 0.97 | >180000 |  |  | 152.25 |  |  | 9 | AB | 25 | < 10% at 100.000 hours |  | Available | 750/559 | CIE(x=0.4338. y=0.403) 5SDCM | Class I. Class II | IK09 |  |  | 50 | 1090.9091 | -40 | 1 | 200 | RAL9005 | 50-60Hz | Passive | LED | dimmable | Tunnel | THBT | Tunnel |  |  | 30450 | NO Sensor | >76000 | [6 empty] | >178000
TBD | THBt/1/F/AB/360/4/… | image | datasheet | deeplink | TUNGSRAM - TENOM - 48850lm - 361W - 4000K - 70CRI - TBD[SKU] - Bracket | 22 | Bracket | LED | 1 | 361 | CLO. Dali. Dynadim. Static | [7 empty] | CE | [6 empty] | 66 | 4000 | 472x504x242 |  | 220-240V |  | 5 |  |  |  | 70 |  | 4000 |  | >75000 | 0.99 | >180000 |  |  | 135.32 |  |  | 9 | AB | 25 | < 10% at 100.000 hours |  | Available | 740/559 | CIE(x=0.4338. y=0.403) 5SDCM | Class I. Class II | IK09 |  |  | 35 | 1969.0909 | -40 | 1 | 361 | RAL9005 | 50-60Hz | Passive | LED | dimmable | Tunnel | THBT | Tunnel |  |  | 48850 | NO Sensor | >76000 | [6 empty] | >178000
TBD | THBt/1/F/AB/320/4/… | image | datasheet | deeplink | TUNGSRAM - TENOM - 44600lm - 321W - 4000K - 70CRI - TBD[SKU] - Bracket | 22 | Bracket | LED | 1 | 321 | CLO. Dali. Dynadim. Static | [7 empty] | CE | [6 empty] | 66 | 4000 | 472x504x242 |  | 220-240V |  | 5 |  |  |  | 70 |  | 4000 |  | >75000 | 0.99 | >180000 |  |  | 138.94 |  |  | 9 | AB | 25 | < 10% at 100.000 hours |  | Available | 740/559 | CIE(x=0.4338. y=0.403) 5SDCM | Class I. Class II | IK09 |  |  | 35 | 1750.9091 | -40 | 1 | 321 | RAL9005 | 50-60Hz | Passive | LED | dimmable | Tunnel | THBT | Tunnel |  |  | 44600 | NO Sensor | >76000 | [6 empty] | >178000
TBD | THBt/1/F/AB/280/4/… | image | datasheet | deeplink | TUNGSRAM - TENOM - 39700lm - 280W - 4000K - 70CRI - TBD[SKU] - Bracket | 22 | Bracket | LED | 1 | 280 | CLO. Dali. Dynadim. Static | [7 empty] | CE | [6 empty] | 66 | 4000 | 472x504x242 |  | 220-240V |  | 5 |  |  |  | 70 |  | 4000 |  | >75000 | 0.98 | >180000 |  |  | 141.79 |  |  | 9 | AB | 25 | < 10% at 100.000 hours |  | Available | 740/559 | CIE(x=0.4338. y=0.403) 5SDCM | Class I. Class II | IK09 |  |  | 50 | 1527.2727 | -40 | 1 | 280 | RAL9005 | 50-60Hz | Passive | LED | dimmable | Tunnel | THBT | Tunnel |  |  | 39700 | NO Sensor | >76000 | [6 empty] | >178000
TBD | THBt/1/F/AB/240/4/… | image | datasheet | deeplink | TUNGSRAM - TENOM - 34810lm - 241W - 4000K - 70CRI - TBD[SKU] - Bracket | 22 | Bracket | LED | 1 | 241 | CLO. Dali. Dynadim. Static | [7 empty] | CE | [6 empty] | 66 | 4000 | 472x504x242 |  | 220-240V |  | 5 |  |  |  | 70 |  | 4000 |  | >75000 | 0.98 | >180000 |  |  | 144.44 |  |  | 9 | AB | 25 | < 10% at 100.000 hours |  | Available | 740/559 | CIE(x=0.4338. y=0.403) 5SDCM | Class I. Class II | IK09 |  |  | 50 | 1314.5455 | -40 | 1 | 241 | RAL9005 | 50-60Hz | Passive | LED | dimmable | Tunnel | THBT | Tunnel |  |  | 34810 | NO Sensor | >76000 | [6 empty] | >178000
TBD | THBt/1/F/AB/200/4/… | image | datasheet | deeplink | TUNGSRAM - TENOM - 29230lm - 200W - 4000K - 70CRI - TBD[SKU] - Bracket | 22 | Bracket | LED | 1 | 200 | CLO. Dali. Dynadim. Static | [7 empty] | CE | [6 empty] | 66 | 4000 | 472x504x242 |  | 220-240V |  | 5 |  |  |  | 70 |  | 4000 |  | >75000 | 0.97 | >180000 |  |  | 146.15 |  |  | 9 | AB | 25 | < 10% at 100.000 hours |  | Available | 740/559 | CIE(x=0.4338. y=0.403) 5SDCM | Class I. Class II | IK09 |  |  | 50 | 1090.9091 | -40 | 1 | 200 | RAL9005 | 50-60Hz | Passive | LED | dimmable | Tunnel | THBT | Tunnel |  |  | 29230 | NO Sensor | >76000 | [6 empty] | >178000
TBD | THBt/1/F/AB/360/3/… | image | datasheet | deeplink | TUNGSRAM - TENOM - 44400lm - 361W - 3000K - 70CRI - TBD[SKU] - Bracket | 22 | Bracket | LED | 1 | 361 | CLO. Dali. Dynadim. Static | [7 empty] | CE | [6 empty] | 66 | 3000 | 472x504x242 |  | 220-240V |  | 5 |  |  |  | 70 |  | 3000 |  | >75000 | 0.99 | >180000 |  |  | 122.99 |  |  | 9 | AB | 25 | < 10% at 100.000 hours |  | Available | 730/559 | CIE(x=0.4338. y=0.403) 5SDCM | Class I. Class II | IK09 |  |  | 35 | 1969.0909 | -40 | 1 | 361 | RAL9005 | 50-60Hz | Passive | LED | dimmable | Tunnel | THBT | Tunnel |  |  | 44400 | NO Sensor | >76000 | [6 empty] | >178000
TBD | THBt/1/F/AB/320/3/… | image | datasheet | deeplink | TUNGSRAM - TENOM - 40540lm - 321W - 3000K - 70CRI - TBD[SKU] - Bracket | 22 | Bracket | LED | 1 | 321 | CLO. Dali. Dynadim. Static | [7 empty] | CE | [6 empty] | 66 | 3000 | 472x504x242 |  | 220-240V |  | 5 |  |  |  | 70 |  | 3000 |  | >75000 | 0.99 | >180000 |  |  | 126.29 |  |  | 9 | AB | 25 | < 10% at 100.000 hours |  | Available | 730/559 | CIE(x=0.4338. y=0.403) 5SDCM | Class I. Class II | IK09 |  |  | 35 | 1750.9091 | -40 | 1 | 321 | RAL9005 | 50-60Hz | Passive | LED | dimmable | Tunnel | THBT | Tunnel |  |  | 40540 | NO Sensor | >76000 | [6 empty] | >178000
TBD | THBt/1/F/AB/280/3/… | image | datasheet | deeplink | TUNGSRAM - TENOM - 36080lm - 280W - 3000K - 70CRI - TBD[SKU] - Bracket | 22 | Bracket | LED | 1 | 280 | CLO. Dali. Dynadim. Static | [7 empty] | CE | [6 empty] | 66 | 3000 | 472x504x242 |  | 220-240V |  | 5 |  |  |  | 70 |  | 3000 |  | >75000 | 0.98 | >180000 |  |  | 128.86 |  |  | 9 | AB | 25 | < 10% at 100.000 hours |  | Available | 730/559 | CIE(x=0.4338. y=0.403) 5SDCM | Class I. Class II | IK09 |  |  | 50 | 1527.2727 | -40 | 1 | 280 | RAL9005 | 50-60Hz | Passive | LED | dimmable | Tunnel | THBT | Tunnel |  |  | 36080 | NO Sensor | >76000 | [6 empty] | >178000
TBD | THBt/1/F/AB/240/3/… | image | datasheet | deeplink | TUNGSRAM - TENOM - 31640lm - 241W - 3000K - 70CRI - TBD[SKU] - Bracket | 22 | Bracket | LED | 1 | 241 | CLO. Dali. Dynadim. Static | [7 empty] | CE | [6 empty] | 66 | 3000 | 472x504x242 |  | 220-240V |  | 5 |  |  |  | 70 |  | 3000 |  | >75000 | 0.98 | >180000 |  |  | 131.29 |  |  | 9 | AB | 25 | < 10% at 100.000 hours |  | Available | 730/559 | CIE(x=0.4338. y=0.403) 5SDCM | Class I. Class II | IK09 |  |  | 50 | 1314.5455 | -40 | 1 | 241 | RAL9005 | 50-60Hz | Passive | LED | dimmable | Tunnel | THBT | Tunnel |  |  | 31640 | NO Sensor | >76000 | [6 empty] | >178000
TBD | THBt/1/F/AB/200/3/… | image | datasheet | deeplink | TUNGSRAM - TENOM - 26570lm - 200W - 3000K - 70CRI - TBD[SKU] - Bracket | 22 | Bracket | LED | 1 | 200 | CLO. Dali. Dynadim. Static | [7 empty] | CE | [6 empty] | 66 | 3000 | 472x504x242 |  | 220-240V |  | 5 |  |  |  | 70 |  | 3000 |  | >75000 | 0.97 | >180000 |  |  | 132.85 |  |  | 9 | AB | 25 | < 10% at 100.000 hours |  | Available | 730/559 | CIE(x=0.4338. y=0.403) 5SDCM | Class I. Class II | IK09 |  |  | 50 | 1090.9091 | -40 | 1 | 200 | RAL9005 | 50-60Hz | Passive | LED | dimmable | Tunnel | THBT | Tunnel |  |  | 26570 | NO Sensor | >76000 | [6 empty] | >178000
TBD | THBt/1/F/AA/360/5/… | image | datasheet | deeplink | TUNGSRAM - TENOM - 50860lm - 361W - 5000K - 70CRI - TBD[SKU] - Bracket | 22 | Bracket | LED | 1 | 361 | CLO. Dali. Dynadim. Static | [7 empty] | CE | [6 empty] | 66 | 5000 | 472x504x242 |  | 220-240V |  | 5 |  |  |  | 70 |  | 5000 |  | >75000 | 0.99 | >180000 |  |  | 140.89 |  |  | 9 | AA | 25 | < 10% at 100.000 hours |  | Available | 750/559 | CIE(x=0.4338. y=0.403) 5SDCM | Class I. Class II | IK09 |  |  | 35 | 1969.0909 | -40 | 1 | 361 | RAL9005 | 50-60Hz | Passive | LED | dimmable | Tunnel | THBT | Tunnel |  |  | 50860 | NO Sensor | >76000 | [6 empty] | >178000
TBD | THBt/1/F/AA/320/5/… | image | datasheet | deeplink | TUNGSRAM - TENOM - 46430lm - 321W - 5000K - 70CRI - TBD[SKU] - Bracket | 22 | Bracket | LED | 1 | 321 | CLO. Dali. Dynadim. Static | [7 empty] | CE | [6 empty] | 66 | 5000 | 472x504x242 |  | 220-240V |  | 5 |  |  |  | 70 |  | 5000 |  | >75000 | 0.99 | >180000 |  |  | 144.64 |  |  | 9 | AA | 25 | < 10% at 100.000 hours |  | Available | 750/559 | CIE(x=0.4338. y=0.403) 5SDCM | Class I. Class II | IK09 |  |  | 35 | 1750.9091 | -40 | 1 | 321 | RAL9005 | 50-60Hz | Passive | LED | dimmable | Tunnel | THBT | Tunnel |  |  | 46430 | NO Sensor | >76000 | [6 empty] | >178000
TBD | THBt/1/F/AA/280/5/… | image | datasheet | deeplink | TUNGSRAM - TENOM - 41330lm - 280W - 5000K - 70CRI - TBD[SKU] - Bracket | 22 | Bracket | LED | 1 | 280 | CLO. Dali. Dynadim. Static | [7 empty] | CE | [6 empty] | 66 | 5000 | 472x504x242 |  | 220-240V |  | 5 |  |  |  | 70 |  | 5000 |  | >75000 | 0.98 | >180000 |  |  | 147.61 |  |  | 9 | AA | 25 | < 10% at 100.000 hours |  | Available | 750/559 | CIE(x=0.4338. y=0.403) 5SDCM | Class I. Class II | IK09 |  |  | 50 | 1527.2727 | -40 | 1 | 280 | RAL9005 | 50-60Hz | Passive | LED | dimmable | Tunnel | THBT | Tunnel |  |  | 41330 | NO Sensor | >76000 | [6 empty] | >178000
TBD | THBt/1/F/AA/240/5/… | image | datasheet | deeplink | TUNGSRAM - TENOM - 36240lm - 241W - 5000K - 70CRI - TBD[SKU] - Bracket | 22 | Bracket | LED | 1 | 241 | CLO. Dali. Dynadim. Static | [7 empty] | CE | [6 empty] | 66 | 5000 | 472x504x242 |  | 220-240V |  | 5 |  |  |  | 70 |  | 5000 |  | >75000 | 0.98 | >180000 |  |  | 150.37 |  |  | 9 | AA | 25 | < 10% at 100.000 hours |  | Available | 750/559 | CIE(x=0.4338. y=0.403) 5SDCM | Class I. Class II | IK09 |  |  | 50 | 1314.5455 | -40 | 1 | 241 | RAL9005 | 50-60Hz | Passive | LED | dimmable | Tunnel | THBT | Tunnel |  |  | 36240 | NO Sensor | >76000 | [6 empty] | >178000
TBD | THBt/1/F/AA/200/5/… | image | datasheet | deeplink | TUNGSRAM - TENOM - 30430lm - 200W - 5000K - 70CRI - TBD[SKU] - Bracket | 22 | Bracket | LED | 1 | 200 | CLO. Dali. Dynadim. Static | [7 empty] | CE | [6 empty] | 66 | 5000 | 472x504x242 |  | 220-240V |  | 5 |  |  |  | 70 |  | 5000 |  | >75000 | 0.97 | >180000 |  |  | 152.15 |  |  | 9 | AA | 25 | < 10% at 100.000 hours |  | Available | 750/559 | CIE(x=0.4338. y=0.403) 5SDCM | Class I. Class II | IK09 |  |  | 50 | 1090.9091 | -40 | 1 | 200 | RAL9005 | 50-60Hz | Passive | LED | dimmable | Tunnel | THBT | Tunnel |  |  | 30430 | NO Sensor | >76000 | [6 empty] | >178000
TBD | THBt/1/F/AA/360/4/… | image | datasheet | deeplink | TUNGSRAM - TENOM - 48810lm - 361W - 4000K - 70CRI - TBD[SKU] - Bracket | 22 | Bracket | LED | 1 | 361 | CLO. Dali. Dynadim. Static | [7 empty] | CE | [6 empty] | 66 | 4000 | 472x504x242 |  | 220-240V |  | 5 |  |  |  | 70 |  | 4000 |  | >75000 | 0.99 | >180000 |  |  | 135.21 |  |  | 9 | AA | 25 | < 10% at 100.000 hours |  | Available | 740/559 | CIE(x=0.4338. y=0.403) 5SDCM | Class I. Class II | IK09 |  |  | 35 | 1969.0909 | -40 | 1 | 361 | RAL9005 | 50-60Hz | Passive | LED | dimmable | Tunnel | THBT | Tunnel |  |  | 48810 | NO Sensor | >76000 | [6 empty] | >178000
TBD | THBt/1/F/AA/320/4/… | image | datasheet | deeplink | TUNGSRAM - TENOM - 44560lm - 321W - 4000K - 70CRI - TBD[SKU] - Bracket | 22 | Bracket | LED | 1 | 321 | CLO. Dali. Dynadim. Static | [7 empty] | CE | [6 empty] | 66 | 4000 | 472x504x242 |  | 220-240V |  | 5 |  |  |  | 70 |  | 4000 |  | >75000 | 0.99 | >180000 |  |  | 138.82 |  |  | 9 | AA | 25 | < 10% at 100.000 hours |  | Available | 740/559 | CIE(x=0.4338. y=0.403) 5SDCM | Class I. Class II | IK09 |  |  | 35 | 1750.9091 | -40 | 1 | 321 | RAL9005 | 50-60Hz | Passive | LED | dimmable | Tunnel | THBT | Tunnel |  |  | 44560 | NO Sensor | >76000 | [6 empty] | >178000
TBD | THBt/1/F/AA/280/4/… | image | datasheet | deeplink | TUNGSRAM - TENOM - 39670lm - 280W - 4000K - 70CRI - TBD[SKU] - Bracket | 22 | Bracket | LED | 1 | 280 | CLO. Dali. Dynadim. Static | [7 empty] | CE | [6 empty] | 66 | 4000 | 472x504x242 |  | 220-240V |  | 5 |  |  |  | 70 |  | 4000 |  | >75000 | 0.98 | >180000 |  |  | 141.68 |  |  | 9 | AA | 25 | < 10% at 100.000 hours |  | Available | 740/559 | CIE(x=0.4338. y=0.403) 5SDCM | Class I. Class II | IK09 |  |  | 50 | 1527.2727 | -40 | 1 | 280 | RAL9005 | 50-60Hz | Passive | LED | dimmable | Tunnel | THBT | Tunnel |  |  | 39670 | NO Sensor | >76000 | [6 empty] | >178000
TBD | THBt/1/F/AA/240/4/… | image | datasheet | deeplink | TUNGSRAM - TENOM - 34780lm - 241W - 4000K - 70CRI - TBD[SKU] - Bracket | 22 | Bracket | LED | 1 | 241 | CLO. Dali. Dynadim. Static | [7 empty] | CE | [6 empty] | 66 | 4000 | 472x504x242 |  | 220-240V |  | 5 |  |  |  | 70 |  | 4000 |  | >75000 | 0.98 | >180000 |  |  | 144.32 |  |  | 9 | AA | 25 | < 10% at 100.000 hours |  | Available | 740/559 | CIE(x=0.4338. y=0.403) 5SDCM | Class I. Class II | IK09 |  |  | 50 | 1314.5455 | -40 | 1 | 241 | RAL9005 | 50-60Hz | Passive | LED | dimmable | Tunnel | THBT | Tunnel |  |  | 34780 | NO Sensor | >76000 | [6 empty] | >178000
TBD | THBt/1/F/AA/200/4/… | image | datasheet | deeplink | TUNGSRAM - TENOM - 29210lm - 200W - 4000K - 70CRI - TBD[SKU] - Bracket | 22 | Bracket | LED | 1 | 200 | CLO. Dali. Dynadim. Static | [7 empty] | CE | [6 empty] | 66 | 4000 | 472x504x242 |  | 220-240V |  | 5 |  |  |  | 70 |  | 4000 |  | >75000 | 0.97 | >180000 |  |  | 146.05 |  |  | 9 | AA | 25 | < 10% at 100.000 hours |  | Available | 740/559 | CIE(x=0.4338. y=0.403) 5SDCM | Class I. Class II | IK09 |  |  | 50 | 1090.9091 | -40 | 1 | 200 | RAL9005 | 50-60Hz | Passive | LED | dimmable | Tunnel | THBT | Tunnel |  |  | 29210 | NO Sensor | >76000 | [6 empty] | >178000
TBD | THBt/1/F/AA/360/3/… | image | datasheet | deeplink | TUNGSRAM - TENOM - 44360lm - 361W - 3000K - 70CRI - TBD[SKU] - Bracket | 22 | Bracket | LED | 1 | 361 | CLO. Dali. Dynadim. Static | [7 empty] | CE | [6 empty] | 66 | 3000 | 472x504x242 |  | 220-240V |  | 5 |  |  |  | 70 |  | 3000 |  | >75000 | 0.99 | >180000 |  |  | 122.88 |  |  | 9 | AA | 25 | < 10% at 100.000 hours |  | Available | 730/559 | CIE(x=0.4338. y=0.403) 5SDCM | Class I. Class II | IK09 |  |  | 35 | 1969.0909 | -40 | 1 | 361 | RAL9005 | 50-60Hz | Passive | LED | dimmable | Tunnel | THBT | Tunnel |  |  | 44360 | NO Sensor | >76000 | [6 empty] | >178000
TBD | THBt/1/F/AA/320/3/… | image | datasheet | deeplink | TUNGSRAM - TENOM - 40500lm - 321W - 3000K - 70CRI - TBD[SKU] - Bracket | 22 | Bracket | LED | 1 | 321 | CLO. Dali. Dynadim. Static | [7 empty] | CE | [6 empty] | 66 | 3000 | 472x504x242 |  | 220-240V |  | 5 |  |  |  | 70 |  | 3000 |  | >75000 | 0.99 | >180000 |  |  | 126.17 |  |  | 9 | AA | 25 | < 10% at 100.000 hours |  | Available | 730/559 | CIE(x=0.4338. y=0.403) 5SDCM | Class I. Class II | IK09 |  |  | 35 | 1750.9091 | -40 | 1 | 321 | RAL9005 | 50-60Hz | Passive | LED | dimmable | Tunnel | THBT | Tunnel |  |  | 40500 | NO Sensor | >76000 | [6 empty] | >178000
TBD | THBt/1/F/AA/280/3/… | image | datasheet | deeplink | TUNGSRAM - TENOM - 36060lm - 280W - 3000K - 70CRI - TBD[SKU] - Bracket | 22 | Bracket | LED | 1 | 280 | CLO. Dali. Dynadim. Static | [7 empty] | CE | [6 empty] | 66 | 3000 | 472x504x242 |  | 220-240V |  | 5 |  |  |  | 70 |  | 3000 |  | >75000 | 0.98 | >180000 |  |  | 128.79 |  |  | 9 | AA | 25 | < 10% at 100.000 hours |  | Available | 730/559 | CIE(x=0.4338. y=0.403) 5SDCM | Class I. Class II | IK09 |  |  | 50 | 1527.2727 | -40 | 1 | 280 | RAL9005 | 50-60Hz | Passive | LED | dimmable | Tunnel | THBT | Tunnel |  |  | 36060 | NO Sensor | >76000 | [6 empty] | >178000
TBD | THBt/1/F/AA/240/3/… | image | datasheet | deeplink | TUNGSRAM - TENOM - 31610lm - 241W - 3000K - 70CRI - TBD[SKU] - Bracket | 22 | Bracket | LED | 1 | 241 | CLO. Dali. Dynadim. Static | [7 empty] | CE | [6 empty] | 66 | 3000 | 472x504x242 |  | 220-240V |  | 5 |  |  |  | 70 |  | 3000 |  | >75000 | 0.98 | >180000 |  |  | 131.16 |  |  | 9 | AA | 25 | < 10% at 100.000 hours |  | Available | 730/559 | CIE(x=0.4338. y=0.403) 5SDCM | Class I. Class II | IK09 |  |  | 50 | 1314.5455 | -40 | 1 | 241 | RAL9005 | 50-60Hz | Passive | LED | dimmable | Tunnel | THBT | Tunnel |  |  | 31610 | NO Sensor | >76000 | [6 empty] | >178000
TBD | THBt/1/F/AA/200/3/… | image | datasheet | deeplink | TUNGSRAM - TENOM - 26550lm - 200W - 3000K - 70CRI - TBD[SKU] - Bracket | 22 | Bracket | LED | 1 | 200 | CLO. Dali. Dynadim. Static | [7 empty] | CE | [6 empty] | 66 | 3000 | 472x504x242 |  | 220-240V |  | 5 |  |  |  | 70 |  | 3000 |  | >75000 | 0.97 | >180000 |  |  | 132.75 |  |  | 9 | AA | 25 | < 10% at 100.000 hours |  | Available | 730/559 | CIE(x=0.4338. y=0.403) 5SDCM | Class I. Class II | IK09 |  |  | 50 | 1090.9091 | -40 | 1 | 200 | RAL9005 | 50-60Hz | Passive | LED | dimmable | Tunnel | THBT | Tunnel |  |  | 26550 | NO Sensor | >76000 | [6 empty] | >178000
TBD | AHIX/2/F/AW/200/3/… | image | datasheet | deeplink | TUNGSRAM - AHIx - 22900lm - 200W - 3000K - 70CRI - TBD[SKU] - Bracket | 16 | Bracket | LED | 1 | 200 | CLO. Dali. DynaDim. Static | [7 empty] | CE | [6 empty] | 66 | 3000 | 750x492x69 |  | 220-240V |  | 5 |  |  | 5 | 70 |  | 3000 |  | 105000 | 0.99 | 216000 |  |  | 114.5 |  |  | 9 | AW | 25 | 20.79% at 100 000 hours |  | Available | 730/559 | CIE(x=0.43. y=0.403) | Class I. Class II | IK08 |  |  | 50 | 1.09 | -40 | 1 | 200 | RAL9007 | 50-60Hz | Passive | LED | dimmable | Area | AHIx | Car park. Industrial. Logistical. Sport. Tunnels. High mast. roundabout |  |  | 22900 | NO Sensor | 105000 | [6 empty] | 210000
TBD | AHIX/2/F/AW/250/3/… | image | datasheet | deeplink | TUNGSRAM - AHIx - 27700lm - 250W - 3000K - 70CRI - TBD[SKU] - Bracket | 16 | Bracket | LED | 1 | 250 | CLO. Dali. DynaDim. Static | [7 empty] | CE | [6 empty] | 66 | 3000 | 750x492x69 |  | 220-240V |  | 5 |  |  | 5 | 70 |  | 3000 |  | 105000 | 0.99 | 216000 |  |  | 110.8 |  |  | 9 | AW | 25 | 20.79% at 100 000 hours |  | Available | 730/559 | CIE(x=0.43. y=0.403) | Class I. Class II | IK08 |  |  | 50 | 1.36 | -40 | 1 | 250 | RAL9007 | 50-60Hz | Passive | LED | dimmable | Area | AHIx | Car park. Industrial. Logistical. Sport. Tunnels. High mast. roundabout |  |  | 27700 | NO Sensor | 105000 | [6 empty] | 210000
TBD | AHIX/2/F/AW/285/3/… | image | datasheet | deeplink | TUNGSRAM - AHIx - 30100lm - 275W - 3000K - 70CRI - TBD[SKU] - Bracket | 16 | Bracket | LED | 1 | 275 | CLO. Dali. DynaDim. Static | [7 empty] | CE | [6 empty] | 66 | 3000 | 750x492x69 |  | 220-240V |  | 5 |  |  | 5 | 70 |  | 3000 |  | 105000 | 0.99 | 216000 |  |  | 109.45 |  |  | 9 | AW | 25 | 20.79% at 100 000 hours |  | Available | 730/559 | CIE(x=0.43. y=0.403) | Class I. Class II | IK08 |  |  | 50 | 1.5 | -40 | 1 | 275 | RAL9007 | 50-60Hz | Passive | LED | dimmable | Area | AHIx | Car park. Industrial. Logistical. Sport. Tunnels. High mast. roundabout |  |  | 30100 | NO Sensor | 105000 | [6 empty] | 210000
TBD | AHIX/2/F/AW/300/3/… | image | datasheet | deeplink | TUNGSRAM - AHIx - 32400lm - 301W - 3000K - 70CRI - TBD[SKU] - Bracket | 16 | Bracket | LED | 1 | 301 | CLO. Dali. DynaDim. Static | [7 empty] | CE | [6 empty] | 66 | 3000 | 750x492x69 |  | 220-240V |  | 5 |  |  | 5 | 70 |  | 3000 |  | 105000 | 0.99 | 216000 |  |  | 107.64 |  |  | 9 | AW | 25 | 20.79% at 100 000 hours |  | Available | 730/559 | CIE(x=0.43. y=0.403) | Class I. Class II | IK08 |  |  | 50 | 1.64 | -40 | 1 | 301 | RAL9007 | 50-60Hz | Passive | LED | dimmable | Area | AHIx | Car park. Industrial. Logistical. Sport. Tunnels. High mast. roundabout |  |  | 32400 | NO Sensor | 105000 | [6 empty] | 210000
TBD | AHIX/2/F/AW/200/4/… | image | datasheet | deeplink | TUNGSRAM - AHIx - 23500lm - 200W - 4000K - 70CRI - TBD[SKU] - Bracket | 16 | Bracket | LED | 1 | 200 | CLO. Dali. DynaDim. Static | [7 empty] | CE | [6 empty] | 66 | 4000 | 750x492x69 |  | 220-240V |  | 5 |  |  | 5 | 70 |  | 4000 |  | 105000 | 0.99 | 216000 |  |  | 117.5 |  |  | 9 | AW | 25 | 20.79% at 100 000 hours |  | Available | 740/559 | CIE(x= 0.38. y= 0.38) | Class I. Class II | IK08 |  |  | 50 | 1.09 | -40 | 1 | 200 | RAL9007 | 50-60Hz | Passive | LED | dimmable | Area | AHIx | Car park. Industrial. Logistical. Sport. Tunnels. High mast. roundabout |  |  | 23500 | NO Sensor | 105000 | [6 empty] | 210000
TBD | AHIX/2/F/AW/250/4/… | image | datasheet | deeplink | TUNGSRAM - AHIx - 28400lm - 250W - 4000K - 70CRI - TBD[SKU] - Bracket | 16 | Bracket | LED | 1 | 250 | CLO. Dali. DynaDim. Static | [7 empty] | CE | [6 empty] | 66 | 4000 | 750x492x69 |  | 220-240V |  | 5 |  |  | 5 | 70 |  | 4000 |  | 105000 | 0.99 | 216000 |  |  | 113.6 |  |  | 9 | AW | 25 | 20.79% at 100 000 hours |  | Available | 740/559 | CIE(x= 0.38. y= 0.38) | Class I. Class II | IK08 |  |  | 50 | 1.36 | -40 | 1 | 250 | RAL9007 | 50-60Hz | Passive | LED | dimmable | Area | AHIx | Car park. Industrial. Logistical. Sport. Tunnels. High mast. roundabout |  |  | 28400 | NO Sensor | 105000 | [6 empty] | 210000
TBD | AHIX/2/F/AW/285/4/… | image | datasheet | deeplink | TUNGSRAM - AHIx - 30900lm - 275W - 4000K - 70CRI - TBD[SKU] - Bracket | 16 | Bracket | LED | 1 | 275 | CLO. Dali. DynaDim. Static | [7 empty] | CE | [6 empty] | 66 | 4000 | 750x492x69 |  | 220-240V |  | 5 |  |  | 5 | 70 |  | 4000 |  | 105000 | 0.99 | 216000 |  |  | 112.36 |  |  | 9 | AW | 25 | 20.79% at 100 000 hours |  | Available | 740/559 | CIE(x= 0.38. y= 0.38) | Class I. Class II | IK08 |  |  | 50 | 1.5 | -40 | 1 | 275 | RAL9007 | 50-60Hz | Passive | LED | dimmable | Area | AHIx | Car park. Industrial. Logistical. Sport. Tunnels. High mast. roundabout |  |  | 30900 | NO Sensor | 105000 | [6 empty] | 210000
TBD | AHIX/2/F/AW/300/4/… | image | datasheet | deeplink | TUNGSRAM - AHIx - 33200lm - 301W - 4000K - 70CRI - TBD[SKU] - Bracket | 16 | Bracket | LED | 1 | 301 | CLO. Dali. DynaDim. Static | [7 empty] | CE | [6 empty] | 66 | 4000 | 750x492x69 |  | 220-240V |  | 5 |  |  | 5 | 70 |  | 4000 |  | 105000 | 0.99 | 216000 |  |  | 110.3 |  |  | 9 | AW | 25 | 20.79% at 100 000 hours |  | Available | 740/559 | CIE(x= 0.38. y= 0.38) | Class I. Class II | IK08 |  |  | 50 | 1.64 | -40 | 1 | 301 | RAL9007 | 50-60Hz | Passive | LED | dimmable | Area | AHIx | Car park. Industrial. Logistical. Sport. Tunnels. High mast. roundabout |  |  | 33200 | NO Sensor | 105000 | [6 empty] | 210000
TBD | AHIX/2/F/AW/200/5/… | image | datasheet | deeplink | TUNGSRAM - AHIx - 24000lm - 200W - 5000K - 70CRI - TBD[SKU] - Bracket | 16 | Bracket | LED | 1 | 200 | CLO. Dali. DynaDim. Static | [7 empty] | CE | [6 empty] | 66 | 5000 | 750x492x69 |  | 220-240V |  | 5 |  |  | 5 | 70 |  | 5000 |  | 105000 | 0.99 | 216000 |  |  | 120 |  |  | 9 | AW | 25 | 20.79% at 100 000 hours |  | Available | 750/559 | CIE(x= 0.34. y= 0.35) | Class I. Class II | IK08 |  |  | 50 | 1.09 | -40 | 1 | 200 | RAL9007 | 50-60Hz | Passive | LED | dimmable | Area | AHIx | Car park. Industrial. Logistical. Sport. Tunnels. High mast. roundabout |  |  | 24000 | NO Sensor | 105000 | [6 empty] | 210000
TBD | AHIX/2/F/AW/250/5/… | image | datasheet | deeplink | TUNGSRAM - AHIx - 29000lm - 250W - 5000K - 70CRI - TBD[SKU] - Bracket | 16 | Bracket | LED | 1 | 250 | CLO. Dali. DynaDim. Static | [7 empty] | CE | [6 empty] | 66 | 5000 | 750x492x69 |  | 220-240V |  | 5 |  |  | 5 | 70 |  | 5000 |  | 105000 | 0.99 | 216000 |  |  | 116 |  |  | 9 | AW | 25 | 20.79% at 100 000 hours |  | Available | 750/559 | CIE(x= 0.34. y= 0.35) | Class I. Class II | IK08 |  |  | 50 | 1.36 | -40 | 1 | 250 | RAL9007 | 50-60Hz | Passive | LED | dimmable | Area | AHIx | Car park. Industrial. Logistical. Sport. Tunnels. High mast. roundabout |  |  | 29000 | NO Sensor | 105000 | [6 empty] | 210000
TBD | AHIX/2/F/AW/285/5/… | image | datasheet | deeplink | TUNGSRAM - AHIx - 31500lm - 275W - 5000K - 70CRI - TBD[SKU] - Bracket | 16 | Bracket | LED | 1 | 275 | CLO. Dali. DynaDim. Static | [7 empty] | CE | [6 empty] | 66 | 5000 | 750x492x69 |  | 220-240V |  | 5 |  |  | 5 | 70 |  | 5000 |  | 105000 | 0.99 | 216000 |  |  | 114.55 |  |  | 9 | AW | 25 | 20.79% at 100 000 hours |  | Available | 750/559 | CIE(x= 0.34. y= 0.35) | Class I. Class II | IK08 |  |  | 50 | 1.5 | -40 | 1 | 275 | RAL9007 | 50-60Hz | Passive | LED | dimmable | Area | AHIx | Car park. Industrial. Logistical. Sport. Tunnels. High mast. roundabout |  |  | 31500 | NO Sensor | 105000 | [6 empty] | 210000
TBD | AHIX/2/F/AW/300/5/… | image | datasheet | deeplink | TUNGSRAM - AHIx - 33900lm - 301W - 5000K - 70CRI - TBD[SKU] - Bracket | 16 | Bracket | LED | 1 | 301 | CLO. Dali. DynaDim. Static | [7 empty] | CE | [6 empty] | 66 | 5000 | 750x492x69 |  | 220-240V |  | 5 |  |  | 5 | 70 |  | 5000 |  | 105000 | 0.99 | 216000 |  |  | 112.62 |  |  | 9 | AW | 25 | 20.79% at 100 000 hours |  | Available | 750/559 | CIE(x= 0.34. y= 0.35) | Class I. Class II | IK08 |  |  | 50 | 1.64 | -40 | 1 | 301 | RAL9007 | 50-60Hz | Passive | LED | dimmable | Area | AHIx | Car park. Industrial. Logistical. Sport. Tunnels. High mast. roundabout |  |  | 33900 | NO Sensor | 105000 | [6 empty] | 210000
TBD | AHIX/2/F/AF/200/3/… | image | datasheet | deeplink | TUNGSRAM - AHIx - 20200lm - 200W - 3000K - 70CRI - TBD[SKU] - Bracket | 16 | Bracket | LED | 1 | 200 | CLO. Dali. DynaDim. Static | [7 empty] | CE | [6 empty] | 66 | 3000 | 750x492x69 |  | 220-240V |  | 5 |  |  | 5 | 70 |  | 3000 |  | 105000 | 0.99 | 216000 |  |  | 101 |  |  | 9 | AF | 25 | 20.79% at 100 000 hours |  | Available | 730/559 | CIE(x=0.43. y=0.403) | Class I. Class II | IK08 |  |  | 50 | 1.09 | -40 | 1 | 200 | RAL9007 | 50-60Hz | Passive | LED | dimmable | Area | AHIx | Car park. Industrial. Logistical. Sport. Tunnels. High mast. roundabout |  |  | 20200 | NO Sensor | 105000 | [6 empty] | 210000
TBD | AHIX/2/F/AF/250/3/… | image | datasheet | deeplink | TUNGSRAM - AHIx - 24300lm - 250W - 3000K - 70CRI - TBD[SKU] - Bracket | 16 | Bracket | LED | 1 | 250 | CLO. Dali. DynaDim. Static | [7 empty] | CE | [6 empty] | 66 | 3000 | 750x492x69 |  | 220-240V |  | 5 |  |  | 5 | 70 |  | 3000 |  | 105000 | 0.99 | 216000 |  |  | 97.2 |  |  | 9 | AF | 25 | 20.79% at 100 000 hours |  | Available | 730/559 | CIE(x=0.43. y=0.403) | Class I. Class II | IK08 |  |  | 50 | 1.36 | -40 | 1 | 250 | RAL9007 | 50-60Hz | Passive | LED | dimmable | Area | AHIx | Car park. Industrial. Logistical. Sport. Tunnels. High mast. roundabout |  |  | 24300 | NO Sensor | 105000 | [6 empty] | 210000
TBD | AHIX/2/F/AF/285/3/… | image | datasheet | deeplink | TUNGSRAM - AHIx - 26500lm - 275W - 3000K - 70CRI - TBD[SKU] - Bracket | 16 | Bracket | LED | 1 | 275 | CLO. Dali. DynaDim. Static | [7 empty] | CE | [6 empty] | 66 | 3000 | 750x492x69 |  | 220-240V |  | 5 |  |  | 5 | 70 |  | 3000 |  | 105000 | 0.99 | 216000 |  |  | 96.36 |  |  | 9 | AF | 25 | 20.79% at 100 000 hours |  | Available | 730/559 | CIE(x=0.43. y=0.403) | Class I. Class II | IK08 |  |  | 50 | 1.5 | -40 | 1 | 275 | RAL9007 | 50-60Hz | Passive | LED | dimmable | Area | AHIx | Car park. Industrial. Logistical. Sport. Tunnels. High mast. roundabout |  |  | 26500 | NO Sensor | 105000 | [6 empty] | 210000
TBD | AHIX/2/F/AF/300/3/… | image | datasheet | deeplink | TUNGSRAM - AHIx - 28500lm - 301W - 3000K - 70CRI - TBD[SKU] - Bracket | 16 | Bracket | LED | 1 | 301 | CLO. Dali. DynaDim. Static | [7 empty] | CE | [6 empty] | 66 | 3000 | 750x492x69 |  | 220-240V |  | 5 |  |  | 5 | 70 |  | 3000 |  | 105000 | 0.99 | 216000 |  |  | 94.68 |  |  | 9 | AF | 25 | 20.79% at 100 000 hours |  | Available | 730/559 | CIE(x=0.43. y=0.403) | Class I. Class II | IK08 |  |  | 50 | 1.64 | -40 | 1 | 301 | RAL9007 | 50-60Hz | Passive | LED | dimmable | Area | AHIx | Car park. Industrial. Logistical. Sport. Tunnels. High mast. roundabout |  |  | 28500 | NO Sensor | 105000 | [6 empty] | 210000
TBD | AHIX/2/F/AF/200/4/… | image | datasheet | deeplink | TUNGSRAM - AHIx - 20700lm - 200W - 4000K - 70CRI - TBD[SKU] - Bracket | 16 | Bracket | LED | 1 | 200 | CLO. Dali. DynaDim. Static | [7 empty] | CE | [6 empty] | 66 | 4000 | 750x492x69 |  | 220-240V |  | 5 |  |  | 5 | 70 |  | 4000 |  | 105000 | 0.99 | 216000 |  |  | 103.5 |  |  | 9 | AF | 25 | 20.79% at 100 000 hours |  | Available | 740/559 | CIE(x= 0.38. y= 0.38) | Class I. Class II | IK08 |  |  | 50 | 1.09 | -40 | 1 | 200 | RAL9007 | 50-60Hz | Passive | LED | dimmable | Area | AHIx | Car park. Industrial. Logistical. Sport. Tunnels. High mast. roundabout |  |  | 20700 | NO Sensor | 105000 | [6 empty] | 210000
TBD | AHIX/2/F/AF/250/4/… | image | datasheet | deeplink | TUNGSRAM - AHIx - 25000lm - 250W - 4000K - 70CRI - TBD[SKU] - Bracket | 16 | Bracket | LED | 1 | 250 | CLO. Dali. DynaDim. Static | [7 empty] | CE | [6 empty] | 66 | 4000 | 750x492x69 |  | 220-240V |  | 5 |  |  | 5 | 70 |  | 4000 |  | 105000 | 0.99 | 216000 |  |  | 100 |  |  | 9 | AF | 25 | 20.79% at 100 000 hours |  | Available | 740/559 | CIE(x= 0.38. y= 0.38) | Class I. Class II | IK08 |  |  | 50 | 1.36 | -40 | 1 | 250 | RAL9007 | 50-60Hz | Passive | LED | dimmable | Area | AHIx | Car park. Industrial. Logistical. Sport. Tunnels. High mast. roundabout |  |  | 25000 | NO Sensor | 105000 | [6 empty] | 210000
TBD | AHIX/2/F/AF/285/4/… | image | datasheet | deeplink | TUNGSRAM - AHIx - 27200lm - 275W - 4000K - 70CRI - TBD[SKU] - Bracket | 16 | Bracket | LED | 1 | 275 | CLO. Dali. DynaDim. Static | [7 empty] | CE | [6 empty] | 66 | 4000 | 750x492x69 |  | 220-240V |  | 5 |  |  | 5 | 70 |  | 4000 |  | 105000 | 0.99 | 216000 |  |  | 98.91 |  |  | 9 | AF | 25 | 20.79% at 100 000 hours |  | Available | 740/559 | CIE(x= 0.38. y= 0.38) | Class I. Class II | IK08 |  |  | 50 | 1.5 | -40 | 1 | 275 | RAL9007 | 50-60Hz | Passive | LED | dimmable | Area | AHIx | Car park. Industrial. Logistical. Sport. Tunnels. High mast. roundabout |  |  | 27200 | NO Sensor | 105000 | [6 empty] | 210000
TBD | AHIX/2/F/AF/300/4/… | image | datasheet | deeplink | TUNGSRAM - AHIx - 29200lm - 301W - 4000K - 70CRI - TBD[SKU] - Bracket | 16 | Bracket | LED | 1 | 301 | CLO. Dali. DynaDim. Static | [7 empty] | CE | [6 empty] | 66 | 4000 | 750x492x69 |  | 220-240V |  | 5 |  |  | 5 | 70 |  | 4000 |  | 105000 | 0.99 | 216000 |  |  | 97.01 |  |  | 9 | AF | 25 | 20.79% at 100 000 hours |  | Available | 740/559 | CIE(x= 0.38. y= 0.38) | Class I. Class II | IK08 |  |  | 50 | 1.64 | -40 | 1 | 301 | RAL9007 | 50-60Hz | Passive | LED | dimmable | Area | AHIx | Car park. Industrial. Logistical. Sport. Tunnels. High mast. roundabout |  |  | 29200 | NO Sensor | 105000 | [6 empty] | 210000
TBD | AHIX/2/F/AF/200/5/… | image | datasheet | deeplink | TUNGSRAM - AHIx - 21100lm - 200W - 5000K - 70CRI - TBD[SKU] - Bracket | 16 | Bracket | LED | 1 | 200 | CLO. Dali. DynaDim. Static | [7 empty] | CE | [6 empty] | 66 | 5000 | 750x492x69 |  | 220-240V |  | 5 |  |  | 5 | 70 |  | 5000 |  | 105000 | 0.99 | 216000 |  |  | 105.5 |  |  | 9 | AF | 25 | 20.79% at 100 000 hours |  | Available | 750/559 | CIE(x= 0.34. y= 0.35) | Class I. Class II | IK08 |  |  | 50 | 1.09 | -40 | 1 | 200 | RAL9007 | 50-60Hz | Passive | LED | dimmable | Area | AHIx | Car park. Industrial. Logistical. Sport. Tunnels. High mast. roundabout |  |  | 21100 | NO Sensor | 105000 | [6 empty] | 210000
TBD | AHIX/2/F/AF/250/5/… | image | datasheet | deeplink | TUNGSRAM - AHIx - 25500lm - 250W - 5000K - 70CRI - TBD[SKU] - Bracket | 16 | Bracket | LED | 1 | 250 | CLO. Dali. DynaDim. Static | [7 empty] | CE | [6 empty] | 66 | 5000 | 750x492x69 |  | 220-240V |  | 5 |  |  | 5 | 70 |  | 5000 |  | 105000 | 0.99 | 216000 |  |  | 102 |  |  | 9 | AF | 25 | 20.79% at 100 000 hours |  | Available | 750/559 | CIE(x= 0.34. y= 0.35) | Class I. Class II | IK08 |  |  | 50 | 1.36 | -40 | 1 | 250 | RAL9007 | 50-60Hz | Passive | LED | dimmable | Area | AHIx | Car park. Industrial. Logistical. Sport. Tunnels. High mast. roundabout |  |  | 25500 | NO Sensor | 105000 | [6 empty] | 210000
TBD | AHIX/2/F/AF/285/5/… | image | datasheet | deeplink | TUNGSRAM - AHIx - 27700lm - 275W - 5000K - 70CRI - TBD[SKU] - Bracket | 16 | Bracket | LED | 1 | 275 | CLO. Dali. DynaDim. Static | [7 empty] | CE | [6 empty] | 66 | 5000 | 750x492x69 |  | 220-240V |  | 5 |  |  | 5 | 70 |  | 5000 |  | 105000 | 0.99 | 216000 |  |  | 100.73 |  |  | 9 | AF | 25 | 20.79% at 100 000 hours |  | Available | 750/559 | CIE(x= 0.34. y= 0.35) | Class I. Class II | IK08 |  |  | 50 | 1.5 | -40 | 1 | 275 | RAL9007 | 50-60Hz | Passive | LED | dimmable | Area | AHIx | Car park. Industrial. Logistical. Sport. Tunnels. High mast. roundabout |  |  | 27700 | NO Sensor | 105000 | [6 empty] | 210000
TBD | AHIX/2/F/AF/300/5/… | image | datasheet | deeplink | TUNGSRAM - AHIx - 29800lm - 301W - 5000K - 70CRI - TBD[SKU] - Bracket | 16 | Bracket | LED | 1 | 301 | CLO. Dali. DynaDim. Static | [7 empty] | CE | [6 empty] | 66 | 5000 | 750x492x69 |  | 220-240V |  | 5 |  |  | 5 | 70 |  | 5000 |  | 105000 | 0.99 | 216000 |  |  | 99 |  |  | 9 | AF | 25 | 20.79% at 100 000 hours |  | Available | 750/559 | CIE(x= 0.34. y= 0.35) | Class I. Class II | IK08 |  |  | 50 | 1.64 | -40 | 1 | 301 | RAL9007 | 50-60Hz | Passive | LED | dimmable | Area | AHIx | Car park. Industrial. Logistical. Sport. Tunnels. High mast. roundabout |  |  | 29800 | NO Sensor | 105000 | [6 empty] | 210000
TBD | AHIX/2/F/AN/200/3/… | image | datasheet | deeplink | TUNGSRAM - AHIx - 22700lm - 200W - 3000K - 70CRI - TBD[SKU] - Bracket | 16 | Bracket | LED | 1 | 200 | CLO. Dali. DynaDim. Static | [7 empty] | CE | [6 empty] | 66 | 3000 | 750x492x69 |  | 220-240V |  | 5 |  |  | 5 | 70 |  | 3000 |  | 105000 | 0.99 | 216000 |  |  | 113.5 |  |  | 9 | AN | 25 | 20.79% at 100 000 hours |  | Available | 730/559 | CIE(x=0.43. y=0.403) | Class I. Class II | IK08 |  |  | 50 | 1.09 | -40 | 1 | 200 | RAL9007 | 50-60Hz | Passive | LED | dimmable | Area | AHIx | Car park. Industrial. Logistical. Sport. Tunnels. High mast. roundabout |  |  | 22700 | NO Sensor | 105000 | [6 empty] | 210000
TBD | AHIX/2/F/AN/250/3/… | image | datasheet | deeplink | TUNGSRAM - AHIx - 27400lm - 250W - 3000K - 70CRI - TBD[SKU] - Bracket | 16 | Bracket | LED | 1 | 250 | CLO. Dali. DynaDim. Static | [7 empty] | CE | [6 empty] | 66 | 3000 | 750x492x69 |  | 220-240V |  | 5 |  |  | 5 | 70 |  | 3000 |  | 105000 | 0.99 | 216000 |  |  | 109.6 |  |  | 9 | AN | 25 | 20.79% at 100 000 hours |  | Available | 730/559 | CIE(x=0.43. y=0.403) | Class I. Class II | IK08 |  |  | 50 | 1.36 | -40 | 1 | 250 | RAL9007 | 50-60Hz | Passive | LED | dimmable | Area | AHIx | Car park. Industrial. Logistical. Sport. Tunnels. High mast. roundabout |  |  | 27400 | NO Sensor | 105000 | [6 empty] | 210000
TBD | AHIX/2/F/AN/285/3/… | image | datasheet | deeplink | TUNGSRAM - AHIx - 29800lm - 275W - 3000K - 70CRI - TBD[SKU] - Bracket | 16 | Bracket | LED | 1 | 275 | CLO. Dali. DynaDim. Static | [7 empty] | CE | [6 empty] | 66 | 3000 | 750x492x69 |  | 220-240V |  | 5 |  |  | 5 | 70 |  | 3000 |  | 105000 | 0.99 | 216000 |  |  | 108.36 |  |  | 9 | AN | 25 | 20.79% at 100 000 hours |  | Available | 730/559 | CIE(x=0.43. y=0.403) | Class I. Class II | IK08 |  |  | 50 | 1.5 | -40 | 1 | 275 | RAL9007 | 50-60Hz | Passive | LED | dimmable | Area | AHIx | Car park. Industrial. Logistical. Sport. Tunnels. High mast. roundabout |  |  | 29800 | NO Sensor | 105000 | [6 empty] | 210000
TBD | AHIX/2/F/AN/300/3/… | image | datasheet | deeplink | TUNGSRAM - AHIx - 32000lm - 301W - 3000K - 70CRI - TBD[SKU] - Bracket | 16 | Bracket | LED | 1 | 301 | CLO. Dali. DynaDim. Static | [7 empty] | CE | [6 empty] | 66 | 3000 | 750x492x69 |  | 220-240V |  | 5 |  |  | 5 | 70 |  | 3000 |  | 105000 | 0.99 | 216000 |  |  | 106.31 |  |  | 9 | AN | 25 | 20.79% at 100 000 hours |  | Available | 730/559 | CIE(x=0.43. y=0.403) | Class I. Class II | IK08 |  |  | 50 | 1.64 | -40 | 1 | 301 | RAL9007 | 50-60Hz | Passive | LED | dimmable | Area | AHIx | Car park. Industrial. Logistical. Sport. Tunnels. High mast. roundabout |  |  | 32000 | NO Sensor | 105000 | [6 empty] | 210000
TBD | AHIX/2/F/AN/200/4/… | image | datasheet | deeplink | TUNGSRAM - AHIx - 23300lm - 200W - 4000K - 70CRI - TBD[SKU] - Bracket | 16 | Bracket | LED | 1 | 200 | CLO. Dali. DynaDim. Static | [7 empty] | CE | [6 empty] | 66 | 4000 | 750x492x69 |  | 220-240V |  | 5 |  |  | 5 | 70 |  | 4000 |  | 105000 | 0.99 | 216000 |  |  | 116.5 |  |  | 9 | AN | 25 | 20.79% at 100 000 hours |  | Available | 740/559 | CIE(x= 0.38. y= 0.38) | Class I. Class II | IK08 |  |  | 50 | 1.09 | -40 | 1 | 200 | RAL9007 | 50-60Hz | Passive | LED | dimmable | Area | AHIx | Car park. Industrial. Logistical. Sport. Tunnels. High mast. roundabout |  |  | 23300 | NO Sensor | 105000 | [6 empty] | 210000
TBD | AHIX/2/F/AN/250/4/… | image | datasheet | deeplink | TUNGSRAM - AHIx - 28100lm - 250W - 4000K - 70CRI - TBD[SKU] - Bracket | 16 | Bracket | LED | 1 | 250 | CLO. Dali. DynaDim. Static | [7 empty] | CE | [6 empty] | 66 | 4000 | 750x492x69 |  | 220-240V |  | 5 |  |  | 5 | 70 |  | 4000 |  | 105000 | 0.99 | 216000 |  |  | 112.4 |  |  | 9 | AN | 25 | 20.79% at 100 000 hours |  | Available | 740/559 | CIE(x= 0.38. y= 0.38) | Class I. Class II | IK08 |  |  | 50 | 1.36 | -40 | 1 | 250 | RAL9007 | 50-60Hz | Passive | LED | dimmable | Area | AHIx | Car park. Industrial. Logistical. Sport. Tunnels. High mast. roundabout |  |  | 28100 | NO Sensor | 105000 | [6 empty] | 210000
TBD | AHIX/2/F/AN/285/4/… | image | datasheet | deeplink | TUNGSRAM - AHIx - 30600lm - 275W - 4000K - 70CRI - TBD[SKU] - Bracket | 16 | Bracket | LED | 1 | 275 | CLO. Dali. DynaDim. Static | [7 empty] | CE | [6 empty] | 66 | 4000 | 750x492x69 |  | 220-240V |  | 5 |  |  | 5 | 70 |  | 4000 |  | 105000 | 0.99 | 216000 |  |  | 111.27 |  |  | 9 | AN | 25 | 20.79% at 100 000 hours |  | Available | 740/559 | CIE(x= 0.38. y= 0.38) | Class I. Class II | IK08 |  |  | 50 | 1.5 | -40 | 1 | 275 | RAL9007 | 50-60Hz | Passive | LED | dimmable | Area | AHIx | Car park. Industrial. Logistical. Sport. Tunnels. High mast. roundabout |  |  | 30600 | NO Sensor | 105000 | [6 empty] | 210000
TBD | AHIX/2/F/AN/300/4/… | image | datasheet | deeplink | TUNGSRAM - AHIx - 32900lm - 301W - 4000K - 70CRI - TBD[SKU] - Bracket | 16 | Bracket | LED | 1 | 301 | CLO. Dali. DynaDim. Static | [7 empty] | CE | [6 empty] | 66 | 4000 | 750x492x69 |  | 220-240V |  | 5 |  |  | 5 | 70 |  | 4000 |  | 105000 | 0.99 | 216000 |  |  | 109.3 |  |  | 9 | AN | 25 | 20.79% at 100 000 hours |  | Available | 740/559 | CIE(x= 0.38. y= 0.38) | Class I. Class II | IK08 |  |  | 50 | 1.64 | -40 | 1 | 301 | RAL9007 | 50-60Hz | Passive | LED | dimmable | Area | AHIx | Car park. Industrial. Logistical. Sport. Tunnels. High mast. roundabout |  |  | 32900 | NO Sensor | 105000 | [6 empty] | 210000
TBD | AHIX/2/F/AN/200/5/… | image | datasheet | deeplink | TUNGSRAM - AHIx - 23800lm - 200W - 5000K - 70CRI - TBD[SKU] - Bracket | 16 | Bracket | LED | 1 | 200 | CLO. Dali. DynaDim. Static | [7 empty] | CE | [6 empty] | 66 | 5000 | 750x492x69 |  | 220-240V |  | 5 |  |  | 5 | 70 |  | 5000 |  | 105000 | 0.99 | 216000 |  |  | 119 |  |  | 9 | AN | 25 | 20.79% at 100 000 hours |  | Available | 750/559 | CIE(x= 0.34. y= 0.35) | Class I. Class II | IK08 |  |  | 50 | 1.09 | -40 | 1 | 200 | RAL9007 | 50-60Hz | Passive | LED | dimmable | Area | AHIx | Car park. Industrial. Logistical. Sport. Tunnels. High mast. roundabout |  |  | 23800 | NO Sensor | 105000 | [6 empty] | 210000
TBD | AHIX/2/F/AN/250/5/… | image | datasheet | deeplink | TUNGSRAM - AHIx - 28700lm - 250W - 5000K - 70CRI - TBD[SKU] - Bracket | 16 | Bracket | LED | 1 | 250 | CLO. Dali. DynaDim. Static | [7 empty] | CE | [6 empty] | 66 | 5000 | 750x492x69 |  | 220-240V |  | 5 |  |  | 5 | 70 |  | 5000 |  | 105000 | 0.99 | 216000 |  |  | 114.8 |  |  | 9 | AN | 25 | 20.79% at 100 000 hours |  | Available | 750/559 | CIE(x= 0.34. y= 0.35) | Class I. Class II | IK08 |  |  | 50 | 1.36 | -40 | 1 | 250 | RAL9007 | 50-60Hz | Passive | LED | dimmable | Area | AHIx | Car park. Industrial. Logistical. Sport. Tunnels. High mast. roundabout |  |  | 28700 | NO Sensor | 105000 | [6 empty] | 210000
TBD | AHIX/2/F/AN/285/5/… | image | datasheet | deeplink | TUNGSRAM - AHIx - 31200lm - 275W - 5000K - 70CRI - TBD[SKU] - Bracket | 16 | Bracket | LED | 1 | 275 | CLO. Dali. DynaDim. Static | [7 empty] | CE | [6 empty] | 66 | 5000 | 750x492x69 |  | 220-240V |  | 5 |  |  | 5 | 70 |  | 5000 |  | 105000 | 0.99 | 216000 |  |  | 113.45 |  |  | 9 | AN | 25 | 20.79% at 100 000 hours |  | Available | 750/559 | CIE(x= 0.34. y= 0.35) | Class I. Class II | IK08 |  |  | 50 | 1.5 | -40 | 1 | 275 | RAL9007 | 50-60Hz | Passive | LED | dimmable | Area | AHIx | Car park. Industrial. Logistical. Sport. Tunnels. High mast. roundabout |  |  | 31200 | NO Sensor | 105000 | [6 empty] | 210000
TBD | AHIX/2/F/AN/300/5/… | image | datasheet | deeplink | TUNGSRAM - AHIx - 33600lm - 301W - 5000K - 70CRI - TBD[SKU] - Bracket | 16 | Bracket | LED | 1 | 301 | CLO. Dali. DynaDim. Static | [7 empty] | CE | [6 empty] | 66 | 5000 | 750x492x69 |  | 220-240V |  | 5 |  |  | 5 | 70 |  | 5000 |  | 105000 | 0.99 | 216000 |  |  | 111.63 |  |  | 9 | AN | 25 | 20.79% at 100 000 hours |  | Available | 750/559 | CIE(x= 0.34. y= 0.35) | Class I. Class II | IK08 |  |  | 50 | 1.64 | -40 | 1 | 301 | RAL9007 | 50-60Hz | Passive | LED | dimmable | Area | AHIx | Car park. Industrial. Logistical. Sport. Tunnels. High mast. roundabout |  |  | 33600 | NO Sensor | 105000 | [6 empty] | 210000
TBD | AHIX/2/F/AEF/200/3/… | image | datasheet | deeplink | TUNGSRAM - AHIx - 25400lm - 200W - 3000K - 70CRI - TBD[SKU] - Bracket | 16 | Bracket | LED | 1 | 200 | CLO. Dali. DynaDim. Static | [7 empty] | CE | [6 empty] | 66 | 3000 | 750x492x69 |  | 220-240V |  | 5 |  |  | 5 | 70 |  | 3000 |  | 105000 | 0.99 | 216000 |  |  | 127 |  |  | 9 | AEF | 25 | 20.79% at 100 000 hours |  | Available | 730/559 | CIE(x=0.43. y=0.403) | Class I. Class II | IK08 |  |  | 50 | 1.09 | -40 | 1 | 200 | RAL9007 | 50-60Hz | Passive | LED | dimmable | Area | AHIx | Car park. Industrial. Logistical. Sport. Tunnels. High mast. roundabout |  |  | 25400 | NO Sensor | 105000 | [6 empty] | 210000
TBD | AHIX/2/F/AEF/250/3/… | image | datasheet | deeplink | TUNGSRAM - AHIx - 30700lm - 250W - 3000K - 70CRI - TBD[SKU] - Bracket | 16 | Bracket | LED | 1 | 250 | CLO. Dali. DynaDim. Static | [7 empty] | CE | [6 empty] | 66 | 3000 | 750x492x69 |  | 220-240V |  | 5 |  |  | 5 | 70 |  | 3000 |  | 105000 | 0.99 | 216000 |  |  | 122.8 |  |  | 9 | AEF | 25 | 20.79% at 100 000 hours |  | Available | 730/559 | CIE(x=0.43. y=0.403) | Class I. Class II | IK08 |  |  | 50 | 1.36 | -40 | 1 | 250 | RAL9007 | 50-60Hz | Passive | LED | dimmable | Area | AHIx | Car park. Industrial. Logistical. Sport. Tunnels. High mast. roundabout |  |  | 30700 | NO Sensor | 105000 | [6 empty] | 210000
TBD | AHIX/2/F/AEF/285/3/… | image | datasheet | deeplink | TUNGSRAM - AHIx - 33400lm - 275W - 3000K - 70CRI - TBD[SKU] - Bracket | 16 | Bracket | LED | 1 | 275 | CLO. Dali. DynaDim. Static | [7 empty] | CE | [6 empty] | 66 | 3000 | 750x492x69 |  | 220-240V |  | 5 |  |  | 5 | 70 |  | 3000 |  | 105000 | 0.99 | 216000 |  |  | 121.45 |  |  | 9 | AEF | 25 | 20.79% at 100 000 hours |  | Available | 730/559 | CIE(x=0.43. y=0.403) | Class I. Class II | IK08 |  |  | 50 | 1.5 | -40 | 1 | 275 | RAL9007 | 50-60Hz | Passive | LED | dimmable | Area | AHIx | Car park. Industrial. Logistical. Sport. Tunnels. High mast. roundabout |  |  | 33400 | NO Sensor | 105000 | [6 empty] | 210000
TBD | AHIX/2/F/AEF/300/3/… | image | datasheet | deeplink | TUNGSRAM - AHIx - 35900lm - 301W - 3000K - 70CRI - TBD[SKU] - Bracket | 16 | Bracket | LED | 1 | 301 | CLO. Dali. DynaDim. Static | [7 empty] | CE | [6 empty] | 66 | 3000 | 750x492x69 |  | 220-240V |  | 5 |  |  | 5 | 70 |  | 3000 |  | 105000 | 0.99 | 216000 |  |  | 119.27 |  |  | 9 | AEF | 25 | 20.79% at 100 000 hours |  | Available | 730/559 | CIE(x=0.43. y=0.403) | Class I. Class II | IK08 |  |  | 50 | 1.64 | -40 | 1 | 301 | RAL9007 | 50-60Hz | Passive | LED | dimmable | Area | AHIx | Car park. Industrial. Logistical. Sport. Tunnels. High mast. roundabout |  |  | 35900 | NO Sensor | 105000 | [6 empty] | 210000
TBD | AHIX/2/F/AEF/200/4/… | image | datasheet | deeplink | TUNGSRAM - AHIx - 26100lm - 200W - 4000K - 70CRI - TBD[SKU] - Bracket | 16 | Bracket | LED | 1 | 200 | CLO. Dali. DynaDim. Static | [7 empty] | CE | [6 empty] | 66 | 4000 | 750x492x69 |  | 220-240V |  | 5 |  |  | 5 | 70 |  | 4000 |  | 105000 | 0.99 | 216000 |  |  | 130.5 |  |  | 9 | AEF | 25 | 20.79% at 100 000 hours |  | Available | 740/559 | CIE(x= 0.38. y= 0.38) | Class I. Class II | IK08 |  |  | 50 | 1.09 | -40 | 1 | 200 | RAL9007 | 50-60Hz | Passive | LED | dimmable | Area | AHIx | Car park. Industrial. Logistical. Sport. Tunnels. High mast. roundabout |  |  | 26100 | NO Sensor | 105000 | [6 empty] | 210000
TBD | AHIX/2/F/AEF/250/4/… | image | datasheet | deeplink | TUNGSRAM - AHIx - 31500lm - 250W - 4000K - 70CRI - TBD[SKU] - Bracket | 16 | Bracket | LED | 1 | 250 | CLO. Dali. DynaDim. Static | [7 empty] | CE | [6 empty] | 66 | 4000 | 750x492x69 |  | 220-240V |  | 5 |  |  | 5 | 70 |  | 4000 |  | 105000 | 0.99 | 216000 |  |  | 126 |  |  | 9 | AEF | 25 | 20.79% at 100 000 hours |  | Available | 740/559 | CIE(x= 0.38. y= 0.38) | Class I. Class II | IK08 |  |  | 50 | 1.36 | -40 | 1 | 250 | RAL9007 | 50-60Hz | Passive | LED | dimmable | Area | AHIx | Car park. Industrial. Logistical. Sport. Tunnels. High mast. roundabout |  |  | 31500 | NO Sensor | 105000 | [6 empty] | 210000
TBD | AHIX/2/F/AEF/285/4/… | image | datasheet | deeplink | TUNGSRAM - AHIx - 34300lm - 275W - 4000K - 70CRI - TBD[SKU] - Bracket | 16 | Bracket | LED | 1 | 275 | CLO. Dali. DynaDim. Static | [7 empty] | CE | [6 empty] | 66 | 4000 | 750x492x69 |  | 220-240V |  | 5 |  |  | 5 | 70 |  | 4000 |  | 105000 | 0.99 | 216000 |  |  | 124.73 |  |  | 9 | AEF | 25 | 20.79% at 100 000 hours |  | Available | 740/559 | CIE(x= 0.38. y= 0.38) | Class I. Class II | IK08 |  |  | 50 | 1.5 | -40 | 1 | 275 | RAL9007 | 50-60Hz | Passive | LED | dimmable | Area | AHIx | Car park. Industrial. Logistical. Sport. Tunnels. High mast. roundabout |  |  | 34300 | NO Sensor | 105000 | [6 empty] | 210000
TBD | AHIX/2/F/AEF/300/4/… | image | datasheet | deeplink | TUNGSRAM - AHIx - 36900lm - 301W - 4000K - 70CRI - TBD[SKU] - Bracket | 16 | Bracket | LED | 1 | 301 | CLO. Dali. DynaDim. Static | [7 empty] | CE | [6 empty] | 66 | 4000 | 750x492x69 |  | 220-240V |  | 5 |  |  | 5 | 70 |  | 4000 |  | 105000 | 0.99 | 216000 |  |  | 122.59 |  |  | 9 | AEF | 25 | 20.79% at 100 000 hours |  | Available | 740/559 | CIE(x= 0.38. y= 0.38) | Class I. Class II | IK08 |  |  | 50 | 1.64 | -40 | 1 | 301 | RAL9007 | 50-60Hz | Passive | LED | dimmable | Area | AHIx | Car park. Industrial. Logistical. Sport. Tunnels. High mast. roundabout |  |  | 36900 | NO Sensor | 105000 | [6 empty] | 210000
TBD | AHIX/2/F/AEF/200/5/… | image | datasheet | deeplink | TUNGSRAM - AHIx - 26600lm - 200W - 5000K - 70CRI - TBD[SKU] - Bracket | 16 | Bracket | LED | 1 | 200 | CLO. Dali. DynaDim. Static | [7 empty] | CE | [6 empty] | 66 | 5000 | 750x492x69 |  | 220-240V |  | 5 |  |  | 5 | 70 |  | 5000 |  | 105000 | 0.99 | 216000 |  |  | 133 |  |  | 9 | AEF | 25 | 20.79% at 100 000 hours |  | Available | 750/559 | CIE(x= 0.34. y= 0.35) | Class I. Class II | IK08 |  |  | 50 | 1.09 | -40 | 1 | 200 | RAL9007 | 50-60Hz | Passive | LED | dimmable | Area | AHIx | Car park. Industrial. Logistical. Sport. Tunnels. High mast. roundabout |  |  | 26600 | NO Sensor | 105000 | [6 empty] | 210000
TBD | AHIX/2/F/AEF/250/5/… | image | datasheet | deeplink | TUNGSRAM - AHIx - 32200lm - 250W - 5000K - 70CRI - TBD[SKU] - Bracket | 16 | Bracket | LED | 1 | 250 | CLO. Dali. DynaDim. Static | [7 empty] | CE | [6 empty] | 66 | 5000 | 750x492x69 |  | 220-240V |  | 5 |  |  | 5 | 70 |  | 5000 |  | 105000 | 0.99 | 216000 |  |  | 128.8 |  |  | 9 | AEF | 25 | 20.79% at 100 000 hours |  | Available | 750/559 | CIE(x= 0.34. y= 0.35) | Class I. Class II | IK08 |  |  | 50 | 1.36 | -40 | 1 | 250 | RAL9007 | 50-60Hz | Passive | LED | dimmable | Area | AHIx | Car park. Industrial. Logistical. Sport. Tunnels. High mast. roundabout |  |  | 32200 | NO Sensor | 105000 | [6 empty] | 210000
TBD | AHIX/2/F/AEF/285/5/… | image | datasheet | deeplink | TUNGSRAM - AHIx - 35000lm - 275W - 5000K - 70CRI - TBD[SKU] - Bracket | 16 | Bracket | LED | 1 | 275 | CLO. Dali. DynaDim. Static | [7 empty] | CE | [6 empty] | 66 | 5000 | 750x492x69 |  | 220-240V |  | 5 |  |  | 5 | 70 |  | 5000 |  | 105000 | 0.99 | 216000 |  |  | 127.27 |  |  | 9 | AEF | 25 | 20.79% at 100 000 hours |  | Available | 750/559 | CIE(x= 0.34. y= 0.35) | Class I. Class II | IK08 |  |  | 50 | 1.5 | -40 | 1 | 275 | RAL9007 | 50-60Hz | Passive | LED | dimmable | Area | AHIx | Car park. Industrial. Logistical. Sport. Tunnels. High mast. roundabout |  |  | 35000 | NO Sensor | 105000 | [6 empty] | 210000
TBD | AHIX/2/F/AEF/300/5/… | image | datasheet | deeplink | TUNGSRAM - AHIx - 37600lm - 301W - 5000K - 70CRI - TBD[SKU] - Bracket | 16 | Bracket | LED | 1 | 301 | CLO. Dali. DynaDim. Static | [7 empty] | CE | [6 empty] | 66 | 5000 | 750x492x69 |  | 220-240V |  | 5 |  |  | 5 | 70 |  | 5000 |  | 105000 | 0.99 | 216000 |  |  | 124.92 |  |  | 9 | AEF | 25 | 20.79% at 100 000 hours |  | Available | 750/559 | CIE(x= 0.34. y= 0.35) | Class I. Class II | IK08 |  |  | 50 | 1.64 | -40 | 1 | 301 | RAL9007 | 50-60Hz | Passive | LED | dimmable | Area | AHIx | Car park. Industrial. Logistical. Sport. Tunnels. High mast. roundabout |  |  | 37600 | NO Sensor | 105000 | [6 empty] | 210000
TBD | AHIX/2/F/AFN/200/3/… | image | datasheet | deeplink | TUNGSRAM - AHIx - 22500lm - 199W - 3000K - 70CRI - TBD[SKU] - Bracket | 16 | Bracket | LED | 1 | 199 | CLO. Dali. DynaDim. Static | [7 empty] | CE | [6 empty] | 66 | 3000 | 750x492x69 |  | 220-240V |  | 5 |  |  | 5 | 70 |  | 3000 |  | 105000 | 0.99 | 216000 |  |  | 113.07 |  |  | 9 | AFN | 25 | 20.79% at 100 000 hours |  | Available | 730/559 | CIE(x=0.43. y=0.403) | Class I. Class II | IK08 |  |  | 50 | 1.09 | -40 | 1 | 199 | RAL9007 | 50-60Hz | Passive | LED | dimmable | Area | AHIx | Car park. Industrial. Logistical. Sport. Tunnels. High mast. roundabout |  |  | 22500 | NO Sensor | 105000 | [6 empty] | 210000
TBD | AHIX/2/F/AFN/250/3/… | image | datasheet | deeplink | TUNGSRAM - AHIx - 27100lm - 248W - 3000K - 70CRI - TBD[SKU] - Bracket | 16 | Bracket | LED | 1 | 248 | CLO. Dali. DynaDim. Static | [7 empty] | CE | [6 empty] | 66 | 3000 | 750x492x69 |  | 220-240V |  | 5 |  |  | 5 | 70 |  | 3000 |  | 105000 | 0.99 | 216000 |  |  | 109.27 |  |  | 9 | AFN | 25 | 20.79% at 100 000 hours |  | Available | 730/559 | CIE(x=0.43. y=0.403) | Class I. Class II | IK08 |  |  | 50 | 1.35 | -40 | 1 | 248 | RAL9007 | 50-60Hz | Passive | LED | dimmable | Area | AHIx | Car park. Industrial. Logistical. Sport. Tunnels. High mast. roundabout |  |  | 27100 | NO Sensor | 105000 | [6 empty] | 210000
TBD | AHIX/2/F/AFN/285/3/… | image | datasheet | deeplink | TUNGSRAM - AHIx - 29500lm - 281W - 3000K - 70CRI - TBD[SKU] - Bracket | 16 | Bracket | LED | 1 | 281 | CLO. Dali. DynaDim. Static | [7 empty] | CE | [6 empty] | 66 | 3000 | 750x492x69 |  | 220-240V |  | 5 |  |  | 5 | 70 |  | 3000 |  | 105000 | 0.99 | 216000 |  |  | 104.98 |  |  | 9 | AFN | 25 | 20.79% at 100 000 hours |  | Available | 730/559 | CIE(x=0.43. y=0.403) | Class I. Class II | IK08 |  |  | 50 | 1.53 | -40 | 1 | 281 | RAL9007 | 50-60Hz | Passive | LED | dimmable | Area | AHIx | Car park. Industrial. Logistical. Sport. Tunnels. High mast. roundabout |  |  | 29500 | NO Sensor | 105000 | [6 empty] | 210000
TBD | AHIX/2/F/AFN/300/3/… | image | datasheet | deeplink | TUNGSRAM - AHIx - 31700lm - 298W - 3000K - 70CRI - TBD[SKU] - Bracket | 16 | Bracket | LED | 1 | 298 | CLO. Dali. DynaDim. Static | [7 empty] | CE | [6 empty] | 66 | 3000 | 750x492x69 |  | 220-240V |  | 5 |  |  | 5 | 70 |  | 3000 |  | 105000 | 0.99 | 216000 |  |  | 106.38 |  |  | 9 | AFN | 25 | 20.79% at 100 000 hours |  | Available | 730/559 | CIE(x=0.43. y=0.403) | Class I. Class II | IK08 |  |  | 50 | 1.63 | -40 | 1 | 298 | RAL9007 | 50-60Hz | Passive | LED | dimmable | Area | AHIx | Car park. Industrial. Logistical. Sport. Tunnels. High mast. roundabout |  |  | 31700 | NO Sensor | 105000 | [6 empty] | 210000
TBD | AHIX/2/F/AFN/200/4/… | image | datasheet | deeplink | TUNGSRAM - AHIx - 23100lm - 199W - 4000K - 70CRI - TBD[SKU] - Bracket | 16 | Bracket | LED | 1 | 199 | CLO. Dali. DynaDim. Static | [7 empty] | CE | [6 empty] | 66 | 4000 | 750x492x69 |  | 220-240V |  | 5 |  |  | 5 | 70 |  | 4000 |  | 105000 | 0.99 | 216000 |  |  | 116.08 |  |  | 9 | AFN | 25 | 20.79% at 100 000 hours |  | Available | 740/559 | CIE(x= 0.38. y= 0.38) | Class I. Class II | IK08 |  |  | 50 | 1.09 | -40 | 1 | 199 | RAL9007 | 50-60Hz | Passive | LED | dimmable | Area | AHIx | Car park. Industrial. Logistical. Sport. Tunnels. High mast. roundabout |  |  | 23100 | NO Sensor | 105000 | [6 empty] | 210000
TBD | AHIX/2/F/AFN/250/4/… | image | datasheet | deeplink | TUNGSRAM - AHIx - 27800lm - 248W - 4000K - 70CRI - TBD[SKU] - Bracket | 16 | Bracket | LED | 1 | 248 | CLO. Dali. DynaDim. Static | [7 empty] | CE | [6 empty] | 66 | 4000 | 750x492x69 |  | 220-240V |  | 5 |  |  | 5 | 70 |  | 4000 |  | 105000 | 0.99 | 216000 |  |  | 112.1 |  |  | 9 | AFN | 25 | 20.79% at 100 000 hours |  | Available | 740/559 | CIE(x= 0.38. y= 0.38) | Class I. Class II | IK08 |  |  | 50 | 1.35 | -40 | 1 | 248 | RAL9007 | 50-60Hz | Passive | LED | dimmable | Area | AHIx | Car park. Industrial. Logistical. Sport. Tunnels. High mast. roundabout |  |  | 27800 | NO Sensor | 105000 | [6 empty] | 210000
TBD | AHIX/2/F/AFN/285/4/… | image | datasheet | deeplink | TUNGSRAM - AHIx - 30300lm - 281W - 4000K - 70CRI - TBD[SKU] - Bracket | 16 | Bracket | LED | 1 | 281 | CLO. Dali. DynaDim. Static | [7 empty] | CE | [6 empty] | 66 | 4000 | 750x492x69 |  | 220-240V |  | 5 |  |  | 5 | 70 |  | 4000 |  | 105000 | 0.99 | 216000 |  |  | 107.83 |  |  | 9 | AFN | 25 | 20.79% at 100 000 hours |  | Available | 740/559 | CIE(x= 0.38. y= 0.38) | Class I. Class II | IK08 |  |  | 50 | 1.53 | -40 | 1 | 281 | RAL9007 | 50-60Hz | Passive | LED | dimmable | Area | AHIx | Car park. Industrial. Logistical. Sport. Tunnels. High mast. roundabout |  |  | 30300 | NO Sensor | 105000 | [6 empty] | 210000
TBD | AHIX/2/F/AFN/300/4/… | image | datasheet | deeplink | TUNGSRAM - AHIx - 32600lm - 298W - 4000K - 70CRI - TBD[SKU] - Bracket | 16 | Bracket | LED | 1 | 298 | CLO. Dali. DynaDim. Static | [7 empty] | CE | [6 empty] | 66 | 4000 | 750x492x69 |  | 220-240V |  | 5 |  |  | 5 | 70 |  | 4000 |  | 105000 | 0.99 | 216000 |  |  | 109.4 |  |  | 9 | AFN | 25 | 20.79% at 100 000 hours |  | Available | 740/559 | CIE(x= 0.38. y= 0.38) | Class I. Class II | IK08 |  |  | 50 | 1.63 | -40 | 1 | 298 | RAL9007 | 50-60Hz | Passive | LED | dimmable | Area | AHIx | Car park. Industrial. Logistical. Sport. Tunnels. High mast. roundabout |  |  | 32600 | NO Sensor | 105000 | [6 empty] | 210000
TBD | AHIX/2/F/AFN/200/5/… | image | datasheet | deeplink | TUNGSRAM - AHIx - 23500lm - 199W - 5000K - 70CRI - TBD[SKU] - Bracket | 16 | Bracket | LED | 1 | 199 | CLO. Dali. DynaDim. Static | [7 empty] | CE | [6 empty] | 66 | 5000 | 750x492x69 |  | 220-240V |  | 5 |  |  | 5 | 70 |  | 5000 |  | 105000 | 0.99 | 216000 |  |  | 118.09 |  |  | 9 | AFN | 25 | 20.79% at 100 000 hours |  | Available | 750/559 | CIE(x= 0.34. y= 0.35) | Class I. Class II | IK08 |  |  | 50 | 1.09 | -40 | 1 | 199 | RAL9007 | 50-60Hz | Passive | LED | dimmable | Area | AHIx | Car park. Industrial. Logistical. Sport. Tunnels. High mast. roundabout |  |  | 23500 | NO Sensor | 105000 | [6 empty] | 210000
TBD | AHIX/2/F/AFN/250/5/… | image | datasheet | deeplink | TUNGSRAM - AHIx - 28400lm - 248W - 5000K - 70CRI - TBD[SKU] - Bracket | 16 | Bracket | LED | 1 | 248 | CLO. Dali. DynaDim. Static | [7 empty] | CE | [6 empty] | 66 | 5000 | 750x492x69 |  | 220-240V |  | 5 |  |  | 5 | 70 |  | 5000 |  | 105000 | 0.99 | 216000 |  |  | 114.52 |  |  | 9 | AFN | 25 | 20.79% at 100 000 hours |  | Available | 750/559 | CIE(x= 0.34. y= 0.35) | Class I. Class II | IK08 |  |  | 50 | 1.35 | -40 | 1 | 248 | RAL9007 | 50-60Hz | Passive | LED | dimmable | Area | AHIx | Car park. Industrial. Logistical. Sport. Tunnels. High mast. roundabout |  |  | 28400 | NO Sensor | 105000 | [6 empty] | 210000
TBD | AHIX/2/F/AFN/285/5/… | image | datasheet | deeplink | TUNGSRAM - AHIx - 30900lm - 281W - 5000K - 70CRI - TBD[SKU] - Bracket | 16 | Bracket | LED | 1 | 281 | CLO. Dali. DynaDim. Static | [7 empty] | CE | [6 empty] | 66 | 5000 | 750x492x69 |  | 220-240V |  | 5 |  |  | 5 | 70 |  | 5000 |  | 105000 | 0.99 | 216000 |  |  | 109.96 |  |  | 9 | AFN | 25 | 20.79% at 100 000 hours |  | Available | 750/559 | CIE(x= 0.34. y= 0.35) | Class I. Class II | IK08 |  |  | 50 | 1.53 | -40 | 1 | 281 | RAL9007 | 50-60Hz | Passive | LED | dimmable | Area | AHIx | Car park. Industrial. Logistical. Sport. Tunnels. High mast. roundabout |  |  | 30900 | NO Sensor | 105000 | [6 empty] | 210000
TBD | AHIX/2/F/AFN/300/5/… | image | datasheet | deeplink | TUNGSRAM - AHIx - 33200lm - 298W - 5000K - 70CRI - TBD[SKU] - Bracket | 16 | Bracket | LED | 1 | 298 | CLO. Dali. DynaDim. Static | [7 empty] | CE | [6 empty] | 66 | 5000 | 750x492x69 |  | 220-240V |  | 5 |  |  | 5 | 70 |  | 5000 |  | 105000 | 0.99 | 216000 |  |  | 111.41 |  |  | 9 | AFN | 25 | 20.79% at 100 000 hours |  | Available | 750/559 | CIE(x= 0.34. y= 0.35) | Class I. Class II | IK08 |  |  | 50 | 1.63 | -40 | 1 | 298 | RAL9007 | 50-60Hz | Passive | LED | dimmable | Area | AHIx | Car park. Industrial. Logistical. Sport. Tunnels. High mast. roundabout |  |  | 33200 | NO Sensor | 105000 | [6 empty] | 210000
TBD | AHIX/2/F/SW/200/3/… | image | datasheet | deeplink | TUNGSRAM - AHIx - 22900lm - 200W - 3000K - 70CRI - TBD[SKU] - Bracket | 16 | Bracket | LED | 1 | 200 | CLO. Dali. DynaDim. Static | [7 empty] | CE | [6 empty] | 66 | 3000 | 750x492x69 |  | 220-240V |  | 5 |  |  | 5 | 70 |  | 3000 |  | 105000 | 0.99 | 216000 |  |  | 114.5 |  |  | 9 | SW | 25 | 20.79% at 100 000 hours |  | Available | 730/559 | CIE(x=0.43. y=0.403) | Class I. Class II | IK08 |  |  | 50 | 1.09 | -40 | 1 | 200 | RAL9007 | 50-60Hz | Passive | LED | dimmable | Area | AHIx | Car park. Industrial. Logistical. Sport. Tunnels. High mast. roundabout |  |  | 22900 | NO Sensor | 105000 | [6 empty] | 210000
TBD | AHIX/2/F/SW/250/3/… | image | datasheet | deeplink | TUNGSRAM - AHIx - 27700lm - 250W - 3000K - 70CRI - TBD[SKU] - Bracket | 16 | Bracket | LED | 1 | 250 | CLO. Dali. DynaDim. Static | [7 empty] | CE | [6 empty] | 66 | 3000 | 750x492x69 |  | 220-240V |  | 5 |  |  | 5 | 70 |  | 3000 |  | 105000 | 0.99 | 216000 |  |  | 110.8 |  |  | 9 | SW | 25 | 20.79% at 100 000 hours |  | Available | 730/559 | CIE(x=0.43. y=0.403) | Class I. Class II | IK08 |  |  | 50 | 1.36 | -40 | 1 | 250 | RAL9007 | 50-60Hz | Passive | LED | dimmable | Area | AHIx | Car park. Industrial. Logistical. Sport. Tunnels. High mast. roundabout |  |  | 27700 | NO Sensor | 105000 | [6 empty] | 210000
TBD | AHIX/2/F/SW/285/3/… | image | datasheet | deeplink | TUNGSRAM - AHIx - 30100lm - 275W - 3000K - 70CRI - TBD[SKU] - Bracket | 16 | Bracket | LED | 1 | 275 | CLO. Dali. DynaDim. Static | [7 empty] | CE | [6 empty] | 66 | 3000 | 750x492x69 |  | 220-240V |  | 5 |  |  | 5 | 70 |  | 3000 |  | 105000 | 0.99 | 216000 |  |  | 109.45 |  |  | 9 | SW | 25 | 20.79% at 100 000 hours |  | Available | 730/559 | CIE(x=0.43. y=0.403) | Class I. Class II | IK08 |  |  | 50 | 1.5 | -40 | 1 | 275 | RAL9007 | 50-60Hz | Passive | LED | dimmable | Area | AHIx | Car park. Industrial. Logistical. Sport. Tunnels. High mast. roundabout |  |  | 30100 | NO Sensor | 105000 | [6 empty] | 210000
TBD | AHIX/2/F/SW/300/3/… | image | datasheet | deeplink | TUNGSRAM - AHIx - 32400lm - 301W - 3000K - 70CRI - TBD[SKU] - Bracket | 16 | Bracket | LED | 1 | 301 | CLO. Dali. DynaDim. Static | [7 empty] | CE | [6 empty] | 66 | 3000 | 750x492x69 |  | 220-240V |  | 5 |  |  | 5 | 70 |  | 3000 |  | 105000 | 0.99 | 216000 |  |  | 107.64 |  |  | 9 | SW | 25 | 20.79% at 100 000 hours |  | Available | 730/559 | CIE(x=0.43. y=0.403) | Class I. Class II | IK08 |  |  | 50 | 1.64 | -40 | 1 | 301 | RAL9007 | 50-60Hz | Passive | LED | dimmable | Area | AHIx | Car park. Industrial. Logistical. Sport. Tunnels. High mast. roundabout |  |  | 32400 | NO Sensor | 105000 | [6 empty] | 210000
TBD | AHIX/2/F/SW/200/4/… | image | datasheet | deeplink | TUNGSRAM - AHIx - 23500lm - 200W - 4000K - 70CRI - TBD[SKU] - Bracket | 16 | Bracket | LED | 1 | 200 | CLO. Dali. DynaDim. Static | [7 empty] | CE | [6 empty] | 66 | 4000 | 750x492x69 |  | 220-240V |  | 5 |  |  | 5 | 70 |  | 4000 |  | 105000 | 0.99 | 216000 |  |  | 117.5 |  |  | 9 | SW | 25 | 20.79% at 100 000 hours |  | Available | 740/559 | CIE(x= 0.38. y= 0.38) | Class I. Class II | IK08 |  |  | 50 | 1.09 | -40 | 1 | 200 | RAL9007 | 50-60Hz | Passive | LED | dimmable | Area | AHIx | Car park. Industrial. Logistical. Sport. Tunnels. High mast. roundabout |  |  | 23500 | NO Sensor | 105000 | [6 empty] | 210000
TBD | AHIX/2/F/SW/250/4/… | image | datasheet | deeplink | TUNGSRAM - AHIx - 28400lm - 250W - 4000K - 70CRI - TBD[SKU] - Bracket | 16 | Bracket | LED | 1 | 250 | CLO. Dali. DynaDim. Static | [7 empty] | CE | [6 empty] | 66 | 4000 | 750x492x69 |  | 220-240V |  | 5 |  |  | 5 | 70 |  | 4000 |  | 105000 | 0.99 | 216000 |  |  | 113.6 |  |  | 9 | SW | 25 | 20.79% at 100 000 hours |  | Available | 740/559 | CIE(x= 0.38. y= 0.38) | Class I. Class II | IK08 |  |  | 50 | 1.36 | -40 | 1 | 250 | RAL9007 | 50-60Hz | Passive | LED | dimmable | Area | AHIx | Car park. Industrial. Logistical. Sport. Tunnels. High mast. roundabout |  |  | 28400 | NO Sensor | 105000 | [6 empty] | 210000
TBD | AHIX/2/F/SW/285/4/… | image | datasheet | deeplink | TUNGSRAM - AHIx - 30900lm - 275W - 4000K - 70CRI - TBD[SKU] - Bracket | 16 | Bracket | LED | 1 | 275 | CLO. Dali. DynaDim. Static | [7 empty] | CE | [6 empty] | 66 | 4000 | 750x492x69 |  | 220-240V |  | 5 |  |  | 5 | 70 |  | 4000 |  | 105000 | 0.99 | 216000 |  |  | 112.36 |  |  | 9 | SW | 25 | 20.79% at 100 000 hours |  | Available | 740/559 | CIE(x= 0.38. y= 0.38) | Class I. Class II | IK08 |  |  | 50 | 1.5 | -40 | 1 | 275 | RAL9007 | 50-60Hz | Passive | LED | dimmable | Area | AHIx | Car park. Industrial. Logistical. Sport. Tunnels. High mast. roundabout |  |  | 30900 | NO Sensor | 105000 | [6 empty] | 210000
TBD | AHIX/2/F/SW/300/4/… | image | datasheet | deeplink | TUNGSRAM - AHIx - 33200lm - 301W - 4000K - 70CRI - TBD[SKU] - Bracket | 16 | Bracket | LED | 1 | 301 | CLO. Dali. DynaDim. Static | [7 empty] | CE | [6 empty] | 66 | 4000 | 750x492x69 |  | 220-240V |  | 5 |  |  | 5 | 70 |  | 4000 |  | 105000 | 0.99 | 216000 |  |  | 110.3 |  |  | 9 | SW | 25 | 20.79% at 100 000 hours |  | Available | 740/559 | CIE(x= 0.38. y= 0.38) | Class I. Class II | IK08 |  |  | 50 | 1.64 | -40 | 1 | 301 | RAL9007 | 50-60Hz | Passive | LED | dimmable | Area | AHIx | Car park. Industrial. Logistical. Sport. Tunnels. High mast. roundabout |  |  | 33200 | NO Sensor | 105000 | [6 empty] | 210000
TBD | AHIX/2/F/SW/200/5/… | image | datasheet | deeplink | TUNGSRAM - AHIx - 24000lm - 200W - 5000K - 70CRI - TBD[SKU] - Bracket | 16 | Bracket | LED | 1 | 200 | CLO. Dali. DynaDim. Static | [7 empty] | CE | [6 empty] | 66 | 5000 | 750x492x69 |  | 220-240V |  | 5 |  |  | 5 | 70 |  | 5000 |  | 105000 | 0.99 | 216000 |  |  | 120 |  |  | 9 | SW | 25 | 20.79% at 100 000 hours |  | Available | 750/559 | CIE(x= 0.34. y= 0.35) | Class I. Class II | IK08 |  |  | 50 | 1.09 | -40 | 1 | 200 | RAL9007 | 50-60Hz | Passive | LED | dimmable | Area | AHIx | Car park. Industrial. Logistical. Sport. Tunnels. High mast. roundabout |  |  | 24000 | NO Sensor | 105000 | [6 empty] | 210000
TBD | AHIX/2/F/SW/250/5/… | image | datasheet | deeplink | TUNGSRAM - AHIx - 29000lm - 250W - 5000K - 70CRI - TBD[SKU] - Bracket | 16 | Bracket | LED | 1 | 250 | CLO. Dali. DynaDim. Static | [7 empty] | CE | [6 empty] | 66 | 5000 | 750x492x69 |  | 220-240V |  | 5 |  |  | 5 | 70 |  | 5000 |  | 105000 | 0.99 | 216000 |  |  | 116 |  |  | 9 | SW | 25 | 20.79% at 100 000 hours |  | Available | 750/559 | CIE(x= 0.34. y= 0.35) | Class I. Class II | IK08 |  |  | 50 | 1.36 | -40 | 1 | 250 | RAL9007 | 50-60Hz | Passive | LED | dimmable | Area | AHIx | Car park. Industrial. Logistical. Sport. Tunnels. High mast. roundabout |  |  | 29000 | NO Sensor | 105000 | [6 empty] | 210000
TBD | AHIX/2/F/SW/285/5/… | image | datasheet | deeplink | TUNGSRAM - AHIx - 31500lm - 275W - 5000K - 70CRI - TBD[SKU] - Bracket | 16 | Bracket | LED | 1 | 275 | CLO. Dali. DynaDim. Static | [7 empty] | CE | [6 empty] | 66 | 5000 | 750x492x69 |  | 220-240V |  | 5 |  |  | 5 | 70 |  | 5000 |  | 105000 | 0.99 | 216000 |  |  | 114.55 |  |  | 9 | SW | 25 | 20.79% at 100 000 hours |  | Available | 750/559 | CIE(x= 0.34. y= 0.35) | Class I. Class II | IK08 |  |  | 50 | 1.5 | -40 | 1 | 275 | RAL9007 | 50-60Hz | Passive | LED | dimmable | Area | AHIx | Car park. Industrial. Logistical. Sport. Tunnels. High mast. roundabout |  |  | 31500 | NO Sensor | 105000 | [6 empty] | 210000
TBD | AHIX/2/F/SW/300/5/… | image | datasheet | deeplink | TUNGSRAM - AHIx - 33900lm - 301W - 5000K - 70CRI - TBD[SKU] - Bracket | 16 | Bracket | LED | 1 | 301 | CLO. Dali. DynaDim. Static | [7 empty] | CE | [6 empty] | 66 | 5000 | 750x492x69 |  | 220-240V |  | 5 |  |  | 5 | 70 |  | 5000 |  | 105000 | 0.99 | 216000 |  |  | 112.62 |  |  | 9 | SW | 25 | 20.79% at 100 000 hours |  | Available | 750/559 | CIE(x= 0.34. y= 0.35) | Class I. Class II | IK08 |  |  | 50 | 1.64 | -40 | 1 | 301 | RAL9007 | 50-60Hz | Passive | LED | dimmable | Area | AHIx | Car park. Industrial. Logistical. Sport. Tunnels. High mast. roundabout |  |  | 33900 | NO Sensor | 105000 | [6 empty] | 210000
TBD | AHIX/2/F/SF/200/3/… | image | datasheet | deeplink | TUNGSRAM - AHIx - 20200lm - 200W - 3000K - 70CRI - TBD[SKU] - Bracket | 16 | Bracket | LED | 1 | 200 | CLO. Dali. DynaDim. Static | [7 empty] | CE | [6 empty] | 66 | 3000 | 750x492x69 |  | 220-240V |  | 5 |  |  | 5 | 70 |  | 3000 |  | 105000 | 0.99 | 216000 |  |  | 101 |  |  | 9 | SF | 25 | 20.79% at 100 000 hours |  | Available | 730/559 | CIE(x=0.43. y=0.403) | Class I. Class II | IK08 |  |  | 50 | 1.09 | -40 | 1 | 200 | RAL9007 | 50-60Hz | Passive | LED | dimmable | Area | AHIx | Car park. Industrial. Logistical. Sport. Tunnels. High mast. roundabout |  |  | 20200 | NO Sensor | 105000 | [6 empty] | 210000
TBD | AHIX/2/F/SF/250/3/… | image | datasheet | deeplink | TUNGSRAM - AHIx - 24300lm - 250W - 3000K - 70CRI - TBD[SKU] - Bracket | 16 | Bracket | LED | 1 | 250 | CLO. Dali. DynaDim. Static | [7 empty] | CE | [6 empty] | 66 | 3000 | 750x492x69 |  | 220-240V |  | 5 |  |  | 5 | 70 |  | 3000 |  | 105000 | 0.99 | 216000 |  |  | 97.2 |  |  | 9 | SF | 25 | 20.79% at 100 000 hours |  | Available | 730/559 | CIE(x=0.43. y=0.403) | Class I. Class II | IK08 |  |  | 50 | 1.36 | -40 | 1 | 250 | RAL9007 | 50-60Hz | Passive | LED | dimmable | Area | AHIx | Car park. Industrial. Logistical. Sport. Tunnels. High mast. roundabout |  |  | 24300 | NO Sensor | 105000 | [6 empty] | 210000
TBD | AHIX/2/F/SF/285/3/… | image | datasheet | deeplink | TUNGSRAM - AHIx - 26500lm - 275W - 3000K - 70CRI - TBD[SKU] - Bracket | 16 | Bracket | LED | 1 | 275 | CLO. Dali. DynaDim. Static | [7 empty] | CE | [6 empty] | 66 | 3000 | 750x492x69 |  | 220-240V |  | 5 |  |  | 5 | 70 |  | 3000 |  | 105000 | 0.99 | 216000 |  |  | 96.36 |  |  | 9 | SF | 25 | 20.79% at 100 000 hours |  | Available | 730/559 | CIE(x=0.43. y=0.403) | Class I. Class II | IK08 |  |  | 50 | 1.5 | -40 | 1 | 275 | RAL9007 | 50-60Hz | Passive | LED | dimmable | Area | AHIx | Car park. Industrial. Logistical. Sport. Tunnels. High mast. roundabout |  |  | 26500 | NO Sensor | 105000 | [6 empty] | 210000
TBD | AHIX/2/F/SF/300/3/… | image | datasheet | deeplink | TUNGSRAM - AHIx - 28500lm - 301W - 3000K - 70CRI - TBD[SKU] - Bracket | 16 | Bracket | LED | 1 | 301 | CLO. Dali. DynaDim. Static | [7 empty] | CE | [6 empty] | 66 | 3000 | 750x492x69 |  | 220-240V |  | 5 |  |  | 5 | 70 |  | 3000 |  | 105000 | 0.99 | 216000 |  |  | 94.68 |  |  | 9 | SF | 25 | 20.79% at 100 000 hours |  | Available | 730/559 | CIE(x=0.43. y=0.403) | Class I. Class II | IK08 |  |  | 50 | 1.64 | -40 | 1 | 301 | RAL9007 | 50-60Hz | Passive | LED | dimmable | Area | AHIx | Car park. Industrial. Logistical. Sport. Tunnels. High mast. roundabout |  |  | 28500 | NO Sensor | 105000 | [6 empty] | 210000
TBD | AHIX/2/F/SF/200/4/… | image | datasheet | deeplink | TUNGSRAM - AHIx - 20700lm - 200W - 4000K - 70CRI - TBD[SKU] - Bracket | 16 | Bracket | LED | 1 | 200 | CLO. Dali. DynaDim. Static | [7 empty] | CE | [6 empty] | 66 | 4000 | 750x492x69 |  | 220-240V |  | 5 |  |  | 5 | 70 |  | 4000 |  | 105000 | 0.99 | 216000 |  |  | 103.5 |  |  | 9 | SF | 25 | 20.79% at 100 000 hours |  | Available | 740/559 | CIE(x= 0.38. y= 0.38) | Class I. Class II | IK08 |  |  | 50 | 1.09 | -40 | 1 | 200 | RAL9007 | 50-60Hz | Passive | LED | dimmable | Area | AHIx | Car park. Industrial. Logistical. Sport. Tunnels. High mast. roundabout |  |  | 20700 | NO Sensor | 105000 | [6 empty] | 210000
TBD | AHIX/2/F/SF/250/4/… | image | datasheet | deeplink | TUNGSRAM - AHIx - 25000lm - 250W - 4000K - 70CRI - TBD[SKU] - Bracket | 16 | Bracket | LED | 1 | 250 | CLO. Dali. DynaDim. Static | [7 empty] | CE | [6 empty] | 66 | 4000 | 750x492x69 |  | 220-240V |  | 5 |  |  | 5 | 70 |  | 4000 |  | 105000 | 0.99 | 216000 |  |  | 100 |  |  | 9 | SF | 25 | 20.79% at 100 000 hours |  | Available | 740/559 | CIE(x= 0.38. y= 0.38) | Class I. Class II | IK08 |  |  | 50 | 1.36 | -40 | 1 | 250 | RAL9007 | 50-60Hz | Passive | LED | dimmable | Area | AHIx | Car park. Industrial. Logistical. Sport. Tunnels. High mast. roundabout |  |  | 25000 | NO Sensor | 105000 | [6 empty] | 210000
TBD | AHIX/2/F/SF/285/4/… | image | datasheet | deeplink | TUNGSRAM - AHIx - 27200lm - 275W - 4000K - 70CRI - TBD[SKU] - Bracket | 16 | Bracket | LED | 1 | 275 | CLO. Dali. DynaDim. Static | [7 empty] | CE | [6 empty] | 66 | 4000 | 750x492x69 |  | 220-240V |  | 5 |  |  | 5 | 70 |  | 4000 |  | 105000 | 0.99 | 216000 |  |  | 98.91 |  |  | 9 | SF | 25 | 20.79% at 100 000 hours |  | Available | 740/559 | CIE(x= 0.38. y= 0.38) | Class I. Class II | IK08 |  |  | 50 | 1.5 | -40 | 1 | 275 | RAL9007 | 50-60Hz | Passive | LED | dimmable | Area | AHIx | Car park. Industrial. Logistical. Sport. Tunnels. High mast. roundabout |  |  | 27200 | NO Sensor | 105000 | [6 empty] | 210000
TBD | AHIX/2/F/SF/300/4/… | image | datasheet | deeplink | TUNGSRAM - AHIx - 29200lm - 301W - 4000K - 70CRI - TBD[SKU] - Bracket | 16 | Bracket | LED | 1 | 301 | CLO. Dali. DynaDim. Static | [7 empty] | CE | [6 empty] | 66 | 4000 | 750x492x69 |  | 220-240V |  | 5 |  |  | 5 | 70 |  | 4000 |  | 105000 | 0.99 | 216000 |  |  | 97.01 |  |  | 9 | SF | 25 | 20.79% at 100 000 hours |  | Available | 740/559 | CIE(x= 0.38. y= 0.38) | Class I. Class II | IK08 |  |  | 50 | 1.64 | -40 | 1 | 301 | RAL9007 | 50-60Hz | Passive | LED | dimmable | Area | AHIx | Car park. Industrial. Logistical. Sport. Tunnels. High mast. roundabout |  |  | 29200 | NO Sensor | 105000 | [6 empty] | 210000
TBD | AHIX/2/F/SF/200/5/… | image | datasheet | deeplink | TUNGSRAM - AHIx - 21100lm - 200W - 5000K - 70CRI - TBD[SKU] - Bracket | 16 | Bracket | LED | 1 | 200 | CLO. Dali. DynaDim. Static | [7 empty] | CE | [6 empty] | 66 | 5000 | 750x492x69 |  | 220-240V |  | 5 |  |  | 5 | 70 |  | 5000 |  | 105000 | 0.99 | 216000 |  |  | 105.5 |  |  | 9 | SF | 25 | 20.79% at 100 000 hours |  | Available | 750/559 | CIE(x= 0.34. y= 0.35) | Class I. Class II | IK08 |  |  | 50 | 1.09 | -40 | 1 | 200 | RAL9007 | 50-60Hz | Passive | LED | dimmable | Area | AHIx | Car park. Industrial. Logistical. Sport. Tunnels. High mast. roundabout |  |  | 21100 | NO Sensor | 105000 | [6 empty] | 210000
TBD | AHIX/2/F/SF/250/5/… | image | datasheet | deeplink | TUNGSRAM - AHIx - 25500lm - 250W - 5000K - 70CRI - TBD[SKU] - Bracket | 16 | Bracket | LED | 1 | 250 | CLO. Dali. DynaDim. Static | [7 empty] | CE | [6 empty] | 66 | 5000 | 750x492x69 |  | 220-240V |  | 5 |  |  | 5 | 70 |  | 5000 |  | 105000 | 0.99 | 216000 |  |  | 102 |  |  | 9 | SF | 25 | 20.79% at 100 000 hours |  | Available | 750/559 | CIE(x= 0.34. y= 0.35) | Class I. Class II | IK08 |  |  | 50 | 1.36 | -40 | 1 | 250 | RAL9007 | 50-60Hz | Passive | LED | dimmable | Area | AHIx | Car park. Industrial. Logistical. Sport. Tunnels. High mast. roundabout |  |  | 25500 | NO Sensor | 105000 | [6 empty] | 210000
TBD | AHIX/2/F/SF/285/5/… | image | datasheet | deeplink | TUNGSRAM - AHIx - 27700lm - 275W - 5000K - 70CRI - TBD[SKU] - Bracket | 16 | Bracket | LED | 1 | 275 | CLO. Dali. DynaDim. Static | [7 empty] | CE | [6 empty] | 66 | 5000 | 750x492x69 |  | 220-240V |  | 5 |  |  | 5 | 70 |  | 5000 |  | 105000 | 0.99 | 216000 |  |  | 100.73 |  |  | 9 | SF | 25 | 20.79% at 100 000 hours |  | Available | 750/559 | CIE(x= 0.34. y= 0.35) | Class I. Class II | IK08 |  |  | 50 | 1.5 | -40 | 1 | 275 | RAL9007 | 50-60Hz | Passive | LED | dimmable | Area | AHIx | Car park. Industrial. Logistical. Sport. Tunnels. High mast. roundabout |  |  | 27700 | NO Sensor | 105000 | [6 empty] | 210000
TBD | AHIX/2/F/SF/300/5/… | image | datasheet | deeplink | TUNGSRAM - AHIx - 29800lm - 301W - 5000K - 70CRI - TBD[SKU] - Bracket | 16 | Bracket | LED | 1 | 301 | CLO. Dali. DynaDim. Static | [7 empty] | CE | [6 empty] | 66 | 5000 | 750x492x69 |  | 220-240V |  | 5 |  |  | 5 | 70 |  | 5000 |  | 105000 | 0.99 | 216000 |  |  | 99 |  |  | 9 | SF | 25 | 20.79% at 100 000 hours |  | Available | 750/559 | CIE(x= 0.34. y= 0.35) | Class I. Class II | IK08 |  |  | 50 | 1.64 | -40 | 1 | 301 | RAL9007 | 50-60Hz | Passive | LED | dimmable | Area | AHIx | Car park. Industrial. Logistical. Sport. Tunnels. High mast. roundabout |  |  | 29800 | NO Sensor | 105000 | [6 empty] | 210000
TBD | AHIX/2/F/SWF/200/3/… | image | datasheet | deeplink | TUNGSRAM - AHIx - 25400lm - 200W - 3000K - 70CRI - TBD[SKU] - Bracket | 16 | Bracket | LED | 1 | 200 | CLO. Dali. DynaDim. Static | [7 empty] | CE | [6 empty] | 66 | 3000 | 750x492x69 |  | 220-240V |  | 5 |  |  | 5 | 70 |  | 3000 |  | 105000 | 0.99 | 216000 |  |  | 127 |  |  | 9 | SWF | 25 | 20.79% at 100 000 hours |  | Available | 730/559 | CIE(x=0.43. y=0.403) | Class I. Class II | IK08 |  |  | 50 | 1.09 | -40 | 1 | 200 | RAL9007 | 50-60Hz | Passive | LED | dimmable | Area | AHIx | Car park. Industrial. Logistical. Sport. Tunnels. High mast. roundabout |  |  | 25400 | NO Sensor | 105000 | [6 empty] | 210000
TBD | AHIX/2/F/SWF/250/3/… | image | datasheet | deeplink | TUNGSRAM - AHIx - 30700lm - 250W - 3000K - 70CRI - TBD[SKU] - Bracket | 16 | Bracket | LED | 1 | 250 | CLO. Dali. DynaDim. Static | [7 empty] | CE | [6 empty] | 66 | 3000 | 750x492x69 |  | 220-240V |  | 5 |  |  | 5 | 70 |  | 3000 |  | 105000 | 0.99 | 216000 |  |  | 122.8 |  |  | 9 | SWF | 25 | 20.79% at 100 000 hours |  | Available | 730/559 | CIE(x=0.43. y=0.403) | Class I. Class II | IK08 |  |  | 50 | 1.36 | -40 | 1 | 250 | RAL9007 | 50-60Hz | Passive | LED | dimmable | Area | AHIx | Car park. Industrial. Logistical. Sport. Tunnels. High mast. roundabout |  |  | 30700 | NO Sensor | 105000 | [6 empty] | 210000
TBD | AHIX/2/F/SWF/285/3/… | image | datasheet | deeplink | TUNGSRAM - AHIx - 33400lm - 275W - 3000K - 70CRI - TBD[SKU] - Bracket | 16 | Bracket | LED | 1 | 275 | CLO. Dali. DynaDim. Static | [7 empty] | CE | [6 empty] | 66 | 3000 | 750x492x69 |  | 220-240V |  | 5 |  |  | 5 | 70 |  | 3000 |  | 105000 | 0.99 | 216000 |  |  | 121.45 |  |  | 9 | SWF | 25 | 20.79% at 100 000 hours |  | Available | 730/559 | CIE(x=0.43. y=0.403) | Class I. Class II | IK08 |  |  | 50 | 1.5 | -40 | 1 | 275 | RAL9007 | 50-60Hz | Passive | LED | dimmable | Area | AHIx | Car park. Industrial. Logistical. Sport. Tunnels. High mast. roundabout |  |  | 33400 | NO Sensor | 105000 | [6 empty] | 210000
TBD | AHIX/2/F/SWF/300/3/… | image | datasheet | deeplink | TUNGSRAM - AHIx - 35900lm - 301W - 3000K - 70CRI - TBD[SKU] - Bracket | 16 | Bracket | LED | 1 | 301 | CLO. Dali. DynaDim. Static | [7 empty] | CE | [6 empty] | 66 | 3000 | 750x492x69 |  | 220-240V |  | 5 |  |  | 5 | 70 |  | 3000 |  | 105000 | 0.99 | 216000 |  |  | 119.27 |  |  | 9 | SWF | 25 | 20.79% at 100 000 hours |  | Available | 730/559 | CIE(x=0.43. y=0.403) | Class I. Class II | IK08 |  |  | 50 | 1.64 | -40 | 1 | 301 | RAL9007 | 50-60Hz | Passive | LED | dimmable | Area | AHIx | Car park. Industrial. Logistical. Sport. Tunnels. High mast. roundabout |  |  | 35900 | NO Sensor | 105000 | [6 empty] | 210000
TBD | AHIX/2/F/SWF/200/4/… | image | datasheet | deeplink | TUNGSRAM - AHIx - 26100lm - 200W - 4000K - 70CRI - TBD[SKU] - Bracket | 16 | Bracket | LED | 1 | 200 | CLO. Dali. DynaDim. Static | [7 empty] | CE | [6 empty] | 66 | 4000 | 750x492x69 |  | 220-240V |  | 5 |  |  | 5 | 70 |  | 4000 |  | 105000 | 0.99 | 216000 |  |  | 130.5 |  |  | 9 | SWF | 25 | 20.79% at 100 000 hours |  | Available | 740/559 | CIE(x= 0.38. y= 0.38) | Class I. Class II | IK08 |  |  | 50 | 1.09 | -40 | 1 | 200 | RAL9007 | 50-60Hz | Passive | LED | dimmable | Area | AHIx | Car park. Industrial. Logistical. Sport. Tunnels. High mast. roundabout |  |  | 26100 | NO Sensor | 105000 | [6 empty] | 210000
TBD | AHIX/2/F/SWF/250/4/… | image | datasheet | deeplink | TUNGSRAM - AHIx - 31500lm - 250W - 4000K - 70CRI - TBD[SKU] - Bracket | 16 | Bracket | LED | 1 | 250 | CLO. Dali. DynaDim. Static | [7 empty] | CE | [6 empty] | 66 | 4000 | 750x492x69 |  | 220-240V |  | 5 |  |  | 5 | 70 |  | 4000 |  | 105000 | 0.99 | 216000 |  |  | 126 |  |  | 9 | SWF | 25 | 20.79% at 100 000 hours |  | Available | 740/559 | CIE(x= 0.38. y= 0.38) | Class I. Class II | IK08 |  |  | 50 | 1.36 | -40 | 1 | 250 | RAL9007 | 50-60Hz | Passive | LED | dimmable | Area | AHIx | Car park. Industrial. Logistical. Sport. Tunnels. High mast. roundabout |  |  | 31500 | NO Sensor | 105000 | [6 empty] | 210000
TBD | AHIX/2/F/SWF/285/4/… | image | datasheet | deeplink | TUNGSRAM - AHIx - 34300lm - 275W - 4000K - 70CRI - TBD[SKU] - Bracket | 16 | Bracket | LED | 1 | 275 | CLO. Dali. DynaDim. Static | [7 empty] | CE | [6 empty] | 66 | 4000 | 750x492x69 |  | 220-240V |  | 5 |  |  | 5 | 70 |  | 4000 |  | 105000 | 0.99 | 216000 |  |  | 124.73 |  |  | 9 | SWF | 25 | 20.79% at 100 000 hours |  | Available | 740/559 | CIE(x= 0.38. y= 0.38) | Class I. Class II | IK08 |  |  | 50 | 1.5 | -40 | 1 | 275 | RAL9007 | 50-60Hz | Passive | LED | dimmable | Area | AHIx | Car park. Industrial. Logistical. Sport. Tunnels. High mast. roundabout |  |  | 34300 | NO Sensor | 105000 | [6 empty] | 210000
TBD | AHIX/2/F/SWF/300/4/… | image | datasheet | deeplink | TUNGSRAM - AHIx - 36900lm - 301W - 4000K - 70CRI - TBD[SKU] - Bracket | 16 | Bracket | LED | 1 | 301 | CLO. Dali. DynaDim. Static | [7 empty] | CE | [6 empty] | 66 | 4000 | 750x492x69 |  | 220-240V |  | 5 |  |  | 5 | 70 |  | 4000 |  | 105000 | 0.99 | 216000 |  |  | 122.59 |  |  | 9 | SWF | 25 | 20.79% at 100 000 hours |  | Available | 740/559 | CIE(x= 0.38. y= 0.38) | Class I. Class II | IK08 |  |  | 50 | 1.64 | -40 | 1 | 301 | RAL9007 | 50-60Hz | Passive | LED | dimmable | Area | AHIx | Car park. Industrial. Logistical. Sport. Tunnels. High mast. roundabout |  |  | 36900 | NO Sensor | 105000 | [6 empty] | 210000
TBD | AHIX/2/F/SWF/200/5/… | image | datasheet | deeplink | TUNGSRAM - AHIx - 26600lm - 200W - 5000K - 70CRI - TBD[SKU] - Bracket | 16 | Bracket | LED | 1 | 200 | CLO. Dali. DynaDim. Static | [7 empty] | CE | [6 empty] | 66 | 5000 | 750x492x69 |  | 220-240V |  | 5 |  |  | 5 | 70 |  | 5000 |  | 105000 | 0.99 | 216000 |  |  | 133 |  |  | 9 | SWF | 25 | 20.79% at 100 000 hours |  | Available | 750/559 | CIE(x= 0.34. y= 0.35) | Class I. Class II | IK08 |  |  | 50 | 1.09 | -40 | 1 | 200 | RAL9007 | 50-60Hz | Passive | LED | dimmable | Area | AHIx | Car park. Industrial. Logistical. Sport. Tunnels. High mast. roundabout |  |  | 26600 | NO Sensor | 105000 | [6 empty] | 210000
TBD | AHIX/2/F/SWF/250/5/… | image | datasheet | deeplink | TUNGSRAM - AHIx - 32200lm - 250W - 5000K - 70CRI - TBD[SKU] - Bracket | 16 | Bracket | LED | 1 | 250 | CLO. Dali. DynaDim. Static | [7 empty] | CE | [6 empty] | 66 | 5000 | 750x492x69 |  | 220-240V |  | 5 |  |  | 5 | 70 |  | 5000 |  | 105000 | 0.99 | 216000 |  |  | 128.8 |  |  | 9 | SWF | 25 | 20.79% at 100 000 hours |  | Available | 750/559 | CIE(x= 0.34. y= 0.35) | Class I. Class II | IK08 |  |  | 50 | 1.36 | -40 | 1 | 250 | RAL9007 | 50-60Hz | Passive | LED | dimmable | Area | AHIx | Car park. Industrial. Logistical. Sport. Tunnels. High mast. roundabout |  |  | 32200 | NO Sensor | 105000 | [6 empty] | 210000
TBD | AHIX/2/F/SWF/285/5/… | image | datasheet | deeplink | TUNGSRAM - AHIx - 35000lm - 275W - 5000K - 70CRI - TBD[SKU] - Bracket | 16 | Bracket | LED | 1 | 275 | CLO. Dali. DynaDim. Static | [7 empty] | CE | [6 empty] | 66 | 5000 | 750x492x69 |  | 220-240V |  | 5 |  |  | 5 | 70 |  | 5000 |  | 105000 | 0.99 | 216000 |  |  | 127.27 |  |  | 9 | SWF | 25 | 20.79% at 100 000 hours |  | Available | 750/559 | CIE(x= 0.34. y= 0.35) | Class I. Class II | IK08 |  |  | 50 | 1.5 | -40 | 1 | 275 | RAL9007 | 50-60Hz | Passive | LED | dimmable | Area | AHIx | Car park. Industrial. Logistical. Sport. Tunnels. High mast. roundabout |  |  | 35000 | NO Sensor | 105000 | [6 empty] | 210000
TBD | AHIX/2/F/SWF/300/5/… | image | datasheet | deeplink | TUNGSRAM - AHIx - 37600lm - 301W - 5000K - 70CRI - TBD[SKU] - Bracket | 16 | Bracket | LED | 1 | 301 | CLO. Dali. DynaDim. Static | [7 empty] | CE | [6 empty] | 66 | 5000 | 750x492x69 |  | 220-240V |  | 5 |  |  | 5 | 70 |  | 5000 |  | 105000 | 0.99 | 216000 |  |  | 124.92 |  |  | 9 | SWF | 25 | 20.79% at 100 000 hours |  | Available | 750/559 | CIE(x= 0.34. y= 0.35) | Class I. Class II | IK08 |  |  | 50 | 1.64 | -40 | 1 | 301 | RAL9007 | 50-60Hz | Passive | LED | dimmable | Area | AHIx | Car park. Industrial. Logistical. Sport. Tunnels. High mast. roundabout |  |  | 37600 | NO Sensor | 105000 | [6 empty] | 210000
TBD | AHIX/2/F/SNS/200/3/… | image | datasheet | deeplink | TUNGSRAM - AHIx - 25000lm - 200W - 3000K - 70CRI - TBD[SKU] - Bracket | 16 | Bracket | LED | 1 | 200 | CLO. Dali. DynaDim. Static | [7 empty] | CE | [6 empty] | 66 | 3000 | 750x492x69 |  | 220-240V |  | 5 |  |  | 5 | 70 |  | 3000 |  | 105000 | 0.99 | 216000 |  |  | 125 |  |  | 9 | SNS | 25 | 20.79% at 100 000 hours |  | Available | 730/559 | CIE(x=0.43. y=0.403) | Class I. Class II | IK08 |  |  | 50 | 1.09 | -40 | 1 | 200 | RAL9007 | 50-60Hz | Passive | LED | dimmable | Area | AHIx | Car park. Industrial. Logistical. Sport. Tunnels. High mast. roundabout |  |  | 25000 | NO Sensor | 105000 | [6 empty] | 210000
TBD | AHIX/2/F/SNS/250/3/… | image | datasheet | deeplink | TUNGSRAM - AHIx - 30200lm - 250W - 3000K - 70CRI - TBD[SKU] - Bracket | 16 | Bracket | LED | 1 | 250 | CLO. Dali. DynaDim. Static | [7 empty] | CE | [6 empty] | 66 | 3000 | 750x492x69 |  | 220-240V |  | 5 |  |  | 5 | 70 |  | 3000 |  | 105000 | 0.99 | 216000 |  |  | 120.8 |  |  | 9 | SNS | 25 | 20.79% at 100 000 hours |  | Available | 730/559 | CIE(x=0.43. y=0.403) | Class I. Class II | IK08 |  |  | 50 | 1.36 | -40 | 1 | 250 | RAL9007 | 50-60Hz | Passive | LED | dimmable | Area | AHIx | Car park. Industrial. Logistical. Sport. Tunnels. High mast. roundabout |  |  | 30200 | NO Sensor | 105000 | [6 empty] | 210000
TBD | AHIX/2/F/SNS/285/3/… | image | datasheet | deeplink | TUNGSRAM - AHIx - 32800lm - 275W - 3000K - 70CRI - TBD[SKU] - Bracket | 16 | Bracket | LED | 1 | 275 | CLO. Dali. DynaDim. Static | [7 empty] | CE | [6 empty] | 66 | 3000 | 750x492x69 |  | 220-240V |  | 5 |  |  | 5 | 70 |  | 3000 |  | 105000 | 0.99 | 216000 |  |  | 119.27 |  |  | 9 | SNS | 25 | 20.79% at 100 000 hours |  | Available | 730/559 | CIE(x=0.43. y=0.403) | Class I. Class II | IK08 |  |  | 50 | 1.5 | -40 | 1 | 275 | RAL9007 | 50-60Hz | Passive | LED | dimmable | Area | AHIx | Car park. Industrial. Logistical. Sport. Tunnels. High mast. roundabout |  |  | 32800 | NO Sensor | 105000 | [6 empty] | 210000
TBD | AHIX/2/F/SNS/300/3/… | image | datasheet | deeplink | TUNGSRAM - AHIx - 35300lm - 301W - 3000K - 70CRI - TBD[SKU] - Bracket | 16 | Bracket | LED | 1 | 301 | CLO. Dali. DynaDim. Static | [7 empty] | CE | [6 empty] | 66 | 3000 | 750x492x69 |  | 220-240V |  | 5 |  |  | 5 | 70 |  | 3000 |  | 105000 | 0.99 | 216000 |  |  | 117.28 |  |  | 9 | SNS | 25 | 20.79% at 100 000 hours |  | Available | 730/559 | CIE(x=0.43. y=0.403) | Class I. Class II | IK08 |  |  | 50 | 1.64 | -40 | 1 | 301 | RAL9007 | 50-60Hz | Passive | LED | dimmable | Area | AHIx | Car park. Industrial. Logistical. Sport. Tunnels. High mast. roundabout |  |  | 35300 | NO Sensor | 105000 | [6 empty] | 210000
TBD | AHIX/2/F/SNS/200/4/… | image | datasheet | deeplink | TUNGSRAM - AHIx - 25600lm - 200W - 4000K - 70CRI - TBD[SKU] - Bracket | 16 | Bracket | LED | 1 | 200 | CLO. Dali. DynaDim. Static | [7 empty] | CE | [6 empty] | 66 | 4000 | 750x492x69 |  | 220-240V |  | 5 |  |  | 5 | 70 |  | 4000 |  | 105000 | 0.99 | 216000 |  |  | 128 |  |  | 9 | SNS | 25 | 20.79% at 100 000 hours |  | Available | 740/559 | CIE(x= 0.38. y= 0.38) | Class I. Class II | IK08 |  |  | 50 | 1.09 | -40 | 1 | 200 | RAL9007 | 50-60Hz | Passive | LED | dimmable | Area | AHIx | Car park. Industrial. Logistical. Sport. Tunnels. High mast. roundabout |  |  | 25600 | NO Sensor | 105000 | [6 empty] | 210000
TBD | AHIX/2/F/SNS/250/4/… | image | datasheet | deeplink | TUNGSRAM - AHIx - 31000lm - 250W - 4000K - 70CRI - TBD[SKU] - Bracket | 16 | Bracket | LED | 1 | 250 | CLO. Dali. DynaDim. Static | [7 empty] | CE | [6 empty] | 66 | 4000 | 750x492x69 |  | 220-240V |  | 5 |  |  | 5 | 70 |  | 4000 |  | 105000 | 0.99 | 216000 |  |  | 124 |  |  | 9 | SNS | 25 | 20.79% at 100 000 hours |  | Available | 740/559 | CIE(x= 0.38. y= 0.38) | Class I. Class II | IK08 |  |  | 50 | 1.36 | -40 | 1 | 250 | RAL9007 | 50-60Hz | Passive | LED | dimmable | Area | AHIx | Car park. Industrial. Logistical. Sport. Tunnels. High mast. roundabout |  |  | 31000 | NO Sensor | 105000 | [6 empty] | 210000
TBD | AHIX/2/F/SNS/285/4/… | image | datasheet | deeplink | TUNGSRAM - AHIx - 33700lm - 275W - 4000K - 70CRI - TBD[SKU] - Bracket | 16 | Bracket | LED | 1 | 275 | CLO. Dali. DynaDim. Static | [7 empty] | CE | [6 empty] | 66 | 4000 | 750x492x69 |  | 220-240V |  | 5 |  |  | 5 | 70 |  | 4000 |  | 105000 | 0.99 | 216000 |  |  | 122.55 |  |  | 9 | SNS | 25 | 20.79% at 100 000 hours |  | Available | 740/559 | CIE(x= 0.38. y= 0.38) | Class I. Class II | IK08 |  |  | 50 | 1.5 | -40 | 1 | 275 | RAL9007 | 50-60Hz | Passive | LED | dimmable | Area | AHIx | Car park. Industrial. Logistical. Sport. Tunnels. High mast. roundabout |  |  | 33700 | NO Sensor | 105000 | [6 empty] | 210000
TBD | AHIX/2/F/SNS/300/4/… | image | datasheet | deeplink | TUNGSRAM - AHIx - 36200lm - 301W - 4000K - 70CRI - TBD[SKU] - Bracket | 16 | Bracket | LED | 1 | 301 | CLO. Dali. DynaDim. Static | [7 empty] | CE | [6 empty] | 66 | 4000 | 750x492x69 |  | 220-240V |  | 5 |  |  | 5 | 70 |  | 4000 |  | 105000 | 0.99 | 216000 |  |  | 120.27 |  |  | 9 | SNS | 25 | 20.79% at 100 000 hours |  | Available | 740/559 | CIE(x= 0.38. y= 0.38) | Class I. Class II | IK08 |  |  | 50 | 1.64 | -40 | 1 | 301 | RAL9007 | 50-60Hz | Passive | LED | dimmable | Area | AHIx | Car park. Industrial. Logistical. Sport. Tunnels. High mast. roundabout |  |  | 36200 | NO Sensor | 105000 | [6 empty] | 210000
TBD | AHIX/2/F/SNS/200/5/… | image | datasheet | deeplink | TUNGSRAM - AHIx - 26200lm - 200W - 5000K - 70CRI - TBD[SKU] - Bracket | 16 | Bracket | LED | 1 | 200 | CLO. Dali. DynaDim. Static | [7 empty] | CE | [6 empty] | 66 | 5000 | 750x492x69 |  | 220-240V |  | 5 |  |  | 5 | 70 |  | 5000 |  | 105000 | 0.99 | 216000 |  |  | 131 |  |  | 9 | SNS | 25 | 20.79% at 100 000 hours |  | Available | 750/559 | CIE(x= 0.34. y= 0.35) | Class I. Class II | IK08 |  |  | 50 | 1.09 | -40 | 1 | 200 | RAL9007 | 50-60Hz | Passive | LED | dimmable | Area | AHIx | Car park. Industrial. Logistical. Sport. Tunnels. High mast. roundabout |  |  | 26200 | NO Sensor | 105000 | [6 empty] | 210000
TBD | AHIX/2/F/SNS/250/5/… | image | datasheet | deeplink | TUNGSRAM - AHIx - 31600lm - 250W - 5000K - 70CRI - TBD[SKU] - Bracket | 16 | Bracket | LED | 1 | 250 | CLO. Dali. DynaDim. Static | [7 empty] | CE | [6 empty] | 66 | 5000 | 750x492x69 |  | 220-240V |  | 5 |  |  | 5 | 70 |  | 5000 |  | 105000 | 0.99 | 216000 |  |  | 126.4 |  |  | 9 | SNS | 25 | 20.79% at 100 000 hours |  | Available | 750/559 | CIE(x= 0.34. y= 0.35) | Class I. Class II | IK08 |  |  | 50 | 1.36 | -40 | 1 | 250 | RAL9007 | 50-60Hz | Passive | LED | dimmable | Area | AHIx | Car park. Industrial. Logistical. Sport. Tunnels. High mast. roundabout |  |  | 31600 | NO Sensor | 105000 | [6 empty] | 210000
TBD | AHIX/2/F/SNS/285/5/… | image | datasheet | deeplink | TUNGSRAM - AHIx - 34300lm - 275W - 5000K - 70CRI - TBD[SKU] - Bracket | 16 | Bracket | LED | 1 | 275 | CLO. Dali. DynaDim. Static | [7 empty] | CE | [6 empty] | 66 | 5000 | 750x492x69 |  | 220-240V |  | 5 |  |  | 5 | 70 |  | 5000 |  | 105000 | 0.99 | 216000 |  |  | 124.73 |  |  | 9 | SNS | 25 | 20.79% at 100 000 hours |  | Available | 750/559 | CIE(x= 0.34. y= 0.35) | Class I. Class II | IK08 |  |  | 50 | 1.5 | -40 | 1 | 275 | RAL9007 | 50-60Hz | Passive | LED | dimmable | Area | AHIx | Car park. Industrial. Logistical. Sport. Tunnels. High mast. roundabout |  |  | 34300 | NO Sensor | 105000 | [6 empty] | 210000
TBD | AHIX/2/F/SNS/300/5/… | image | datasheet | deeplink | TUNGSRAM - AHIx - 36900lm - 301W - 5000K - 70CRI - TBD[SKU] - Bracket | 16 | Bracket | LED | 1 | 301 | CLO. Dali. DynaDim. Static | [7 empty] | CE | [6 empty] | 66 | 5000 | 750x492x69 |  | 220-240V |  | 5 |  |  | 5 | 70 |  | 5000 |  | 105000 | 0.99 | 216000 |  |  | 122.59 |  |  | 9 | SNS | 25 | 20.79% at 100 000 hours |  | Available | 750/559 | CIE(x= 0.34. y= 0.35) | Class I. Class II | IK08 |  |  | 50 | 1.64 | -40 | 1 | 301 | RAL9007 | 50-60Hz | Passive | LED | dimmable | Area | AHIx | Car park. Industrial. Logistical. Sport. Tunnels. High mast. roundabout |  |  | 36900 | NO Sensor | 105000 | [6 empty] | 210000
93119538 | Tung Panel P 1x4 S 33W 865 19 DS | image | datasheet | deeplink | TUNGSRAM - Tung Panel Premium - 4000lm - 33W - 6500K - 80CRI - 93119538[SKU] - Recessed | 2.25 | Recessed | LED | 1 | 33 |  | 20 | 20 |  | Class II |  |  |  | CE | [5 empty] | 50000 | 20 | 6500 | 1195 x 295 x 9 |  | 220-240V |  | 5 | F | 90 | ≤4 | >=80 |  | 6500 |  |  | >=0.9 |  |  |  | 121 |  |  |  | Medium | 25 |  |  | Available |  |  | Class II | IK03 | 20 | 20 | 40 | 150 | -20 | 1 | 33 | White RAL9003 | 50-60Hz | Passive | LED | none | Edgelit Panel | Premium Edgelit Panel | Office. public buildings |  | =19 | 4000 | No sensor |  | RG0 | 15994100080258
93119537 | Tung Panel P 1x4 S 33W 840 19 DS | image | datasheet | deeplink | TUNGSRAM - Tung Panel Premium - 4000lm - 33W - 4000K - 80CRI - 93119537[SKU] - Recessed | 2.25 | Recessed | LED | 1 | 33 |  | 20 | 20 |  | Class II |  |  |  | CE | [5 empty] | 50000 | 20 | 4000 | 1195 x 295 x 9 |  | 220-240V |  | 5 | F | 90 | ≤4 | >=80 |  | 4000 |  |  | >=0.9 |  |  |  | 121 |  |  |  | Medium | 25 |  |  | Available |  |  | Class II | IK03 | 20 | 20 | 40 | 150 | -20 | 1 | 33 | White RAL9003 | 50-60Hz | Passive | LED | none | Edgelit Panel | Premium Edgelit Panel | Office. public buildings |  | =19 | 4000 | No sensor |  | RG0 | 15994100080241
93119536 | Tung Panel P 2x2 S 33W 865 19 DS | image | datasheet | deeplink | TUNGSRAM - Tung Panel Premium - 4000lm - 33W - 6500K - 80CRI - 93119536[SKU] - Recessed | 2.25 | Recessed | LED | 1 | 33 |  | 20 | 20 |  | Class II |  |  |  | CE | [5 empty] | 50000 | 20 | 6500 | 595 x 595 x 9 |  | 220-240V |  | 5 | F | 90 | ≤4 | >=80 |  | 6500 |  |  | >=0.9 |  |  |  | 121 |  |  |  | Medium | 25 |  |  | Available |  |  | Class II | IK03 | 20 | 20 | 40 | 150 | -20 | 1 | 33 | White RAL9003 | 50-60Hz | Passive | LED | none | Edgelit Panel | Premium Edgelit Panel | Office. public buildings |  | =19 | 4000 | No sensor |  | RG0 | 15994100080234
93119515 | Tung Panel P 2x2 S 33W 840 19 DS | image | datasheet | deeplink | TUNGSRAM - Tung Panel Premium - 4000lm - 33W - 4000K - 80CRI - 93119515[SKU] - Recessed | 2.25 | Recessed | LED | 1 | 33 |  | 20 | 20 |  | Class II |  |  |  | CE | [5 empty] | 50000 | 20 | 4000 | 595 x 595 x 9 |  | 220-240V |  | 5 | F | 90 | ≤4 | >=80 |  | 4000 |  |  | >=0.9 |  |  |  | 121 |  |  |  | Medium | 25 |  |  | Available |  |  | Class II | IK03 | 20 | 20 | 40 | 150 | -20 | 1 | 33 | White RAL9003 | 50-60Hz | Passive | LED | none | Edgelit Panel | Premium Edgelit Panel | Office. public buildings |  | =19 | 4000 | No sensor |  | RG0 | 15994100080227
93119514 | Tung Panel P 1x4 S 33W 865 19 | image | datasheet | deeplink | TUNGSRAM - Tung Panel Premium - 4000lm - 33W - 6500K - 80CRI - 93119514[SKU] - Recessed | 2.25 | Recessed | LED | 1 | 33 |  | 20 | 20 |  | Class II |  |  |  | CE | [5 empty] | 50000 | 20 | 6500 | 1195 x 295 x 9 |  | 220-240V |  | 5 | F | 90 | ≤4 | >=80 |  | 6500 |  |  | >=0.9 |  |  |  | 121 |  |  |  | Medium | 25 |  |  | Available |  |  | Class II | IK03 | 20 | 20 | 40 | 150 | -20 | 1 | 33 | White RAL9003 | 50-60Hz | Passive | LED | none | Edgelit Panel | Premium Edgelit Panel | Office. public buildings | 93119538 - Tung Panel P 1x4 S 33W 865 19 DS | =19 | 4000 | No sensor |  | RG0 | 15994100080210
93119513 | Tung Panel P 1x4 S 33W 840 19 | image | datasheet | deeplink | TUNGSRAM - Tung Panel Premium - 4000lm - 33W - 4000K - 80CRI - 93119513[SKU] - Recessed | 2.25 | Recessed | LED | 1 | 33 |  | 20 | 20 |  | Class II |  |  |  | CE | [5 empty] | 50000 | 20 | 4000 | 1195 x 295 x 9 |  | 220-240V |  | 5 | F | 90 | ≤4 | >=80 |  | 4000 |  |  | >=0.9 |  |  |  | 121 |  |  |  | Medium | 25 |  |  | Available |  |  | Class II | IK03 | 20 | 20 | 40 | 150 | -20 | 1 | 33 | White RAL9003 | 50-60Hz | Passive | LED | none | Edgelit Panel | Premium Edgelit Panel | Office. public buildings | 93119537 - Tung Panel P 1x4 S 33W 840 19 DS | =19 | 4000 | No sensor |  | RG0 | 15994100079306
93119512 | Tung Panel P 1x4 S 33W 830 19 | image | datasheet | deeplink | TUNGSRAM - Tung Panel Premium - 3800lm - 33W - 3000K - 80CRI - 93119512[SKU] - Recessed | 2.25 | Recessed | LED | 1 | 33 |  | 20 | 20 |  | Class II |  |  |  | CE | [5 empty] | 50000 | 20 | 3000 | 1195 x 295 x 9 |  | 220-240V |  | 5 | F | 90 | ≤4 | >=80 |  | 3000 |  |  | >=0.9 |  |  |  | 115 |  |  |  | Medium | 25 |  |  | Available |  |  | Class II | IK03 | 20 | 20 | 40 | 150 | -20 | 1 | 33 | White RAL9003 | 50-60Hz | Passive | LED | none | Edgelit Panel | Premium Edgelit Panel | Office. public buildings |  | =19 | 3800 | No sensor |  | RG0 | 15994100079290
93119511 | Tung Panel P 2x2 S 33W 865 19 | image | datasheet | deeplink | TUNGSRAM - Tung Panel Premium - 4000lm - 33W - 6500K - 80CRI - 93119511[SKU] - Recessed | 2.25 | Recessed | LED | 1 | 33 |  | 20 | 20 |  | Class II |  |  |  | CE | [5 empty] | 50000 | 20 | 6500 | 595 x 595 x 9 |  | 220-240V |  | 5 | F | 90 | ≤4 | >=80 |  | 6500 |  |  | >=0.9 |  |  |  | 121 |  |  |  | Medium | 25 |  |  | Available |  |  | Class II | IK03 | 20 | 20 | 40 | 150 | -20 | 1 | 33 | White RAL9003 | 50-60Hz | Passive | LED | none | Edgelit Panel | Premium Edgelit Panel | Office. public buildings | 93119536 - Tung Panel P 2x2 S 33W 865 19 DS | =19 | 4000 | No sensor |  | RG0 | 15994100079283
93119510 | Tung Panel P 2x2 S 33W 840 19 | image | datasheet | deeplink | TUNGSRAM - Tung Panel Premium - 4000lm - 33W - 4000K - 80CRI - 93119510[SKU] - Recessed | 2.25 | Recessed | LED | 1 | 33 |  | 20 | 20 |  | Class II |  |  |  | CE | [5 empty] | 50000 | 20 | 4000 | 595 x 595 x 9 |  | 220-240V |  | 5 | F | 90 | ≤4 | >=80 |  | 4000 |  |  | >=0.9 |  |  |  | 121 |  |  |  | Medium | 25 |  |  | Available |  |  | Class II | IK03 | 20 | 20 | 40 | 150 | -20 | 1 | 33 | White RAL9003 | 50-60Hz | Passive | LED | none | Edgelit Panel | Premium Edgelit Panel | Office. public buildings | 93119515 - Tung Panel P 2x2 S 33W 840 19 DS | =19 | 4000 | No sensor |  | RG0 | 15994100079276
93119509 | Tung Panel P 2x2 S 33W 830 19 | image | datasheet | deeplink | TUNGSRAM - Tung Panel Premium - 3800lm - 33W - 3000K - 80CRI - 93119509[SKU] - Recessed | 2.25 | Recessed | LED | 1 | 33 |  | 20 | 20 |  | Class II |  |  |  | CE | [5 empty] | 50000 | 20 | 3000 | 595 x 595 x 9 |  | 220-240V |  | 5 | F | 90 | ≤4 | >=80 |  | 3000 |  |  | >=0.9 |  |  |  | 115 |  |  |  | Medium | 25 |  |  | Available |  |  | Class II | IK03 | 20 | 20 | 40 | 150 | -20 | 1 | 33 | White RAL9003 | 50-60Hz | Passive | LED | none | Edgelit Panel | Premium Edgelit Panel | Office. public buildings |  | =19 | 3800 | No sensor |  | RG0 | 15994100079269
93118672 | Tung Panel P 1x4 D 38W 840 19 | image | datasheet | deeplink | TUNGSRAM - Tung Panel Premium - 4560lm - 38W - 4000K - 80CRI - 93118672[SKU] - Recessed | 2.25 | Recessed | LED | 1 | 38 |  | 20 | 20 |  | Class II |  |  |  | CE | [5 empty] | 50000 | 20 | 4000 | 1195 x 295 x 10 |  | 220-240V |  | 5 | F | 90 | ≤4 | >=80 |  | 4000 |  |  | >=0.9 |  |  |  | 120 |  |  |  | Medium | 25 |  |  | Available |  |  | Class II | 3 | 20 | 20 | 40 | <0.3A @ 230Vac | -20 | 1 | 38 | White RAL9003 | 50-60Hz | Passive | LED | dimmable | Edgelit Panel | Premium Edgelit Panel | Office. public buildings |  | =19 | 4560 | No sensor |  | RG0 | 15994100072741
93118708 | Tung Panel P 2x2 D 38W 830 19 | image | datasheet | deeplink | TUNGSRAM - Tung Panel Premium - 4370lm - 38W - 3000K - 80CRI - 93118708[SKU] - Recessed | 2.25 | Recessed | LED | 1 | 38 |  | 20 | 20 |  | Class II |  |  |  | CE | [5 empty] | 50000 | 20 | 3000 | 595 x 595 x 9 |  | 220-240V |  | 5 | F | 90 | ≤4 | >=80 |  | 3000 |  |  | >=0.9 |  |  |  | 115 |  |  |  | Medium | 25 |  |  | Available |  |  | Class II | 3 | 20 | 20 | 40 | <0.3A @ 230Vac | -20 | 1 | 38 | White RAL9003 | 50-60Hz | Passive | LED | dimmable | Edgelit Panel | Premium Edgelit Panel | Office. public buildings |  | =19 | 4370 | No sensor |  | RG0 | 15994100073120
93118758 | Tung Panel P 2x2 D 38W 840 19 DS | image | datasheet | deeplink | TUNGSRAM - Tung Panel Premium - 4560lm - 38W - 4000K - 80CRI - 93118758[SKU] - Recessed | 2.25 | Recessed | LED | 1 | 38 |  | 20 | 20 |  | Class II |  |  |  | CE | [5 empty] | 50000 | 20 | 4000 | 595 x 595 x 9 |  | 220-240V |  | 5 | F | 90 | ≤4 | >=80 |  | 4000 |  |  | >=0.9 |  |  |  | 120 |  |  |  | Medium | 25 |  |  | Available |  |  | Class II | 3 | 20 | 20 | 40 | <0.3A @ 230Vac | -20 | 1 | 38 | White RAL9003 | 50-60Hz | Passive | LED | dimmable | Edgelit Panel | Premium Edgelit Panel | Office. public buildings |  | =19 | 4560 | No sensor |  | RG0 | 15994100073663
93118671 | Tung Panel P 2x2 D 38W 840 19 | image | datasheet | deeplink | TUNGSRAM - Tung Panel Premium - 4560lm - 38W - 4000K - 80CRI - 93118671[SKU] - Recessed | 2.25 | Recessed | LED | 1 | 38 |  | 20 | 20 |  | Class II |  |  |  | CE | [5 empty] | 50000 | 20 | 4000 | 595 x 595 x 9 |  | 220-240V |  | 5 | F | 90 | ≤4 | >=80 |  | 4000 |  |  | >=0.9 |  |  |  | 120 |  |  |  | Medium | 25 |  |  | Available |  |  | Class II | 3 | 20 | 20 | 40 | <0.3A @ 230Vac | -20 | 1 | 38 | White RAL9003 | 50-60Hz | Passive | LED | dimmable | Edgelit Panel | Premium Edgelit Panel | Office. public buildings | 93118758 - Tung Panel P 2x2 D 38W 840 19 DS | =19 | 4560 | No sensor |  | RG0 | 15994100072734
93118766 | Tung Panel P 1x4 S 38W 865 19 DS | image | datasheet | deeplink | TUNGSRAM - Tung Panel Premium - 4560lm - 38W - 6500K - 80CRI - 93118766[SKU] - Recessed | 2.25 | Recessed | LED | 1 | 38 |  | 20 | 20 |  | Class II |  |  |  | CE | [5 empty] | 50000 | 20 | 6500 | 1195 x 295 x 10 |  | 220-240V |  | 5 | F | 90 | ≤4 | >=80 |  | 6500 |  |  | >=0.9 |  |  |  | 120 |  |  |  | Medium | 25 |  |  | Available |  |  | Class II | 3 | 20 | 20 | 40 | 185 | -20 | 1 | 38 | White RAL9003 | 50-60Hz | Passive | LED | none | Edgelit Panel | Premium Edgelit Panel | Office. public buildings |  | =19 | 4560 | No sensor |  | RG0 | 15994100073748
93118687 | Tung Panel P 1x4 S 38W 865 19 | image | datasheet | deeplink | TUNGSRAM - Tung Panel Premium - 4560lm - 38W - 6500K - 80CRI - 93118687[SKU] - Recessed | 2.25 | Recessed | LED | 1 | 38 |  | 20 | 20 |  | Class II |  |  |  | CE | [5 empty] | 50000 | 20 | 6500 | 1195 x 295 x 10 |  | 220-240V |  | 5 | F | 90 | ≤4 | >=80 |  | 6500 |  |  | >=0.9 |  |  |  | 120 |  |  |  | Medium | 25 |  |  | Available |  |  | Class II | 3 | 20 | 20 | 40 | 185 | -20 | 1 | 38 | White RAL9003 | 50-60Hz | Passive | LED | none | Edgelit Panel | Premium Edgelit Panel | Office. public buildings | 93118766 - Tung Panel P 1x4 S 38W 865 19 DS | =19 | 4560 | No sensor |  | RG0 | 15994100072895
93118765 | Tung Panel P 1x4 S 38W 840 19 DS | image | datasheet | deeplink | TUNGSRAM - Tung Panel Premium - 4560lm - 38W - 4000K - 80CRI - 93118765[SKU] - Recessed | 2.25 | Recessed | LED | 1 | 38 |  | 20 | 20 |  | Class II |  |  |  | CE | [5 empty] | 50000 | 20 | 4000 | 1195 x 295 x 10 |  | 220-240V |  | 5 | F | 90 | ≤4 | >=80 |  | 4000 |  |  | >=0.9 |  |  |  | 120 |  |  |  | Medium | 25 |  |  | Available |  |  | Class II | 3 | 20 | 20 | 40 | 185 | -20 | 1 | 38 | White RAL9003 | 50-60Hz | Passive | LED | none | Edgelit Panel | Premium Edgelit Panel | Office. public buildings |  | =19 | 4560 | No sensor |  | RG0 | 15994100073731
93118686 | Tung Panel P 1x4 S 38W 840 19 | image | datasheet | deeplink | TUNGSRAM - Tung Panel Premium - 4560lm - 38W - 4000K - 80CRI - 93118686[SKU] - Recessed | 2.25 | Recessed | LED | 1 | 38 |  | 20 | 20 |  | Class II |  |  |  | CE | [5 empty] | 50000 | 20 | 4000 | 1195 x 295 x 10 |  | 220-240V |  | 5 | F | 90 | ≤4 | >=80 |  | 4000 |  |  | >=0.9 |  |  |  | 120 |  |  |  | Medium | 25 |  |  | Available |  |  | Class II | 3 | 20 | 20 | 40 | 185 | -20 | 1 | 38 | White RAL9003 | 50-60Hz | Passive | LED | none | Edgelit Panel | Premium Edgelit Panel | Office. public buildings | 93118765 - Tung Panel P 1x4 S 38W 840 19 DS | =19 | 4560 | No sensor |  | RG0 | 15994100072888
93118685 | Tung Panel P 1x4 S 38W 830 19 | image | datasheet | deeplink | TUNGSRAM - Tung Panel Premium - 4370lm - 38W - 3000K - 80CRI - 93118685[SKU] - Recessed | 2.25 | Recessed | LED | 1 | 38 |  | 20 | 20 |  | Class II |  |  |  | CE | [5 empty] | 50000 | 20 | 3000 | 1195 x 295 x 10 |  | 220-240V |  | 5 | F | 90 | ≤4 | >=80 |  | 3000 |  |  | >=0.9 |  |  |  | 115 |  |  |  | Medium | 25 |  |  | Available |  |  | Class II | 3 | 20 | 20 | 40 | 185 | -20 | 1 | 38 | White RAL9003 | 50-60Hz | Passive | LED | none | Edgelit Panel | Premium Edgelit Panel | Office. public buildings |  | =19 | 4370 | No sensor |  | RG0 | 15994100072871
93118764 | Tung Panel P 2x2 S 38W 865 19 DS | image | datasheet | deeplink | TUNGSRAM - Tung Panel Premium - 4560lm - 38W - 6500K - 80CRI - 93118764[SKU] - Recessed | 2.25 | Recessed | LED | 1 | 38 |  | 20 | 20 |  | Class II |  |  |  | CE | [5 empty] | 50000 | 20 | 6500 | 595 x 595 x 9 |  | 220-240V |  | 5 | F | 90 | ≤4 | >=80 |  | 6500 |  |  | >=0.9 |  |  |  | 120 |  |  |  | Medium | 25 |  |  | Available |  |  | Class II | 3 | 20 | 20 | 40 | 185 | -20 | 1 | 38 | White RAL9003 | 50-60Hz | Passive | LED | none | Edgelit Panel | Premium Edgelit Panel | Office. public buildings |  | =19 | 4560 | No sensor |  | RG0 | 15994100073724
93118684 | Tung Panel P 2x2 S 38W 865 19 | image | datasheet | deeplink | TUNGSRAM - Tung Panel Premium - 4560lm - 38W - 6500K - 80CRI - 93118684[SKU] - Recessed | 2.25 | Recessed | LED | 1 | 38 |  | 20 | 20 |  | Class II |  |  |  | CE | [5 empty] | 50000 | 20 | 6500 | 595 x 595 x 9 |  | 220-240V |  | 5 | F | 90 | ≤4 | >=80 |  | 6500 |  |  | >=0.9 |  |  |  | 120 |  |  |  | Medium | 25 |  |  | Available |  |  | Class II | 3 | 20 | 20 | 40 | 185 | -20 | 1 | 38 | White RAL9003 | 50-60Hz | Passive | LED | none | Edgelit Panel | Premium Edgelit Panel | Office. public buildings | 93118764 - Tung Panel P 2x2 S 38W 865 19 DS | =19 | 4560 | No sensor |  | RG0 | 15994100072864
93118763 | Tung Panel P 2x2 S 38W 840 19 DS | image | datasheet | deeplink | TUNGSRAM - Tung Panel Premium - 4560lm - 38W - 4000K - 80CRI - 93118763[SKU] - Recessed | 2.25 | Recessed | LED | 1 | 38 |  | 20 | 20 |  | Class II |  |  |  | CE | [5 empty] | 50000 | 20 | 4000 | 595 x 595 x 9 |  | 220-240V |  | 5 | F | 90 | ≤4 | >=80 |  | 4000 |  |  | >=0.9 |  |  |  | 120 |  |  |  | Medium | 25 |  |  | Available |  |  | Class II | 3 | 20 | 20 | 40 | 185 | -20 | 1 | 38 | White RAL9003 | 50-60Hz | Passive | LED | none | Edgelit Panel | Premium Edgelit Panel | Office. public buildings |  | =19 | 4560 | No sensor |  | RG0 | 15994100073717
93118683 | Tung Panel P 2x2 S 38W 840 19 | image | datasheet | deeplink | TUNGSRAM - Tung Panel Premium - 4560lm - 38W - 4000K - 80CRI - 93118683[SKU] - Recessed | 2.25 | Recessed | LED | 1 | 38 |  | 20 | 20 |  | Class II |  |  |  | CE | [5 empty] | 50000 | 20 | 4000 | 595 x 595 x 9 |  | 220-240V |  | 5 | F | 90 | ≤4 | >=80 |  | 4000 |  |  | >=0.9 |  |  |  | 120 |  |  |  | Medium | 25 |  |  | Available |  |  | Class II | 3 | 20 | 20 | 40 | 185 | -20 | 1 | 38 | White RAL9003 | 50-60Hz | Passive | LED | none | Edgelit Panel | Premium Edgelit Panel | Office. public buildings | 93118763 - Tung Panel P 2x2 S 38W 840 19 DS | =19 | 4560 | No sensor |  | RG0 | 15994100072857
93118682 | Tung Panel P 2x2 S 38W 830 19 | image | datasheet | deeplink | TUNGSRAM - Tung Panel Premium - 4370lm - 38W - 3000K - 80CRI - 93118682[SKU] - Recessed | 2.25 | Recessed | LED | 1 | 38 |  | 20 | 20 |  | Class II |  |  |  | CE | [5 empty] | 50000 | 20 | 3000 | 595 x 595 x 9 |  | 220-240V |  | 5 | F | 90 | ≤4 | >=80 |  | 3000 |  |  | >=0.9 |  |  |  | 115 |  |  |  | Medium | 25 |  |  | Available |  |  | Class II | 3 | 20 | 20 | 40 | 185 | -20 | 1 | 38 | White RAL9003 | 50-60Hz | Passive | LED | none | Edgelit Panel | Premium Edgelit Panel | Office. public buildings |  | =19 | 4370 | No sensor |  | RG0 | 15994100072840
93118762 | Tung Panel P 1x4 S 30W 865 19 DS | image | datasheet | deeplink | TUNGSRAM - Tung Panel Premium - 3600lm - 30W - 6500K - 80CRI - 93118762[SKU] - Recessed | 2.25 | Recessed | LED | 1 | 30 |  | 20 | 20 |  | Class II |  |  |  | CE | [5 empty] | 50000 | 20 | 6500 | 1195 x 295 x 10 |  | 220-240V |  | 5 | F | 90 | ≤4 | >=80 |  | 6500 |  |  | >=0.9 |  |  |  | 120 |  |  |  | Medium | 25 |  |  | Available |  |  | Class II | 3 | 20 | 20 | 40 | 137 | -20 | 1 | 30 | White RAL9003 | 50-60Hz | Passive | LED | none | Edgelit Panel | Premium Edgelit Panel | Office. public buildings |  | =19 | 3600 | No sensor |  | RG0 | 15994100073700
93118681 | Tung Panel P 1x4 S 30W 865 19 | image | datasheet | deeplink | TUNGSRAM - Tung Panel Premium - 3600lm - 30W - 6500K - 80CRI - 93118681[SKU] - Recessed | 2.25 | Recessed | LED | 1 | 30 |  | 20 | 20 |  | Class II |  |  |  | CE | [5 empty] | 50000 | 20 | 6500 | 1195 x 295 x 10 |  | 220-240V |  | 5 | F | 90 | ≤4 | >=80 |  | 6500 |  |  | >=0.9 |  |  |  | 120 |  |  |  | Medium | 25 |  |  | Available |  |  | Class II | 3 | 20 | 20 | 40 | 137 | -20 | 1 | 30 | White RAL9003 | 50-60Hz | Passive | LED | none | Edgelit Panel | Premium Edgelit Panel | Office. public buildings | 93118762 - Tung Panel P 1x4 S 30W 865 19 DS | =19 | 3600 | No sensor |  | RG0 | 15994100072833
93118761 | Tung Panel P 1x4 S 30W 840 19 DS | image | datasheet | deeplink | TUNGSRAM - Tung Panel Premium - 3600lm - 30W - 4000K - 80CRI - 93118761[SKU] - Recessed | 2.25 | Recessed | LED | 1 | 30 |  | 20 | 20 |  | Class II |  |  |  | CE | [5 empty] | 50000 | 20 | 4000 | 1195 x 295 x 10 |  | 220-240V |  | 5 | F | 90 | ≤4 | >=80 |  | 4000 |  |  | >=0.9 |  |  |  | 120 |  |  |  | Medium | 25 |  |  | Available |  |  | Class II | 3 | 20 | 20 | 40 | 137 | -20 | 1 | 30 | White RAL9003 | 50-60Hz | Passive | LED | none | Edgelit Panel | Premium Edgelit Panel | Office. public buildings |  | =19 | 3600 | No sensor |  | RG0 | 15994100073694
93118680 | Tung Panel P 1x4 S 30W 840 19 | image | datasheet | deeplink | TUNGSRAM - Tung Panel Premium - 3600lm - 30W - 4000K - 80CRI - 93118680[SKU] - Recessed | 2.25 | Recessed | LED | 1 | 30 |  | 20 | 20 |  | Class II |  |  |  | CE | [5 empty] | 50000 | 20 | 4000 | 1195 x 295 x 10 |  | 220-240V |  | 5 | F | 90 | ≤4 | >=80 |  | 4000 |  |  | >=0.9 |  |  |  | 120 |  |  |  | Medium | 25 |  |  | Available |  |  | Class II | 3 | 20 | 20 | 40 | 137 | -20 | 1 | 30 | White RAL9003 | 50-60Hz | Passive | LED | none | Edgelit Panel | Premium Edgelit Panel | Office. public buildings | 93118761 - Tung Panel P 1x4 S 30W 840 19 DS | =19 | 3600 | No sensor |  | RG0 | 15994100072826
93118679 | Tung Panel P 1x4 S 30W 830 19 | image | datasheet | deeplink | TUNGSRAM - Tung Panel Premium - 3450lm - 30W - 3000K - 80CRI - 93118679[SKU] - Recessed | 2.25 | Recessed | LED | 1 | 30 |  | 20 | 20 |  | Class II |  |  |  | CE | [5 empty] | 50000 | 20 | 3000 | 1195 x 295 x 10 |  | 220-240V |  | 5 | F | 90 | ≤4 | >=80 |  | 3000 |  |  | >=0.9 |  |  |  | 115 |  |  |  | Medium | 25 |  |  | Available |  |  | Class II | 3 | 20 | 20 | 40 | 137 | -20 | 1 | 30 | White RAL9003 | 50-60Hz | Passive | LED | none | Edgelit Panel | Premium Edgelit Panel | Office. public buildings |  | =19 | 3450 | No sensor |  | RG0 | 15994100072819
93118760 | Tung Panel P 2x2 S 30W 865 19 DS | image | datasheet | deeplink | TUNGSRAM - Tung Panel Premium - 3600lm - 30W - 6500K - 80CRI - 93118760[SKU] - Recessed | 2.25 | Recessed | LED | 1 | 30 |  | 20 | 20 |  | Class II |  |  |  | CE | [5 empty] | 50000 | 20 | 6500 | 595 x 595 x 9 |  | 220-240V |  | 5 | F | 90 | ≤4 | >=80 |  | 6500 |  |  | >=0.9 |  |  |  | 120 |  |  |  | Medium | 25 |  |  | Available |  |  | Class II | 3 | 20 | 20 | 40 | 137 | -20 | 1 | 30 | White RAL9003 | 50-60Hz | Passive | LED | none | Edgelit Panel | Premium Edgelit Panel | Office. public buildings |  | =19 | 3600 | No sensor |  | RG0 | 15994100073687
93118678 | Tung Panel P 2x2 S 30W 865 19 | image | datasheet | deeplink | TUNGSRAM - Tung Panel Premium - 3600lm - 30W - 6500K - 80CRI - 93118678[SKU] - Recessed | 2.25 | Recessed | LED | 1 | 30 |  | 20 | 20 |  | Class II |  |  |  | CE | [5 empty] | 50000 | 20 | 6500 | 595 x 595 x 9 |  | 220-240V |  | 5 | F | 90 | ≤4 | >=80 |  | 6500 |  |  | >=0.9 |  |  |  | 120 |  |  |  | Medium | 25 |  |  | Available |  |  | Class II | 3 | 20 | 20 | 40 | 137 | -20 | 1 | 30 | White RAL9003 | 50-60Hz | Passive | LED | none | Edgelit Panel | Premium Edgelit Panel | Office. public buildings | 93118760 - Tung Panel P 2x2 S 30W 865 19 DS | =19 | 3600 | No sensor |  | RG0 | 15994100072802
93118759 | Tung Panel P 2x2 S 30W 840 19 DS | image | datasheet | deeplink | TUNGSRAM - Tung Panel Premium - 3600lm - 30W - 4000K - 80CRI - 93118759[SKU] - Recessed | 2.25 | Recessed | LED | 1 | 30 |  | 20 | 20 |  | Class II |  |  |  | CE | [5 empty] | 50000 | 20 | 4000 | 595 x 595 x 9 |  | 220-240V |  | 5 | F | 90 | ≤4 | >=80 |  | 4000 |  |  | >=0.9 |  |  |  | 120 |  |  |  | Medium | 25 |  |  | Available |  |  | Class II | 3 | 20 | 20 | 40 | 137 | -20 | 1 | 30 | White RAL9003 | 50-60Hz | Passive | LED | none | Edgelit Panel | Premium Edgelit Panel | Office. public buildings |  | =19 | 3600 | No sensor |  | RG0 | 15994100073670
93118677 | Tung Panel P 2x2 S 30W 840 19 | image | datasheet | deeplink | TUNGSRAM - Tung Panel Premium - 3600lm - 30W - 4000K - 80CRI - 93118677[SKU] - Recessed | 2.25 | Recessed | LED | 1 | 30 |  | 20 | 20 |  | Class II |  |  |  | CE | [5 empty] | 50000 | 20 | 4000 | 595 x 595 x 9 |  | 220-240V |  | 5 | F | 90 | ≤4 | >=80 |  | 4000 |  |  | >=0.9 |  |  |  | 120 |  |  |  | Medium | 25 |  |  | Available |  |  | Class II | 3 | 20 | 20 | 40 | 137 | -20 | 1 | 30 | White RAL9003 | 50-60Hz | Passive | LED | none | Edgelit Panel | Premium Edgelit Panel | Office. public buildings | 93118759 - Tung Panel P 2x2 S 30W 840 19 DS | =19 | 3600 | No sensor |  | RG0 | 15994100072796
93118676 | Tung Panel P 2x2 S 30W 830 19 | image | datasheet | deeplink | TUNGSRAM - Tung Panel Premium - 3450lm - 30W - 3000K - 80CRI - 93118676[SKU] - Recessed | 2.25 | Recessed | LED | 1 | 30 |  | 20 | 20 |  | Class II |  |  |  | CE | [5 empty] | 50000 | 20 | 3000 | 595 x 595 x 9 |  | 220-240V |  | 5 | F | 90 | ≤4 | >=80 |  | 3000 |  |  | >=0.9 |  |  |  | 115 |  |  |  | Medium | 25 |  |  | Available |  |  | Class II | 3 | 20 | 20 | 40 | 137 | -20 | 1 | 30 | White RAL9003 | 50-60Hz | Passive | LED | none | Edgelit Panel | Premium Edgelit Panel | Office. public buildings |  | =19 | 3450 | No sensor |  | RG0 | 15994100072789
93118943 | LED Linear Highbay G2 TU 5ft 110W 840 DS | image | datasheet | deeplink | TUNGSRAM - High Bay Linear Gen2 - 15950lm - 110W - 4000K - 80CRI - 93118943[SKU] - Suspended | 2.2 | Suspended | LED | 1 | 110 |  | 20 | 20 | [5 empty] | CE/CB | [6 empty] | 20 | 4000 | 1408x138x98 |  | 220-240V |  | 5 | C | 100 | ≤6 | 80 |  | 4000 |  |  | >=0.9 |  |  | 50000 | 145 | [7 empty] | Available |  |  | Class I | IK03 | IP20 | IP20 | 50 | 1200 | -25 | 1 | 110 | Gray | 50-60Hz | Passive | LED | none | Industrial | High Bay Linear Gen2 | Indoor industrial |  | =25 | 15950 | No sensor
93118941 | LED Linear Highbay G2 TU 5ft 110W 840 | image | datasheet | deeplink | TUNGSRAM - High Bay Linear Gen2 - 15950lm - 110W - 4000K - 80CRI - 93118941[SKU] - Suspended | 2.2 | Suspended | LED | 1 | 110 |  | 20 | 20 | [5 empty] | CE/CB | [6 empty] | 20 | 4000 | 1408x138x98 |  | 220-240V |  | 5 | C | 100 | ≤6 | 80 |  | 4000 |  |  | >=0.9 |  |  | 50000 | 145 | [7 empty] | Available |  |  | Class I | IK03 | IP20 | IP20 | 50 | 1200 | -25 | 1 | 110 | Gray | 50-60Hz | Passive | LED | none | Industrial | High Bay Linear Gen2 | Indoor industrial | 93118943 - LED Linear Highbay G2 TU 5ft 110W 840 DS | =25 | 15950 | No sensor
93118942 | LED Linear Highbay G2 TU 4ft 75W 840 DS | image | datasheet | deeplink | TUNGSRAM - High Bay Linear Gen2 - 10500lm - 75W - 4000K - 80CRI - 93118942[SKU] - Suspended | 1.9 | Suspended | LED | 1 | 75 |  | 20 | 20 | [5 empty] | CE/CB | [6 empty] | 20 | 4000 | 1008x138x98 |  | 220-240V |  | 5 | C | 100 | ≤6 | 80 |  | 4000 |  |  | >=0.9 |  |  | 50000 | 140 | [7 empty] | Available |  |  | Class I | IK03 | IP20 | IP20 | 50 | 800 | -25 | 1 | 75 | Gray | 50-60Hz | Passive | LED | none | Industrial | High Bay Linear Gen2 | Indoor industrial |  | =25 | 10500 | No sensor
93118940 | LED Linear Highbay G2 TU 4ft 75W 840 | image | datasheet | deeplink | TUNGSRAM - High Bay Linear Gen2 - 10500lm - 75W - 4000K - 80CRI - 93118940[SKU] - Suspended | 1.9 | Suspended | LED | 1 | 75 |  | 20 | 20 | [5 empty] | CE/CB | [6 empty] | 20 | 4000 | 1008x138x98 |  | 220-240V |  | 5 | C | 100 | ≤6 | 80 |  | 4000 |  |  | >=0.9 |  |  | 50000 | 140 | [7 empty] | Available |  |  | Class I | IK03 | IP20 | IP20 | 50 | 800 | -25 | 1 | 75 | Gray | 50-60Hz | Passive | LED | none | Industrial | High Bay Linear Gen2 | Indoor industrial | 93118942 - LED Linear Highbay G2 TU 4ft 75W 840 DS | =25 | 10500 | No sensor
93118893 | Emergency Bulkhead G1 TU 3 Ni S WM | image | datasheet | deeplink | TUNGSRAM - Emergency EXIT Signs - 150lm - 5W - 6500K - 80CRI - 93118893[SKU] - Wall mount | 0.6 | Wall mount | LED | 1 | 5 |  | 65 | 65 |  | Class II |  |  |  | CE | [6 empty] | 65 | 6500 | 352 x 110 x 68 |  | 220-240V |  | 5 |  | 120 |  | >=80 |  | 6500 |  |  | 0.4 |  |  |  | 30 |  |  |  |  | 25 |  |  | Available |  |  | Class II | IK03 | 65 | 65 | 40 | 0.05 |  | 1 | 5 | White | 50Hz | Passive | LED | none | Emergency | Emergency EXIT Signs | Office. public buildings. Retail. Hospitality |  |  | 150 | No sensor |  | RG0 | 15994100075452
93118892 | Emergency Exit G1 TU 3 LI S WM | image | datasheet | deeplink | TUNGSRAM - Emergency EXIT Signs - 1lm - 5.5W - 6500K - 93118892[SKU] - Wall mount | 0.8 | Wall mount | LED | 1 | 5.5 |  | 40 | 40 |  | Class I |  |  |  | CE | [6 empty] | 40 | 6500 | 312 x 194 x 43 |  | 220-240V |  | 5 | [5 empty] | 6500 |  |  | 0.4 | [8 empty] | 25 |  |  | Available |  |  | Class I | IK03 | 40 | 40 | 40 | 0.06 |  | 1 | 5.5 | Green | 50/60Hz | Passive | LED | none | Emergency | Emergency EXIT Signs | Office. public buildings. Retail. Hospitality |  |  |  | No sensor |  | RG0 | 15994100075445
93118891 | Emergency Exit G1 TU 3 LI S RM | image | datasheet | deeplink | TUNGSRAM - Emergency EXIT Signs - 50lm - 5.5W - 6500K - 93118891[SKU] - Recessed | 0.9 | Recessed | LED | 1 | 5.5 |  | 65 | 65 |  | Class II |  |  |  | CE | [6 empty] | 65 | 6500 | 300 x 192 x 126 |  | 220-240V |  | 5 |  | 120 |  |  |  | 6500 |  |  | 0.4 |  |  |  | 9.0909 |  |  |  |  | 25 |  |  | Available |  |  | Class II | IK03 | 65 | 65 | 40 | 0.07 |  | 1 | 5.5 | Green | 50/60Hz | Passive | LED | none | Emergency | Emergency EXIT Signs | Office. public buildings. Retail. Hospitality |  |  | 50 | No sensor |  | RG0 | 15994100075438
93118890 | Emergency Exit G1 TU 3 LI S SM | image | datasheet | deeplink | TUNGSRAM - Emergency EXIT Signs - 1lm - 5.5W - 6500K - 93118890[SKU] - Surface | 0.9 | Surface | LED | 1 | 5.5 |  | 40 | 40 |  | Class II |  |  |  | CE | [6 empty] | 40 | 6500 | 290 x 182 x 40 |  | 220-240V |  | 5 | [5 empty] | 6500 |  |  | 0.4 | [8 empty] | 25 |  |  | Available |  |  | Class II | IK03 | 40 | 40 | 40 | 0.07 |  | 1 | 5.5 | Green | 50/60Hz | Passive | LED | none | Emergency | Emergency EXIT Signs | Office. public buildings. Retail. Hospitality |  |  |  | No sensor |  | RG0 | 15994100075421
TBD | SLBT/BD/F/E5/22/18-40/BY05/…-Phase3 | image | datasheet | deeplink | TUNGSRAM - SLBt Biodynamic - 580lm - 9W - 1800K - 60CRI - TBD[SKU] - Universal coupler 42-60 | 5 | Universal coupler 42-60 | LED | 1 | 9 | Biodynamic + CLO | [7 empty] | CE | [6 empty] | 66 | 1800 | 539x374x158 |  | 220-240V |  | 5 |  |  |  | 60 |  | 1800 |  |  |  | 132000 |  |  | 64.44 |  |  | 9 | E5 | 25 | 10% at 100000 hours |  | Available |  |  | Class I | IK09 |  |  | 25 |  | -40 | 1 | 9 | RAL7035 | 50-60Hz | Passive | LED | dimmable | Road and Street | SLBt Biodynamic | Road and Street |  |  | 580 |  | 56000
TBD | SLBT/BD/F/E5/22/18-40/BY05/…-Phase2 | image | datasheet | deeplink | TUNGSRAM - SLBt Biodynamic - 1620lm - 18W - 2100K - 70CRI - TBD[SKU] - Universal coupler 42-60 | 5 | Universal coupler 42-60 | LED | 1 | 18 | Biodynamic + CLO | [7 empty] | CE | [6 empty] | 66 | 2100 | 539x374x158 |  | 220-240V |  | 5 |  |  |  | 70 |  | 2100 |  |  |  | 132000 |  |  | 90 |  |  | 9 | E5 | 25 | 10% at 100000 hours |  | Available |  |  | Class I | IK09 |  |  | 25 |  | -40 | 1 | 18 | RAL7035 | 50-60Hz | Passive | LED | dimmable | Road and Street | SLBt Biodynamic | Road and Street |  |  | 1620 |  | 56000
TBD | SLBT/BD/F/E5/22/18-40/BY05/…-Phase1 | image | datasheet | deeplink | TUNGSRAM - SLBt Biodynamic - 2170lm - 22W - 2350K - 70CRI - TBD[SKU] - Universal coupler 42-60 | 5 | Universal coupler 42-60 | LED | 1 | 22 | Biodynamic + CLO | [7 empty] | CE | [6 empty] | 66 | 2350 | 539x374x158 |  | 220-240V |  | 5 |  |  |  | 70 |  | 2350 |  |  |  | 132000 |  |  | 98.64 |  |  | 9 | E5 | 25 | 10% at 100000 hours |  | Available |  |  | Class I | IK09 |  |  | 25 |  | -40 | 1 | 22 | RAL7035 | 50-60Hz | Passive | LED | dimmable | Road and Street | SLBt Biodynamic | Road and Street |  |  | 2170 |  | 56000
TBD | SLBT/BD/F/D1/22/18-40/BY05/…-Phase3 | image | datasheet | deeplink | TUNGSRAM - SLBt Biodynamic - 530lm - 9W - 1800K - 60CRI - TBD[SKU] - Universal coupler 42-60 | 5 | Universal coupler 42-60 | LED | 1 | 9 | Biodynamic + CLO | [7 empty] | CE | [6 empty] | 66 | 1800 | 539x374x158 |  | 220-240V |  | 5 |  |  |  | 60 |  | 1800 |  |  |  | 132000 |  |  | 58.89 |  |  | 9 | D1 | 25 | 10% at 100000 hours |  | Available |  |  | Class I | IK09 |  |  | 25 |  | -40 | 1 | 9 | RAL7035 | 50-60Hz | Passive | LED | dimmable | Road and Street | SLBt Biodynamic | Road and Street |  |  | 530 |  | 56000
TBD | SLBT/BD/F/D1/22/18-40/BY05/…-Phase2 | image | datasheet | deeplink | TUNGSRAM - SLBt Biodynamic - 1480lm - 18W - 2100K - 70CRI - TBD[SKU] - Universal coupler 42-60 | 5 | Universal coupler 42-60 | LED | 1 | 18 | Biodynamic + CLO | [7 empty] | CE | [6 empty] | 66 | 2100 | 539x374x158 |  | 220-240V |  | 5 |  |  |  | 70 |  | 2100 |  |  |  | 132000 |  |  | 82.22 |  |  | 9 | D1 | 25 | 10% at 100000 hours |  | Available |  |  | Class I | IK09 |  |  | 25 |  | -40 | 1 | 18 | RAL7035 | 50-60Hz | Passive | LED | dimmable | Road and Street | SLBt Biodynamic | Road and Street |  |  | 1480 |  | 56000
TBD | SLBT/BD/F/D1/22/18-40/BY05/…-Phase1 | image | datasheet | deeplink | TUNGSRAM - SLBt Biodynamic - 1970lm - 22W - 2350K - 70CRI - TBD[SKU] - Universal coupler 42-60 | 5 | Universal coupler 42-60 | LED | 1 | 22 | Biodynamic + CLO | [7 empty] | CE | [6 empty] | 66 | 2350 | 539x374x158 |  | 220-240V |  | 5 |  |  |  | 70 |  | 2350 |  |  |  | 132000 |  |  | 89.55 |  |  | 9 | D1 | 25 | 10% at 100000 hours |  | Available |  |  | Class I | IK09 |  |  | 25 |  | -40 | 1 | 22 | RAL7035 | 50-60Hz | Passive | LED | dimmable | Road and Street | SLBt Biodynamic | Road and Street |  |  | 1970 |  | 56000
TBD | SLBT/BD/F/B5/22/18-40/BY05/…-Phase3 | image | datasheet | deeplink | TUNGSRAM - SLBt Biodynamic - 590lm - 9W - 1800K - 60CRI - TBD[SKU] - Universal coupler 42-60 | 5 | Universal coupler 42-60 | LED | 1 | 9 | Biodynamic + CLO | [7 empty] | CE | [6 empty] | 66 | 1800 | 539x374x158 |  | 220-240V |  | 5 |  |  |  | 60 |  | 1800 |  |  |  | 132000 |  |  | 65.56 |  |  | 9 | B5 | 25 | 10% at 100000 hours |  | Available |  |  | Class I | IK09 |  |  | 25 |  | -40 | 1 | 9 | RAL7035 | 50-60Hz | Passive | LED | dimmable | Road and Street | SLBt Biodynamic | Road and Street |  |  | 590 |  | 56000
TBD | SLBT/BD/F/B5/22/18-40/BY05/…-Phase2 | image | datasheet | deeplink | TUNGSRAM - SLBt Biodynamic - 1640lm - 18W - 2100K - 70CRI - TBD[SKU] - Universal coupler 42-60 | 5 | Universal coupler 42-60 | LED | 1 | 18 | Biodynamic + CLO | [7 empty] | CE | [6 empty] | 66 | 2100 | 539x374x158 |  | 220-240V |  | 5 |  |  |  | 70 |  | 2100 |  |  |  | 132000 |  |  | 91.11 |  |  | 9 | B5 | 25 | 10% at 100000 hours |  | Available |  |  | Class I | IK09 |  |  | 25 |  | -40 | 1 | 18 | RAL7035 | 50-60Hz | Passive | LED | dimmable | Road and Street | SLBt Biodynamic | Road and Street |  |  | 1640 |  | 56000
TBD | SLBT/BD/F/B5/22/18-40/BY05/…-Phase1 | image | datasheet | deeplink | TUNGSRAM - SLBt Biodynamic - 2200lm - 22W - 2350K - 70CRI - TBD[SKU] - Universal coupler 42-60 | 5 | Universal coupler 42-60 | LED | 1 | 22 | Biodynamic + CLO | [7 empty] | CE | [6 empty] | 66 | 2350 | 539x374x158 |  | 220-240V |  | 5 |  |  |  | 70 |  | 2350 |  |  |  | 132000 |  |  | 100 |  |  | 9 | B5 | 25 | 10% at 100000 hours |  | Available |  |  | Class I | IK09 |  |  | 25 |  | -40 | 1 | 22 | RAL7035 | 50-60Hz | Passive | LED | dimmable | Road and Street | SLBt Biodynamic | Road and Street |  |  | 2200 |  | 56000
TBD | SLBT/BD/F/B2/22/18-40/BY05/…-Phase3 | image | datasheet | deeplink | TUNGSRAM - SLBt Biodynamic - 590lm - 9W - 1800K - 60CRI - TBD[SKU] - Universal coupler 42-60 | 5 | Universal coupler 42-60 | LED | 1 | 9 | Biodynamic + CLO | [7 empty] | CE | [6 empty] | 66 | 1800 | 539x374x158 |  | 220-240V |  | 5 |  |  |  | 60 |  | 1800 |  |  |  | 132000 |  |  | 65.56 |  |  | 9 | B2 | 25 | 10% at 100000 hours |  | Available |  |  | Class I | IK09 |  |  | 25 |  | -40 | 1 | 9 | RAL7035 | 50-60Hz | Passive | LED | dimmable | Road and Street | SLBt Biodynamic | Road and Street |  |  | 590 |  | 56000
TBD | SLBT/BD/F/B2/22/18-40/BY05/…-Phase2 | image | datasheet | deeplink | TUNGSRAM - SLBt Biodynamic - 1630lm - 18W - 2100K - 70CRI - TBD[SKU] - Universal coupler 42-60 | 5 | Universal coupler 42-60 | LED | 1 | 18 | Biodynamic + CLO | [7 empty] | CE | [6 empty] | 66 | 2100 | 539x374x158 |  | 220-240V |  | 5 |  |  |  | 70 |  | 2100 |  |  |  | 132000 |  |  | 90.56 |  |  | 9 | B2 | 25 | 10% at 100000 hours |  | Available |  |  | Class I | IK09 |  |  | 25 |  | -40 | 1 | 18 | RAL7035 | 50-60Hz | Passive | LED | dimmable | Road and Street | SLBt Biodynamic | Road and Street |  |  | 1630 |  | 56000
TBD | SLBT/BD/F/B2/22/18-40/BY05/…-Phase1 | image | datasheet | deeplink | TUNGSRAM - SLBt Biodynamic - 2180lm - 22W - 2350K - 70CRI - TBD[SKU] - Universal coupler 42-60 | 5 | Universal coupler 42-60 | LED | 1 | 22 | Biodynamic + CLO | [7 empty] | CE | [6 empty] | 66 | 2350 | 539x374x158 |  | 220-240V |  | 5 |  |  |  | 70 |  | 2350 |  |  |  | 132000 |  |  | 99.09 |  |  | 9 | B2 | 25 | 10% at 100000 hours |  | Available |  |  | Class I | IK09 |  |  | 25 |  | -40 | 1 | 22 | RAL7035 | 50-60Hz | Passive | LED | dimmable | Road and Street | SLBt Biodynamic | Road and Street |  |  | 2180 |  | 56000
TBD | SLBT/BD/F/B1/22/18-40/BY05/…-Phase3 | image | datasheet | deeplink | TUNGSRAM - SLBt Biodynamic - 550lm - 9W - 1800K - 60CRI - TBD[SKU] - Universal coupler 42-60 | 5 | Universal coupler 42-60 | LED | 1 | 9 | Biodynamic + CLO | [7 empty] | CE | [6 empty] | 66 | 1800 | 539x374x158 |  | 220-240V |  | 5 |  |  |  | 60 |  | 1800 |  |  |  | 132000 |  |  | 61.11 |  |  | 9 | B1 | 25 | 10% at 100000 hours |  | Available |  |  | Class I | IK09 |  |  | 25 |  | -40 | 1 | 9 | RAL7035 | 50-60Hz | Passive | LED | dimmable | Road and Street | SLBt Biodynamic | Road and Street |  |  | 550 |  | 56000
TBD | SLBT/BD/F/B1/22/18-40/BY05/…-Phase2 | image | datasheet | deeplink | TUNGSRAM - SLBt Biodynamic - 1520lm - 18W - 2100K - 70CRI - TBD[SKU] - Universal coupler 42-60 | 5 | Universal coupler 42-60 | LED | 1 | 18 | Biodynamic + CLO | [7 empty] | CE | [6 empty] | 66 | 2100 | 539x374x158 |  | 220-240V |  | 5 |  |  |  | 70 |  | 2100 |  |  |  | 132000 |  |  | 84.44 |  |  | 9 | B1 | 25 | 10% at 100000 hours |  | Available |  |  | Class I | IK09 |  |  | 25 |  | -40 | 1 | 18 | RAL7035 | 50-60Hz | Passive | LED | dimmable | Road and Street | SLBt Biodynamic | Road and Street |  |  | 1520 |  | 56000
TBD | SLBT/BD/F/B1/22/18-40/BY05/…-Phase1 | image | datasheet | deeplink | TUNGSRAM - SLBt Biodynamic - 2030lm - 22W - 2350K - 70CRI - TBD[SKU] - Universal coupler 42-60 | 5 | Universal coupler 42-60 | LED | 1 | 22 | Biodynamic + CLO | [7 empty] | CE | [6 empty] | 66 | 2350 | 539x374x158 |  | 220-240V |  | 5 |  |  |  | 70 |  | 2350 |  |  |  | 132000 |  |  | 92.27 |  |  | 9 | B1 | 25 | 10% at 100000 hours |  | Available |  |  | Class I | IK09 |  |  | 25 |  | -40 | 1 | 22 | RAL7035 | 50-60Hz | Passive | LED | dimmable | Road and Street | SLBt Biodynamic | Road and Street |  |  | 2030 |  | 56000
TBD | SLBT/BD/F/E5/31/18-40/BY04/…-Phase3 | image | datasheet | deeplink | TUNGSRAM - SLBt Biodynamic - 1620lm - 19W - 1800K - 60CRI - TBD[SKU] - Universal coupler 42-60 | 5 | Universal coupler 42-60 | LED | 1 | 19 | Biodynamic + CLO | [7 empty] | CE | [6 empty] | 66 | 1800 | 539x374x158 |  | 220-240V |  | 5 |  |  |  | 60 |  | 1800 |  |  |  | 132000 |  |  | 85.26 |  |  | 9 | E5 | 25 | 10% at 100000 hours |  | Available |  |  | Class I | IK09 |  |  | 25 |  | -40 | 1 | 19 | RAL7035 | 50-60Hz | Passive | LED | dimmable | Road and Street | SLBt Biodynamic | Road and Street |  |  | 1620 |  | 56000
TBD | SLBT/BD/F/E5/31/18-40/BY04/…-Phase2 | image | datasheet | deeplink | TUNGSRAM - SLBt Biodynamic - 2190lm - 24W - 2000K - 70CRI - TBD[SKU] - Universal coupler 42-60 | 5 | Universal coupler 42-60 | LED | 1 | 24 | Biodynamic + CLO | [7 empty] | CE | [6 empty] | 66 | 2000 | 539x374x158 |  | 220-240V |  | 5 |  |  |  | 70 |  | 2000 |  |  |  | 132000 |  |  | 91.25 |  |  | 9 | E5 | 25 | 10% at 100000 hours |  | Available |  |  | Class I | IK09 |  |  | 25 |  | -40 | 1 | 24 | RAL7035 | 50-60Hz | Passive | LED | dimmable | Road and Street | SLBt Biodynamic | Road and Street |  |  | 2190 |  | 56000
TBD | SLBT/BD/F/E5/31/18-40/BY04/…-Phase1 | image | datasheet | deeplink | TUNGSRAM - SLBt Biodynamic - 3250lm - 31W - 2350K - 70CRI - TBD[SKU] - Universal coupler 42-60 | 5 | Universal coupler 42-60 | LED | 1 | 31 | Biodynamic + CLO | [7 empty] | CE | [6 empty] | 66 | 2350 | 539x374x158 |  | 220-240V |  | 5 |  |  |  | 70 |  | 2350 |  |  |  | 132000 |  |  | 104.84 |  |  | 9 | E5 | 25 | 10% at 100000 hours |  | Available |  |  | Class I | IK09 |  |  | 25 |  | -40 | 1 | 31 | RAL7035 | 50-60Hz | Passive | LED | dimmable | Road and Street | SLBt Biodynamic | Road and Street |  |  | 3250 |  | 56000
TBD | SLBT/BD/F/D1/31/18-40/BY04/…-Phase3 | image | datasheet | deeplink | TUNGSRAM - SLBt Biodynamic - 1480lm - 19W - 1800K - 60CRI - TBD[SKU] - Universal coupler 42-60 | 5 | Universal coupler 42-60 | LED | 1 | 19 | Biodynamic + CLO | [7 empty] | CE | [6 empty] | 66 | 1800 | 539x374x158 |  | 220-240V |  | 5 |  |  |  | 60 |  | 1800 |  |  |  | 132000 |  |  | 77.89 |  |  | 9 | D1 | 25 | 10% at 100000 hours |  | Available |  |  | Class I | IK09 |  |  | 25 |  | -40 | 1 | 19 | RAL7035 | 50-60Hz | Passive | LED | dimmable | Road and Street | SLBt Biodynamic | Road and Street |  |  | 1480 |  | 56000
TBD | SLBT/BD/F/D1/31/18-40/BY04/…-Phase2 | image | datasheet | deeplink | TUNGSRAM - SLBt Biodynamic - 1990lm - 24W - 2000K - 70CRI - TBD[SKU] - Universal coupler 42-60 | 5 | Universal coupler 42-60 | LED | 1 | 24 | Biodynamic + CLO | [7 empty] | CE | [6 empty] | 66 | 2000 | 539x374x158 |  | 220-240V |  | 5 |  |  |  | 70 |  | 2000 |  |  |  | 132000 |  |  | 82.92 |  |  | 9 | D1 | 25 | 10% at 100000 hours |  | Available |  |  | Class I | IK09 |  |  | 25 |  | -40 | 1 | 24 | RAL7035 | 50-60Hz | Passive | LED | dimmable | Road and Street | SLBt Biodynamic | Road and Street |  |  | 1990 |  | 56000
TBD | SLBT/BD/F/D1/31/18-40/BY04/…-Phase1 | image | datasheet | deeplink | TUNGSRAM - SLBt Biodynamic - 2960lm - 31W - 2350K - 70CRI - TBD[SKU] - Universal coupler 42-60 | 5 | Universal coupler 42-60 | LED | 1 | 31 | Biodynamic + CLO | [7 empty] | CE | [6 empty] | 66 | 2350 | 539x374x158 |  | 220-240V |  | 5 |  |  |  | 70 |  | 2350 |  |  |  | 132000 |  |  | 95.48 |  |  | 9 | D1 | 25 | 10% at 100000 hours |  | Available |  |  | Class I | IK09 |  |  | 25 |  | -40 | 1 | 31 | RAL7035 | 50-60Hz | Passive | LED | dimmable | Road and Street | SLBt Biodynamic | Road and Street |  |  | 2960 |  | 56000
TBD | SLBT/BD/F/B5/31/18-40/BY04/…-Phase3 | image | datasheet | deeplink | TUNGSRAM - SLBt Biodynamic - 1640lm - 19W - 1800K - 60CRI - TBD[SKU] - Universal coupler 42-60 | 5 | Universal coupler 42-60 | LED | 1 | 19 | Biodynamic + CLO | [7 empty] | CE | [6 empty] | 66 | 1800 | 539x374x158 |  | 220-240V |  | 5 |  |  |  | 60 |  | 1800 |  |  |  | 132000 |  |  | 86.32 |  |  | 9 | B5 | 25 | 10% at 100000 hours |  | Available |  |  | Class I | IK09 |  |  | 25 |  | -40 | 1 | 19 | RAL7035 | 50-60Hz | Passive | LED | dimmable | Road and Street | SLBt Biodynamic | Road and Street |  |  | 1640 |  | 56000
TBD | SLBT/BD/F/B5/31/18-40/BY04/…-Phase2 | image | datasheet | deeplink | TUNGSRAM - SLBt Biodynamic - 2220lm - 24W - 2000K - 70CRI - TBD[SKU] - Universal coupler 42-60 | 5 | Universal coupler 42-60 | LED | 1 | 24 | Biodynamic + CLO | [7 empty] | CE | [6 empty] | 66 | 2000 | 539x374x158 |  | 220-240V |  | 5 |  |  |  | 70 |  | 2000 |  |  |  | 132000 |  |  | 92.5 |  |  | 9 | B5 | 25 | 10% at 100000 hours |  | Available |  |  | Class I | IK09 |  |  | 25 |  | -40 | 1 | 24 | RAL7035 | 50-60Hz | Passive | LED | dimmable | Road and Street | SLBt Biodynamic | Road and Street |  |  | 2220 |  | 56000
TBD | SLBT/BD/F/B5/31/18-40/BY04/…-Phase1 | image | datasheet | deeplink | TUNGSRAM - SLBt Biodynamic - 3290lm - 31W - 2350K - 70CRI - TBD[SKU] - Universal coupler 42-60 | 5 | Universal coupler 42-60 | LED | 1 | 31 | Biodynamic + CLO | [7 empty] | CE | [6 empty] | 66 | 2350 | 539x374x158 |  | 220-240V |  | 5 |  |  |  | 70 |  | 2350 |  |  |  | 132000 |  |  | 106.13 |  |  | 9 | B5 | 25 | 10% at 100000 hours |  | Available |  |  | Class I | IK09 |  |  | 25 |  | -40 | 1 | 31 | RAL7035 | 50-60Hz | Passive | LED | dimmable | Road and Street | SLBt Biodynamic | Road and Street |  |  | 3290 |  | 56000
TBD | SLBT/BD/F/B2/31/18-40/BY04/…-Phase3 | image | datasheet | deeplink | TUNGSRAM - SLBt Biodynamic - 1630lm - 19W - 1800K - 60CRI - TBD[SKU] - Universal coupler 42-60 | 5 | Universal coupler 42-60 | LED | 1 | 19 | Biodynamic + CLO | [7 empty] | CE | [6 empty] | 66 | 1800 | 539x374x158 |  | 220-240V |  | 5 |  |  |  | 60 |  | 1800 |  |  |  | 132000 |  |  | 85.79 |  |  | 9 | B2 | 25 | 10% at 100000 hours |  | Available |  |  | Class I | IK09 |  |  | 25 |  | -40 | 1 | 19 | RAL7035 | 50-60Hz | Passive | LED | dimmable | Road and Street | SLBt Biodynamic | Road and Street |  |  | 1630 |  | 56000
TBD | SLBT/BD/F/B2/31/18-40/BY04/…-Phase2 | image | datasheet | deeplink | TUNGSRAM - SLBt Biodynamic - 2200lm - 24W - 2000K - 70CRI - TBD[SKU] - Universal coupler 42-60 | 5 | Universal coupler 42-60 | LED | 1 | 24 | Biodynamic + CLO | [7 empty] | CE | [6 empty] | 66 | 2000 | 539x374x158 |  | 220-240V |  | 5 |  |  |  | 70 |  | 2000 |  |  |  | 132000 |  |  | 91.67 |  |  | 9 | B2 | 25 | 10% at 100000 hours |  | Available |  |  | Class I | IK09 |  |  | 25 |  | -40 | 1 | 24 | RAL7035 | 50-60Hz | Passive | LED | dimmable | Road and Street | SLBt Biodynamic | Road and Street |  |  | 2200 |  | 56000
TBD | SLBT/BD/F/B2/31/18-40/BY04/…-Phase1 | image | datasheet | deeplink | TUNGSRAM - SLBt Biodynamic - 3260lm - 31W - 2350K - 70CRI - TBD[SKU] - Universal coupler 42-60 | 5 | Universal coupler 42-60 | LED | 1 | 31 | Biodynamic + CLO | [7 empty] | CE | [6 empty] | 66 | 2350 | 539x374x158 |  | 220-240V |  | 5 |  |  |  | 70 |  | 2350 |  |  |  | 132000 |  |  | 105.16 |  |  | 9 | B2 | 25 | 10% at 100000 hours |  | Available |  |  | Class I | IK09 |  |  | 25 |  | -40 | 1 | 31 | RAL7035 | 50-60Hz | Passive | LED | dimmable | Road and Street | SLBt Biodynamic | Road and Street |  |  | 3260 |  | 56000
TBD | SLBT/BD/F/B1/31/18-40/BY04/…-Phase3 | image | datasheet | deeplink | TUNGSRAM - SLBt Biodynamic - 1520lm - 19W - 1800K - 60CRI - TBD[SKU] - Universal coupler 42-60 | 5 | Universal coupler 42-60 | LED | 1 | 19 | Biodynamic + CLO | [7 empty] | CE | [6 empty] | 66 | 1800 | 539x374x158 |  | 220-240V |  | 5 |  |  |  | 60 |  | 1800 |  |  |  | 132000 |  |  | 80 |  |  | 9 | B1 | 25 | 10% at 100000 hours |  | Available |  |  | Class I | IK09 |  |  | 25 |  | -40 | 1 | 19 | RAL7035 | 50-60Hz | Passive | LED | dimmable | Road and Street | SLBt Biodynamic | Road and Street |  |  | 1520 |  | 56000
TBD | SLBT/BD/F/B1/31/18-40/BY04/…-Phase2 | image | datasheet | deeplink | TUNGSRAM - SLBt Biodynamic - 2050lm - 24W - 2000K - 70CRI - TBD[SKU] - Universal coupler 42-60 | 5 | Universal coupler 42-60 | LED | 1 | 24 | Biodynamic + CLO | [7 empty] | CE | [6 empty] | 66 | 2000 | 539x374x158 |  | 220-240V |  | 5 |  |  |  | 70 |  | 2000 |  |  |  | 132000 |  |  | 85.42 |  |  | 9 | B1 | 25 | 10% at 100000 hours |  | Available |  |  | Class I | IK09 |  |  | 25 |  | -40 | 1 | 24 | RAL7035 | 50-60Hz | Passive | LED | dimmable | Road and Street | SLBt Biodynamic | Road and Street |  |  | 2050 |  | 56000
TBD | SLBT/BD/F/B1/31/18-40/BY04/…-Phase1 | image | datasheet | deeplink | TUNGSRAM - SLBt Biodynamic - 3040lm - 31W - 2350K - 70CRI - TBD[SKU] - Universal coupler 42-60 | 5 | Universal coupler 42-60 | LED | 1 | 31 | Biodynamic + CLO | [7 empty] | CE | [6 empty] | 66 | 2350 | 539x374x158 |  | 220-240V |  | 5 |  |  |  | 70 |  | 2350 |  |  |  | 132000 |  |  | 98.06 |  |  | 9 | B1 | 25 | 10% at 100000 hours |  | Available |  |  | Class I | IK09 |  |  | 25 |  | -40 | 1 | 31 | RAL7035 | 50-60Hz | Passive | LED | dimmable | Road and Street | SLBt Biodynamic | Road and Street |  |  | 3040 |  | 56000
TBD | SLBT/BD/F/E5/45/18-40/BY03/…-Phase3 | image | datasheet | deeplink | TUNGSRAM - SLBt Biodynamic - 1620lm - 19W - 1800K - 60CRI - TBD[SKU] - Universal coupler 42-60 | 5 | Universal coupler 42-60 | LED | 1 | 19 | Biodynamic + CLO | [7 empty] | CE | [6 empty] | 66 | 1800 | 539x374x158 |  | 220-240V |  | 5 |  |  |  | 60 |  | 1800 |  |  |  | 132000 |  |  | 85.26 |  |  | 9 | E5 | 25 | 10% at 100000 hours |  | Available |  |  | Class I | IK09 |  |  | 25 |  | -40 | 1 | 19 | RAL7035 | 50-60Hz | Passive | LED | dimmable | Road and Street | SLBt Biodynamic | Road and Street |  |  | 1620 |  | 56000
TBD | SLBT/BD/F/E5/45/18-40/BY03/…-Phase2 | image | datasheet | deeplink | TUNGSRAM - SLBt Biodynamic - 3240lm - 32W - 2350K - 70CRI - TBD[SKU] - Universal coupler 42-60 | 5 | Universal coupler 42-60 | LED | 1 | 32 | Biodynamic + CLO | [7 empty] | CE | [6 empty] | 66 | 2350 | 539x374x158 |  | 220-240V |  | 5 |  |  |  | 70 |  | 2350 |  |  |  | 132000 |  |  | 101.25 |  |  | 9 | E5 | 25 | 10% at 100000 hours |  | Available |  |  | Class I | IK09 |  |  | 25 |  | -40 | 1 | 32 | RAL7035 | 50-60Hz | Passive | LED | dimmable | Road and Street | SLBt Biodynamic | Road and Street |  |  | 3240 |  | 56000
TBD | SLBT/BD/F/E5/45/18-40/BY03/…-Phase1 | image | datasheet | deeplink | TUNGSRAM - SLBt Biodynamic - 4280lm - 38W - 3000K - 70CRI - TBD[SKU] - Universal coupler 42-60 | 5 | Universal coupler 42-60 | LED | 1 | 38 | Biodynamic + CLO | [7 empty] | CE | [6 empty] | 66 | 3000 | 539x374x158 |  | 220-240V |  | 5 |  |  |  | 70 |  | 3000 |  |  |  | 132000 |  |  | 112.63 |  |  | 9 | E5 | 25 | 10% at 100000 hours |  | Available |  |  | Class I | IK09 |  |  | 25 |  | -40 | 1 | 38 | RAL7035 | 50-60Hz | Passive | LED | dimmable | Road and Street | SLBt Biodynamic | Road and Street |  |  | 4280 |  | 56000
TBD | SLBT/BD/F/D1/45/18-40/BY03/…-Phase3 | image | datasheet | deeplink | TUNGSRAM - SLBt Biodynamic - 1480lm - 19W - 1800K - 60CRI - TBD[SKU] - Universal coupler 42-60 | 5 | Universal coupler 42-60 | LED | 1 | 19 | Biodynamic + CLO | [7 empty] | CE | [6 empty] | 66 | 1800 | 539x374x158 |  | 220-240V |  | 5 |  |  |  | 60 |  | 1800 |  |  |  | 132000 |  |  | 77.89 |  |  | 9 | D1 | 25 | 10% at 100000 hours |  | Available |  |  | Class I | IK09 |  |  | 25 |  | -40 | 1 | 19 | RAL7035 | 50-60Hz | Passive | LED | dimmable | Road and Street | SLBt Biodynamic | Road and Street |  |  | 1480 |  | 56000
TBD | SLBT/BD/F/D1/45/18-40/BY03/…-Phase2 | image | datasheet | deeplink | TUNGSRAM - SLBt Biodynamic - 2950lm - 32W - 2350K - 70CRI - TBD[SKU] - Universal coupler 42-60 | 5 | Universal coupler 42-60 | LED | 1 | 32 | Biodynamic + CLO | [7 empty] | CE | [6 empty] | 66 | 2350 | 539x374x158 |  | 220-240V |  | 5 |  |  |  | 70 |  | 2350 |  |  |  | 132000 |  |  | 92.19 |  |  | 9 | D1 | 25 | 10% at 100000 hours |  | Available |  |  | Class I | IK09 |  |  | 25 |  | -40 | 1 | 32 | RAL7035 | 50-60Hz | Passive | LED | dimmable | Road and Street | SLBt Biodynamic | Road and Street |  |  | 2950 |  | 56000
TBD | SLBT/BD/F/D1/45/18-40/BY03/…-Phase1 | image | datasheet | deeplink | TUNGSRAM - SLBt Biodynamic - 3900lm - 38W - 3000K - 70CRI - TBD[SKU] - Universal coupler 42-60 | 5 | Universal coupler 42-60 | LED | 1 | 38 | Biodynamic + CLO | [7 empty] | CE | [6 empty] | 66 | 3000 | 539x374x158 |  | 220-240V |  | 5 |  |  |  | 70 |  | 3000 |  |  |  | 132000 |  |  | 102.63 |  |  | 9 | D1 | 25 | 10% at 100000 hours |  | Available |  |  | Class I | IK09 |  |  | 25 |  | -40 | 1 | 38 | RAL7035 | 50-60Hz | Passive | LED | dimmable | Road and Street | SLBt Biodynamic | Road and Street |  |  | 3900 |  | 56000
TBD | SLBT/BD/F/B5/45/18-40/BY03/…-Phase3 | image | datasheet | deeplink | TUNGSRAM - SLBt Biodynamic - 1640lm - 19W - 1800K - 60CRI - TBD[SKU] - Universal coupler 42-60 | 5 | Universal coupler 42-60 | LED | 1 | 19 | Biodynamic + CLO | [7 empty] | CE | [6 empty] | 66 | 1800 | 539x374x158 |  | 220-240V |  | 5 |  |  |  | 60 |  | 1800 |  |  |  | 132000 |  |  | 86.32 |  |  | 9 | B5 | 25 | 10% at 100000 hours |  | Available |  |  | Class I | IK09 |  |  | 25 |  | -40 | 1 | 19 | RAL7035 | 50-60Hz | Passive | LED | dimmable | Road and Street | SLBt Biodynamic | Road and Street |  |  | 1640 |  | 56000
TBD | SLBT/BD/F/B5/45/18-40/BY03/…-Phase2 | image | datasheet | deeplink | TUNGSRAM - SLBt Biodynamic - 3280lm - 32W - 2350K - 70CRI - TBD[SKU] - Universal coupler 42-60 | 5 | Universal coupler 42-60 | LED | 1 | 32 | Biodynamic + CLO | [7 empty] | CE | [6 empty] | 66 | 2350 | 539x374x158 |  | 220-240V |  | 5 |  |  |  | 70 |  | 2350 |  |  |  | 132000 |  |  | 102.5 |  |  | 9 | B5 | 25 | 10% at 100000 hours |  | Available |  |  | Class I | IK09 |  |  | 25 |  | -40 | 1 | 32 | RAL7035 | 50-60Hz | Passive | LED | dimmable | Road and Street | SLBt Biodynamic | Road and Street |  |  | 3280 |  | 56000
TBD | SLBT/BD/F/B5/45/18-40/BY03/…-Phase1 | image | datasheet | deeplink | TUNGSRAM - SLBt Biodynamic - 4340lm - 38W - 3000K - 70CRI - TBD[SKU] - Universal coupler 42-60 | 5 | Universal coupler 42-60 | LED | 1 | 38 | Biodynamic + CLO | [7 empty] | CE | [6 empty] | 66 | 3000 | 539x374x158 |  | 220-240V |  | 5 |  |  |  | 70 |  | 3000 |  |  |  | 132000 |  |  | 114.21 |  |  | 9 | B5 | 25 | 10% at 100000 hours |  | Available |  |  | Class I | IK09 |  |  | 25 |  | -40 | 1 | 38 | RAL7035 | 50-60Hz | Passive | LED | dimmable | Road and Street | SLBt Biodynamic | Road and Street |  |  | 4340 |  | 56000
TBD | SLBT/BD/F/B2/45/18-40/BY03/…-Phase3 | image | datasheet | deeplink | TUNGSRAM - SLBt Biodynamic - 1630lm - 19W - 1800K - 60CRI - TBD[SKU] - Universal coupler 42-60 | 5 | Universal coupler 42-60 | LED | 1 | 19 | Biodynamic + CLO | [7 empty] | CE | [6 empty] | 66 | 1800 | 539x374x158 |  | 220-240V |  | 5 |  |  |  | 60 |  | 1800 |  |  |  | 132000 |  |  | 85.79 |  |  | 9 | B2 | 25 | 10% at 100000 hours |  | Available |  |  | Class I | IK09 |  |  | 25 |  | -40 | 1 | 19 | RAL7035 | 50-60Hz | Passive | LED | dimmable | Road and Street | SLBt Biodynamic | Road and Street |  |  | 1630 |  | 56000
TBD | SLBT/BD/F/B2/45/18-40/BY03/…-Phase2 | image | datasheet | deeplink | TUNGSRAM - SLBt Biodynamic - 3250lm - 32W - 2350K - 70CRI - TBD[SKU] - Universal coupler 42-60 | 5 | Universal coupler 42-60 | LED | 1 | 32 | Biodynamic + CLO | [7 empty] | CE | [6 empty] | 66 | 2350 | 539x374x158 |  | 220-240V |  | 5 |  |  |  | 70 |  | 2350 |  |  |  | 132000 |  |  | 101.56 |  |  | 9 | B2 | 25 | 10% at 100000 hours |  | Available |  |  | Class I | IK09 |  |  | 25 |  | -40 | 1 | 32 | RAL7035 | 50-60Hz | Passive | LED | dimmable | Road and Street | SLBt Biodynamic | Road and Street |  |  | 3250 |  | 56000
TBD | SLBT/BD/F/B2/45/18-40/BY03/…-Phase1 | image | datasheet | deeplink | TUNGSRAM - SLBt Biodynamic - 4290lm - 38W - 3000K - 70CRI - TBD[SKU] - Universal coupler 42-60 | 5 | Universal coupler 42-60 | LED | 1 | 38 | Biodynamic + CLO | [7 empty] | CE | [6 empty] | 66 | 3000 | 539x374x158 |  | 220-240V |  | 5 |  |  |  | 70 |  | 3000 |  |  |  | 132000 |  |  | 112.89 |  |  | 9 | B2 | 25 | 10% at 100000 hours |  | Available |  |  | Class I | IK09 |  |  | 25 |  | -40 | 1 | 38 | RAL7035 | 50-60Hz | Passive | LED | dimmable | Road and Street | SLBt Biodynamic | Road and Street |  |  | 4290 |  | 56000
TBD | SLBT/BD/F/B1/45/18-40/BY03/…-Phase3 | image | datasheet | deeplink | TUNGSRAM - SLBt Biodynamic - 1520lm - 19W - 1800K - 60CRI - TBD[SKU] - Universal coupler 42-60 | 5 | Universal coupler 42-60 | LED | 1 | 19 | Biodynamic + CLO | [7 empty] | CE | [6 empty] | 66 | 1800 | 539x374x158 |  | 220-240V |  | 5 |  |  |  | 60 |  | 1800 |  |  |  | 132000 |  |  | 80 |  |  | 9 | B1 | 25 | 10% at 100000 hours |  | Available |  |  | Class I | IK09 |  |  | 25 |  | -40 | 1 | 19 | RAL7035 | 50-60Hz | Passive | LED | dimmable | Road and Street | SLBt Biodynamic | Road and Street |  |  | 1520 |  | 56000
TBD | SLBT/BD/F/B1/45/18-40/BY03/…-Phase2 | image | datasheet | deeplink | TUNGSRAM - SLBt Biodynamic - 3030lm - 32W - 2350K - 70CRI - TBD[SKU] - Universal coupler 42-60 | 5 | Universal coupler 42-60 | LED | 1 | 32 | Biodynamic + CLO | [7 empty] | CE | [6 empty] | 66 | 2350 | 539x374x158 |  | 220-240V |  | 5 |  |  |  | 70 |  | 2350 |  |  |  | 132000 |  |  | 94.69 |  |  | 9 | B1 | 25 | 10% at 100000 hours |  | Available |  |  | Class I | IK09 |  |  | 25 |  | -40 | 1 | 32 | RAL7035 | 50-60Hz | Passive | LED | dimmable | Road and Street | SLBt Biodynamic | Road and Street |  |  | 3030 |  | 56000
TBD | SLBT/BD/F/B1/45/18-40/BY03/…-Phase1 | image | datasheet | deeplink | TUNGSRAM - SLBt Biodynamic - 4000lm - 38W - 3000K - 70CRI - TBD[SKU] - Universal coupler 42-60 | 5 | Universal coupler 42-60 | LED | 1 | 38 | Biodynamic + CLO | [7 empty] | CE | [6 empty] | 66 | 3000 | 539x374x158 |  | 220-240V |  | 5 |  |  |  | 70 |  | 3000 |  |  |  | 132000 |  |  | 105.26 |  |  | 9 | B1 | 25 | 10% at 100000 hours |  | Available |  |  | Class I | IK09 |  |  | 25 |  | -40 | 1 | 38 | RAL7035 | 50-60Hz | Passive | LED | dimmable | Road and Street | SLBt Biodynamic | Road and Street |  |  | 4000 |  | 56000
TBD | SLBT/BD/F/E5/59/18-40/BY02/…-Phase3 | image | datasheet | deeplink | TUNGSRAM - SLBt Biodynamic - 2140lm - 25W - 1800K - 60CRI - TBD[SKU] - Universal coupler 42-60 | 5 | Universal coupler 42-60 | LED | 1 | 25 | Biodynamic + CLO | [7 empty] | CE | [6 empty] | 66 | 1800 | 539x374x158 |  | 220-240V |  | 5 |  |  |  | 60 |  | 1800 |  |  |  | 132000 |  |  | 85.6 |  |  | 9 | E5 | 25 | 10% at 100000 hours |  | Available |  |  | Class I | IK09 |  |  | 25 |  | -40 | 1 | 25 | RAL7035 | 50-60Hz | Passive | LED | dimmable | Road and Street | SLBt Biodynamic | Road and Street |  |  | 2140 |  | 56000
TBD | SLBT/BD/F/E5/59/18-40/BY02/…-Phase2 | image | datasheet | deeplink | TUNGSRAM - SLBt Biodynamic - 3220lm - 31W - 2750K - 70CRI - TBD[SKU] - Universal coupler 42-60 | 5 | Universal coupler 42-60 | LED | 1 | 31 | Biodynamic + CLO | [7 empty] | CE | [6 empty] | 66 | 2750 | 539x374x158 |  | 220-240V |  | 5 |  |  |  | 70 |  | 2750 |  |  |  | 132000 |  |  | 103.87 |  |  | 9 | E5 | 25 | 10% at 100000 hours |  | Available |  |  | Class I | IK09 |  |  | 25 |  | -40 | 1 | 31 | RAL7035 | 50-60Hz | Passive | LED | dimmable | Road and Street | SLBt Biodynamic | Road and Street |  |  | 3220 |  | 56000
TBD | SLBT/BD/F/E5/59/18-40/BY02/…-Phase1 | image | datasheet | deeplink | TUNGSRAM - SLBt Biodynamic - 4300lm - 34W - 4000K - 70CRI - TBD[SKU] - Universal coupler 42-60 | 5 | Universal coupler 42-60 | LED | 1 | 34 | Biodynamic + CLO | [7 empty] | CE | [6 empty] | 66 | 4000 | 539x374x158 |  | 220-240V |  | 5 |  |  |  | 70 |  | 4000 |  |  |  | 132000 |  |  | 126.47 |  |  | 9 | E5 | 25 | 10% at 100000 hours |  | Available |  |  | Class I | IK09 |  |  | 25 |  | -40 | 1 | 34 | RAL7035 | 50-60Hz | Passive | LED | dimmable | Road and Street | SLBt Biodynamic | Road and Street |  |  | 4300 |  | 56000
TBD | SLBT/BD/F/D1/59/18-40/BY02/…-Phase3 | image | datasheet | deeplink | TUNGSRAM - SLBt Biodynamic - 1950lm - 25W - 1800K - 60CRI - TBD[SKU] - Universal coupler 42-60 | 5 | Universal coupler 42-60 | LED | 1 | 25 | Biodynamic + CLO | [7 empty] | CE | [6 empty] | 66 | 1800 | 539x374x158 |  | 220-240V |  | 5 |  |  |  | 60 |  | 1800 |  |  |  | 132000 |  |  | 78 |  |  | 9 | D1 | 25 | 10% at 100000 hours |  | Available |  |  | Class I | IK09 |  |  | 25 |  | -40 | 1 | 25 | RAL7035 | 50-60Hz | Passive | LED | dimmable | Road and Street | SLBt Biodynamic | Road and Street |  |  | 1950 |  | 56000
TBD | SLBT/BD/F/D1/59/18-40/BY02/…-Phase2 | image | datasheet | deeplink | TUNGSRAM - SLBt Biodynamic - 2930lm - 31W - 2750K - 70CRI - TBD[SKU] - Universal coupler 42-60 | 5 | Universal coupler 42-60 | LED | 1 | 31 | Biodynamic + CLO | [7 empty] | CE | [6 empty] | 66 | 2750 | 539x374x158 |  | 220-240V |  | 5 |  |  |  | 70 |  | 2750 |  |  |  | 132000 |  |  | 94.52 |  |  | 9 | D1 | 25 | 10% at 100000 hours |  | Available |  |  | Class I | IK09 |  |  | 25 |  | -40 | 1 | 31 | RAL7035 | 50-60Hz | Passive | LED | dimmable | Road and Street | SLBt Biodynamic | Road and Street |  |  | 2930 |  | 56000
TBD | SLBT/BD/F/D1/59/18-40/BY02/…-Phase1 | image | datasheet | deeplink | TUNGSRAM - SLBt Biodynamic - 3910lm - 34W - 4000K - 70CRI - TBD[SKU] - Universal coupler 42-60 | 5 | Universal coupler 42-60 | LED | 1 | 34 | Biodynamic + CLO | [7 empty] | CE | [6 empty] | 66 | 4000 | 539x374x158 |  | 220-240V |  | 5 |  |  |  | 70 |  | 4000 |  |  |  | 132000 |  |  | 115 |  |  | 9 | D1 | 25 | 10% at 100000 hours |  | Available |  |  | Class I | IK09 |  |  | 25 |  | -40 | 1 | 34 | RAL7035 | 50-60Hz | Passive | LED | dimmable | Road and Street | SLBt Biodynamic | Road and Street |  |  | 3910 |  | 56000
TBD | SLBT/BD/F/B5/59/18-40/BY02/…-Phase3 | image | datasheet | deeplink | TUNGSRAM - SLBt Biodynamic - 2170lm - 25W - 1800K - 60CRI - TBD[SKU] - Universal coupler 42-60 | 5 | Universal coupler 42-60 | LED | 1 | 25 | Biodynamic + CLO | [7 empty] | CE | [6 empty] | 66 | 1800 | 539x374x158 |  | 220-240V |  | 5 |  |  |  | 60 |  | 1800 |  |  |  | 132000 |  |  | 86.8 |  |  | 9 | B5 | 25 | 10% at 100000 hours |  | Available |  |  | Class I | IK09 |  |  | 25 |  | -40 | 1 | 25 | RAL7035 | 50-60Hz | Passive | LED | dimmable | Road and Street | SLBt Biodynamic | Road and Street |  |  | 2170 |  | 56000
TBD | SLBT/BD/F/B5/59/18-40/BY02/…-Phase2 | image | datasheet | deeplink | TUNGSRAM - SLBt Biodynamic - 3260lm - 31W - 2750K - 70CRI - TBD[SKU] - Universal coupler 42-60 | 5 | Universal coupler 42-60 | LED | 1 | 31 | Biodynamic + CLO | [7 empty] | CE | [6 empty] | 66 | 2750 | 539x374x158 |  | 220-240V |  | 5 |  |  |  | 70 |  | 2750 |  |  |  | 132000 |  |  | 105.16 |  |  | 9 | B5 | 25 | 10% at 100000 hours |  | Available |  |  | Class I | IK09 |  |  | 25 |  | -40 | 1 | 31 | RAL7035 | 50-60Hz | Passive | LED | dimmable | Road and Street | SLBt Biodynamic | Road and Street |  |  | 3260 |  | 56000
TBD | SLBT/BD/F/B5/59/18-40/BY02/…-Phase1 | image | datasheet | deeplink | TUNGSRAM - SLBt Biodynamic - 4360lm - 34W - 4000K - 70CRI - TBD[SKU] - Universal coupler 42-60 | 5 | Universal coupler 42-60 | LED | 1 | 34 | Biodynamic + CLO | [7 empty] | CE | [6 empty] | 66 | 4000 | 539x374x158 |  | 220-240V |  | 5 |  |  |  | 70 |  | 4000 |  |  |  | 132000 |  |  | 128.24 |  |  | 9 | B5 | 25 | 10% at 100000 hours |  | Available |  |  | Class I | IK09 |  |  | 25 |  | -40 | 1 | 34 | RAL7035 | 50-60Hz | Passive | LED | dimmable | Road and Street | SLBt Biodynamic | Road and Street |  |  | 4360 |  | 56000
TBD | SLBT/BD/F/B2/59/18-40/BY02/…-Phase3 | image | datasheet | deeplink | TUNGSRAM - SLBt Biodynamic - 2140lm - 25W - 1800K - 60CRI - TBD[SKU] - Universal coupler 42-60 | 5 | Universal coupler 42-60 | LED | 1 | 25 | Biodynamic + CLO | [7 empty] | CE | [6 empty] | 66 | 1800 | 539x374x158 |  | 220-240V |  | 5 |  |  |  | 60 |  | 1800 |  |  |  | 132000 |  |  | 85.6 |  |  | 9 | B2 | 25 | 10% at 100000 hours |  | Available |  |  | Class I | IK09 |  |  | 25 |  | -40 | 1 | 25 | RAL7035 | 50-60Hz | Passive | LED | dimmable | Road and Street | SLBt Biodynamic | Road and Street |  |  | 2140 |  | 56000
TBD | SLBT/BD/F/B2/59/18-40/BY02/…-Phase2 | image | datasheet | deeplink | TUNGSRAM - SLBt Biodynamic - 3230lm - 31W - 2750K - 70CRI - TBD[SKU] - Universal coupler 42-60 | 5 | Universal coupler 42-60 | LED | 1 | 31 | Biodynamic + CLO | [7 empty] | CE | [6 empty] | 66 | 2750 | 539x374x158 |  | 220-240V |  | 5 |  |  |  | 70 |  | 2750 |  |  |  | 132000 |  |  | 104.19 |  |  | 9 | B2 | 25 | 10% at 100000 hours |  | Available |  |  | Class I | IK09 |  |  | 25 |  | -40 | 1 | 31 | RAL7035 | 50-60Hz | Passive | LED | dimmable | Road and Street | SLBt Biodynamic | Road and Street |  |  | 3230 |  | 56000
TBD | SLBT/BD/F/B2/59/18-40/BY02/…-Phase1 | image | datasheet | deeplink | TUNGSRAM - SLBt Biodynamic - 4310lm - 34W - 4000K - 70CRI - TBD[SKU] - Universal coupler 42-60 | 5 | Universal coupler 42-60 | LED | 1 | 34 | Biodynamic + CLO | [7 empty] | CE | [6 empty] | 66 | 4000 | 539x374x158 |  | 220-240V |  | 5 |  |  |  | 70 |  | 4000 |  |  |  | 132000 |  |  | 126.76 |  |  | 9 | B2 | 25 | 10% at 100000 hours |  | Available |  |  | Class I | IK09 |  |  | 25 |  | -40 | 1 | 34 | RAL7035 | 50-60Hz | Passive | LED | dimmable | Road and Street | SLBt Biodynamic | Road and Street |  |  | 4310 |  | 56000
TBD | SLBT/BD/F/B1/59/18-40/BY02/…-Phase3 | image | datasheet | deeplink | TUNGSRAM - SLBt Biodynamic - 2000lm - 25W - 1800K - 60CRI - TBD[SKU] - Universal coupler 42-60 | 5 | Universal coupler 42-60 | LED | 1 | 25 | Biodynamic + CLO | [7 empty] | CE | [6 empty] | 66 | 1800 | 539x374x158 |  | 220-240V |  | 5 |  |  |  | 60 |  | 1800 |  |  |  | 132000 |  |  | 80 |  |  | 9 | B1 | 25 | 10% at 100000 hours |  | Available |  |  | Class I | IK09 |  |  | 25 |  | -40 | 1 | 25 | RAL7035 | 50-60Hz | Passive | LED | dimmable | Road and Street | SLBt Biodynamic | Road and Street |  |  | 2000 |  | 56000
TBD | SLBT/BD/F/B1/59/18-40/BY02/…-Phase2 | image | datasheet | deeplink | TUNGSRAM - SLBt Biodynamic - 3010lm - 31W - 2750K - 70CRI - TBD[SKU] - Universal coupler 42-60 | 5 | Universal coupler 42-60 | LED | 1 | 31 | Biodynamic + CLO | [7 empty] | CE | [6 empty] | 66 | 2750 | 539x374x158 |  | 220-240V |  | 5 |  |  |  | 70 |  | 2750 |  |  |  | 132000 |  |  | 97.1 |  |  | 9 | B1 | 25 | 10% at 100000 hours |  | Available |  |  | Class I | IK09 |  |  | 25 |  | -40 | 1 | 31 | RAL7035 | 50-60Hz | Passive | LED | dimmable | Road and Street | SLBt Biodynamic | Road and Street |  |  | 3010 |  | 56000
TBD | SLBT/BD/F/B1/59/18-40/BY02/…-Phase1 | image | datasheet | deeplink | TUNGSRAM - SLBt Biodynamic - 4020lm - 34W - 4000K - 70CRI - TBD[SKU] - Universal coupler 42-60 | 5 | Universal coupler 42-60 | LED | 1 | 34 | Biodynamic + CLO | [7 empty] | CE | [6 empty] | 66 | 4000 | 539x374x158 |  | 220-240V |  | 5 |  |  |  | 70 |  | 4000 |  |  |  | 132000 |  |  | 118.24 |  |  | 9 | B1 | 25 | 10% at 100000 hours |  | Available |  |  | Class I | IK09 |  |  | 25 |  | -40 | 1 | 34 | RAL7035 | 50-60Hz | Passive | LED | dimmable | Road and Street | SLBt Biodynamic | Road and Street |  |  | 4020 |  | 56000
TBD | SLBT/BD/F/E5/73/18-40/BY01/…-Phase3 | image | datasheet | deeplink | TUNGSRAM - SLBt Biodynamic - 2650lm - 32W - 1800K - 60CRI - TBD[SKU] - Universal coupler 42-60 | 5 | Universal coupler 42-60 | LED | 1 | 32 | Biodynamic + CLO | [7 empty] | CE | [6 empty] | 66 | 1800 | 539x374x158 |  | 220-240V |  | 5 |  |  |  | 60 |  | 1800 |  |  |  | 132000 |  |  | 82.81 |  |  | 9 | E5 | 25 | 10% at 100000 hours |  | Available |  |  | Class I | IK09 |  |  | 25 |  | -40 | 1 | 32 | RAL7035 | 50-60Hz | Passive | LED | dimmable | Road and Street | SLBt Biodynamic | Road and Street |  |  | 2650 |  | 56000
TBD | SLBT/BD/F/E5/73/18-40/BY01/…-Phase2 | image | datasheet | deeplink | TUNGSRAM - SLBt Biodynamic - 3890lm - 38W - 2750K - 70CRI - TBD[SKU] - Universal coupler 42-60 | 5 | Universal coupler 42-60 | LED | 1 | 38 | Biodynamic + CLO | [7 empty] | CE | [6 empty] | 66 | 2750 | 539x374x158 |  | 220-240V |  | 5 |  |  |  | 70 |  | 2750 |  |  |  | 132000 |  |  | 102.37 |  |  | 9 | E5 | 25 | 10% at 100000 hours |  | Available |  |  | Class I | IK09 |  |  | 25 |  | -40 | 1 | 38 | RAL7035 | 50-60Hz | Passive | LED | dimmable | Road and Street | SLBt Biodynamic | Road and Street |  |  | 3890 |  | 56000
TBD | SLBT/BD/F/E5/73/18-40/BY01/…-Phase1 | image | datasheet | deeplink | TUNGSRAM - SLBt Biodynamic - 5140lm - 41W - 4000K - 70CRI - TBD[SKU] - Universal coupler 42-60 | 5 | Universal coupler 42-60 | LED | 1 | 41 | Biodynamic + CLO | [7 empty] | CE | [6 empty] | 66 | 4000 | 539x374x158 |  | 220-240V |  | 5 |  |  |  | 70 |  | 4000 |  |  |  | 132000 |  |  | 125.37 |  |  | 9 | E5 | 25 | 10% at 100000 hours |  | Available |  |  | Class I | IK09 |  |  | 25 |  | -40 | 1 | 41 | RAL7035 | 50-60Hz | Passive | LED | dimmable | Road and Street | SLBt Biodynamic | Road and Street |  |  | 5140 |  | 56000
TBD | SLBT/BD/F/D1/73/18-40/BY01/…-Phase3 | image | datasheet | deeplink | TUNGSRAM - SLBt Biodynamic - 2410lm - 32W - 1800K - 60CRI - TBD[SKU] - Universal coupler 42-60 | 5 | Universal coupler 42-60 | LED | 1 | 32 | Biodynamic + CLO | [7 empty] | CE | [6 empty] | 66 | 1800 | 539x374x158 |  | 220-240V |  | 5 |  |  |  | 60 |  | 1800 |  |  |  | 132000 |  |  | 75.31 |  |  | 9 | D1 | 25 | 10% at 100000 hours |  | Available |  |  | Class I | IK09 |  |  | 25 |  | -40 | 1 | 32 | RAL7035 | 50-60Hz | Passive | LED | dimmable | Road and Street | SLBt Biodynamic | Road and Street |  |  | 2410 |  | 56000
TBD | SLBT/BD/F/D1/73/18-40/BY01/…-Phase2 | image | datasheet | deeplink | TUNGSRAM - SLBt Biodynamic - 3540lm - 38W - 2750K - 70CRI - TBD[SKU] - Universal coupler 42-60 | 5 | Universal coupler 42-60 | LED | 1 | 38 | Biodynamic + CLO | [7 empty] | CE | [6 empty] | 66 | 2750 | 539x374x158 |  | 220-240V |  | 5 |  |  |  | 70 |  | 2750 |  |  |  | 132000 |  |  | 93.16 |  |  | 9 | D1 | 25 | 10% at 100000 hours |  | Available |  |  | Class I | IK09 |  |  | 25 |  | -40 | 1 | 38 | RAL7035 | 50-60Hz | Passive | LED | dimmable | Road and Street | SLBt Biodynamic | Road and Street |  |  | 3540 |  | 56000
TBD | SLBT/BD/F/D1/73/18-40/BY01/…-Phase1 | image | datasheet | deeplink | TUNGSRAM - SLBt Biodynamic - 4680lm - 41W - 4000K - 70CRI - TBD[SKU] - Universal coupler 42-60 | 5 | Universal coupler 42-60 | LED | 1 | 41 | Biodynamic + CLO | [7 empty] | CE | [6 empty] | 66 | 4000 | 539x374x158 |  | 220-240V |  | 5 |  |  |  | 70 |  | 4000 |  |  |  | 132000 |  |  | 114.15 |  |  | 9 | D1 | 25 | 10% at 100000 hours |  | Available |  |  | Class I | IK09 |  |  | 25 |  | -40 | 1 | 41 | RAL7035 | 50-60Hz | Passive | LED | dimmable | Road and Street | SLBt Biodynamic | Road and Street |  |  | 4680 |  | 56000
TBD | SLBT/BD/F/B5/73/18-40/BY01/…-Phase3 | image | datasheet | deeplink | TUNGSRAM - SLBt Biodynamic - 2690lm - 32W - 1800K - 60CRI - TBD[SKU] - Universal coupler 42-60 | 5 | Universal coupler 42-60 | LED | 1 | 32 | Biodynamic + CLO | [7 empty] | CE | [6 empty] | 66 | 1800 | 539x374x158 |  | 220-240V |  | 5 |  |  |  | 60 |  | 1800 |  |  |  | 132000 |  |  | 84.06 |  |  | 9 | B5 | 25 | 10% at 100000 hours |  | Available |  |  | Class I | IK09 |  |  | 25 |  | -40 | 1 | 32 | RAL7035 | 50-60Hz | Passive | LED | dimmable | Road and Street | SLBt Biodynamic | Road and Street |  |  | 2690 |  | 56000
TBD | SLBT/BD/F/B5/73/18-40/BY01/…-Phase2 | image | datasheet | deeplink | TUNGSRAM - SLBt Biodynamic - 3950lm - 38W - 2750K - 70CRI - TBD[SKU] - Universal coupler 42-60 | 5 | Universal coupler 42-60 | LED | 1 | 38 | Biodynamic + CLO | [7 empty] | CE | [6 empty] | 66 | 2750 | 539x374x158 |  | 220-240V |  | 5 |  |  |  | 70 |  | 2750 |  |  |  | 132000 |  |  | 103.95 |  |  | 9 | B5 | 25 | 10% at 100000 hours |  | Available |  |  | Class I | IK09 |  |  | 25 |  | -40 | 1 | 38 | RAL7035 | 50-60Hz | Passive | LED | dimmable | Road and Street | SLBt Biodynamic | Road and Street |  |  | 3950 |  | 56000
TBD | SLBT/BD/F/B5/73/18-40/BY01/…-Phase1 | image | datasheet | deeplink | TUNGSRAM - SLBt Biodynamic - 5200lm - 41W - 4000K - 70CRI - TBD[SKU] - Universal coupler 42-60 | 5 | Universal coupler 42-60 | LED | 1 | 41 | Biodynamic + CLO | [7 empty] | CE | [6 empty] | 66 | 4000 | 539x374x158 |  | 220-240V |  | 5 |  |  |  | 70 |  | 4000 |  |  |  | 132000 |  |  | 126.83 |  |  | 9 | B5 | 25 | 10% at 100000 hours |  | Available |  |  | Class I | IK09 |  |  | 25 |  | -40 | 1 | 41 | RAL7035 | 50-60Hz | Passive | LED | dimmable | Road and Street | SLBt Biodynamic | Road and Street |  |  | 5200 |  | 56000
TBD | SLBT/BD/F/B2/73/18-40/BY01/…-Phase3 | image | datasheet | deeplink | TUNGSRAM - SLBt Biodynamic - 2660lm - 32W - 1800K - 60CRI - TBD[SKU] - Universal coupler 42-60 | 5 | Universal coupler 42-60 | LED | 1 | 32 | Biodynamic + CLO | [7 empty] | CE | [6 empty] | 66 | 1800 | 539x374x158 |  | 220-240V |  | 5 |  |  |  | 60 |  | 1800 |  |  |  | 132000 |  |  | 83.12 |  |  | 9 | B2 | 25 | 10% at 100000 hours |  | Available |  |  | Class I | IK09 |  |  | 25 |  | -40 | 1 | 32 | RAL7035 | 50-60Hz | Passive | LED | dimmable | Road and Street | SLBt Biodynamic | Road and Street |  |  | 2660 |  | 56000
TBD | SLBT/BD/F/B2/73/18-40/BY01/…-Phase2 | image | datasheet | deeplink | TUNGSRAM - SLBt Biodynamic - 3900lm - 38W - 2750K - 70CRI - TBD[SKU] - Universal coupler 42-60 | 5 | Universal coupler 42-60 | LED | 1 | 38 | Biodynamic + CLO | [7 empty] | CE | [6 empty] | 66 | 2750 | 539x374x158 |  | 220-240V |  | 5 |  |  |  | 70 |  | 2750 |  |  |  | 132000 |  |  | 102.63 |  |  | 9 | B2 | 25 | 10% at 100000 hours |  | Available |  |  | Class I | IK09 |  |  | 25 |  | -40 | 1 | 38 | RAL7035 | 50-60Hz | Passive | LED | dimmable | Road and Street | SLBt Biodynamic | Road and Street |  |  | 3900 |  | 56000
TBD | SLBT/BD/F/B2/73/18-40/BY01/…-Phase1 | image | datasheet | deeplink | TUNGSRAM - SLBt Biodynamic - 5150lm - 41W - 4000K - 70CRI - TBD[SKU] - Universal coupler 42-60 | 5 | Universal coupler 42-60 | LED | 1 | 41 | Biodynamic + CLO | [7 empty] | CE | [6 empty] | 66 | 4000 | 539x374x158 |  | 220-240V |  | 5 |  |  |  | 70 |  | 4000 |  |  |  | 132000 |  |  | 125.61 |  |  | 9 | B2 | 25 | 10% at 100000 hours |  | Available |  |  | Class I | IK09 |  |  | 25 |  | -40 | 1 | 41 | RAL7035 | 50-60Hz | Passive | LED | dimmable | Road and Street | SLBt Biodynamic | Road and Street |  |  | 5150 |  | 56000
TBD | SLBT/BD/F/B1/73/18-40/BY01/…-Phase3 | image | datasheet | deeplink | TUNGSRAM - SLBt Biodynamic - 2480lm - 32W - 1800K - 60CRI - TBD[SKU] - Universal coupler 42-60 | 5 | Universal coupler 42-60 | LED | 1 | 32 | Biodynamic + CLO | [7 empty] | CE | [6 empty] | 66 | 1800 | 539x374x158 |  | 220-240V |  | 5 |  |  |  | 60 |  | 1800 |  |  |  | 132000 |  |  | 77.5 |  |  | 9 | B1 | 25 | 10% at 100000 hours |  | Available |  |  | Class I | IK09 |  |  | 25 |  | -40 | 1 | 32 | RAL7035 | 50-60Hz | Passive | LED | dimmable | Road and Street | SLBt Biodynamic | Road and Street |  |  | 2480 |  | 56000
TBD | SLBT/BD/F/B1/73/18-40/BY01/…-Phase2 | image | datasheet | deeplink | TUNGSRAM - SLBt Biodynamic - 3640lm - 38W - 2750K - 70CRI - TBD[SKU] - Universal coupler 42-60 | 5 | Universal coupler 42-60 | LED | 1 | 38 | Biodynamic + CLO | [7 empty] | CE | [6 empty] | 66 | 2750 | 539x374x158 |  | 220-240V |  | 5 |  |  |  | 70 |  | 2750 |  |  |  | 132000 |  |  | 95.79 |  |  | 9 | B1 | 25 | 10% at 100000 hours |  | Available |  |  | Class I | IK09 |  |  | 25 |  | -40 | 1 | 38 | RAL7035 | 50-60Hz | Passive | LED | dimmable | Road and Street | SLBt Biodynamic | Road and Street |  |  | 3640 |  | 56000
TBD | SLBT/BD/F/B1/73/18-40/BY01/…-Phase1 | image | datasheet | deeplink | TUNGSRAM - SLBt Biodynamic - 4800lm - 41W - 4000K - 70CRI - TBD[SKU] - Universal coupler 42-60 | 5 | Universal coupler 42-60 | LED | 1 | 41 | Biodynamic + CLO | [7 empty] | CE | [6 empty] | 66 | 4000 | 539x374x158 |  | 220-240V |  | 5 |  |  |  | 70 |  | 4000 |  |  |  | 132000 |  |  | 117.07 |  |  | 9 | B1 | 25 | 10% at 100000 hours |  | Available |  |  | Class I | IK09 |  |  | 25 |  | -40 | 1 | 41 | RAL7035 | 50-60Hz | Passive | LED | dimmable | Road and Street | SLBt Biodynamic | Road and Street |  |  | 4800 |  | 56000
POWERGEAR | Please look the all datasheets under the product image | image | datasheet | deeplink | TUNGSRAM - POWERGEAR - 1lm - 1W - POWERGEAR[SKU] |  |  | LED | 1 | 1 | DALI. Static |  |  |  | Class II |  |  |  | CE | [6 empty] | 20 | [26 empty] | Available | [15 empty] | none | Tracklight - TRACK | POWERGEAR
93118920 | PIR Sensor | image | datasheet | deeplink | TUNGSRAM - PIR Sensor - 1lm - 1W - 93118920[SKU] - Surface /Suspended mount |  | Surface /Suspended mount | LED | 1 | 1 |  |  |  | IK08 | Class II |  | CE |  | CE |  |  |  | Grey |  |  | 66 |  |  |  | 220-240V | [22 empty] | Available | [11 empty] | Grey |  |  |  | none | Sensor | PIR Sensor
TBD | ALIX/3/F/AFN/140/5/… | image | datasheet | deeplink | TUNGSRAM - ALIx - 16110lm - 138W - 5000K - 70CRI - TBD[SKU] - Bracket. Coupler | 9 | Bracket. Coupler | LED | 1 | 138 | Dali. Dimming. Static | IP66 | IP66 | [5 empty] | CE. ENEC | [6 empty] | 66 | 5000 | 385x422.2x79.5 |  | 220-240V |  | 5 |  |  |  | 70 |  | 5000 |  | 105000 | >=0.9 | 218000 |  |  | 116.74 |  |  | 8 | AFN | 25 | 0.025 |  | Available | 750/559 | CIE(x= 0.34. y= 0.35) 5SDCM | Class I. Class II | IK08 | IP66 | IP66 | 50 | 0.75 | -40 | 1 | 138 | RAL9007 | 50-60Hz | Passive | LED | dimmable | Area | ALIx | Car park. Shopping centre. Pedestrian crossing. Industrial |  |  | 16110 | NO Sensor | 106000 | [6 empty] | 218000
TBD | ALIX/3/F/SNS/140/5/… | image | datasheet | deeplink | TUNGSRAM - ALIx - 17240lm - 140W - 5000K - 70CRI - TBD[SKU] - Bracket. Coupler | 9 | Bracket. Coupler | LED | 1 | 140 | Dali. Dimming. Static | IP66 | IP66 | [5 empty] | CE. ENEC | [6 empty] | 66 | 5000 | 385x422.2x79.5 |  | 220-240V |  | 5 |  |  |  | 70 |  | 5000 |  | 105000 | >=0.9 | 218000 |  |  | 123.14 |  |  | 8 | SNS | 25 | 0.025 |  | Available | 750/559 | CIE(x= 0.34. y= 0.35) 5SDCM | Class I. Class II | IK08 | IP66 | IP66 | 50 | 0.76 | -40 | 1 | 140 | RAL9007 | 50-60Hz | Passive | LED | dimmable | Area | ALIx | Car park. Shopping centre. Pedestrian crossing. Industrial |  |  | 17240 | NO Sensor | 106000 | [6 empty] | 218000
TBD | ALIX/3/F/SWF/140/5/… | image | datasheet | deeplink | TUNGSRAM - ALIx - 17470lm - 140W - 5000K - 70CRI - TBD[SKU] - Bracket. Coupler | 9 | Bracket. Coupler | LED | 1 | 140 | Dali. Dimming. Static | IP66 | IP66 | [5 empty] | CE. ENEC | [6 empty] | 66 | 5000 | 385x422.2x79.5 |  | 220-240V |  | 5 |  |  |  | 70 |  | 5000 |  | 105000 | >=0.9 | 218000 |  |  | 124.79 |  |  | 8 | SWF | 25 | 0.025 |  | Available | 750/559 | CIE(x= 0.34. y= 0.35) 5SDCM | Class I. Class II | IK08 | IP66 | IP66 | 50 | 0.76 | -40 | 1 | 140 | RAL9007 | 50-60Hz | Passive | LED | dimmable | Area | ALIx | Car park. Shopping centre. Pedestrian crossing. Industrial |  |  | 17470 | NO Sensor | 106000 | [6 empty] | 218000
TBD | ALIX/3/F/AEF/140/5/… | image | datasheet | deeplink | TUNGSRAM - ALIx - 18010lm - 140W - 5000K - 70CRI - TBD[SKU] - Bracket. Coupler | 9 | Bracket. Coupler | LED | 1 | 140 | Dali. Dimming. Static | IP66 | IP66 | [5 empty] | CE. ENEC | [6 empty] | 66 | 5000 | 385x422.2x79.5 |  | 220-240V |  | 5 |  |  |  | 70 |  | 5000 |  | 105000 | >=0.9 | 218000 |  |  | 128.64 |  |  | 8 | AEF | 25 | 0.025 |  | Available | 750/559 | CIE(x= 0.34. y= 0.35) 5SDCM | Class I. Class II | IK08 | IP66 | IP66 | 50 | 0.76 | -40 | 1 | 140 | RAL9007 | 50-60Hz | Passive | LED | dimmable | Area | ALIx | Car park. Shopping centre. Pedestrian crossing. Industrial |  |  | 18010 | NO Sensor | 106000 | [6 empty] | 218000
TBD | ALIX/3/F/AN/140/5/… | image | datasheet | deeplink | TUNGSRAM - ALIx - 16240lm - 140W - 5000K - 70CRI - TBD[SKU] - Bracket. Coupler | 9 | Bracket. Coupler | LED | 1 | 140 | Dali. Dimming. Static | IP66 | IP66 | [5 empty] | CE. ENEC | [6 empty] | 66 | 5000 | 385x422.2x79.5 |  | 220-240V |  | 5 |  |  |  | 70 |  | 5000 |  | 105000 | >=0.9 | 218000 |  |  | 116 |  |  | 8 | AN | 25 | 0.025 |  | Available | 750/559 | CIE(x= 0.34. y= 0.35) 5SDCM | Class I. Class II | IK08 | IP66 | IP66 | 50 | 0.76 | -40 | 1 | 140 | RAL9007 | 50-60Hz | Passive | LED | dimmable | Area | ALIx | Car park. Shopping centre. Pedestrian crossing. Industrial |  |  | 16240 | NO Sensor | 106000 | [6 empty] | 218000
TBD | ALIX/3/F/AF/140/5/… | image | datasheet | deeplink | TUNGSRAM - ALIx - 15230lm - 140W - 5000K - 70CRI - TBD[SKU] - Bracket. Coupler | 9 | Bracket. Coupler | LED | 1 | 140 | Dali. Dimming. Static | IP66 | IP66 | [5 empty] | CE. ENEC | [6 empty] | 66 | 5000 | 385x422.2x79.5 |  | 220-240V |  | 5 |  |  |  | 70 |  | 5000 |  | 105000 | >=0.9 | 218000 |  |  | 108.79 |  |  | 8 | AF | 25 | 0.025 |  | Available | 750/559 | CIE(x= 0.34. y= 0.35) 5SDCM | Class I. Class II | IK08 | IP66 | IP66 | 50 | 0.76 | -40 | 1 | 140 | RAL9007 | 50-60Hz | Passive | LED | dimmable | Area | ALIx | Car park. Shopping centre. Pedestrian crossing. Industrial |  |  | 15230 | NO Sensor | 106000 | [6 empty] | 218000
TBD | ALIX/3/F/AW/140/5/… | image | datasheet | deeplink | TUNGSRAM - ALIx - 16410lm - 140W - 5000K - 70CRI - TBD[SKU] - Bracket. Coupler | 9 | Bracket. Coupler | LED | 1 | 140 | Dali. Dimming. Static | IP66 | IP66 | [5 empty] | CE. ENEC | [6 empty] | 66 | 5000 | 385x422.2x79.5 |  | 220-240V |  | 5 |  |  |  | 70 |  | 5000 |  | 105000 | >=0.9 | 218000 |  |  | 117.21 |  |  | 8 | AW | 25 | 0.025 |  | Available | 750/559 | CIE(x= 0.34. y= 0.35) 5SDCM | Class I. Class II | IK08 | IP66 | IP66 | 50 | 0.76 | -40 | 1 | 140 | RAL9007 | 50-60Hz | Passive | LED | dimmable | Area | ALIx | Car park. Shopping centre. Pedestrian crossing. Industrial |  |  | 16410 | NO Sensor | 106000 | [6 empty] | 218000
TBD | ALIX/3/F/AFN/140/4/… | image | datasheet | deeplink | TUNGSRAM - ALIx - 15490lm - 138W - 4000K - 70CRI - TBD[SKU] - Bracket. Coupler | 9 | Bracket. Coupler | LED | 1 | 138 | Dali. Dimming. Static | IP66 | IP66 | [5 empty] | CE. ENEC | [6 empty] | 66 | 4000 | 385x422.2x79.5 |  | 220-240V |  | 5 |  |  |  | 70 |  | 4000 |  | 105000 | >=0.9 | 218000 |  |  | 112.25 |  |  | 8 | AFN | 25 | 0.025 |  | Available | 740/559 | CIE(x= 0.38. y= 0.38) 5SDCM | Class I. Class II | IK08 | IP66 | IP66 | 50 | 0.75 | -40 | 1 | 138 | RAL9007 | 50-60Hz | Passive | LED | dimmable | Area | ALIx | Car park. Shopping centre. Pedestrian crossing. Industrial |  |  | 15490 | NO Sensor | 106000 | [6 empty] | 218000
TBD | ALIX/3/F/SNS/140/4/… | image | datasheet | deeplink | TUNGSRAM - ALIx - 16590lm - 140W - 4000K - 70CRI - TBD[SKU] - Bracket. Coupler | 9 | Bracket. Coupler | LED | 1 | 140 | Dali. Dimming. Static | IP66 | IP66 | [5 empty] | CE. ENEC | [6 empty] | 66 | 4000 | 385x422.2x79.5 |  | 220-240V |  | 5 |  |  |  | 70 |  | 4000 |  | 105000 | >=0.9 | 218000 |  |  | 118.5 |  |  | 8 | SNS | 25 | 0.025 |  | Available | 740/559 | CIE(x= 0.38. y= 0.38) 5SDCM | Class I. Class II | IK08 | IP66 | IP66 | 50 | 0.76 | -40 | 1 | 140 | RAL9007 | 50-60Hz | Passive | LED | dimmable | Area | ALIx | Car park. Shopping centre. Pedestrian crossing. Industrial |  |  | 16590 | NO Sensor | 106000 | [6 empty] | 218000
TBD | ALIX/3/F/SWF/140/4/… | image | datasheet | deeplink | TUNGSRAM - ALIx - 16810lm - 140W - 4000K - 70CRI - TBD[SKU] - Bracket. Coupler | 9 | Bracket. Coupler | LED | 1 | 140 | Dali. Dimming. Static | IP66 | IP66 | [5 empty] | CE. ENEC | [6 empty] | 66 | 4000 | 385x422.2x79.5 |  | 220-240V |  | 5 |  |  |  | 70 |  | 4000 |  | 105000 | >=0.9 | 218000 |  |  | 120.07 |  |  | 8 | SWF | 25 | 0.025 |  | Available | 740/559 | CIE(x= 0.38. y= 0.38) 5SDCM | Class I. Class II | IK08 | IP66 | IP66 | 50 | 0.76 | -40 | 1 | 140 | RAL9007 | 50-60Hz | Passive | LED | dimmable | Area | ALIx | Car park. Shopping centre. Pedestrian crossing. Industrial |  |  | 16810 | NO Sensor | 106000 | [6 empty] | 218000
TBD | ALIX/3/F/AEF/140/4/… | image | datasheet | deeplink | TUNGSRAM - ALIx - 17330lm - 140W - 4000K - 70CRI - TBD[SKU] - Bracket. Coupler | 9 | Bracket. Coupler | LED | 1 | 140 | Dali. Dimming. Static | IP66 | IP66 | [5 empty] | CE. ENEC | [6 empty] | 66 | 4000 | 385x422.2x79.5 |  | 220-240V |  | 5 |  |  |  | 70 |  | 4000 |  | 105000 | >=0.9 | 218000 |  |  | 123.79 |  |  | 8 | AEF | 25 | 0.025 |  | Available | 740/559 | CIE(x= 0.38. y= 0.38) 5SDCM | Class I. Class II | IK08 | IP66 | IP66 | 50 | 0.76 | -40 | 1 | 140 | RAL9007 | 50-60Hz | Passive | LED | dimmable | Area | ALIx | Car park. Shopping centre. Pedestrian crossing. Industrial |  |  | 17330 | NO Sensor | 106000 | [6 empty] | 218000
TBD | ALIX/3/F/AN/140/4/… | image | datasheet | deeplink | TUNGSRAM - ALIx - 15630lm - 140W - 4000K - 70CRI - TBD[SKU] - Bracket. Coupler | 9 | Bracket. Coupler | LED | 1 | 140 | Dali. Dimming. Static | IP66 | IP66 | [5 empty] | CE. ENEC | [6 empty] | 66 | 4000 | 385x422.2x79.5 |  | 220-240V |  | 5 |  |  |  | 70 |  | 4000 |  | 105000 | >=0.9 | 218000 |  |  | 111.64 |  |  | 8 | AN | 25 | 0.025 |  | Available | 740/559 | CIE(x= 0.38. y= 0.38) 5SDCM | Class I. Class II | IK08 | IP66 | IP66 | 50 | 0.76 | -40 | 1 | 140 | RAL9007 | 50-60Hz | Passive | LED | dimmable | Area | ALIx | Car park. Shopping centre. Pedestrian crossing. Industrial |  |  | 15630 | NO Sensor | 106000 | [6 empty] | 218000
TBD | ALIX/3/F/AF/140/4/… | image | datasheet | deeplink | TUNGSRAM - ALIx - 14660lm - 140W - 4000K - 70CRI - TBD[SKU] - Bracket. Coupler | 9 | Bracket. Coupler | LED | 1 | 140 | Dali. Dimming. Static | IP66 | IP66 | [5 empty] | CE. ENEC | [6 empty] | 66 | 4000 | 385x422.2x79.5 |  | 220-240V |  | 5 |  |  |  | 70 |  | 4000 |  | 105000 | >=0.9 | 218000 |  |  | 104.71 |  |  | 8 | AF | 25 | 0.025 |  | Available | 740/559 | CIE(x= 0.38. y= 0.38) 5SDCM | Class I. Class II | IK08 | IP66 | IP66 | 50 | 0.76 | -40 | 1 | 140 | RAL9007 | 50-60Hz | Passive | LED | dimmable | Area | ALIx | Car park. Shopping centre. Pedestrian crossing. Industrial |  |  | 14660 | NO Sensor | 106000 | [6 empty] | 218000
TBD | ALIX/3/F/AW/140/4/… | image | datasheet | deeplink | TUNGSRAM - ALIx - 15790lm - 140W - 4000K - 70CRI - TBD[SKU] - Bracket. Coupler | 9 | Bracket. Coupler | LED | 1 | 140 | Dali. Dimming. Static | IP66 | IP66 | [5 empty] | CE. ENEC | [6 empty] | 66 | 4000 | 385x422.2x79.5 |  | 220-240V |  | 5 |  |  |  | 70 |  | 4000 |  | 105000 | >=0.9 | 218000 |  |  | 112.79 |  |  | 8 | AW | 25 | 0.025 |  | Available | 740/559 | CIE(x= 0.38. y= 0.38) 5SDCM | Class I. Class II | IK08 | IP66 | IP66 | 50 | 0.76 | -40 | 1 | 140 | RAL9007 | 50-60Hz | Passive | LED | dimmable | Area | ALIx | Car park. Shopping centre. Pedestrian crossing. Industrial |  |  | 15790 | NO Sensor | 106000 | [6 empty] | 218000
TBD | ALIX/3/F/AFN/140/3/… | image | datasheet | deeplink | TUNGSRAM - ALIx - 15130lm - 138W - 3000K - 70CRI - TBD[SKU] - Bracket. Coupler | 9 | Bracket. Coupler | LED | 1 | 138 | Dali. Dimming. Static | IP66 | IP66 | [5 empty] | CE. ENEC | [6 empty] | 66 | 3000 | 385x422.2x79.5 |  | 220-240V |  | 5 |  |  |  | 70 |  | 3000 |  | 105000 | >=0.9 | 218000 |  |  | 109.64 |  |  | 8 | AFN | 25 | 0.025 |  | Available | 730/559 | CIE(x=0.43. y=0.403) 5SDCM | Class I. Class II | IK08 | IP66 | IP66 | 50 | 0.75 | -40 | 1 | 138 | RAL9007 | 50-60Hz | Passive | LED | dimmable | Area | ALIx | Car park. Shopping centre. Pedestrian crossing. Industrial |  |  | 15130 | NO Sensor | 106000 | [6 empty] | 218000
TBD | ALIX/3/F/SNS/140/3/… | image | datasheet | deeplink | TUNGSRAM - ALIx - 16200lm - 140W - 3000K - 70CRI - TBD[SKU] - Bracket. Coupler | 9 | Bracket. Coupler | LED | 1 | 140 | Dali. Dimming. Static | IP66 | IP66 | [5 empty] | CE. ENEC | [6 empty] | 66 | 3000 | 385x422.2x79.5 |  | 220-240V |  | 5 |  |  |  | 70 |  | 3000 |  | 105000 | >=0.9 | 218000 |  |  | 115.71 |  |  | 8 | SNS | 25 | 0.025 |  | Available | 730/559 | CIE(x=0.43. y=0.403) 5SDCM | Class I. Class II | IK08 | IP66 | IP66 | 50 | 0.76 | -40 | 1 | 140 | RAL9007 | 50-60Hz | Passive | LED | dimmable | Area | ALIx | Car park. Shopping centre. Pedestrian crossing. Industrial |  |  | 16200 | NO Sensor | 106000 | [6 empty] | 218000
TBD | ALIX/3/F/SWF/140/3/… | image | datasheet | deeplink | TUNGSRAM - ALIx - 16420lm - 140W - 3000K - 70CRI - TBD[SKU] - Bracket. Coupler | 9 | Bracket. Coupler | LED | 1 | 140 | Dali. Dimming. Static | IP66 | IP66 | [5 empty] | CE. ENEC | [6 empty] | 66 | 3000 | 385x422.2x79.5 |  | 220-240V |  | 5 |  |  |  | 70 |  | 3000 |  | 105000 | >=0.9 | 218000 |  |  | 117.29 |  |  | 8 | SWF | 25 | 0.025 |  | Available | 730/559 | CIE(x=0.43. y=0.403) 5SDCM | Class I. Class II | IK08 | IP66 | IP66 | 50 | 0.76 | -40 | 1 | 140 | RAL9007 | 50-60Hz | Passive | LED | dimmable | Area | ALIx | Car park. Shopping centre. Pedestrian crossing. Industrial |  |  | 16420 | NO Sensor | 106000 | [6 empty] | 218000
TBD | ALIX/3/F/AEF/140/3/… | image | datasheet | deeplink | TUNGSRAM - ALIx - 16930lm - 140W - 3000K - 70CRI - TBD[SKU] - Bracket. Coupler | 9 | Bracket. Coupler | LED | 1 | 140 | Dali. Dimming. Static | IP66 | IP66 | [5 empty] | CE. ENEC | [6 empty] | 66 | 3000 | 385x422.2x79.5 |  | 220-240V |  | 5 |  |  |  | 70 |  | 3000 |  | 105000 | >=0.9 | 218000 |  |  | 120.93 |  |  | 8 | AEF | 25 | 0.025 |  | Available | 730/559 | CIE(x=0.43. y=0.403) 5SDCM | Class I. Class II | IK08 | IP66 | IP66 | 50 | 0.76 | -40 | 1 | 140 | RAL9007 | 50-60Hz | Passive | LED | dimmable | Area | ALIx | Car park. Shopping centre. Pedestrian crossing. Industrial |  |  | 16930 | NO Sensor | 106000 | [6 empty] | 218000
TBD | ALIX/3/F/AN/140/3/… | image | datasheet | deeplink | TUNGSRAM - ALIx - 15270lm - 140W - 3000K - 70CRI - TBD[SKU] - Bracket. Coupler | 9 | Bracket. Coupler | LED | 1 | 140 | Dali. Dimming. Static | IP66 | IP66 | [5 empty] | CE. ENEC | [6 empty] | 66 | 3000 | 385x422.2x79.5 |  | 220-240V |  | 5 |  |  |  | 70 |  | 3000 |  | 105000 | >=0.9 | 218000 |  |  | 109.07 |  |  | 8 | AN | 25 | 0.025 |  | Available | 730/559 | CIE(x=0.43. y=0.403) 5SDCM | Class I. Class II | IK08 | IP66 | IP66 | 50 | 0.76 | -40 | 1 | 140 | RAL9007 | 50-60Hz | Passive | LED | dimmable | Area | ALIx | Car park. Shopping centre. Pedestrian crossing. Industrial |  |  | 15270 | NO Sensor | 106000 | [6 empty] | 218000
TBD | ALIX/3/F/AF/140/3/… | image | datasheet | deeplink | TUNGSRAM - ALIx - 14320lm - 140W - 3000K - 70CRI - TBD[SKU] - Bracket. Coupler | 9 | Bracket. Coupler | LED | 1 | 140 | Dali. Dimming. Static | IP66 | IP66 | [5 empty] | CE. ENEC | [6 empty] | 66 | 3000 | 385x422.2x79.5 |  | 220-240V |  | 5 |  |  |  | 70 |  | 3000 |  | 105000 | >=0.9 | 218000 |  |  | 102.29 |  |  | 8 | AF | 25 | 0.025 |  | Available | 730/559 | CIE(x=0.43. y=0.403) 5SDCM | Class I. Class II | IK08 | IP66 | IP66 | 50 | 0.76 | -40 | 1 | 140 | RAL9007 | 50-60Hz | Passive | LED | dimmable | Area | ALIx | Car park. Shopping centre. Pedestrian crossing. Industrial |  |  | 14320 | NO Sensor | 106000 | [6 empty] | 218000
TBD | ALIX/3/F/AW/140/3/… | image | datasheet | deeplink | TUNGSRAM - ALIx - 15420lm - 140W - 3000K - 70CRI - TBD[SKU] - Bracket. Coupler | 9 | Bracket. Coupler | LED | 1 | 140 | Dali. Dimming. Static | IP66 | IP66 | [5 empty] | CE. ENEC | [6 empty] | 66 | 3000 | 385x422.2x79.5 |  | 220-240V |  | 5 |  |  |  | 70 |  | 3000 |  | 105000 | >=0.9 | 218000 |  |  | 110.14 |  |  | 8 | AW | 25 | 0.025 |  | Available | 730/559 | CIE(x=0.43. y=0.403) 5SDCM | Class I. Class II | IK08 | IP66 | IP66 | 50 | 0.76 | -40 | 1 | 140 | RAL9007 | 50-60Hz | Passive | LED | dimmable | Area | ALIx | Car park. Shopping centre. Pedestrian crossing. Industrial |  |  | 15420 | NO Sensor | 106000 | [6 empty] | 218000
TBD | ALIX/3/F/AFN/100/5/… | image | datasheet | deeplink | TUNGSRAM - ALIx - 12290lm - 99W - 5000K - 70CRI - TBD[SKU] - Bracket. Coupler | 9 | Bracket. Coupler | LED | 1 | 99 | Dali. Dimming. Static | IP66 | IP66 | [5 empty] | CE. ENEC | [6 empty] | 66 | 5000 | 385x422.2x79.5 |  | 220-240V |  | 5 |  |  |  | 70 |  | 5000 |  | 105000 | >=0.9 | 218000 |  |  | 124.14 |  |  | 8 | AFN | 25 | 0.025 |  | Available | 750/559 | CIE(x= 0.34. y= 0.35) 5SDCM | Class I. Class II | IK08 | IP66 | IP66 | 50 | 0.54 | -40 | 1 | 99 | RAL9007 | 50-60Hz | Passive | LED | dimmable | Area | ALIx | Car park. Shopping centre. Pedestrian crossing. Industrial |  |  | 12290 | NO Sensor | 106000 | [6 empty] | 218000
TBD | ALIX/3/F/SNS/100/5/… | image | datasheet | deeplink | TUNGSRAM - ALIx - 12410lm - 95W - 5000K - 70CRI - TBD[SKU] - Bracket. Coupler | 9 | Bracket. Coupler | LED | 1 | 95 | Dali. Dimming. Static | IP66 | IP66 | [5 empty] | CE. ENEC | [6 empty] | 66 | 5000 | 385x422.2x79.5 |  | 220-240V |  | 5 |  |  |  | 70 |  | 5000 |  | 105000 | >=0.9 | 218000 |  |  | 130.63 |  |  | 8 | SNS | 25 | 0.025 |  | Available | 750/559 | CIE(x= 0.34. y= 0.35) 5SDCM | Class I. Class II | IK08 | IP66 | IP66 | 50 | 0.52 | -40 | 1 | 95 | RAL9007 | 50-60Hz | Passive | LED | dimmable | Area | ALIx | Car park. Shopping centre. Pedestrian crossing. Industrial |  |  | 12410 | NO Sensor | 106000 | [6 empty] | 218000
TBD | ALIX/3/F/SWF/100/5/… | image | datasheet | deeplink | TUNGSRAM - ALIx - 12570lm - 95W - 5000K - 70CRI - TBD[SKU] - Bracket. Coupler | 9 | Bracket. Coupler | LED | 1 | 95 | Dali. Dimming. Static | IP66 | IP66 | [5 empty] | CE. ENEC | [6 empty] | 66 | 5000 | 385x422.2x79.5 |  | 220-240V |  | 5 |  |  |  | 70 |  | 5000 |  | 105000 | >=0.9 | 218000 |  |  | 132.32 |  |  | 8 | SWF | 25 | 0.025 |  | Available | 750/559 | CIE(x= 0.34. y= 0.35) 5SDCM | Class I. Class II | IK08 | IP66 | IP66 | 50 | 0.52 | -40 | 1 | 95 | RAL9007 | 50-60Hz | Passive | LED | dimmable | Area | ALIx | Car park. Shopping centre. Pedestrian crossing. Industrial |  |  | 12570 | NO Sensor | 106000 | [6 empty] | 218000
TBD | ALIX/3/F/AEF/100/5/… | image | datasheet | deeplink | TUNGSRAM - ALIx - 12960lm - 95W - 5000K - 70CRI - TBD[SKU] - Bracket. Coupler | 9 | Bracket. Coupler | LED | 1 | 95 | Dali. Dimming. Static | IP66 | IP66 | [5 empty] | CE. ENEC | [6 empty] | 66 | 5000 | 385x422.2x79.5 |  | 220-240V |  | 5 |  |  |  | 70 |  | 5000 |  | 105000 | >=0.9 | 218000 |  |  | 136.42 |  |  | 8 | AEF | 25 | 0.025 |  | Available | 750/559 | CIE(x= 0.34. y= 0.35) 5SDCM | Class I. Class II | IK08 | IP66 | IP66 | 50 | 0.52 | -40 | 1 | 95 | RAL9007 | 50-60Hz | Passive | LED | dimmable | Area | ALIx | Car park. Shopping centre. Pedestrian crossing. Industrial |  |  | 12960 | NO Sensor | 106000 | [6 empty] | 218000
TBD | ALIX/3/F/AN/100/5/… | image | datasheet | deeplink | TUNGSRAM - ALIx - 11690lm - 95W - 5000K - 70CRI - TBD[SKU] - Bracket. Coupler | 9 | Bracket. Coupler | LED | 1 | 95 | Dali. Dimming. Static | IP66 | IP66 | [5 empty] | CE. ENEC | [6 empty] | 66 | 5000 | 385x422.2x79.5 |  | 220-240V |  | 5 |  |  |  | 70 |  | 5000 |  | 105000 | >=0.9 | 218000 |  |  | 123.05 |  |  | 8 | AN | 25 | 0.025 |  | Available | 750/559 | CIE(x= 0.34. y= 0.35) 5SDCM | Class I. Class II | IK08 | IP66 | IP66 | 50 | 0.52 | -40 | 1 | 95 | RAL9007 | 50-60Hz | Passive | LED | dimmable | Area | ALIx | Car park. Shopping centre. Pedestrian crossing. Industrial |  |  | 11690 | NO Sensor | 106000 | [6 empty] | 218000
TBD | ALIX/3/F/AF/100/5/… | image | datasheet | deeplink | TUNGSRAM - ALIx - 10960lm - 95W - 5000K - 70CRI - TBD[SKU] - Bracket. Coupler | 9 | Bracket. Coupler | LED | 1 | 95 | Dali. Dimming. Static | IP66 | IP66 | [5 empty] | CE. ENEC | [6 empty] | 66 | 5000 | 385x422.2x79.5 |  | 220-240V |  | 5 |  |  |  | 70 |  | 5000 |  | 105000 | >=0.9 | 218000 |  |  | 115.37 |  |  | 8 | AF | 25 | 0.025 |  | Available | 750/559 | CIE(x= 0.34. y= 0.35) 5SDCM | Class I. Class II | IK08 | IP66 | IP66 | 50 | 0.52 | -40 | 1 | 95 | RAL9007 | 50-60Hz | Passive | LED | dimmable | Area | ALIx | Car park. Shopping centre. Pedestrian crossing. Industrial |  |  | 10960 | NO Sensor | 106000 | [6 empty] | 218000
TBD | ALIX/3/F/AW/100/5/… | image | datasheet | deeplink | TUNGSRAM - ALIx - 11800lm - 95W - 5000K - 70CRI - TBD[SKU] - Bracket. Coupler | 9 | Bracket. Coupler | LED | 1 | 95 | Dali. Dimming. Static | IP66 | IP66 | [5 empty] | CE. ENEC | [6 empty] | 66 | 5000 | 385x422.2x79.5 |  | 220-240V |  | 5 |  |  |  | 70 |  | 5000 |  | 105000 | >=0.9 | 218000 |  |  | 124.21 |  |  | 8 | AW | 25 | 0.025 |  | Available | 750/559 | CIE(x= 0.34. y= 0.35) 5SDCM | Class I. Class II | IK08 | IP66 | IP66 | 50 | 0.52 | -40 | 1 | 95 | RAL9007 | 50-60Hz | Passive | LED | dimmable | Area | ALIx | Car park. Shopping centre. Pedestrian crossing. Industrial |  |  | 11800 | NO Sensor | 106000 | [6 empty] | 218000
TBD | ALIX/3/F/AFN/100/4/… | image | datasheet | deeplink | TUNGSRAM - ALIx - 11820lm - 99W - 4000K - 70CRI - TBD[SKU] - Bracket. Coupler | 9 | Bracket. Coupler | LED | 1 | 99 | Dali. Dimming. Static | IP66 | IP66 | [5 empty] | CE. ENEC | [6 empty] | 66 | 4000 | 385x422.2x79.5 |  | 220-240V |  | 5 |  |  |  | 70 |  | 4000 |  | 105000 | >=0.9 | 218000 |  |  | 119.39 |  |  | 8 | AFN | 25 | 0.025 |  | Available | 740/559 | CIE(x= 0.38. y= 0.38) 5SDCM | Class I. Class II | IK08 | IP66 | IP66 | 50 | 0.54 | -40 | 1 | 99 | RAL9007 | 50-60Hz | Passive | LED | dimmable | Area | ALIx | Car park. Shopping centre. Pedestrian crossing. Industrial |  |  | 11820 | NO Sensor | 106000 | [6 empty] | 218000
TBD | ALIX/3/F/SNS/100/4/… | image | datasheet | deeplink | TUNGSRAM - ALIx - 11940lm - 95W - 4000K - 70CRI - TBD[SKU] - Bracket. Coupler | 9 | Bracket. Coupler | LED | 1 | 95 | Dali. Dimming. Static | IP66 | IP66 | [5 empty] | CE. ENEC | [6 empty] | 66 | 4000 | 385x422.2x79.5 |  | 220-240V |  | 5 |  |  |  | 70 |  | 4000 |  | 105000 | >=0.9 | 218000 |  |  | 125.68 |  |  | 8 | SNS | 25 | 0.025 |  | Available | 740/559 | CIE(x= 0.38. y= 0.38) 5SDCM | Class I. Class II | IK08 | IP66 | IP66 | 50 | 0.52 | -40 | 1 | 95 | RAL9007 | 50-60Hz | Passive | LED | dimmable | Area | ALIx | Car park. Shopping centre. Pedestrian crossing. Industrial |  |  | 11940 | NO Sensor | 106000 | [6 empty] | 218000
TBD | ALIX/3/F/SWF/100/4/… | image | datasheet | deeplink | TUNGSRAM - ALIx - 12100lm - 95W - 4000K - 70CRI - TBD[SKU] - Bracket. Coupler | 9 | Bracket. Coupler | LED | 1 | 95 | Dali. Dimming. Static | IP66 | IP66 | [5 empty] | CE. ENEC | [6 empty] | 66 | 4000 | 385x422.2x79.5 |  | 220-240V |  | 5 |  |  |  | 70 |  | 4000 |  | 105000 | >=0.9 | 218000 |  |  | 127.37 |  |  | 8 | SWF | 25 | 0.025 |  | Available | 740/559 | CIE(x= 0.38. y= 0.38) 5SDCM | Class I. Class II | IK08 | IP66 | IP66 | 50 | 0.52 | -40 | 1 | 95 | RAL9007 | 50-60Hz | Passive | LED | dimmable | Area | ALIx | Car park. Shopping centre. Pedestrian crossing. Industrial |  |  | 12100 | NO Sensor | 106000 | [6 empty] | 218000
TBD | ALIX/3/F/AEF/100/4/… | image | datasheet | deeplink | TUNGSRAM - ALIx - 12470lm - 95W - 4000K - 70CRI - TBD[SKU] - Bracket. Coupler | 9 | Bracket. Coupler | LED | 1 | 95 | Dali. Dimming. Static | IP66 | IP66 | [5 empty] | CE. ENEC | [6 empty] | 66 | 4000 | 385x422.2x79.5 |  | 220-240V |  | 5 |  |  |  | 70 |  | 4000 |  | 105000 | >=0.9 | 218000 |  |  | 131.26 |  |  | 8 | AEF | 25 | 0.025 |  | Available | 740/559 | CIE(x= 0.38. y= 0.38) 5SDCM | Class I. Class II | IK08 | IP66 | IP66 | 50 | 0.52 | -40 | 1 | 95 | RAL9007 | 50-60Hz | Passive | LED | dimmable | Area | ALIx | Car park. Shopping centre. Pedestrian crossing. Industrial |  |  | 12470 | NO Sensor | 106000 | [6 empty] | 218000
TBD | ALIX/3/F/AN/100/4/… | image | datasheet | deeplink | TUNGSRAM - ALIx - 11250lm - 95W - 4000K - 70CRI - TBD[SKU] - Bracket. Coupler | 9 | Bracket. Coupler | LED | 1 | 95 | Dali. Dimming. Static | IP66 | IP66 | [5 empty] | CE. ENEC | [6 empty] | 66 | 4000 | 385x422.2x79.5 |  | 220-240V |  | 5 |  |  |  | 70 |  | 4000 |  | 105000 | >=0.9 | 218000 |  |  | 118.42 |  |  | 8 | AN | 25 | 0.025 |  | Available | 740/559 | CIE(x= 0.38. y= 0.38) 5SDCM | Class I. Class II | IK08 | IP66 | IP66 | 50 | 0.52 | -40 | 1 | 95 | RAL9007 | 50-60Hz | Passive | LED | dimmable | Area | ALIx | Car park. Shopping centre. Pedestrian crossing. Industrial |  |  | 11250 | NO Sensor | 106000 | [6 empty] | 218000
TBD | ALIX/3/F/AF/100/4/… | image | datasheet | deeplink | TUNGSRAM - ALIx - 10550lm - 95W - 4000K - 70CRI - TBD[SKU] - Bracket. Coupler | 9 | Bracket. Coupler | LED | 1 | 95 | Dali. Dimming. Static | IP66 | IP66 | [5 empty] | CE. ENEC | [6 empty] | 66 | 4000 | 385x422.2x79.5 |  | 220-240V |  | 5 |  |  |  | 70 |  | 4000 |  | 105000 | >=0.9 | 218000 |  |  | 111.05 |  |  | 8 | AF | 25 | 0.025 |  | Available | 740/559 | CIE(x= 0.38. y= 0.38) 5SDCM | Class I. Class II | IK08 | IP66 | IP66 | 50 | 0.52 | -40 | 1 | 95 | RAL9007 | 50-60Hz | Passive | LED | dimmable | Area | ALIx | Car park. Shopping centre. Pedestrian crossing. Industrial |  |  | 10550 | NO Sensor | 106000 | [6 empty] | 218000
TBD | ALIX/3/F/AW/100/4/… | image | datasheet | deeplink | TUNGSRAM - ALIx - 11360lm - 95W - 4000K - 70CRI - TBD[SKU] - Bracket. Coupler | 9 | Bracket. Coupler | LED | 1 | 95 | Dali. Dimming. Static | IP66 | IP66 | [5 empty] | CE. ENEC | [6 empty] | 66 | 4000 | 385x422.2x79.5 |  | 220-240V |  | 5 |  |  |  | 70 |  | 4000 |  | 105000 | >=0.9 | 218000 |  |  | 119.58 |  |  | 8 | AW | 25 | 0.025 |  | Available | 740/559 | CIE(x= 0.38. y= 0.38) 5SDCM | Class I. Class II | IK08 | IP66 | IP66 | 50 | 0.52 | -40 | 1 | 95 | RAL9007 | 50-60Hz | Passive | LED | dimmable | Area | ALIx | Car park. Shopping centre. Pedestrian crossing. Industrial |  |  | 11360 | NO Sensor | 106000 | [6 empty] | 218000
TBD | ALIX/3/F/AFN/100/3/… | image | datasheet | deeplink | TUNGSRAM - ALIx - 11540lm - 99W - 3000K - 70CRI - TBD[SKU] - Bracket. Coupler | 9 | Bracket. Coupler | LED | 1 | 99 | Dali. Dimming. Static | IP66 | IP66 | [5 empty] | CE. ENEC | [6 empty] | 66 | 3000 | 385x422.2x79.5 |  | 220-240V |  | 5 |  |  |  | 70 |  | 3000 |  | 105000 | >=0.9 | 218000 |  |  | 116.57 |  |  | 8 | AFN | 25 | 0.025 |  | Available | 730/559 | CIE(x=0.43. y=0.403) 5SDCM | Class I. Class II | IK08 | IP66 | IP66 | 50 | 0.54 | -40 | 1 | 99 | RAL9007 | 50-60Hz | Passive | LED | dimmable | Area | ALIx | Car park. Shopping centre. Pedestrian crossing. Industrial |  |  | 11540 | NO Sensor | 106000 | [6 empty] | 218000
TBD | ALIX/3/F/SNS/100/3/… | image | datasheet | deeplink | TUNGSRAM - ALIx - 11660lm - 95W - 3000K - 70CRI - TBD[SKU] - Bracket. Coupler | 9 | Bracket. Coupler | LED | 1 | 95 | Dali. Dimming. Static | IP66 | IP66 | [5 empty] | CE. ENEC | [6 empty] | 66 | 3000 | 385x422.2x79.5 |  | 220-240V |  | 5 |  |  |  | 70 |  | 3000 |  | 105000 | >=0.9 | 218000 |  |  | 122.74 |  |  | 8 | SNS | 25 | 0.025 |  | Available | 730/559 | CIE(x=0.43. y=0.403) 5SDCM | Class I. Class II | IK08 | IP66 | IP66 | 50 | 0.52 | -40 | 1 | 95 | RAL9007 | 50-60Hz | Passive | LED | dimmable | Area | ALIx | Car park. Shopping centre. Pedestrian crossing. Industrial |  |  | 11660 | NO Sensor | 106000 | [6 empty] | 218000
TBD | ALIX/3/F/SWF/100/3/… | image | datasheet | deeplink | TUNGSRAM - ALIx - 11820lm - 95W - 3000K - 70CRI - TBD[SKU] - Bracket. Coupler | 9 | Bracket. Coupler | LED | 1 | 95 | Dali. Dimming. Static | IP66 | IP66 | [5 empty] | CE. ENEC | [6 empty] | 66 | 3000 | 385x422.2x79.5 |  | 220-240V |  | 5 |  |  |  | 70 |  | 3000 |  | 105000 | >=0.9 | 218000 |  |  | 124.42 |  |  | 8 | SWF | 25 | 0.025 |  | Available | 730/559 | CIE(x=0.43. y=0.403) 5SDCM | Class I. Class II | IK08 | IP66 | IP66 | 50 | 0.52 | -40 | 1 | 95 | RAL9007 | 50-60Hz | Passive | LED | dimmable | Area | ALIx | Car park. Shopping centre. Pedestrian crossing. Industrial |  |  | 11820 | NO Sensor | 106000 | [6 empty] | 218000
TBD | ALIX/3/F/AEF/100/3/… | image | datasheet | deeplink | TUNGSRAM - ALIx - 12180lm - 95W - 3000K - 70CRI - TBD[SKU] - Bracket. Coupler | 9 | Bracket. Coupler | LED | 1 | 95 | Dali. Dimming. Static | IP66 | IP66 | [5 empty] | CE. ENEC | [6 empty] | 66 | 3000 | 385x422.2x79.5 |  | 220-240V |  | 5 |  |  |  | 70 |  | 3000 |  | 105000 | >=0.9 | 218000 |  |  | 128.21 |  |  | 8 | AEF | 25 | 0.025 |  | Available | 730/559 | CIE(x=0.43. y=0.403) 5SDCM | Class I. Class II | IK08 | IP66 | IP66 | 50 | 0.52 | -40 | 1 | 95 | RAL9007 | 50-60Hz | Passive | LED | dimmable | Area | ALIx | Car park. Shopping centre. Pedestrian crossing. Industrial |  |  | 12180 | NO Sensor | 106000 | [6 empty] | 218000
TBD | ALIX/3/F/AN/100/3/… | image | datasheet | deeplink | TUNGSRAM - ALIx - 10990lm - 95W - 3000K - 70CRI - TBD[SKU] - Bracket. Coupler | 9 | Bracket. Coupler | LED | 1 | 95 | Dali. Dimming. Static | IP66 | IP66 | [5 empty] | CE. ENEC | [6 empty] | 66 | 3000 | 385x422.2x79.5 |  | 220-240V |  | 5 |  |  |  | 70 |  | 3000 |  | 105000 | >=0.9 | 218000 |  |  | 115.68 |  |  | 8 | AN | 25 | 0.025 |  | Available | 730/559 | CIE(x=0.43. y=0.403) 5SDCM | Class I. Class II | IK08 | IP66 | IP66 | 50 | 0.52 | -40 | 1 | 95 | RAL9007 | 50-60Hz | Passive | LED | dimmable | Area | ALIx | Car park. Shopping centre. Pedestrian crossing. Industrial |  |  | 10990 | NO Sensor | 106000 | [6 empty] | 218000
TBD | ALIX/3/F/AF/100/3/… | image | datasheet | deeplink | TUNGSRAM - ALIx - 10300lm - 95W - 3000K - 70CRI - TBD[SKU] - Bracket. Coupler | 9 | Bracket. Coupler | LED | 1 | 95 | Dali. Dimming. Static | IP66 | IP66 | [5 empty] | CE. ENEC | [6 empty] | 66 | 3000 | 385x422.2x79.5 |  | 220-240V |  | 5 |  |  |  | 70 |  | 3000 |  | 105000 | >=0.9 | 218000 |  |  | 108.42 |  |  | 8 | AF | 25 | 0.025 |  | Available | 730/559 | CIE(x=0.43. y=0.403) 5SDCM | Class I. Class II | IK08 | IP66 | IP66 | 50 | 0.52 | -40 | 1 | 95 | RAL9007 | 50-60Hz | Passive | LED | dimmable | Area | ALIx | Car park. Shopping centre. Pedestrian crossing. Industrial |  |  | 10300 | NO Sensor | 106000 | [6 empty] | 218000
TBD | ALIX/3/F/AW/100/3/… | image | datasheet | deeplink | TUNGSRAM - ALIx - 11090lm - 95W - 3000K - 70CRI - TBD[SKU] - Bracket. Coupler | 9 | Bracket. Coupler | LED | 1 | 95 | Dali. Dimming. Static | IP66 | IP66 | [5 empty] | CE. ENEC | [6 empty] | 66 | 3000 | 385x422.2x79.5 |  | 220-240V |  | 5 |  |  |  | 70 |  | 3000 |  | 105000 | >=0.9 | 218000 |  |  | 116.74 |  |  | 8 | AW | 25 | 0.025 |  | Available | 730/559 | CIE(x=0.43. y=0.403) 5SDCM | Class I. Class II | IK08 | IP66 | IP66 | 50 | 0.52 | -40 | 1 | 95 | RAL9007 | 50-60Hz | Passive | LED | dimmable | Area | ALIx | Car park. Shopping centre. Pedestrian crossing. Industrial |  |  | 11090 | NO Sensor | 106000 | [6 empty] | 218000
TBD | ALIX/3/F/SNS/70/5/… | image | datasheet | deeplink | TUNGSRAM - ALIx - 8560lm - 67W - 5000K - 70CRI - TBD[SKU] - Bracket. Coupler | 9 | Bracket. Coupler | LED | 1 | 67 | Dali. Dimming. Static | IP66 | IP66 | [5 empty] | CE. ENEC | [6 empty] | 66 | 5000 | 385x422.2x79.5 |  | 220-240V |  | 5 |  |  |  | 70 |  | 5000 |  | 105000 | >=0.9 | 218000 |  |  | 127.76 |  |  | 8 | SNS | 25 | 0.025 |  | Available | 750/559 | CIE(x= 0.34. y= 0.35) 5SDCM | Class I. Class II | IK08 | IP66 | IP66 | 50 | 0.37 | -40 | 1 | 67 | RAL9007 | 50-60Hz | Passive | LED | dimmable | Area | ALIx | Car park. Shopping centre. Pedestrian crossing. Industrial |  |  | 8560 | NO Sensor | 106000 | [6 empty] | 218000
TBD | ALIX/3/F/SWF/70/5/… | image | datasheet | deeplink | TUNGSRAM - ALIx - 8670lm - 67W - 5000K - 70CRI - TBD[SKU] - Bracket. Coupler | 9 | Bracket. Coupler | LED | 1 | 67 | Dali. Dimming. Static | IP66 | IP66 | [5 empty] | CE. ENEC | [6 empty] | 66 | 5000 | 385x422.2x79.5 |  | 220-240V |  | 5 |  |  |  | 70 |  | 5000 |  | 105000 | >=0.9 | 218000 |  |  | 129.4 |  |  | 8 | SWF | 25 | 0.025 |  | Available | 750/559 | CIE(x= 0.34. y= 0.35) 5SDCM | Class I. Class II | IK08 | IP66 | IP66 | 50 | 0.37 | -40 | 1 | 67 | RAL9007 | 50-60Hz | Passive | LED | dimmable | Area | ALIx | Car park. Shopping centre. Pedestrian crossing. Industrial |  |  | 8670 | NO Sensor | 106000 | [6 empty] | 218000
TBD | ALIX/3/F/AEF/70/5/… | image | datasheet | deeplink | TUNGSRAM - ALIx - 8930lm - 67W - 5000K - 70CRI - TBD[SKU] - Bracket. Coupler | 9 | Bracket. Coupler | LED | 1 | 67 | Dali. Dimming. Static | IP66 | IP66 | [5 empty] | CE. ENEC | [6 empty] | 66 | 5000 | 385x422.2x79.5 |  | 220-240V |  | 5 |  |  |  | 70 |  | 5000 |  | 105000 | >=0.9 | 218000 |  |  | 133.28 |  |  | 8 | AEF | 25 | 0.025 |  | Available | 750/559 | CIE(x= 0.34. y= 0.35) 5SDCM | Class I. Class II | IK08 | IP66 | IP66 | 50 | 0.37 | -40 | 1 | 67 | RAL9007 | 50-60Hz | Passive | LED | dimmable | Area | ALIx | Car park. Shopping centre. Pedestrian crossing. Industrial |  |  | 8930 | NO Sensor | 106000 | [6 empty] | 218000
TBD | ALIX/3/F/AN/70/5/… | image | datasheet | deeplink | TUNGSRAM - ALIx - 8060lm - 67W - 5000K - 70CRI - TBD[SKU] - Bracket. Coupler | 9 | Bracket. Coupler | LED | 1 | 67 | Dali. Dimming. Static | IP66 | IP66 | [5 empty] | CE. ENEC | [6 empty] | 66 | 5000 | 385x422.2x79.5 |  | 220-240V |  | 5 |  |  |  | 70 |  | 5000 |  | 105000 | >=0.9 | 218000 |  |  | 120.3 |  |  | 8 | AN | 25 | 0.025 |  | Available | 750/559 | CIE(x= 0.34. y= 0.35) 5SDCM | Class I. Class II | IK08 | IP66 | IP66 | 50 | 0.37 | -40 | 1 | 67 | RAL9007 | 50-60Hz | Passive | LED | dimmable | Area | ALIx | Car park. Shopping centre. Pedestrian crossing. Industrial |  |  | 8060 | NO Sensor | 106000 | [6 empty] | 218000
TBD | ALIX/3/F/AF/70/5/… | image | datasheet | deeplink | TUNGSRAM - ALIx - 7560lm - 67W - 5000K - 70CRI - TBD[SKU] - Bracket. Coupler | 9 | Bracket. Coupler | LED | 1 | 67 | Dali. Dimming. Static | IP66 | IP66 | [5 empty] | CE. ENEC | [6 empty] | 66 | 5000 | 385x422.2x79.5 |  | 220-240V |  | 5 |  |  |  | 70 |  | 5000 |  | 105000 | >=0.9 | 218000 |  |  | 112.84 |  |  | 8 | AF | 25 | 0.025 |  | Available | 750/559 | CIE(x= 0.34. y= 0.35) 5SDCM | Class I. Class II | IK08 | IP66 | IP66 | 50 | 0.37 | -40 | 1 | 67 | RAL9007 | 50-60Hz | Passive | LED | dimmable | Area | ALIx | Car park. Shopping centre. Pedestrian crossing. Industrial |  |  | 7560 | NO Sensor | 106000 | [6 empty] | 218000
TBD | ALIX/3/F/AW/70/5/… | image | datasheet | deeplink | TUNGSRAM - ALIx - 8140lm - 67W - 5000K - 70CRI - TBD[SKU] - Bracket. Coupler | 9 | Bracket. Coupler | LED | 1 | 67 | Dali. Dimming. Static | IP66 | IP66 | [5 empty] | CE. ENEC | [6 empty] | 66 | 5000 | 385x422.2x79.5 |  | 220-240V |  | 5 |  |  |  | 70 |  | 5000 |  | 105000 | >=0.9 | 218000 |  |  | 121.49 |  |  | 8 | AW | 25 | 0.025 |  | Available | 750/559 | CIE(x= 0.34. y= 0.35) 5SDCM | Class I. Class II | IK08 | IP66 | IP66 | 50 | 0.37 | -40 | 1 | 67 | RAL9007 | 50-60Hz | Passive | LED | dimmable | Area | ALIx | Car park. Shopping centre. Pedestrian crossing. Industrial |  |  | 8140 | NO Sensor | 106000 | [6 empty] | 218000
TBD | ALIX/3/F/SNS/70/4/… | image | datasheet | deeplink | TUNGSRAM - ALIx - 8240lm - 67W - 4000K - 70CRI - TBD[SKU] - Bracket. Coupler | 9 | Bracket. Coupler | LED | 1 | 67 | Dali. Dimming. Static | IP66 | IP66 | [5 empty] | CE. ENEC | [6 empty] | 66 | 4000 | 385x422.2x79.5 |  | 220-240V |  | 5 |  |  |  | 70 |  | 4000 |  | 105000 | >=0.9 | 218000 |  |  | 122.99 |  |  | 8 | SNS | 25 | 0.025 |  | Available | 740/559 | CIE(x= 0.38. y= 0.38) 5SDCM | Class I. Class II | IK08 | IP66 | IP66 | 50 | 0.37 | -40 | 1 | 67 | RAL9007 | 50-60Hz | Passive | LED | dimmable | Area | ALIx | Car park. Shopping centre. Pedestrian crossing. Industrial |  |  | 8240 | NO Sensor | 106000 | [6 empty] | 218000
TBD | ALIX/3/F/SWF/70/4/… | image | datasheet | deeplink | TUNGSRAM - ALIx - 8350lm - 67W - 4000K - 70CRI - TBD[SKU] - Bracket. Coupler | 9 | Bracket. Coupler | LED | 1 | 67 | Dali. Dimming. Static | IP66 | IP66 | [5 empty] | CE. ENEC | [6 empty] | 66 | 4000 | 385x422.2x79.5 |  | 220-240V |  | 5 |  |  |  | 70 |  | 4000 |  | 105000 | >=0.9 | 218000 |  |  | 124.63 |  |  | 8 | SWF | 25 | 0.025 |  | Available | 740/559 | CIE(x= 0.38. y= 0.38) 5SDCM | Class I. Class II | IK08 | IP66 | IP66 | 50 | 0.37 | -40 | 1 | 67 | RAL9007 | 50-60Hz | Passive | LED | dimmable | Area | ALIx | Car park. Shopping centre. Pedestrian crossing. Industrial |  |  | 8350 | NO Sensor | 106000 | [6 empty] | 218000
TBD | ALIX/3/F/AEF/70/4/… | image | datasheet | deeplink | TUNGSRAM - ALIx - 8600lm - 67W - 4000K - 70CRI - TBD[SKU] - Bracket. Coupler | 9 | Bracket. Coupler | LED | 1 | 67 | Dali. Dimming. Static | IP66 | IP66 | [5 empty] | CE. ENEC | [6 empty] | 66 | 4000 | 385x422.2x79.5 |  | 220-240V |  | 5 |  |  |  | 70 |  | 4000 |  | 105000 | >=0.9 | 218000 |  |  | 128.36 |  |  | 8 | AEF | 25 | 0.025 |  | Available | 740/559 | CIE(x= 0.38. y= 0.38) 5SDCM | Class I. Class II | IK08 | IP66 | IP66 | 50 | 0.37 | -40 | 1 | 67 | RAL9007 | 50-60Hz | Passive | LED | dimmable | Area | ALIx | Car park. Shopping centre. Pedestrian crossing. Industrial |  |  | 8600 | NO Sensor | 106000 | [6 empty] | 218000
TBD | ALIX/3/F/AN/70/4/… | image | datasheet | deeplink | TUNGSRAM - ALIx - 7760lm - 67W - 4000K - 70CRI - TBD[SKU] - Bracket. Coupler | 9 | Bracket. Coupler | LED | 1 | 67 | Dali. Dimming. Static | IP66 | IP66 | [5 empty] | CE. ENEC | [6 empty] | 66 | 4000 | 385x422.2x79.5 |  | 220-240V |  | 5 |  |  |  | 70 |  | 4000 |  | 105000 | >=0.9 | 218000 |  |  | 115.82 |  |  | 8 | AN | 25 | 0.025 |  | Available | 740/559 | CIE(x= 0.38. y= 0.38) 5SDCM | Class I. Class II | IK08 | IP66 | IP66 | 50 | 0.37 | -40 | 1 | 67 | RAL9007 | 50-60Hz | Passive | LED | dimmable | Area | ALIx | Car park. Shopping centre. Pedestrian crossing. Industrial |  |  | 7760 | NO Sensor | 106000 | [6 empty] | 218000
TBD | ALIX/3/F/AF/70/4/… | image | datasheet | deeplink | TUNGSRAM - ALIx - 7280lm - 67W - 4000K - 70CRI - TBD[SKU] - Bracket. Coupler | 9 | Bracket. Coupler | LED | 1 | 67 | Dali. Dimming. Static | IP66 | IP66 | [5 empty] | CE. ENEC | [6 empty] | 66 | 4000 | 385x422.2x79.5 |  | 220-240V |  | 5 |  |  |  | 70 |  | 4000 |  | 105000 | >=0.9 | 218000 |  |  | 108.66 |  |  | 8 | AF | 25 | 0.025 |  | Available | 740/559 | CIE(x= 0.38. y= 0.38) 5SDCM | Class I. Class II | IK08 | IP66 | IP66 | 50 | 0.37 | -40 | 1 | 67 | RAL9007 | 50-60Hz | Passive | LED | dimmable | Area | ALIx | Car park. Shopping centre. Pedestrian crossing. Industrial |  |  | 7280 | NO Sensor | 106000 | [6 empty] | 218000
TBD | ALIX/3/F/AW/70/4/… | image | datasheet | deeplink | TUNGSRAM - ALIx - 7840lm - 67W - 4000K - 70CRI - TBD[SKU] - Bracket. Coupler | 9 | Bracket. Coupler | LED | 1 | 67 | Dali. Dimming. Static | IP66 | IP66 | [5 empty] | CE. ENEC | [6 empty] | 66 | 4000 | 385x422.2x79.5 |  | 220-240V |  | 5 |  |  |  | 70 |  | 4000 |  | 105000 | >=0.9 | 218000 |  |  | 117.01 |  |  | 8 | AW | 25 | 0.025 |  | Available | 740/559 | CIE(x= 0.38. y= 0.38) 5SDCM | Class I. Class II | IK08 | IP66 | IP66 | 50 | 0.37 | -40 | 1 | 67 | RAL9007 | 50-60Hz | Passive | LED | dimmable | Area | ALIx | Car park. Shopping centre. Pedestrian crossing. Industrial |  |  | 7840 | NO Sensor | 106000 | [6 empty] | 218000
TBD | ALIX/3/F/SNS/70/3/… | image | datasheet | deeplink | TUNGSRAM - ALIx - 8050lm - 67W - 3000K - 70CRI - TBD[SKU] - Bracket. Coupler | 9 | Bracket. Coupler | LED | 1 | 67 | Dali. Dimming. Static | IP66 | IP66 | [5 empty] | CE. ENEC | [6 empty] | 66 | 3000 | 385x422.2x79.5 |  | 220-240V |  | 5 |  |  |  | 70 |  | 3000 |  | 105000 | >=0.9 | 218000 |  |  | 120.15 |  |  | 8 | SNS | 25 | 0.025 |  | Available | 730/559 | CIE(x=0.43. y=0.403) 5SDCM | Class I. Class II | IK08 | IP66 | IP66 | 50 | 0.37 | -40 | 1 | 67 | RAL9007 | 50-60Hz | Passive | LED | dimmable | Area | ALIx | Car park. Shopping centre. Pedestrian crossing. Industrial |  |  | 8050 | NO Sensor | 106000 | [6 empty] | 218000
TBD | ALIX/3/F/SWF/70/3/… | image | datasheet | deeplink | TUNGSRAM - ALIx - 8150lm - 67W - 3000K - 70CRI - TBD[SKU] - Bracket. Coupler | 9 | Bracket. Coupler | LED | 1 | 67 | Dali. Dimming. Static | IP66 | IP66 | [5 empty] | CE. ENEC | [6 empty] | 66 | 3000 | 385x422.2x79.5 |  | 220-240V |  | 5 |  |  |  | 70 |  | 3000 |  | 105000 | >=0.9 | 218000 |  |  | 121.64 |  |  | 8 | SWF | 25 | 0.025 |  | Available | 730/559 | CIE(x=0.43. y=0.403) 5SDCM | Class I. Class II | IK08 | IP66 | IP66 | 50 | 0.37 | -40 | 1 | 67 | RAL9007 | 50-60Hz | Passive | LED | dimmable | Area | ALIx | Car park. Shopping centre. Pedestrian crossing. Industrial |  |  | 8150 | NO Sensor | 106000 | [6 empty] | 218000
TBD | ALIX/3/F/AEF/70/3/… | image | datasheet | deeplink | TUNGSRAM - ALIx - 8400lm - 67W - 3000K - 70CRI - TBD[SKU] - Bracket. Coupler | 9 | Bracket. Coupler | LED | 1 | 67 | Dali. Dimming. Static | IP66 | IP66 | [5 empty] | CE. ENEC | [6 empty] | 66 | 3000 | 385x422.2x79.5 |  | 220-240V |  | 5 |  |  |  | 70 |  | 3000 |  | 105000 | >=0.9 | 218000 |  |  | 125.37 |  |  | 8 | AEF | 25 | 0.025 |  | Available | 730/559 | CIE(x=0.43. y=0.403) 5SDCM | Class I. Class II | IK08 | IP66 | IP66 | 50 | 0.37 | -40 | 1 | 67 | RAL9007 | 50-60Hz | Passive | LED | dimmable | Area | ALIx | Car park. Shopping centre. Pedestrian crossing. Industrial |  |  | 8400 | NO Sensor | 106000 | [6 empty] | 218000
TBD | ALIX/3/F/AN/70/3/… | image | datasheet | deeplink | TUNGSRAM - ALIx - 7580lm - 67W - 3000K - 70CRI - TBD[SKU] - Bracket. Coupler | 9 | Bracket. Coupler | LED | 1 | 67 | Dali. Dimming. Static | IP66 | IP66 | [5 empty] | CE. ENEC | [6 empty] | 66 | 3000 | 385x422.2x79.5 |  | 220-240V |  | 5 |  |  |  | 70 |  | 3000 |  | 105000 | >=0.9 | 218000 |  |  | 113.13 |  |  | 8 | AN | 25 | 0.025 |  | Available | 730/559 | CIE(x=0.43. y=0.403) 5SDCM | Class I. Class II | IK08 | IP66 | IP66 | 50 | 0.37 | -40 | 1 | 67 | RAL9007 | 50-60Hz | Passive | LED | dimmable | Area | ALIx | Car park. Shopping centre. Pedestrian crossing. Industrial |  |  | 7580 | NO Sensor | 106000 | [6 empty] | 218000
TBD | ALIX/3/F/AF/70/3/… | image | datasheet | deeplink | TUNGSRAM - ALIx - 7110lm - 67W - 3000K - 70CRI - TBD[SKU] - Bracket. Coupler | 9 | Bracket. Coupler | LED | 1 | 67 | Dali. Dimming. Static | IP66 | IP66 | [5 empty] | CE. ENEC | [6 empty] | 66 | 3000 | 385x422.2x79.5 |  | 220-240V |  | 5 |  |  |  | 70 |  | 3000 |  | 105000 | >=0.9 | 218000 |  |  | 106.12 |  |  | 8 | AF | 25 | 0.025 |  | Available | 730/559 | CIE(x=0.43. y=0.403) 5SDCM | Class I. Class II | IK08 | IP66 | IP66 | 50 | 0.37 | -40 | 1 | 67 | RAL9007 | 50-60Hz | Passive | LED | dimmable | Area | ALIx | Car park. Shopping centre. Pedestrian crossing. Industrial |  |  | 7110 | NO Sensor | 106000 | [6 empty] | 218000
TBD | ALIX/3/F/AW/70/3/… | image | datasheet | deeplink | TUNGSRAM - ALIx - 7650lm - 67W - 3000K - 70CRI - TBD[SKU] - Bracket. Coupler | 9 | Bracket. Coupler | LED | 1 | 67 | Dali. Dimming. Static | IP66 | IP66 | [5 empty] | CE. ENEC | [6 empty] | 66 | 3000 | 385x422.2x79.5 |  | 220-240V |  | 5 |  |  |  | 70 |  | 3000 |  | 105000 | >=0.9 | 218000 |  |  | 114.18 |  |  | 8 | AW | 25 | 0.025 |  | Available | 730/559 | CIE(x=0.43. y=0.403) 5SDCM | Class I. Class II | IK08 | IP66 | IP66 | 50 | 0.37 | -40 | 1 | 67 | RAL9007 | 50-60Hz | Passive | LED | dimmable | Area | ALIx | Car park. Shopping centre. Pedestrian crossing. Industrial |  |  | 7650 | NO Sensor | 106000 | [6 empty] | 218000
TBD | ALIX/3/F/SNS/50/5/… | image | datasheet | deeplink | TUNGSRAM - ALIx - 6290lm - 48W - 5000K - 70CRI - TBD[SKU] - Bracket. Coupler | 9 | Bracket. Coupler | LED | 1 | 48 | Dali. Dimming. Static | IP66 | IP66 | [5 empty] | CE. ENEC | [6 empty] | 66 | 5000 | 385x422.2x79.5 |  | 220-240V |  | 5 |  |  |  | 70 |  | 5000 |  | 105000 | >=0.9 | 218000 |  |  | 131.04 |  |  | 8 | SNS | 25 | 0.025 |  | Available | 750/559 | CIE(x= 0.34. y= 0.35) 5SDCM | Class I. Class II | IK08 | IP66 | IP66 | 50 | 0.26 | -40 | 1 | 48 | RAL9007 | 50-60Hz | Passive | LED | dimmable | Area | ALIx | Car park. Shopping centre. Pedestrian crossing. Industrial |  |  | 6290 | NO Sensor | 106000 | [6 empty] | 218000
TBD | ALIX/3/F/SWF/50/5/… | image | datasheet | deeplink | TUNGSRAM - ALIx - 6380lm - 48W - 5000K - 70CRI - TBD[SKU] - Bracket. Coupler | 9 | Bracket. Coupler | LED | 1 | 48 | Dali. Dimming. Static | IP66 | IP66 | [5 empty] | CE. ENEC | [6 empty] | 66 | 5000 | 385x422.2x79.5 |  | 220-240V |  | 5 |  |  |  | 70 |  | 5000 |  | 105000 | >=0.9 | 218000 |  |  | 132.92 |  |  | 8 | SWF | 25 | 0.025 |  | Available | 750/559 | CIE(x= 0.34. y= 0.35) 5SDCM | Class I. Class II | IK08 | IP66 | IP66 | 50 | 0.26 | -40 | 1 | 48 | RAL9007 | 50-60Hz | Passive | LED | dimmable | Area | ALIx | Car park. Shopping centre. Pedestrian crossing. Industrial |  |  | 6380 | NO Sensor | 106000 | [6 empty] | 218000
TBD | ALIX/3/F/AEF/50/5/… | image | datasheet | deeplink | TUNGSRAM - ALIx - 6580lm - 48W - 5000K - 70CRI - TBD[SKU] - Bracket. Coupler | 9 | Bracket. Coupler | LED | 1 | 48 | Dali. Dimming. Static | IP66 | IP66 | [5 empty] | CE. ENEC | [6 empty] | 66 | 5000 | 385x422.2x79.5 |  | 220-240V |  | 5 |  |  |  | 70 |  | 5000 |  | 105000 | >=0.9 | 218000 |  |  | 137.08 |  |  | 8 | AEF | 25 | 0.025 |  | Available | 750/559 | CIE(x= 0.34. y= 0.35) 5SDCM | Class I. Class II | IK08 | IP66 | IP66 | 50 | 0.26 | -40 | 1 | 48 | RAL9007 | 50-60Hz | Passive | LED | dimmable | Area | ALIx | Car park. Shopping centre. Pedestrian crossing. Industrial |  |  | 6580 | NO Sensor | 106000 | [6 empty] | 218000
TBD | ALIX/3/F/AN/50/5/… | image | datasheet | deeplink | TUNGSRAM - ALIx - 5930lm - 48W - 5000K - 70CRI - TBD[SKU] - Bracket. Coupler | 9 | Bracket. Coupler | LED | 1 | 48 | Dali. Dimming. Static | IP66 | IP66 | [5 empty] | CE. ENEC | [6 empty] | 66 | 5000 | 385x422.2x79.5 |  | 220-240V |  | 5 |  |  |  | 70 |  | 5000 |  | 105000 | >=0.9 | 218000 |  |  | 123.54 |  |  | 8 | AN | 25 | 0.025 |  | Available | 750/559 | CIE(x= 0.34. y= 0.35) 5SDCM | Class I. Class II | IK08 | IP66 | IP66 | 50 | 0.26 | -40 | 1 | 48 | RAL9007 | 50-60Hz | Passive | LED | dimmable | Area | ALIx | Car park. Shopping centre. Pedestrian crossing. Industrial |  |  | 5930 | NO Sensor | 106000 | [6 empty] | 218000
TBD | ALIX/3/F/AF/50/5/… | image | datasheet | deeplink | TUNGSRAM - ALIx - 5560lm - 48W - 5000K - 70CRI - TBD[SKU] - Bracket. Coupler | 9 | Bracket. Coupler | LED | 1 | 48 | Dali. Dimming. Static | IP66 | IP66 | [5 empty] | CE. ENEC | [6 empty] | 66 | 5000 | 385x422.2x79.5 |  | 220-240V |  | 5 |  |  |  | 70 |  | 5000 |  | 105000 | >=0.9 | 218000 |  |  | 115.83 |  |  | 8 | AF | 25 | 0.025 |  | Available | 750/559 | CIE(x= 0.34. y= 0.35) 5SDCM | Class I. Class II | IK08 | IP66 | IP66 | 50 | 0.26 | -40 | 1 | 48 | RAL9007 | 50-60Hz | Passive | LED | dimmable | Area | ALIx | Car park. Shopping centre. Pedestrian crossing. Industrial |  |  | 5560 | NO Sensor | 106000 | [6 empty] | 218000
TBD | ALIX/3/F/AW/50/5/… | image | datasheet | deeplink | TUNGSRAM - ALIx - 5990lm - 48W - 5000K - 70CRI - TBD[SKU] - Bracket. Coupler | 9 | Bracket. Coupler | LED | 1 | 48 | Dali. Dimming. Static | IP66 | IP66 | [5 empty] | CE. ENEC | [6 empty] | 66 | 5000 | 385x422.2x79.5 |  | 220-240V |  | 5 |  |  |  | 70 |  | 5000 |  | 105000 | >=0.9 | 218000 |  |  | 124.79 |  |  | 8 | AW | 25 | 0.025 |  | Available | 750/559 | CIE(x= 0.34. y= 0.35) 5SDCM | Class I. Class II | IK08 | IP66 | IP66 | 50 | 0.26 | -40 | 1 | 48 | RAL9007 | 50-60Hz | Passive | LED | dimmable | Area | ALIx | Car park. Shopping centre. Pedestrian crossing. Industrial |  |  | 5990 | NO Sensor | 106000 | [6 empty] | 218000
TBD | ALIX/3/F/SNS/50/4/… | image | datasheet | deeplink | TUNGSRAM - ALIx - 6060lm - 48W - 4000K - 70CRI - TBD[SKU] - Bracket. Coupler | 9 | Bracket. Coupler | LED | 1 | 48 | Dali. Dimming. Static | IP66 | IP66 | [5 empty] | CE. ENEC | [6 empty] | 66 | 4000 | 385x422.2x79.5 |  | 220-240V |  | 5 |  |  |  | 70 |  | 4000 |  | 105000 | >=0.9 | 218000 |  |  | 126.25 |  |  | 8 | SNS | 25 | 0.025 |  | Available | 740/559 | CIE(x= 0.38. y= 0.38) 5SDCM | Class I. Class II | IK08 | IP66 | IP66 | 50 | 0.26 | -40 | 1 | 48 | RAL9007 | 50-60Hz | Passive | LED | dimmable | Area | ALIx | Car park. Shopping centre. Pedestrian crossing. Industrial |  |  | 6060 | NO Sensor | 106000 | [6 empty] | 218000
TBD | ALIX/3/F/SWF/50/4/… | image | datasheet | deeplink | TUNGSRAM - ALIx - 6140lm - 48W - 4000K - 70CRI - TBD[SKU] - Bracket. Coupler | 9 | Bracket. Coupler | LED | 1 | 48 | Dali. Dimming. Static | IP66 | IP66 | [5 empty] | CE. ENEC | [6 empty] | 66 | 4000 | 385x422.2x79.5 |  | 220-240V |  | 5 |  |  |  | 70 |  | 4000 |  | 105000 | >=0.9 | 218000 |  |  | 127.92 |  |  | 8 | SWF | 25 | 0.025 |  | Available | 740/559 | CIE(x= 0.38. y= 0.38) 5SDCM | Class I. Class II | IK08 | IP66 | IP66 | 50 | 0.26 | -40 | 1 | 48 | RAL9007 | 50-60Hz | Passive | LED | dimmable | Area | ALIx | Car park. Shopping centre. Pedestrian crossing. Industrial |  |  | 6140 | NO Sensor | 106000 | [6 empty] | 218000
TBD | ALIX/3/F/AEF/50/4/… | image | datasheet | deeplink | TUNGSRAM - ALIx - 6330lm - 48W - 4000K - 70CRI - TBD[SKU] - Bracket. Coupler | 9 | Bracket. Coupler | LED | 1 | 48 | Dali. Dimming. Static | IP66 | IP66 | [5 empty] | CE. ENEC | [6 empty] | 66 | 4000 | 385x422.2x79.5 |  | 220-240V |  | 5 |  |  |  | 70 |  | 4000 |  | 105000 | >=0.9 | 218000 |  |  | 131.88 |  |  | 8 | AEF | 25 | 0.025 |  | Available | 740/559 | CIE(x= 0.38. y= 0.38) 5SDCM | Class I. Class II | IK08 | IP66 | IP66 | 50 | 0.26 | -40 | 1 | 48 | RAL9007 | 50-60Hz | Passive | LED | dimmable | Area | ALIx | Car park. Shopping centre. Pedestrian crossing. Industrial |  |  | 6330 | NO Sensor | 106000 | [6 empty] | 218000
TBD | ALIX/3/F/AN/50/4/… | image | datasheet | deeplink | TUNGSRAM - ALIx - 5710lm - 48W - 4000K - 70CRI - TBD[SKU] - Bracket. Coupler | 9 | Bracket. Coupler | LED | 1 | 48 | Dali. Dimming. Static | IP66 | IP66 | [5 empty] | CE. ENEC | [6 empty] | 66 | 4000 | 385x422.2x79.5 |  | 220-240V |  | 5 |  |  |  | 70 |  | 4000 |  | 105000 | >=0.9 | 218000 |  |  | 118.96 |  |  | 8 | AN | 25 | 0.025 |  | Available | 740/559 | CIE(x= 0.38. y= 0.38) 5SDCM | Class I. Class II | IK08 | IP66 | IP66 | 50 | 0.26 | -40 | 1 | 48 | RAL9007 | 50-60Hz | Passive | LED | dimmable | Area | ALIx | Car park. Shopping centre. Pedestrian crossing. Industrial |  |  | 5710 | NO Sensor | 106000 | [6 empty] | 218000
TBD | ALIX/3/F/AF/50/4/… | image | datasheet | deeplink | TUNGSRAM - ALIx - 5350lm - 48W - 4000K - 70CRI - TBD[SKU] - Bracket. Coupler | 9 | Bracket. Coupler | LED | 1 | 48 | Dali. Dimming. Static | IP66 | IP66 | [5 empty] | CE. ENEC | [6 empty] | 66 | 4000 | 385x422.2x79.5 |  | 220-240V |  | 5 |  |  |  | 70 |  | 4000 |  | 105000 | >=0.9 | 218000 |  |  | 111.46 |  |  | 8 | AF | 25 | 0.025 |  | Available | 740/559 | CIE(x= 0.38. y= 0.38) 5SDCM | Class I. Class II | IK08 | IP66 | IP66 | 50 | 0.26 | -40 | 1 | 48 | RAL9007 | 50-60Hz | Passive | LED | dimmable | Area | ALIx | Car park. Shopping centre. Pedestrian crossing. Industrial |  |  | 5350 | NO Sensor | 106000 | [6 empty] | 218000
TBD | ALIX/3/F/AW/50/4/… | image | datasheet | deeplink | TUNGSRAM - ALIx - 5770lm - 48W - 4000K - 70CRI - TBD[SKU] - Bracket. Coupler | 9 | Bracket. Coupler | LED | 1 | 48 | Dali. Dimming. Static | IP66 | IP66 | [5 empty] | CE. ENEC | [6 empty] | 66 | 4000 | 385x422.2x79.5 |  | 220-240V |  | 5 |  |  |  | 70 |  | 4000 |  | 105000 | >=0.9 | 218000 |  |  | 120.21 |  |  | 8 | AW | 25 | 0.025 |  | Available | 740/559 | CIE(x= 0.38. y= 0.38) 5SDCM | Class I. Class II | IK08 | IP66 | IP66 | 50 | 0.26 | -40 | 1 | 48 | RAL9007 | 50-60Hz | Passive | LED | dimmable | Area | ALIx | Car park. Shopping centre. Pedestrian crossing. Industrial |  |  | 5770 | NO Sensor | 106000 | [6 empty] | 218000
TBD | ALIX/3/F/SNS/50/3/… | image | datasheet | deeplink | TUNGSRAM - ALIx - 5920lm - 48W - 3000K - 70CRI - TBD[SKU] - Bracket. Coupler | 9 | Bracket. Coupler | LED | 1 | 48 | Dali. Dimming. Static | IP66 | IP66 | [5 empty] | CE. ENEC | [6 empty] | 66 | 3000 | 385x422.2x79.5 |  | 220-240V |  | 5 |  |  |  | 70 |  | 3000 |  | 105000 | >=0.9 | 218000 |  |  | 123.33 |  |  | 8 | SNS | 25 | 0.025 |  | Available | 730/559 | CIE(x=0.43. y=0.403) 5SDCM | Class I. Class II | IK08 | IP66 | IP66 | 50 | 0.26 | -40 | 1 | 48 | RAL9007 | 50-60Hz | Passive | LED | dimmable | Area | ALIx | Car park. Shopping centre. Pedestrian crossing. Industrial |  |  | 5920 | NO Sensor | 106000 | [6 empty] | 218000
TBD | ALIX/3/F/SWF/50/3/… | image | datasheet | deeplink | TUNGSRAM - ALIx - 5990lm - 48W - 3000K - 70CRI - TBD[SKU] - Bracket. Coupler | 9 | Bracket. Coupler | LED | 1 | 48 | Dali. Dimming. Static | IP66 | IP66 | [5 empty] | CE. ENEC | [6 empty] | 66 | 3000 | 385x422.2x79.5 |  | 220-240V |  | 5 |  |  |  | 70 |  | 3000 |  | 105000 | >=0.9 | 218000 |  |  | 124.79 |  |  | 8 | SWF | 25 | 0.025 |  | Available | 730/559 | CIE(x=0.43. y=0.403) 5SDCM | Class I. Class II | IK08 | IP66 | IP66 | 50 | 0.26 | -40 | 1 | 48 | RAL9007 | 50-60Hz | Passive | LED | dimmable | Area | ALIx | Car park. Shopping centre. Pedestrian crossing. Industrial |  |  | 5990 | NO Sensor | 106000 | [6 empty] | 218000
TBD | ALIX/3/F/AEF/50/3/… | image | datasheet | deeplink | TUNGSRAM - ALIx - 6180lm - 48W - 3000K - 70CRI - TBD[SKU] - Bracket. Coupler | 9 | Bracket. Coupler | LED | 1 | 48 | Dali. Dimming. Static | IP66 | IP66 | [5 empty] | CE. ENEC | [6 empty] | 66 | 3000 | 385x422.2x79.5 |  | 220-240V |  | 5 |  |  |  | 70 |  | 3000 |  | 105000 | >=0.9 | 218000 |  |  | 128.75 |  |  | 8 | AEF | 25 | 0.025 |  | Available | 730/559 | CIE(x=0.43. y=0.403) 5SDCM | Class I. Class II | IK08 | IP66 | IP66 | 50 | 0.26 | -40 | 1 | 48 | RAL9007 | 50-60Hz | Passive | LED | dimmable | Area | ALIx | Car park. Shopping centre. Pedestrian crossing. Industrial |  |  | 6180 | NO Sensor | 106000 | [6 empty] | 218000
TBD | ALIX/3/F/AN/50/3/… | image | datasheet | deeplink | TUNGSRAM - ALIx - 5570lm - 48W - 3000K - 70CRI - TBD[SKU] - Bracket. Coupler | 9 | Bracket. Coupler | LED | 1 | 48 | Dali. Dimming. Static | IP66 | IP66 | [5 empty] | CE. ENEC | [6 empty] | 66 | 3000 | 385x422.2x79.5 |  | 220-240V |  | 5 |  |  |  | 70 |  | 3000 |  | 105000 | >=0.9 | 218000 |  |  | 116.04 |  |  | 8 | AN | 25 | 0.025 |  | Available | 730/559 | CIE(x=0.43. y=0.403) 5SDCM | Class I. Class II | IK08 | IP66 | IP66 | 50 | 0.26 | -40 | 1 | 48 | RAL9007 | 50-60Hz | Passive | LED | dimmable | Area | ALIx | Car park. Shopping centre. Pedestrian crossing. Industrial |  |  | 5570 | NO Sensor | 106000 | [6 empty] | 218000
TBD | ALIX/3/F/AF/50/3/… | image | datasheet | deeplink | TUNGSRAM - ALIx - 5220lm - 48W - 3000K - 70CRI - TBD[SKU] - Bracket. Coupler | 9 | Bracket. Coupler | LED | 1 | 48 | Dali. Dimming. Static | IP66 | IP66 | [5 empty] | CE. ENEC | [6 empty] | 66 | 3000 | 385x422.2x79.5 |  | 220-240V |  | 5 |  |  |  | 70 |  | 3000 |  | 105000 | >=0.9 | 218000 |  |  | 108.75 |  |  | 8 | AF | 25 | 0.025 |  | Available | 730/559 | CIE(x=0.43. y=0.403) 5SDCM | Class I. Class II | IK08 | IP66 | IP66 | 50 | 0.26 | -40 | 1 | 48 | RAL9007 | 50-60Hz | Passive | LED | dimmable | Area | ALIx | Car park. Shopping centre. Pedestrian crossing. Industrial |  |  | 5220 | NO Sensor | 106000 | [6 empty] | 218000
TBD | ALIX/3/F/AW/50/3/… | image | datasheet | deeplink | TUNGSRAM - ALIx - 5630lm - 48W - 3000K - 70CRI - TBD[SKU] - Bracket. Coupler | 9 | Bracket. Coupler | LED | 1 | 48 | Dali. Dimming. Static | IP66 | IP66 | [5 empty] | CE. ENEC | [6 empty] | 66 | 3000 | 385x422.2x79.5 |  | 220-240V |  | 5 |  |  |  | 70 |  | 3000 |  | 105000 | >=0.9 | 218000 |  |  | 117.29 |  |  | 8 | AW | 25 | 0.025 |  | Available | 730/559 | CIE(x=0.43. y=0.403) 5SDCM | Class I. Class II | IK08 | IP66 | IP66 | 50 | 0.26 | -40 | 1 | 48 | RAL9007 | 50-60Hz | Passive | LED | dimmable | Area | ALIx | Car park. Shopping centre. Pedestrian crossing. Industrial |  |  | 5630 | NO Sensor | 106000 | [6 empty] | 218000
TBD | ALIX/3/F/SNS/32/5/… | image | datasheet | deeplink | TUNGSRAM - ALIx - 4130lm - 31W - 5000K - 70CRI - TBD[SKU] - Bracket. Coupler | 9 | Bracket. Coupler | LED | 1 | 31 | Dali. Dimming. Static | IP66 | IP66 | [5 empty] | CE. ENEC | [6 empty] | 66 | 5000 | 385x422.2x79.5 |  | 220-240V |  | 5 |  |  |  | 70 |  | 5000 |  | 105000 | >=0.9 | 218000 |  |  | 133.23 |  |  | 8 | SNS | 25 | 0.025 |  | Available | 750/559 | CIE(x= 0.34. y= 0.35) 5SDCM | Class I. Class II | IK08 | IP66 | IP66 | 50 | 0.17 | -40 | 1 | 31 | RAL9007 | 50-60Hz | Passive | LED | dimmable | Area | ALIx | Car park. Shopping centre. Pedestrian crossing. Industrial |  |  | 4130 | NO Sensor | 106000 | [6 empty] | 218000
TBD | ALIX/3/F/SWF/32/5/… | image | datasheet | deeplink | TUNGSRAM - ALIx - 4180lm - 31W - 5000K - 70CRI - TBD[SKU] - Bracket. Coupler | 9 | Bracket. Coupler | LED | 1 | 31 | Dali. Dimming. Static | IP66 | IP66 | [5 empty] | CE. ENEC | [6 empty] | 66 | 5000 | 385x422.2x79.5 |  | 220-240V |  | 5 |  |  |  | 70 |  | 5000 |  | 105000 | >=0.9 | 218000 |  |  | 134.84 |  |  | 8 | SWF | 25 | 0.025 |  | Available | 750/559 | CIE(x= 0.34. y= 0.35) 5SDCM | Class I. Class II | IK08 | IP66 | IP66 | 50 | 0.17 | -40 | 1 | 31 | RAL9007 | 50-60Hz | Passive | LED | dimmable | Area | ALIx | Car park. Shopping centre. Pedestrian crossing. Industrial |  |  | 4180 | NO Sensor | 106000 | [6 empty] | 218000
TBD | ALIX/3/F/AEF/32/5/… | image | datasheet | deeplink | TUNGSRAM - ALIx - 4320lm - 31W - 5000K - 70CRI - TBD[SKU] - Bracket. Coupler | 9 | Bracket. Coupler | LED | 1 | 31 | Dali. Dimming. Static | IP66 | IP66 | [5 empty] | CE. ENEC | [6 empty] | 66 | 5000 | 385x422.2x79.5 |  | 220-240V |  | 5 |  |  |  | 70 |  | 5000 |  | 105000 | >=0.9 | 218000 |  |  | 139.35 |  |  | 8 | AEF | 25 | 0.025 |  | Available | 750/559 | CIE(x= 0.34. y= 0.35) 5SDCM | Class I. Class II | IK08 | IP66 | IP66 | 50 | 0.17 | -40 | 1 | 31 | RAL9007 | 50-60Hz | Passive | LED | dimmable | Area | ALIx | Car park. Shopping centre. Pedestrian crossing. Industrial |  |  | 4320 | NO Sensor | 106000 | [6 empty] | 218000
TBD | ALIX/3/F/AN/32/5/… | image | datasheet | deeplink | TUNGSRAM - ALIx - 3890lm - 31W - 5000K - 70CRI - TBD[SKU] - Bracket. Coupler | 9 | Bracket. Coupler | LED | 1 | 31 | Dali. Dimming. Static | IP66 | IP66 | [5 empty] | CE. ENEC | [6 empty] | 66 | 5000 | 385x422.2x79.5 |  | 220-240V |  | 5 |  |  |  | 70 |  | 5000 |  | 105000 | >=0.9 | 218000 |  |  | 125.48 |  |  | 8 | AN | 25 | 0.025 |  | Available | 750/559 | CIE(x= 0.34. y= 0.35) 5SDCM | Class I. Class II | IK08 | IP66 | IP66 | 50 | 0.17 | -40 | 1 | 31 | RAL9007 | 50-60Hz | Passive | LED | dimmable | Area | ALIx | Car park. Shopping centre. Pedestrian crossing. Industrial |  |  | 3890 | NO Sensor | 106000 | [6 empty] | 218000
TBD | ALIX/3/F/AF/32/5/… | image | datasheet | deeplink | TUNGSRAM - ALIx - 3650lm - 31W - 5000K - 70CRI - TBD[SKU] - Bracket. Coupler | 9 | Bracket. Coupler | LED | 1 | 31 | Dali. Dimming. Static | IP66 | IP66 | [5 empty] | CE. ENEC | [6 empty] | 66 | 5000 | 385x422.2x79.5 |  | 220-240V |  | 5 |  |  |  | 70 |  | 5000 |  | 105000 | >=0.9 | 218000 |  |  | 117.74 |  |  | 8 | AF | 25 | 0.025 |  | Available | 750/559 | CIE(x= 0.34. y= 0.35) 5SDCM | Class I. Class II | IK08 | IP66 | IP66 | 50 | 0.17 | -40 | 1 | 31 | RAL9007 | 50-60Hz | Passive | LED | dimmable | Area | ALIx | Car park. Shopping centre. Pedestrian crossing. Industrial |  |  | 3650 | NO Sensor | 106000 | [6 empty] | 218000
TBD | ALIX/3/F/AW/32/5/… | image | datasheet | deeplink | TUNGSRAM - ALIx - 3930lm - 31W - 5000K - 70CRI - TBD[SKU] - Bracket. Coupler | 9 | Bracket. Coupler | LED | 1 | 31 | Dali. Dimming. Static | IP66 | IP66 | [5 empty] | CE. ENEC | [6 empty] | 66 | 5000 | 385x422.2x79.5 |  | 220-240V |  | 5 |  |  |  | 70 |  | 5000 |  | 105000 | >=0.9 | 218000 |  |  | 126.77 |  |  | 8 | AW | 25 | 0.025 |  | Available | 750/559 | CIE(x= 0.34. y= 0.35) 5SDCM | Class I. Class II | IK08 | IP66 | IP66 | 50 | 0.17 | -40 | 1 | 31 | RAL9007 | 50-60Hz | Passive | LED | dimmable | Area | ALIx | Car park. Shopping centre. Pedestrian crossing. Industrial |  |  | 3930 | NO Sensor | 106000 | [6 empty] | 218000
TBD | ALIX/3/F/SNS/32/4/… | image | datasheet | deeplink | TUNGSRAM - ALIx - 3980lm - 31W - 4000K - 70CRI - TBD[SKU] - Bracket. Coupler | 9 | Bracket. Coupler | LED | 1 | 31 | Dali. Dimming. Static | IP66 | IP66 | [5 empty] | CE. ENEC | [6 empty] | 66 | 4000 | 385x422.2x79.5 |  | 220-240V |  | 5 |  |  |  | 70 |  | 4000 |  | 105000 | >=0.9 | 218000 |  |  | 128.39 |  |  | 8 | SNS | 25 | 0.025 |  | Available | 740/559 | CIE(x= 0.38. y= 0.38) 5SDCM | Class I. Class II | IK08 | IP66 | IP66 | 50 | 0.17 | -40 | 1 | 31 | RAL9007 | 50-60Hz | Passive | LED | dimmable | Area | ALIx | Car park. Shopping centre. Pedestrian crossing. Industrial |  |  | 3980 | NO Sensor | 106000 | [6 empty] | 218000
TBD | ALIX/3/F/SWF/32/4/… | image | datasheet | deeplink | TUNGSRAM - ALIx - 4030lm - 31W - 4000K - 70CRI - TBD[SKU] - Bracket. Coupler | 9 | Bracket. Coupler | LED | 1 | 31 | Dali. Dimming. Static | IP66 | IP66 | [5 empty] | CE. ENEC | [6 empty] | 66 | 4000 | 385x422.2x79.5 |  | 220-240V |  | 5 |  |  |  | 70 |  | 4000 |  | 105000 | >=0.9 | 218000 |  |  | 130 |  |  | 8 | SWF | 25 | 0.025 |  | Available | 740/559 | CIE(x= 0.38. y= 0.38) 5SDCM | Class I. Class II | IK08 | IP66 | IP66 | 50 | 0.17 | -40 | 1 | 31 | RAL9007 | 50-60Hz | Passive | LED | dimmable | Area | ALIx | Car park. Shopping centre. Pedestrian crossing. Industrial |  |  | 4030 | NO Sensor | 106000 | [6 empty] | 218000
TBD | ALIX/3/F/AEF/32/4/… | image | datasheet | deeplink | TUNGSRAM - ALIx - 4160lm - 31W - 4000K - 70CRI - TBD[SKU] - Bracket. Coupler | 9 | Bracket. Coupler | LED | 1 | 31 | Dali. Dimming. Static | IP66 | IP66 | [5 empty] | CE. ENEC | [6 empty] | 66 | 4000 | 385x422.2x79.5 |  | 220-240V |  | 5 |  |  |  | 70 |  | 4000 |  | 105000 | >=0.9 | 218000 |  |  | 134.19 |  |  | 8 | AEF | 25 | 0.025 |  | Available | 740/559 | CIE(x= 0.38. y= 0.38) 5SDCM | Class I. Class II | IK08 | IP66 | IP66 | 50 | 0.17 | -40 | 1 | 31 | RAL9007 | 50-60Hz | Passive | LED | dimmable | Area | ALIx | Car park. Shopping centre. Pedestrian crossing. Industrial |  |  | 4160 | NO Sensor | 106000 | [6 empty] | 218000
TBD | ALIX/3/F/AN/32/4/… | image | datasheet | deeplink | TUNGSRAM - ALIx - 3750lm - 31W - 4000K - 70CRI - TBD[SKU] - Bracket. Coupler | 9 | Bracket. Coupler | LED | 1 | 31 | Dali. Dimming. Static | IP66 | IP66 | [5 empty] | CE. ENEC | [6 empty] | 66 | 4000 | 385x422.2x79.5 |  | 220-240V |  | 5 |  |  |  | 70 |  | 4000 |  | 105000 | >=0.9 | 218000 |  |  | 120.97 |  |  | 8 | AN | 25 | 0.025 |  | Available | 740/559 | CIE(x= 0.38. y= 0.38) 5SDCM | Class I. Class II | IK08 | IP66 | IP66 | 50 | 0.17 | -40 | 1 | 31 | RAL9007 | 50-60Hz | Passive | LED | dimmable | Area | ALIx | Car park. Shopping centre. Pedestrian crossing. Industrial |  |  | 3750 | NO Sensor | 106000 | [6 empty] | 218000
TBD | ALIX/3/F/AF/32/4/… | image | datasheet | deeplink | TUNGSRAM - ALIx - 3520lm - 31W - 4000K - 70CRI - TBD[SKU] - Bracket. Coupler | 9 | Bracket. Coupler | LED | 1 | 31 | Dali. Dimming. Static | IP66 | IP66 | [5 empty] | CE. ENEC | [6 empty] | 66 | 4000 | 385x422.2x79.5 |  | 220-240V |  | 5 |  |  |  | 70 |  | 4000 |  | 105000 | >=0.9 | 218000 |  |  | 113.55 |  |  | 8 | AF | 25 | 0.025 |  | Available | 740/559 | CIE(x= 0.38. y= 0.38) 5SDCM | Class I. Class II | IK08 | IP66 | IP66 | 50 | 0.17 | -40 | 1 | 31 | RAL9007 | 50-60Hz | Passive | LED | dimmable | Area | ALIx | Car park. Shopping centre. Pedestrian crossing. Industrial |  |  | 3520 | NO Sensor | 106000 | [6 empty] | 218000
TBD | ALIX/3/F/AW/32/4/… | image | datasheet | deeplink | TUNGSRAM - ALIx - 3790lm - 31W - 4000K - 70CRI - TBD[SKU] - Bracket. Coupler | 9 | Bracket. Coupler | LED | 1 | 31 | Dali. Dimming. Static | IP66 | IP66 | [5 empty] | CE. ENEC | [6 empty] | 66 | 4000 | 385x422.2x79.5 |  | 220-240V |  | 5 |  |  |  | 70 |  | 4000 |  | 105000 | >=0.9 | 218000 |  |  | 122.26 |  |  | 8 | AW | 25 | 0.025 |  | Available | 740/559 | CIE(x= 0.38. y= 0.38) 5SDCM | Class I. Class II | IK08 | IP66 | IP66 | 50 | 0.17 | -40 | 1 | 31 | RAL9007 | 50-60Hz | Passive | LED | dimmable | Area | ALIx | Car park. Shopping centre. Pedestrian crossing. Industrial |  |  | 3790 | NO Sensor | 106000 | [6 empty] | 218000
TBD | ALIX/3/F/SNS/32/3/… | image | datasheet | deeplink | TUNGSRAM - ALIx - 3880lm - 31W - 3000K - 70CRI - TBD[SKU] - Bracket. Coupler | 9 | Bracket. Coupler | LED | 1 | 31 | Dali. Dimming. Static | IP66 | IP66 | [5 empty] | CE. ENEC | [6 empty] | 66 | 3000 | 385x422.2x79.5 |  | 220-240V |  | 5 |  |  |  | 70 |  | 3000 |  | 105000 | >=0.9 | 218000 |  |  | 125.16 |  |  | 8 | SNS | 25 | 0.025 |  | Available | 730/559 | CIE(x=0.43. y=0.403) 5SDCM | Class I. Class II | IK08 | IP66 | IP66 | 50 | 0.17 | -40 | 1 | 31 | RAL9007 | 50-60Hz | Passive | LED | dimmable | Area | ALIx | Car park. Shopping centre. Pedestrian crossing. Industrial |  |  | 3880 | NO Sensor | 106000 | [6 empty] | 218000
TBD | ALIX/3/F/SWF/32/3/… | image | datasheet | deeplink | TUNGSRAM - ALIx - 3930lm - 31W - 3000K - 70CRI - TBD[SKU] - Bracket. Coupler | 9 | Bracket. Coupler | LED | 1 | 31 | Dali. Dimming. Static | IP66 | IP66 | [5 empty] | CE. ENEC | [6 empty] | 66 | 3000 | 385x422.2x79.5 |  | 220-240V |  | 5 |  |  |  | 70 |  | 3000 |  | 105000 | >=0.9 | 218000 |  |  | 126.77 |  |  | 8 | SWF | 25 | 0.025 |  | Available | 730/559 | CIE(x=0.43. y=0.403) 5SDCM | Class I. Class II | IK08 | IP66 | IP66 | 50 | 0.17 | -40 | 1 | 31 | RAL9007 | 50-60Hz | Passive | LED | dimmable | Area | ALIx | Car park. Shopping centre. Pedestrian crossing. Industrial |  |  | 3930 | NO Sensor | 106000 | [6 empty] | 218000
TBD | ALIX/3/F/AEF/32/3/… | image | datasheet | deeplink | TUNGSRAM - ALIx - 4060lm - 31W - 3000K - 70CRI - TBD[SKU] - Bracket. Coupler | 9 | Bracket. Coupler | LED | 1 | 31 | Dali. Dimming. Static | IP66 | IP66 | [5 empty] | CE. ENEC | [6 empty] | 66 | 3000 | 385x422.2x79.5 |  | 220-240V |  | 5 |  |  |  | 70 |  | 3000 |  | 105000 | >=0.9 | 218000 |  |  | 130.97 |  |  | 8 | AEF | 25 | 0.025 |  | Available | 730/559 | CIE(x=0.43. y=0.403) 5SDCM | Class I. Class II | IK08 | IP66 | IP66 | 50 | 0.17 | -40 | 1 | 31 | RAL9007 | 50-60Hz | Passive | LED | dimmable | Area | ALIx | Car park. Shopping centre. Pedestrian crossing. Industrial |  |  | 4060 | NO Sensor | 106000 | [6 empty] | 218000
TBD | ALIX/3/F/AN/32/3/… | image | datasheet | deeplink | TUNGSRAM - ALIx - 3660lm - 31W - 3000K - 70CRI - TBD[SKU] - Bracket. Coupler | 9 | Bracket. Coupler | LED | 1 | 31 | Dali. Dimming. Static | IP66 | IP66 | [5 empty] | CE. ENEC | [6 empty] | 66 | 3000 | 385x422.2x79.5 |  | 220-240V |  | 5 |  |  |  | 70 |  | 3000 |  | 105000 | >=0.9 | 218000 |  |  | 118.06 |  |  | 8 | AN | 25 | 0.025 |  | Available | 730/559 | CIE(x=0.43. y=0.403) 5SDCM | Class I. Class II | IK08 | IP66 | IP66 | 50 | 0.17 | -40 | 1 | 31 | RAL9007 | 50-60Hz | Passive | LED | dimmable | Area | ALIx | Car park. Shopping centre. Pedestrian crossing. Industrial |  |  | 3660 | NO Sensor | 106000 | [6 empty] | 218000
TBD | ALIX/3/F/AF/32/3/… | image | datasheet | deeplink | TUNGSRAM - ALIx - 3430lm - 31W - 3000K - 70CRI - TBD[SKU] - Bracket. Coupler | 9 | Bracket. Coupler | LED | 1 | 31 | Dali. Dimming. Static | IP66 | IP66 | [5 empty] | CE. ENEC | [6 empty] | 66 | 3000 | 385x422.2x79.5 |  | 220-240V |  | 5 |  |  |  | 70 |  | 3000 |  | 105000 | >=0.9 | 218000 |  |  | 110.65 |  |  | 8 | AF | 25 | 0.025 |  | Available | 730/559 | CIE(x=0.43. y=0.403) 5SDCM | Class I. Class II | IK08 | IP66 | IP66 | 50 | 0.17 | -40 | 1 | 31 | RAL9007 | 50-60Hz | Passive | LED | dimmable | Area | ALIx | Car park. Shopping centre. Pedestrian crossing. Industrial |  |  | 3430 | NO Sensor | 106000 | [6 empty] | 218000
TBD | ALIX/3/F/AW/32/3/… | image | datasheet | deeplink | TUNGSRAM - ALIx - 3700lm - 31W - 3000K - 70CRI - TBD[SKU] - Bracket. Coupler | 9 | Bracket. Coupler | LED | 1 | 31 | Dali. Dimming. Static | IP66 | IP66 | [5 empty] | CE. ENEC | [6 empty] | 66 | 3000 | 385x422.2x79.5 |  | 220-240V |  | 5 |  |  |  | 70 |  | 3000 |  | 105000 | >=0.9 | 218000 |  |  | 119.35 |  |  | 8 | AW | 25 | 0.025 |  | Available | 730/559 | CIE(x=0.43. y=0.403) 5SDCM | Class I. Class II | IK08 | IP66 | IP66 | 50 | 0.17 | -40 | 1 | 31 | RAL9007 | 50-60Hz | Passive | LED | dimmable | Area | ALIx | Car park. Shopping centre. Pedestrian crossing. Industrial |  |  | 3700 | NO Sensor | 106000 | [6 empty] | 218000
93117197 | LED DLR G1 10W 840 S 36D W | image | datasheet | deeplink | TUNGSRAM - COB Downlight IP54 - 1050lm - 10W - 4000K - 85CRI - 93117197[SKU] - Recessed | 0.23 | Recessed | LED | 1 | 10 |  | 54 | 40 |  | Class II |  |  |  | CE | [5 empty] | 50000 | 54 | 4000 | Dia 95 x Dia 95 x 54 |  | 220-240V |  | 5 | E | 36 | ≤6 | >=85 |  | 4000 |  |  | >=0.9 |  |  | 70000 | 105 |  |  |  | Narrow Flood | 25 |  |  | Available |  |  | Class II | IK06 | 54 | 40 | 40 | 50 | -20 | 1 | 10 | White RAL9016 | 50/60Hz | Passive | LED | none | Downlighters | COB Downlight UGR<19 IP54 | Office. Retail. Public buildings |  | 18.3 | 1050 | No sensor |  | RG1 | 15994100056550 | lens and reflector
93118390 | LED DLR G1 23W 830 D 55D W | image | datasheet | deeplink | TUNGSRAM - COB Downlight IP54 - 2500lm - 23W - 3000K - 85CRI - 93118390[SKU] - Recessed | 0.71 | Recessed | LED | 1 | 23 |  | 54 | 40 |  | Class II |  |  |  | CE | [5 empty] | 50000 | 54 | 3000 | Dia 172 x Dia 172 x 90 |  | 220-240V |  | 5 | E | 55 | ≤6 | >=85 |  | 3000 |  |  | >=0.9 |  |  | 70000 | 108.6957 |  |  |  | Wide Flood | 25 |  |  | Available |  |  | Class II | IK06 | 54 | 40 | 40 | 107 | -20 | 1 | 23 | White RAL9016 | 50/60Hz | Passive | LED | dimmable | Downlighters | COB Downlight UGR<19 IP54 | Office. Retail. Public buildings |  | 18 | 2500 | No sensor |  |  | 15994100070044 | lens and reflector
93117925 | LED DLR G1 18W 830 S 55D Black | image | datasheet | deeplink | TUNGSRAM - COB Downlight IP54 - 2000lm - 18W - 3000K - 87CRI - 93117925[SKU] - Recessed | 0.71 | Recessed | LED | 1 | 18 |  | 54 | 40 |  | Class II |  |  |  | CE | [5 empty] | 50000 | 54 | 3000 | Dia 172 x Dia 172 x 90 |  | 220-240V |  | 5 | E | 55 | ≤6 | >=87 |  | 3000 |  |  | >=0.9 |  |  | 70000 | 111.1111 |  |  |  | Wide Flood | 25 |  |  | Available |  |  | Class II | IK06 | 54 | 40 | 40 | 84 | -20 | 1 | 18 | Black | 50/60Hz | Passive | LED | none | Downlighters | COB Downlight UGR<19 IP54 | Office. Retail. Public buildings |  | 17.4 | 2000 | No sensor |  | RG1 | 15994100063312 | lens and reflector
93117946 | LED DLR G1 18W 840 S 55D B 200 SB | image | datasheet | deeplink | TUNGSRAM - COB Downlight IP54 - 2000lm - 18W - 4000K - 86CRI - 93117946[SKU] - Recessed | 1.14 | Recessed | LED | 1 | 18 |  | 54 | 40 |  | Class II |  |  |  | CE | [5 empty] | 50000 | 54 | 4000 | Dia 228 x Dia 228 x 99 |  | 220-240V |  | 5 | E | 55 | ≤6 | >=86 |  | 4000 |  |  | >=0.9 |  |  | 70000 | 111.1111 |  |  |  | Wide Flood | 25 |  |  | Available |  |  | Class II | IK06 | 54 | 40 | 40 | 85 | -20 | 1 | 18 | Black | 50/60Hz | Passive | LED | none | Downlighters | COB Downlight UGR<19 IP54 | Office. Retail. Public buildings |  |  | 2000 | No sensor |  | RG1 | 15994100063329 | lens and reflector
93117723 | LED DLR G1 18W 840 S 55D W 200 SB | image | datasheet | deeplink | TUNGSRAM - COB Downlight IP54 - 2000lm - 18W - 4000K - 85CRI - 93117723[SKU] - Recessed | 1.14 | Recessed | LED | 1 | 18 |  | 54 | 40 |  | Class II |  |  |  | CE | [5 empty] | 50000 | 54 | 4000 | Dia 228 x Dia 228 x 99 |  | 220-240V |  | 5 | E | 55 | ≤6 | >=85 |  | 4000 |  |  | >=0.9 |  |  | 70000 | 111.1111 |  |  |  | Wide Flood | 25 |  |  | Available |  |  | Class II | IK06 | 54 | 40 | 40 | 85 | -20 | 1 | 18 | White RAL9016 | 50/60Hz | Passive | LED | none | Downlighters | COB Downlight UGR<19 IP54 | Office. Retail. Public buildings |  |  | 2000 | No sensor |  | RG1 | 15994100060083 | lens and reflector
93113201 | LED DLR G1 33W 840 S 55D W | image | datasheet | deeplink | TUNGSRAM - COB Downlight IP54 - 3400lm - 33W - 4000K - 85CRI - 93113201[SKU] - Recessed | 1.14 | Recessed | LED | 1 | 33 |  | 54 | 40 |  | Class II |  |  |  | CE | [5 empty] | 50000 | 54 | 4000 | Dia 228 x Dia 228 x 99 |  | 220-240V |  | 5 | E | 55 | ≤6 | >=85 |  | 4000 |  |  | >=0.9 |  |  | 70000 | 103.0303 |  |  |  | Wide Flood | 25 |  |  | Available |  |  | Class II | IK06 | 54 | 40 | 40 | 150 | -20 | 1 | 33 | White RAL9016 | 50/60Hz | Passive | LED | none | Downlighters | COB Downlight UGR<19 IP54 | Office. Retail. Public buildings |  | 18.6 | 3400 | No sensor |  | RG1 | 15994100030178 | lens and reflector
93113200 | LED DLR G1 33W 830 S 55D W | image | datasheet | deeplink | TUNGSRAM - COB Downlight IP54 - 3400lm - 33W - 3000K - 85CRI - 93113200[SKU] - Recessed | 1.14 | Recessed | LED | 1 | 33 |  | 54 | 40 |  | Class II |  |  |  | CE | [5 empty] | 50000 | 54 | 3000 | Dia 228 x Dia 228 x 99 |  | 220-240V |  | 5 | E | 55 | ≤6 | >=85 |  | 3000 |  |  | >=0.9 |  |  | 70000 | 103.0303 |  |  |  | Wide Flood | 25 |  |  | Available |  |  | Class II | IK06 | 54 | 40 | 40 | 149 | -20 | 1 | 33 | White RAL9016 | 50/60Hz | Passive | LED | none | Downlighters | COB Downlight UGR<19 IP54 | Office. Retail. Public buildings |  | 18.8 | 3400 | No sensor |  | RG1 | 15994100030161 | lens and reflector
93113199 | LED DLR G1 23W 840 S 55D W | image | datasheet | deeplink | TUNGSRAM - COB Downlight IP54 - 2500lm - 23W - 4000K - 85CRI - 93113199[SKU] - Recessed | 0.71 | Recessed | LED | 1 | 23 |  | 54 | 40 |  | Class II |  |  |  | CE | [5 empty] | 50000 | 54 | 4000 | Dia 172 x Dia 172 x 90 |  | 220-240V |  | 5 | E | 55 | ≤6 | >=85 |  | 4000 |  |  | >=0.9 |  |  | 70000 | 108.6957 |  |  |  | Wide Flood | 25 |  |  | Available |  |  | Class II | IK06 | 54 | 40 | 40 | 107 | -20 | 1 | 23 | White RAL9016 | 50/60Hz | Passive | LED | none | Downlighters | COB Downlight UGR<19 IP54 | Office. Retail. Public buildings |  | 17.9 | 2500 | No sensor |  | RG1 | 15994100030154 | lens and reflector
93113198 | LED DLR G1 23W 830 S 55D W | image | datasheet | deeplink | TUNGSRAM - COB Downlight IP54 - 2500lm - 23W - 3000K - 85CRI - 93113198[SKU] - Recessed | 0.71 | Recessed | LED | 1 | 23 |  | 54 | 40 |  | Class II |  |  |  | CE | [5 empty] | 50000 | 54 | 3000 | Dia 172 x Dia 172 x 90 |  | 220-240V |  | 5 | E | 55 | ≤6 | >=85 |  | 3000 |  |  | >=0.9 |  |  | 70000 | 108.6957 |  |  |  | Wide Flood | 25 |  |  | Available |  |  | Class II | IK06 | 54 | 40 | 40 | 107 | -20 | 1 | 23 | White RAL9016 | 50/60Hz | Passive | LED | none | Downlighters | COB Downlight UGR<19 IP54 | Office. Retail. Public buildings |  | 18 | 2500 | No sensor |  | RG1 | 15994100030147 | lens and reflector
93113197 | LED DLR G1 18W 840 S 55D W | image | datasheet | deeplink | TUNGSRAM - COB Downlight IP54 - 2000lm - 18W - 4000K - 85CRI - 93113197[SKU] - Recessed | 0.71 | Recessed | LED | 1 | 18 |  | 54 | 40 |  | Class II |  |  |  | CE | [5 empty] | 50000 | 54 | 4000 | Dia 172 x Dia 172 x 90 |  | 220-240V |  | 5 | E | 55 | ≤6 | >=85 |  | 4000 |  |  | >=0.9 |  |  | 70000 | 111.1111 |  |  |  | Wide Flood | 25 |  |  | Available |  |  | Class II | IK06 | 54 | 40 | 40 | 82 | -20 | 1 | 18 | White RAL9016 | 50/60Hz | Passive | LED | none | Downlighters | COB Downlight UGR<19 IP54 | Office. Retail. Public buildings |  | 17.4 | 2000 | No sensor |  | RG1 | 15994100030130 | lens and reflector
93113196 | LED DLR G1 18W 830 S 55D W | image | datasheet | deeplink | TUNGSRAM - COB Downlight IP54 - 2000lm - 18W - 3000K - 85CRI - 93113196[SKU] - Recessed | 0.71 | Recessed | LED | 1 | 18 |  | 54 | 40 |  | Class II |  |  |  | CE | [5 empty] | 50000 | 54 | 3000 | Dia 172 x Dia 172 x 90 |  | 220-240V |  | 5 | E | 55 | ≤6 | >=85 |  | 3000 |  |  | >=0.9 |  |  | 70000 | 111.1111 |  |  |  | Wide Flood | 25 |  |  | Available |  |  | Class II | IK06 | 54 | 40 | 40 | 84 | -20 | 1 | 18 | White RAL9016 | 50/60Hz | Passive | LED | none | Downlighters | COB Downlight UGR<19 IP54 | Office. Retail. Public buildings |  | 17.4 | 2000 | No sensor |  | RG1 | 15994100030123 | lens and reflector
93116546 | LED DLR G1 14W 830 S 55D BLACK | image | datasheet | deeplink | TUNGSRAM - COB Downlight IP54 - 1550lm - 14W - 3000K - 85CRI - 93116546[SKU] - Recessed | 0.71 | Recessed | LED | 1 | 14 |  | 54 | 40 |  | Class II |  |  |  | CE | [5 empty] | 50000 | 54 | 3000 | Dia 172 x Dia 172 x 90 |  | 220-240V |  | 5 | E | 55 | ≤6 | >=85 |  | 3000 |  |  | >=0.9 |  |  | 70000 | 110.7143 |  |  |  | Wide Flood | 25 |  |  | Available |  |  | Class II | IK06 | 54 | 40 | 40 | 66 | -20 | 1 | 14 | Black | 50/60Hz | Passive | LED | none | Downlighters | COB Downlight UGR<19 IP54 | Office. Retail. Public buildings |  | 17.1 | 1550 | No sensor |  | RG1 | 15994100051845 | lens and reflector
93116545 | LED DLR G1 14W 830 S 55D R9010 | image | datasheet | deeplink | TUNGSRAM - COB Downlight IP54 - 1550lm - 14W - 3000K - 85CRI - 93116545[SKU] - Recessed | 0.71 | Recessed | LED | 1 | 14 |  | 54 | 40 |  | Class II |  |  |  | CE | [5 empty] | 50000 | 54 | 3000 | Dia 172 x Dia 172 x 90 |  | 220-240V |  | 5 | E | 55 | ≤6 | >=85 |  | 3000 |  |  | >=0.9 |  |  | 70000 | 110.7143 |  |  |  | Wide Flood | 25 |  |  | Available |  |  | Class II | IK06 | 54 | 40 | 40 | 66 | -20 | 1 | 14 | White RAL9016 | 50/60Hz | Passive | LED | none | Downlighters | COB Downlight UGR<19 IP54 | Office. Retail. Public buildings |  | 17.1 | 1550 | No sensor |  | RG1 | 15994100051838 | lens and reflector
93117198 | LED DLR G1 10W 840 S 36D G | image | datasheet | deeplink | TUNGSRAM - COB Downlight IP54 - 1050lm - 10W - 4000K - 85CRI - 93117198[SKU] - Recessed | 0.23 | Recessed | LED | 1 | 10 |  | 54 | 40 |  | Class II |  |  |  | CE | [5 empty] | 50000 | 54 | 4000 | Dia 95 x Dia 95 x 54 |  | 220-240V |  | 5 | E | 36 | ≤6 | >=85 |  | 4000 |  |  | >=0.9 |  |  | 70000 | 105 |  |  |  | Narrow Flood | 25 |  |  | Available |  |  | Class II | IK06 | 54 | 40 | 40 | 50 | -20 | 1 | 10 | Grey | 50/60Hz | Passive | LED | none | Downlighters | COB Downlight UGR<19 IP54 | Office. Retail. Public buildings |  | 18.3 | 1050 | No sensor |  | RG1 | 15994100056567 | lens and reflector
93118463 | Tung Panel S 2x2 S 40W 865 22 DS | image | datasheet | deeplink | TUNGSRAM - Tung Panel Value - 4000lm - 40W - 6500K - 80CRI - 93118463[SKU] - Recessed | 2.2 | Recessed | LED | 1 | 40 |  | 20 | 20 |  | Class II |  |  |  | CE | [6 empty] | 20 | 6500 | 595 x 595 x 9 |  | 220-240 |  | 3 |  | 110 | <=4 | 80 |  | 6500 |  |  | >0.9 |  |  | 30000 | 100 |  |  |  | Medium | 25 |  |  | Available |  |  | Class II |  | 20 | 20 | 40 | 185 | -20 | 1 | 40 | RAL9003 | 50/60 | Passive | LED | none | Edgelit Panel Standard | Panels | Office. public buildings |  | <22 | 4000 | No sensor |  | RG0 | 15994100071126
93118755 | Tung Panel E 2x2 S 40W 840 DS | image | datasheet | deeplink | TUNGSRAM - Tung Panel Value - 4000lm - 40W - 4000K - 80CRI - 93118755[SKU] - Recessed | 2.2 | Recessed | LED | 1 | 40 |  | 20 | 20 |  | Class II |  |  |  | CE | [6 empty] | 20 | 4000 | 595 x 595 x 9 |  | 220-240 |  | 3 |  | 110 | <=4 | 80 |  | 4000 |  |  | >0.9 |  |  | 30000 | 100 |  |  |  | Medium | 25 |  |  | Phased-out |  |  | Class II |  | 20 | 20 | 40 | 185 | -20 | 1 | 40 | RAL9003 | 50/60 | Passive | LED | none | Edgelit Panel Standard | Panels | Office. public buildings |  | <22 | 4000 | No sensor |  | RG0 | 15994100073632
93117956 | Tung Panel E 2x2 S 36W 840 DS | image | datasheet | deeplink | TUNGSRAM - Tung Panel Value - 3600lm - 36W - 4000K - 80CRI - 93117956[SKU] - Recessed | 2.2 | Recessed | LED | 1 | 36 |  | 20 | 20 |  | Class II |  |  |  | CE | [6 empty] | 20 | 4000 | 595 x 595 x 9 |  | 220-240 |  | 3 |  | 110 | <=4 | 80 |  | 4000 |  |  | >0.9 |  |  | 30000 | 100 |  |  |  | Medium | 25 |  |  | Phased-out |  |  | Class II |  | 20 | 20 | 40 | 160 | -20 | 1 | 36 | RAL9003 | 50/60 | Passive | LED | none | Edgelit Panel Standard | Panels | Office. public buildings |  | <22 | 3600 | No sensor |  | RG0 | 15994100063244
93118707 | Tung Panel E 1x4 S 36W 840 19 | image | datasheet | deeplink | TUNGSRAM - Tung Panel Value - 3600lm - 36W - 4000K - 80CRI - 93118707[SKU] - Recessed | 2.2 | Recessed | LED | 1 | 36 |  | 20 | 20 |  | Class II |  |  |  | CE | [6 empty] | 20 | 4000 | 295 x 1195 x 10 |  | 220-240 |  | 3 | G | 90 | <=4 | 80 |  | 4000 |  |  | >0.9 |  |  | 30000 | 100 |  |  |  | Narrow | 25 |  |  | Available |  |  | Class II |  | 20 | 20 | 40 | 160 | -20 | 1 | 36 | RAL9003 | 50/60 | Passive | LED | none | Edgelit Panel Standard | Panels | Office. public buildings | 93119781 - Tung Panel E 1x4 S 36W 840 19 DS | <19 | 3600 | No sensor |  | RG0 | 15994100073113
93118706 | Tung Panel E 1x4 S 36W 830 19 | image | datasheet | deeplink | TUNGSRAM - Tung Panel Value - 3450lm - 36W - 3000K - 80CRI - 93118706[SKU] - Recessed | 2.2 | Recessed | LED | 1 | 36 |  | 20 | 20 |  | Class II |  |  |  | CE | [6 empty] | 20 | 3000 | 295 x 1195 x 10 |  | 220-240 |  | 3 | G | 90 | <=4 | 80 |  | 3000 |  |  | >0.9 |  |  | 30000 | 95 |  |  |  | Narrow | 25 |  |  | Available |  |  | Class II |  | 20 | 20 | 40 | 160 | -20 | 1 | 36 | RAL9003 | 50/60 | Passive | LED | none | Edgelit Panel Standard | Panels | Office. public buildings |  | <19 | 3450 | No sensor |  | RG0 | 15994100072901
93118675 | Tung Panel E 2x2 S 36W 865 19 | image | datasheet | deeplink | TUNGSRAM - Tung Panel Value - 3600lm - 36W - 6500K - 80CRI - 93118675[SKU] - Recessed | 2.2 | Recessed | LED | 1 | 36 |  | 20 | 20 |  | Class II |  |  |  | CE | [6 empty] | 20 | 6500 | 595 x 595 x 9 |  | 220-240 |  | 3 | G | 90 | <=4 | 80 |  | 6500 |  |  | >0.9 |  |  | 30000 | 100 |  |  |  | Narrow | 25 |  |  | Available |  |  | Class II |  | 20 | 20 | 40 | 160 | -20 | 1 | 36 | RAL9003 | 50/60 | Passive | LED | none | Edgelit Panel Standard | Panels | Office. public buildings |  | <19 | 3600 | No sensor |  | RG0 | 15994100072772
93118674 | Tung Panel E 2x2 S 36W 840 19 | image | datasheet | deeplink | TUNGSRAM - Tung Panel Value - 3600lm - 36W - 4000K - 80CRI - 93118674[SKU] - Recessed | 2.2 | Recessed | LED | 1 | 36 |  | 20 | 20 |  | Class II |  |  |  | CE | [6 empty] | 20 | 4000 | 595 x 595 x 9 |  | 220-240 |  | 3 | G | 90 | <=4 | 80 |  | 4000 |  |  | >0.9 |  |  | 30000 | 100 |  |  |  | Narrow | 25 |  |  | Available |  |  | Class II |  | 20 | 20 | 40 | 160 | -20 | 1 | 36 | RAL9003 | 50/60 | Passive | LED | none | Edgelit Panel Standard | Panels | Office. public buildings | 93119780 - Tung Panel E 2x2 S 36W 840 19 DS | <19 | 3600 | No sensor |  | RG0 | 15994100072765
93118673 | Tung Panel E 2x2 S 36W 830 19 | image | datasheet | deeplink | TUNGSRAM - Tung Panel Value - 3450lm - 36W - 3000K - 80CRI - 93118673[SKU] - Recessed | 2.2 | Recessed | LED | 1 | 36 |  | 20 | 20 |  | Class II |  |  |  | CE | [6 empty] | 20 | 3000 | 595 x 595 x 9 |  | 220-240 |  | 3 | G | 90 | <=4 | 80 |  | 3000 |  |  | >0.9 |  |  | 30000 | 95 |  |  |  | Narrow | 25 |  |  | Available |  |  | Class II |  | 20 | 20 | 40 | 160 | -20 | 1 | 36 | RAL9003 | 50/60 | Passive | LED | none | Edgelit Panel Standard | Panels | Office. public buildings |  | <19 | 3450 | No sensor |  | RG0 | 15994100072758
TBD | KEZ2 IP67 G1 6600 5K90 L6 FX ST PC | image | datasheet | deeplink | TUNGSRAM - Explosion proof Zone 2 - 6554lm - 55W - 5000K - 90CRI - TBD[SKU] - Surface / Suspended | 5.5 | Surface / Suspended | LED | 1 | 55 |  | 67 | 67 |  | Class I |  |  |  | CE. Ex. RoHS | [6 empty] | 67 | 5000 | 338x136x197.6 |  | 220-240 |  | 5 |  | 60 |  | 90 |  | 5000 |  |  | >=0.95 |  |  | 50000 | 119.1636 | [7 empty] | Available |  |  | Class I | IK09 | IP67 | IP67 | 45 | 240 | -20 | 1 | 55 | Black RAL9005 / Yellow RAL1023 | 50/60 |  | LED | none | Industrial | Explosion proof Zone 2 | Zone 2 |  |  | 6554 | No sensor |  | RG1
TBD | KEZ2 IP67 G1 6600 5K80 L6 FX ST PC | image | datasheet | deeplink | TUNGSRAM - Explosion proof Zone 2 - 6554lm - 55W - 5000K - 80CRI - TBD[SKU] - Surface / Suspended | 5.5 | Surface / Suspended | LED | 1 | 55 |  | 67 | 67 |  | Class I |  |  |  | CE. Ex. RoHS | [6 empty] | 67 | 5000 | 338x136x197.6 |  | 220-240 |  | 5 |  | 60 |  | 80 |  | 5000 |  |  | >=0.95 |  |  | 50000 | 119.1636 | [7 empty] | Available |  |  | Class I | IK09 | IP67 | IP67 | 45 | 240 | -20 | 1 | 55 | Black RAL9005 / Yellow RAL1023 | 50/60 |  | LED | none | Industrial | Explosion proof Zone 2 | Zone 2 |  |  | 6554 | No sensor |  | RG1
TBD | KEZ2 IP67 G1 5200 5K90 L6 FX ST PC | image | datasheet | deeplink | TUNGSRAM - Explosion proof Zone 2 - 5243lm - 43W - 5000K - 90CRI - TBD[SKU] - Surface / Suspended | 5.5 | Surface / Suspended | LED | 1 | 43 |  | 67 | 67 |  | Class I |  |  |  | CE. Ex. RoHS | [6 empty] | 67 | 5000 | 338x136x197.6 |  | 220-240 |  | 5 |  | 60 |  | 90 |  | 5000 |  |  | >=0.95 |  |  | 50000 | 121.9302 | [7 empty] | Available |  |  | Class I | IK09 | IP67 | IP67 | 45 | 187 | -20 | 1 | 43 | Black RAL9005 / Yellow RAL1023 | 50/60 |  | LED | none | Industrial | Explosion proof Zone 2 | Zone 2 |  |  | 5243 | No sensor |  | RG1
TBD | KEZ2 IP67 G1 5200 5K80 L6 FX ST PC | image | datasheet | deeplink | TUNGSRAM - Explosion proof Zone 2 - 5243lm - 43W - 5000K - 80CRI - TBD[SKU] - Surface / Suspended | 5.5 | Surface / Suspended | LED | 1 | 43 |  | 67 | 67 |  | Class I |  |  |  | CE. Ex. RoHS | [6 empty] | 67 | 5000 | 338x136x197.6 |  | 220-240 |  | 5 |  | 60 |  | 80 |  | 5000 |  |  | >=0.95 |  |  | 50000 | 121.9302 | [7 empty] | Available |  |  | Class I | IK09 | IP67 | IP67 | 45 | 187 | -20 | 1 | 43 | Black RAL9005 / Yellow RAL1023 | 50/60 |  | LED | none | Industrial | Explosion proof Zone 2 | Zone 2 |  |  | 5243 | No sensor |  | RG1
TBD | KEZ2 IP67 G1 4000 5K90 L6 FX ST PC | image | datasheet | deeplink | TUNGSRAM - Explosion proof Zone 2 - 4014lm - 32W - 5000K - 90CRI - TBD[SKU] - Surface / Suspended | 5.5 | Surface / Suspended | LED | 1 | 32 |  | 67 | 67 |  | Class I |  |  |  | CE. Ex. RoHS | [6 empty] | 67 | 5000 | 338x136x197.6 |  | 220-240 |  | 5 |  | 60 |  | 90 |  | 5000 |  |  | >=0.95 |  |  | 50000 | 125.4375 | [7 empty] | Available |  |  | Class I | IK09 | IP67 | IP67 | 45 | 140 | -20 | 1 | 32 | Black RAL9005 / Yellow RAL1023 | 50/60 |  | LED | none | Industrial | Explosion proof Zone 2 | Zone 2 |  |  | 4014 | No sensor |  | RG1
TBD | KEZ2 IP67 G1 4000 5K80 L6 FX ST PC | image | datasheet | deeplink | TUNGSRAM - Explosion proof Zone 2 - 4014lm - 32W - 5000K - 80CRI - TBD[SKU] - Surface / Suspended | 5.5 | Surface / Suspended | LED | 1 | 32 |  | 67 | 67 |  | Class I |  |  |  | CE. Ex. RoHS | [6 empty] | 67 | 5000 | 338x136x197.6 |  | 220-240 |  | 5 |  | 60 |  | 80 |  | 5000 |  |  | >=0.95 |  |  | 50000 | 125.4375 | [7 empty] | Available |  |  | Class I | IK09 | IP67 | IP67 | 45 | 140 | -20 | 1 | 32 | Black RAL9005 / Yellow RAL1023 | 50/60 |  | LED | none | Industrial | Explosion proof Zone 2 | Zone 2 |  |  | 4014 | No sensor |  | RG1
TBD | KEZ2 IP67 G1 3000 5K90 L6 FX ST PC | image | datasheet | deeplink | TUNGSRAM - Explosion proof Zone 2 - 2925lm - 22W - 5000K - 90CRI - TBD[SKU] - Surface / Suspended | 5.5 | Surface / Suspended | LED | 1 | 22 |  | 67 | 67 |  | Class I |  |  |  | CE. Ex. RoHS | [6 empty] | 67 | 5000 | 338x136x197.6 |  | 220-240 |  | 5 |  | 60 |  | 90 |  | 5000 |  |  | >=0.95 |  |  | 50000 | 132.9545 | [7 empty] | Available |  |  | Class I | IK09 | IP67 | IP67 | 45 | 96 | -20 | 1 | 22 | Black RAL9005 / Yellow RAL1023 | 50/60 |  | LED | none | Industrial | Explosion proof Zone 2 | Zone 2 |  |  | 2925 | No sensor |  | RG1
TBD | KEZ2 IP67 G1 3000 5K80 L6 FX ST PC | image | datasheet | deeplink | TUNGSRAM - Explosion proof Zone 2 - 2925lm - 22W - 5000K - 80CRI - TBD[SKU] - Surface / Suspended | 5.5 | Surface / Suspended | LED | 1 | 22 |  | 67 | 67 |  | Class I |  |  |  | CE. Ex. RoHS | [6 empty] | 67 | 5000 | 338x136x197.6 |  | 220-240 |  | 5 |  | 60 |  | 80 |  | 5000 |  |  | >=0.95 |  |  | 50000 | 132.9545 | [7 empty] | Available |  |  | Class I | IK09 | IP67 | IP67 | 45 | 96 | -20 | 1 | 22 | Black RAL9005 / Yellow RAL1023 | 50/60 |  | LED | none | Industrial | Explosion proof Zone 2 | Zone 2 |  |  | 2925 | No sensor |  | RG1
TBD | KEZ2 IP67 G1 6600 4K90 L6 FX ST PC | image | datasheet | deeplink | TUNGSRAM - Explosion proof Zone 2 - 6554lm - 55W - 4000K - 90CRI - TBD[SKU] - Surface / Suspended | 5.5 | Surface / Suspended | LED | 1 | 55 |  | 67 | 67 |  | Class I |  |  |  | CE. Ex. RoHS | [6 empty] | 67 | 4000 | 338x136x197.6 |  | 220-240 |  | 5 |  | 60 |  | 90 |  | 4000 |  |  | >=0.95 |  |  | 50000 | 119.1636 | [7 empty] | Available |  |  | Class I | IK09 | IP67 | IP67 | 45 | 240 | -20 | 1 | 55 | Black RAL9005 / Yellow RAL1023 | 50/60 |  | LED | none | Industrial | Explosion proof Zone 2 | Zone 2 |  |  | 6554 | No sensor |  | RG1
TBD | KEZ2 IP67 G1 6600 4K80 L6 FX ST PC | image | datasheet | deeplink | TUNGSRAM - Explosion proof Zone 2 - 6554lm - 55W - 4000K - 80CRI - TBD[SKU] - Surface / Suspended | 5.5 | Surface / Suspended | LED | 1 | 55 |  | 67 | 67 |  | Class I |  |  |  | CE. Ex. RoHS | [6 empty] | 67 | 4000 | 338x136x197.6 |  | 220-240 |  | 5 |  | 60 |  | 80 |  | 4000 |  |  | >=0.95 |  |  | 50000 | 119.1636 | [7 empty] | Available |  |  | Class I | IK09 | IP67 | IP67 | 45 | 240 | -20 | 1 | 55 | Black RAL9005 / Yellow RAL1023 | 50/60 |  | LED | none | Industrial | Explosion proof Zone 2 | Zone 2 |  |  | 6554 | No sensor |  | RG1
TBD | KEZ2 IP67 G1 5200 4K90 L6 FX ST PC | image | datasheet | deeplink | TUNGSRAM - Explosion proof Zone 2 - 5243lm - 43W - 4000K - 90CRI - TBD[SKU] - Surface / Suspended | 5.5 | Surface / Suspended | LED | 1 | 43 |  | 67 | 67 |  | Class I |  |  |  | CE. Ex. RoHS | [6 empty] | 67 | 4000 | 338x136x197.6 |  | 220-240 |  | 5 |  | 60 |  | 90 |  | 4000 |  |  | >=0.95 |  |  | 50000 | 121.9302 | [7 empty] | Available |  |  | Class I | IK09 | IP67 | IP67 | 45 | 187 | -20 | 1 | 43 | Black RAL9005 / Yellow RAL1023 | 50/60 |  | LED | none | Industrial | Explosion proof Zone 2 | Zone 2 |  |  | 5243 | No sensor |  | RG1
TBD | KEZ2 IP67 G1 5200 4K80 L6 FX ST PC | image | datasheet | deeplink | TUNGSRAM - Explosion proof Zone 2 - 5243lm - 43W - 4000K - 80CRI - TBD[SKU] - Surface / Suspended | 5.5 | Surface / Suspended | LED | 1 | 43 |  | 67 | 67 |  | Class I |  |  |  | CE. Ex. RoHS | [6 empty] | 67 | 4000 | 338x136x197.6 |  | 220-240 |  | 5 |  | 60 |  | 80 |  | 4000 |  |  | >=0.95 |  |  | 50000 | 121.9302 | [7 empty] | Available |  |  | Class I | IK09 | IP67 | IP67 | 45 | 187 | -20 | 1 | 43 | Black RAL9005 / Yellow RAL1023 | 50/60 |  | LED | none | Industrial | Explosion proof Zone 2 | Zone 2 |  |  | 5243 | No sensor |  | RG1
TBD | KEZ2 P67 G1 4000 4K90 L6 FX ST PC | image | datasheet | deeplink | TUNGSRAM - Explosion proof Zone 2 - 4014lm - 32W - 4000K - 90CRI - TBD[SKU] - Surface / Suspended | 5.5 | Surface / Suspended | LED | 1 | 32 |  | 67 | 67 |  | Class I |  |  |  | CE. Ex. RoHS | [6 empty] | 67 | 4000 | 338x136x197.6 |  | 220-240 |  | 5 |  | 60 |  | 90 |  | 4000 |  |  | >=0.95 |  |  | 50000 | 125.4375 | [7 empty] | Available |  |  | Class I | IK09 | IP67 | IP67 | 45 | 140 | -20 | 1 | 32 | Black RAL9005 / Yellow RAL1023 | 50/60 |  | LED | none | Industrial | Explosion proof Zone 2 | Zone 2 |  |  | 4014 | No sensor |  | RG1
TBD | KEZ2 IP67 G1 4000 4K80 L6 FX ST PC | image | datasheet | deeplink | TUNGSRAM - Explosion proof Zone 2 - 4014lm - 32W - 4000K - 80CRI - TBD[SKU] - Surface / Suspended | 5.5 | Surface / Suspended | LED | 1 | 32 |  | 67 | 67 |  | Class I |  |  |  | CE. Ex. RoHS | [6 empty] | 67 | 4000 | 338x136x197.6 |  | 220-240 |  | 5 |  | 60 |  | 80 |  | 4000 |  |  | >=0.95 |  |  | 50000 | 125.4375 | [7 empty] | Available |  |  | Class I | IK09 | IP67 | IP67 | 45 | 140 | -20 | 1 | 32 | Black RAL9005 / Yellow RAL1023 | 50/60 |  | LED | none | Industrial | Explosion proof Zone 2 | Zone 2 |  |  | 4014 | No sensor |  | RG1
TBD | KEZ2 IP67 G1 3000 4K90 L6 FX ST PC | image | datasheet | deeplink | TUNGSRAM - Explosion proof Zone 2 - 2925lm - 22W - 4000K - 90CRI - TBD[SKU] - Surface / Suspended | 5.5 | Surface / Suspended | LED | 1 | 22 |  | 67 | 67 |  | Class I |  |  |  | CE. Ex. RoHS | [6 empty] | 67 | 4000 | 338x136x197.6 |  | 220-240 |  | 5 |  | 60 |  | 90 |  | 4000 |  |  | >=0.95 |  |  | 50000 | 132.9545 | [7 empty] | Available |  |  | Class I | IK09 | IP67 | IP67 | 45 | 96 | -20 | 1 | 22 | Black RAL9005 / Yellow RAL1023 | 50/60 |  | LED | none | Industrial | Explosion proof Zone 2 | Zone 2 |  |  | 2925 | No sensor |  | RG1
TBD | KEZ2 IP67 G1 3000 4K80 L6 FX ST PC | image | datasheet | deeplink | TUNGSRAM - Explosion proof Zone 2 - 2925lm - 22W - 4000K - 80CRI - TBD[SKU] - Surface / Suspended | 5.5 | Surface / Suspended | LED | 1 | 22 |  | 67 | 67 |  | Class I |  |  |  | CE. Ex. RoHS | [6 empty] | 67 | 4000 | 338x136x197.6 |  | 220-240 |  | 5 |  | 60 |  | 80 |  | 4000 |  |  | >=0.95 |  |  | 50000 | 132.9545 | [7 empty] | Available |  |  | Class I | IK09 | IP67 | IP67 | 45 | 96 | -20 | 1 | 22 | Black RAL9005 / Yellow RAL1023 | 50/60 |  | LED | none | Industrial | Explosion proof Zone 2 | Zone 2 |  |  | 2925 | No sensor |  | RG1
TBD | KEZ2 IP67 G1 6600 3K90 L6 FX ST PC | image | datasheet | deeplink | TUNGSRAM - Explosion proof Zone 2 - 6554lm - 55W - 3000K - 90CRI - TBD[SKU] - Surface / Suspended | 5.5 | Surface / Suspended | LED | 1 | 55 |  | 67 | 67 |  | Class I |  |  |  | CE. Ex. RoHS | [6 empty] | 67 | 3000 | 338x136x197.6 |  | 220-240 |  | 5 |  | 60 |  | 90 |  | 3000 |  |  | >=0.95 |  |  | 50000 | 119.1636 | [7 empty] | Available |  |  | Class I | IK09 | IP67 | IP67 | 45 | 240 | -20 | 1 | 55 | Black RAL9005 / Yellow RAL1023 | 50/60 |  | LED | none | Industrial | Explosion proof Zone 2 | Zone 2 |  |  | 6554 | No sensor |  | RG1
TBD | KEZ2 IP67 G1 6600 3K80 L6 FX ST PC | image | datasheet | deeplink | TUNGSRAM - Explosion proof Zone 2 - 6554lm - 55W - 3000K - 80CRI - TBD[SKU] - Surface / Suspended | 5.5 | Surface / Suspended | LED | 1 | 55 |  | 67 | 67 |  | Class I |  |  |  | CE. Ex. RoHS | [6 empty] | 67 | 3000 | 338x136x197.6 |  | 220-240 |  | 5 |  | 60 |  | 80 |  | 3000 |  |  | >=0.95 |  |  | 50000 | 119.1636 | [7 empty] | Available |  |  | Class I | IK09 | IP67 | IP67 | 45 | 240 | -20 | 1 | 55 | Black RAL9005 / Yellow RAL1023 | 50/60 |  | LED | none | Industrial | Explosion proof Zone 2 | Zone 2 |  |  | 6554 | No sensor |  | RG1
TBD | KEZ2 IP67 G1 5200 3K90 L6 FX ST PC | image | datasheet | deeplink | TUNGSRAM - Explosion proof Zone 2 - 5243lm - 43W - 3000K - 90CRI - TBD[SKU] - Surface / Suspended | 5.5 | Surface / Suspended | LED | 1 | 43 |  | 67 | 67 |  | Class I |  |  |  | CE. Ex. RoHS | [6 empty] | 67 | 3000 | 338x136x197.6 |  | 220-240 |  | 5 |  | 60 |  | 90 |  | 3000 |  |  | >=0.95 |  |  | 50000 | 121.9302 | [7 empty] | Available |  |  | Class I | IK09 | IP67 | IP67 | 45 | 187 | -20 | 1 | 43 | Black RAL9005 / Yellow RAL1023 | 50/60 |  | LED | none | Industrial | Explosion proof Zone 2 | Zone 2 |  |  | 5243 | No sensor |  | RG1
TBD | KEZ2 IP67 G1 5200 3K80 L6 FX ST PC | image | datasheet | deeplink | TUNGSRAM - Explosion proof Zone 2 - 5243lm - 43W - 3000K - 80CRI - TBD[SKU] - Surface / Suspended | 5.5 | Surface / Suspended | LED | 1 | 43 |  | 67 | 67 |  | Class I |  |  |  | CE. Ex. RoHS | [6 empty] | 67 | 3000 | 338x136x197.6 |  | 220-240 |  | 5 |  | 60 |  | 80 |  | 3000 |  |  | >=0.95 |  |  | 50000 | 121.9302 | [7 empty] | Available |  |  | Class I | IK09 | IP67 | IP67 | 45 | 187 | -20 | 1 | 43 | Black RAL9005 / Yellow RAL1023 | 50/60 |  | LED | none | Industrial | Explosion proof Zone 2 | Zone 2 |  |  | 5243 | No sensor |  | RG1
TBD | KEZ2 IP67 G1 4000 3K90 L6 FX ST PC | image | datasheet | deeplink | TUNGSRAM - Explosion proof Zone 2 - 4014lm - 32W - 3000K - 90CRI - TBD[SKU] - Surface / Suspended | 5.5 | Surface / Suspended | LED | 1 | 32 |  | 67 | 67 |  | Class I |  |  |  | CE. Ex. RoHS | [6 empty] | 67 | 3000 | 338x136x197.6 |  | 220-240 |  | 5 |  | 60 |  | 90 |  | 3000 |  |  | >=0.95 |  |  | 50000 | 125.4375 | [7 empty] | Available |  |  | Class I | IK09 | IP67 | IP67 | 45 | 140 | -20 | 1 | 32 | Black RAL9005 / Yellow RAL1023 | 50/60 |  | LED | none | Industrial | Explosion proof Zone 2 | Zone 2 |  |  | 4014 | No sensor |  | RG1
TBD | KEZ2 IP67 G1 4000 3K80 L6 FX ST PC | image | datasheet | deeplink | TUNGSRAM - Explosion proof Zone 2 - 4014lm - 32W - 3000K - 80CRI - TBD[SKU] - Surface / Suspended | 5.5 | Surface / Suspended | LED | 1 | 32 |  | 67 | 67 |  | Class I |  |  |  | CE. Ex. RoHS | [6 empty] | 67 | 3000 | 338x136x197.6 |  | 220-240 |  | 5 |  | 60 |  | 80 |  | 3000 |  |  | >=0.95 |  |  | 50000 | 125.4375 | [7 empty] | Available |  |  | Class I | IK09 | IP67 | IP67 | 45 | 140 | -20 | 1 | 32 | Black RAL9005 / Yellow RAL1023 | 50/60 |  | LED | none | Industrial | Explosion proof Zone 2 | Zone 2 |  |  | 4014 | No sensor |  | RG1
TBD | KEZ2 IP67 G1 3000 3K90 L6 FX ST PC | image | datasheet | deeplink | TUNGSRAM - Explosion proof Zone 2 - 2925lm - 22W - 3000K - 90CRI - TBD[SKU] - Surface / Suspended | 5.5 | Surface / Suspended | LED | 1 | 22 |  | 67 | 67 |  | Class I |  |  |  | CE. Ex. RoHS | [6 empty] | 67 | 3000 | 338x136x197.6 |  | 220-240 |  | 5 |  | 60 |  | 90 |  | 3000 |  |  | >=0.95 |  |  | 50000 | 132.9545 | [7 empty] | Available |  |  | Class I | IK09 | IP67 | IP67 | 45 | 96 | -20 | 1 | 22 | Black RAL9005 / Yellow RAL1023 | 50/60 |  | LED | none | Industrial | Explosion proof Zone 2 | Zone 2 |  |  | 2925 | No sensor |  | RG1
TBD | KEZ2 IP67 G1 3000 3K80 L6 FX ST PC | image | datasheet | deeplink | TUNGSRAM - Explosion proof Zone 2 - 2925lm - 22W - 3000K - 80CRI - TBD[SKU] - Surface / Suspended | 5.5 | Surface / Suspended | LED | 1 | 22 |  | 67 | 67 |  | Class I |  |  |  | CE. Ex. RoHS | [6 empty] | 67 | 3000 | 338x136x197.6 |  | 220-240 |  | 5 |  | 60 |  | 80 |  | 3000 |  |  | >=0.95 |  |  | 50000 | 132.9545 | [7 empty] | Available |  |  | Class I | IK09 | IP67 | IP67 | 45 | 96 | -20 | 1 | 22 | Black RAL9005 / Yellow RAL1023 | 50/60 |  | LED | none | Industrial | Explosion proof Zone 2 | Zone 2 |  |  | 2925 | No sensor |  | RG1
TBD | KEZ2 IP67 G1 6600 5K90 L9 FX ST PC | image | datasheet | deeplink | TUNGSRAM - Explosion proof Zone 2 - 6554lm - 55W - 5000K - 90CRI - TBD[SKU] - Surface / Suspended | 5.5 | Surface / Suspended | LED | 1 | 55 |  | 67 | 67 |  | Class I |  |  |  | CE. Ex. RoHS | [6 empty] | 67 | 5000 | 338x136x197.6 |  | 220-240 |  | 5 |  | 90 |  | 90 |  | 5000 |  |  | >=0.95 |  |  | 50000 | 119.1636 | [7 empty] | Available |  |  | Class I | IK09 | IP67 | IP67 | 45 | 240 | -20 | 1 | 55 | Black RAL9005 / Yellow RAL1023 | 50/60 |  | LED | none | Industrial | Explosion proof Zone 2 | Zone 2 |  |  | 6554 | No sensor |  | RG1
TBD | KEZ2 IP67 G1 6600 5K80 L9 FX ST PC | image | datasheet | deeplink | TUNGSRAM - Explosion proof Zone 2 - 6554lm - 55W - 5000K - 80CRI - TBD[SKU] - Surface / Suspended | 5.5 | Surface / Suspended | LED | 1 | 55 |  | 67 | 67 |  | Class I |  |  |  | CE. Ex. RoHS | [6 empty] | 67 | 5000 | 338x136x197.6 |  | 220-240 |  | 5 |  | 90 |  | 80 |  | 5000 |  |  | >=0.95 |  |  | 50000 | 119.1636 | [7 empty] | Available |  |  | Class I | IK09 | IP67 | IP67 | 45 | 240 | -20 | 1 | 55 | Black RAL9005 / Yellow RAL1023 | 50/60 |  | LED | none | Industrial | Explosion proof Zone 2 | Zone 2 |  |  | 6554 | No sensor |  | RG1
TBD | KEZ2 IP67 G1 5200 5K90 L9 FX ST PC | image | datasheet | deeplink | TUNGSRAM - Explosion proof Zone 2 - 5243lm - 43W - 5000K - 90CRI - TBD[SKU] - Surface / Suspended | 5.5 | Surface / Suspended | LED | 1 | 43 |  | 67 | 67 |  | Class I |  |  |  | CE. Ex. RoHS | [6 empty] | 67 | 5000 | 338x136x197.6 |  | 220-240 |  | 5 |  | 90 |  | 90 |  | 5000 |  |  | >=0.95 |  |  | 50000 | 121.9302 | [7 empty] | Available |  |  | Class I | IK09 | IP67 | IP67 | 45 | 187 | -20 | 1 | 43 | Black RAL9005 / Yellow RAL1023 | 50/60 |  | LED | none | Industrial | Explosion proof Zone 2 | Zone 2 |  |  | 5243 | No sensor |  | RG1
TBD | KEZ2 IP67 G1 5200 5K80 L9 FX ST PC | image | datasheet | deeplink | TUNGSRAM - Explosion proof Zone 2 - 5243lm - 43W - 5000K - 80CRI - TBD[SKU] - Surface / Suspended | 5.5 | Surface / Suspended | LED | 1 | 43 |  | 67 | 67 |  | Class I |  |  |  | CE. Ex. RoHS | [6 empty] | 67 | 5000 | 338x136x197.6 |  | 220-240 |  | 5 |  | 90 |  | 80 |  | 5000 |  |  | >=0.95 |  |  | 50000 | 121.9302 | [7 empty] | Available |  |  | Class I | IK09 | IP67 | IP67 | 45 | 187 | -20 | 1 | 43 | Black RAL9005 / Yellow RAL1023 | 50/60 |  | LED | none | Industrial | Explosion proof Zone 2 | Zone 2 |  |  | 5243 | No sensor |  | RG1
TBD | KEZ2 IP67 G1 4000 5K90 L9 FX ST PC | image | datasheet | deeplink | TUNGSRAM - Explosion proof Zone 2 - 4014lm - 32W - 5000K - 90CRI - TBD[SKU] - Surface / Suspended | 5.5 | Surface / Suspended | LED | 1 | 32 |  | 67 | 67 |  | Class I |  |  |  | CE. Ex. RoHS | [6 empty] | 67 | 5000 | 338x136x197.6 |  | 220-240 |  | 5 |  | 90 |  | 90 |  | 5000 |  |  | >=0.95 |  |  | 50000 | 125.4375 | [7 empty] | Available |  |  | Class I | IK09 | IP67 | IP67 | 45 | 140 | -20 | 1 | 32 | Black RAL9005 / Yellow RAL1023 | 50/60 |  | LED | none | Industrial | Explosion proof Zone 2 | Zone 2 |  |  | 4014 | No sensor |  | RG1
TBD | KEZ2 IP67 G1 4000 5K80 L9 FX ST PC | image | datasheet | deeplink | TUNGSRAM - Explosion proof Zone 2 - 4014lm - 32W - 5000K - 80CRI - TBD[SKU] - Surface / Suspended | 5.5 | Surface / Suspended | LED | 1 | 32 |  | 67 | 67 |  | Class I |  |  |  | CE. Ex. RoHS | [6 empty] | 67 | 5000 | 338x136x197.6 |  | 220-240 |  | 5 |  | 90 |  | 80 |  | 5000 |  |  | >=0.95 |  |  | 50000 | 125.4375 | [7 empty] | Available |  |  | Class I | IK09 | IP67 | IP67 | 45 | 140 | -20 | 1 | 32 | Black RAL9005 / Yellow RAL1023 | 50/60 |  | LED | none | Industrial | Explosion proof Zone 2 | Zone 2 |  |  | 4014 | No sensor |  | RG1
TBD | KEZ2 IP67 G1 3000 5K90 L9 FX ST PC | image | datasheet | deeplink | TUNGSRAM - Explosion proof Zone 2 - 2925lm - 22W - 5000K - 90CRI - TBD[SKU] - Surface / Suspended | 5.5 | Surface / Suspended | LED | 1 | 22 |  | 67 | 67 |  | Class I |  |  |  | CE. Ex. RoHS | [6 empty] | 67 | 5000 | 338x136x197.6 |  | 220-240 |  | 5 |  | 90 |  | 90 |  | 5000 |  |  | >=0.95 |  |  | 50000 | 132.9545 | [7 empty] | Available |  |  | Class I | IK09 | IP67 | IP67 | 45 | 96 | -20 | 1 | 22 | Black RAL9005 / Yellow RAL1023 | 50/60 |  | LED | none | Industrial | Explosion proof Zone 2 | Zone 2 |  |  | 2925 | No sensor |  | RG1
TBD | KEZ2 IP67 G1 3000 5K80 L9 FX ST PC | image | datasheet | deeplink | TUNGSRAM - Explosion proof Zone 2 - 2925lm - 22W - 5000K - 80CRI - TBD[SKU] - Surface / Suspended | 5.5 | Surface / Suspended | LED | 1 | 22 |  | 67 | 67 |  | Class I |  |  |  | CE. Ex. RoHS | [6 empty] | 67 | 5000 | 338x136x197.6 |  | 220-240 |  | 5 |  | 90 |  | 80 |  | 5000 |  |  | >=0.95 |  |  | 50000 | 132.9545 | [7 empty] | Available |  |  | Class I | IK09 | IP67 | IP67 | 45 | 96 | -20 | 1 | 22 | Black RAL9005 / Yellow RAL1023 | 50/60 |  | LED | none | Industrial | Explosion proof Zone 2 | Zone 2 |  |  | 2925 | No sensor |  | RG1
TBD | KEZ2 IP67 G1 6600 4K90 L9 FX ST PC | image | datasheet | deeplink | TUNGSRAM - Explosion proof Zone 2 - 6554lm - 55W - 4000K - 90CRI - TBD[SKU] - Surface / Suspended | 5.5 | Surface / Suspended | LED | 1 | 55 |  | 67 | 67 |  | Class I |  |  |  | CE. Ex. RoHS | [6 empty] | 67 | 4000 | 338x136x197.6 |  | 220-240 |  | 5 |  | 90 |  | 90 |  | 4000 |  |  | >=0.95 |  |  | 50000 | 119.1636 | [7 empty] | Available |  |  | Class I | IK09 | IP67 | IP67 | 45 | 240 | -20 | 1 | 55 | Black RAL9005 / Yellow RAL1023 | 50/60 |  | LED | none | Industrial | Explosion proof Zone 2 | Zone 2 |  |  | 6554 | No sensor |  | RG1
TBD | KEZ2 IP67 G1 6600 4K80 L9 FX ST PC | image | datasheet | deeplink | TUNGSRAM - Explosion proof Zone 2 - 6554lm - 55W - 4000K - 80CRI - TBD[SKU] - Surface / Suspended | 5.5 | Surface / Suspended | LED | 1 | 55 |  | 67 | 67 |  | Class I |  |  |  | CE. Ex. RoHS | [6 empty] | 67 | 4000 | 338x136x197.6 |  | 220-240 |  | 5 |  | 90 |  | 80 |  | 4000 |  |  | >=0.95 |  |  | 50000 | 119.1636 | [7 empty] | Available |  |  | Class I | IK09 | IP67 | IP67 | 45 | 240 | -20 | 1 | 55 | Black RAL9005 / Yellow RAL1023 | 50/60 |  | LED | none | Industrial | Explosion proof Zone 2 | Zone 2 |  |  | 6554 | No sensor |  | RG1
TBD | KEZ2 IP67 G1 5200 4K90 L9 FX ST PC | image | datasheet | deeplink | TUNGSRAM - Explosion proof Zone 2 - 5243lm - 43W - 4000K - 90CRI - TBD[SKU] - Surface / Suspended | 5.5 | Surface / Suspended | LED | 1 | 43 |  | 67 | 67 |  | Class I |  |  |  | CE. Ex. RoHS | [6 empty] | 67 | 4000 | 338x136x197.6 |  | 220-240 |  | 5 |  | 90 |  | 90 |  | 4000 |  |  | >=0.95 |  |  | 50000 | 121.9302 | [7 empty] | Available |  |  | Class I | IK09 | IP67 | IP67 | 45 | 187 | -20 | 1 | 43 | Black RAL9005 / Yellow RAL1023 | 50/60 |  | LED | none | Industrial | Explosion proof Zone 2 | Zone 2 |  |  | 5243 | No sensor |  | RG1
TBD | KEZ2 IP67 G1 5200 4K80 L9 FX ST PC | image | datasheet | deeplink | TUNGSRAM - Explosion proof Zone 2 - 5243lm - 43W - 4000K - 80CRI - TBD[SKU] - Surface / Suspended | 5.5 | Surface / Suspended | LED | 1 | 43 |  | 67 | 67 |  | Class I |  |  |  | CE. Ex. RoHS | [6 empty] | 67 | 4000 | 338x136x197.6 |  | 220-240 |  | 5 |  | 90 |  | 80 |  | 4000 |  |  | >=0.95 |  |  | 50000 | 121.9302 | [7 empty] | Available |  |  | Class I | IK09 | IP67 | IP67 | 45 | 187 | -20 | 1 | 43 | Black RAL9005 / Yellow RAL1023 | 50/60 |  | LED | none | Industrial | Explosion proof Zone 2 | Zone 2 |  |  | 5243 | No sensor |  | RG1
TBD | KEZ2 IP67 G1 4000 4K90 L9 FX ST PC | image | datasheet | deeplink | TUNGSRAM - Explosion proof Zone 2 - 4014lm - 32W - 4000K - 90CRI - TBD[SKU] - Surface / Suspended | 5.5 | Surface / Suspended | LED | 1 | 32 |  | 67 | 67 |  | Class I |  |  |  | CE. Ex. RoHS | [6 empty] | 67 | 4000 | 338x136x197.6 |  | 220-240 |  | 5 |  | 90 |  | 90 |  | 4000 |  |  | >=0.95 |  |  | 50000 | 125.4375 | [7 empty] | Available |  |  | Class I | IK09 | IP67 | IP67 | 45 | 140 | -20 | 1 | 32 | Black RAL9005 / Yellow RAL1023 | 50/60 |  | LED | none | Industrial | Explosion proof Zone 2 | Zone 2 |  |  | 4014 | No sensor |  | RG1
TBD | KEZ2 IP67 G1 4000 4K80 L9 FX ST PC | image | datasheet | deeplink | TUNGSRAM - Explosion proof Zone 2 - 4014lm - 32W - 4000K - 80CRI - TBD[SKU] - Surface / Suspended | 5.5 | Surface / Suspended | LED | 1 | 32 |  | 67 | 67 |  | Class I |  |  |  | CE. Ex. RoHS | [6 empty] | 67 | 4000 | 338x136x197.6 |  | 220-240 |  | 5 |  | 90 |  | 80 |  | 4000 |  |  | >=0.95 |  |  | 50000 | 125.4375 | [7 empty] | Available |  |  | Class I | IK09 | IP67 | IP67 | 45 | 140 | -20 | 1 | 32 | Black RAL9005 / Yellow RAL1023 | 50/60 |  | LED | none | Industrial | Explosion proof Zone 2 | Zone 2 |  |  | 4014 | No sensor |  | RG1
TBD | KEZ2 IP67 G1 3000 4K90 L9 FX ST PC | image | datasheet | deeplink | TUNGSRAM - Explosion proof Zone 2 - 2925lm - 22W - 4000K - 90CRI - TBD[SKU] - Surface / Suspended | 5.5 | Surface / Suspended | LED | 1 | 22 |  | 67 | 67 |  | Class I |  |  |  | CE. Ex. RoHS | [6 empty] | 67 | 4000 | 338x136x197.6 |  | 220-240 |  | 5 |  | 90 |  | 90 |  | 4000 |  |  | >=0.95 |  |  | 50000 | 132.9545 | [7 empty] | Available |  |  | Class I | IK09 | IP67 | IP67 | 45 | 96 | -20 | 1 | 22 | Black RAL9005 / Yellow RAL1023 | 50/60 |  | LED | none | Industrial | Explosion proof Zone 2 | Zone 2 |  |  | 2925 | No sensor |  | RG1
TBD | KEZ2 IP67 G1 3000 4K80 L9 FX ST PC | image | datasheet | deeplink | TUNGSRAM - Explosion proof Zone 2 - 2925lm - 22W - 4000K - 80CRI - TBD[SKU] - Surface / Suspended | 5.5 | Surface / Suspended | LED | 1 | 22 |  | 67 | 67 |  | Class I |  |  |  | CE. Ex. RoHS | [6 empty] | 67 | 4000 | 338x136x197.6 |  | 220-240 |  | 5 |  | 90 |  | 80 |  | 4000 |  |  | >=0.95 |  |  | 50000 | 132.9545 | [7 empty] | Available |  |  | Class I | IK09 | IP67 | IP67 | 45 | 96 | -20 | 1 | 22 | Black RAL9005 / Yellow RAL1023 | 50/60 |  | LED | none | Industrial | Explosion proof Zone 2 | Zone 2 |  |  | 2925 | No sensor |  | RG1
TBD | KEZ2 IP67 G1 6600 3K90 L9 FX ST PC | image | datasheet | deeplink | TUNGSRAM - Explosion proof Zone 2 - 6554lm - 55W - 3000K - 90CRI - TBD[SKU] - Surface / Suspended | 5.5 | Surface / Suspended | LED | 1 | 55 |  | 67 | 67 |  | Class I |  |  |  | CE. Ex. RoHS | [6 empty] | 67 | 3000 | 338x136x197.6 |  | 220-240 |  | 5 |  | 90 |  | 90 |  | 3000 |  |  | >=0.95 |  |  | 50000 | 119.1636 | [7 empty] | Available |  |  | Class I | IK09 | IP67 | IP67 | 45 | 240 | -20 | 1 | 55 | Black RAL9005 / Yellow RAL1023 | 50/60 |  | LED | none | Industrial | Explosion proof Zone 2 | Zone 2 |  |  | 6554 | No sensor |  | RG1
TBD | KEZ2 IP67 G1 6600 3K80 L9 FX ST PC | image | datasheet | deeplink | TUNGSRAM - Explosion proof Zone 2 - 6554lm - 55W - 3000K - 80CRI - TBD[SKU] - Surface / Suspended | 5.5 | Surface / Suspended | LED | 1 | 55 |  | 67 | 67 |  | Class I |  |  |  | CE. Ex. RoHS | [6 empty] | 67 | 3000 | 338x136x197.6 |  | 220-240 |  | 5 |  | 90 |  | 80 |  | 3000 |  |  | >=0.95 |  |  | 50000 | 119.1636 | [7 empty] | Available |  |  | Class I | IK09 | IP67 | IP67 | 45 | 240 | -20 | 1 | 55 | Black RAL9005 / Yellow RAL1023 | 50/60 |  | LED | none | Industrial | Explosion proof Zone 2 | Zone 2 |  |  | 6554 | No sensor |  | RG1
TBD | KEZ2 IP67 G1 5200 3K90 L9 FX ST PC | image | datasheet | deeplink | TUNGSRAM - Explosion proof Zone 2 - 5243lm - 43W - 3000K - 90CRI - TBD[SKU] - Surface / Suspended | 5.5 | Surface / Suspended | LED | 1 | 43 |  | 67 | 67 |  | Class I |  |  |  | CE. Ex. RoHS | [6 empty] | 67 | 3000 | 338x136x197.6 |  | 220-240 |  | 5 |  | 90 |  | 90 |  | 3000 |  |  | >=0.95 |  |  | 50000 | 121.9302 | [7 empty] | Available |  |  | Class I | IK09 | IP67 | IP67 | 45 | 187 | -20 | 1 | 43 | Black RAL9005 / Yellow RAL1023 | 50/60 |  | LED | none | Industrial | Explosion proof Zone 2 | Zone 2 |  |  | 5243 | No sensor |  | RG1
TBD | KEZ2 IP67 G1 5200 3K80 L9 FX ST PC | image | datasheet | deeplink | TUNGSRAM - Explosion proof Zone 2 - 5243lm - 43W - 3000K - 80CRI - TBD[SKU] - Surface / Suspended | 5.5 | Surface / Suspended | LED | 1 | 43 |  | 67 | 67 |  | Class I |  |  |  | CE. Ex. RoHS | [6 empty] | 67 | 3000 | 338x136x197.6 |  | 220-240 |  | 5 |  | 90 |  | 80 |  | 3000 |  |  | >=0.95 |  |  | 50000 | 121.9302 | [7 empty] | Available |  |  | Class I | IK09 | IP67 | IP67 | 45 | 187 | -20 | 1 | 43 | Black RAL9005 / Yellow RAL1023 | 50/60 |  | LED | none | Industrial | Explosion proof Zone 2 | Zone 2 |  |  | 5243 | No sensor |  | RG1
TBD | KEZ2 IP67 G1 4000 3K90 L9 FX ST PC | image | datasheet | deeplink | TUNGSRAM - Explosion proof Zone 2 - 4014lm - 32W - 3000K - 90CRI - TBD[SKU] - Surface / Suspended | 5.5 | Surface / Suspended | LED | 1 | 32 |  | 67 | 67 |  | Class I |  |  |  | CE. Ex. RoHS | [6 empty] | 67 | 3000 | 338x136x197.6 |  | 220-240 |  | 5 |  | 90 |  | 90 |  | 3000 |  |  | >=0.95 |  |  | 50000 | 125.4375 | [7 empty] | Available |  |  | Class I | IK09 | IP67 | IP67 | 45 | 140 | -20 | 1 | 32 | Black RAL9005 / Yellow RAL1023 | 50/60 |  | LED | none | Industrial | Explosion proof Zone 2 | Zone 2 |  |  | 4014 | No sensor |  | RG1
TBD | KEZ2 IP67 G1 4000 3K80 L9 FX ST PC | image | datasheet | deeplink | TUNGSRAM - Explosion proof Zone 2 - 4014lm - 32W - 3000K - 80CRI - TBD[SKU] - Surface / Suspended | 5.5 | Surface / Suspended | LED | 1 | 32 |  | 67 | 67 |  | Class I |  |  |  | CE. Ex. RoHS | [6 empty] | 67 | 3000 | 338x136x197.6 |  | 220-240 |  | 5 |  | 90 |  | 80 |  | 3000 |  |  | >=0.95 |  |  | 50000 | 125.4375 | [7 empty] | Available |  |  | Class I | IK09 | IP67 | IP67 | 45 | 140 | -20 | 1 | 32 | Black RAL9005 / Yellow RAL1023 | 50/60 |  | LED | none | Industrial | Explosion proof Zone 2 | Zone 2 |  |  | 4014 | No sensor |  | RG1
TBD | KEZ2 IP67 G1 3000 3K90 L9 FX ST PC | image | datasheet | deeplink | TUNGSRAM - Explosion proof Zone 2 - 2925lm - 22W - 3000K - 90CRI - TBD[SKU] - Surface / Suspended | 5.5 | Surface / Suspended | LED | 1 | 22 |  | 67 | 67 |  | Class I |  |  |  | CE. Ex. RoHS | [6 empty] | 67 | 3000 | 338x136x197.6 |  | 220-240 |  | 5 |  | 90 |  | 90 |  | 3000 |  |  | >=0.95 |  |  | 50000 | 132.9545 | [7 empty] | Available |  |  | Class I | IK09 | IP67 | IP67 | 45 | 96 | -20 | 1 | 22 | Black RAL9005 / Yellow RAL1023 | 50/60 |  | LED | none | Industrial | Explosion proof Zone 2 | Zone 2 |  |  | 2925 | No sensor |  | RG1
TBD | KEZ2 IP67 G1 3000 3K80 L9 FX ST PC | image | datasheet | deeplink | TUNGSRAM - Explosion proof Zone 2 - 2925lm - 22W - 3000K - 80CRI - TBD[SKU] - Surface / Suspended | 5.5 | Surface / Suspended | LED | 1 | 22 |  | 67 | 67 |  | Class I |  |  |  | CE. Ex. RoHS | [6 empty] | 67 | 3000 | 338x136x197.6 |  | 220-240 |  | 5 |  | 90 |  | 80 |  | 3000 |  |  | >=0.95 |  |  | 50000 | 132.9545 | [7 empty] | Available |  |  | Class I | IK09 | IP67 | IP67 | 45 | 96 | -20 | 1 | 22 | Black RAL9005 / Yellow RAL1023 | 50/60 |  | LED | none | Industrial | Explosion proof Zone 2 | Zone 2 |  |  | 2925 | No sensor |  | RG1
TBD | KEZ1 IP67 G1 6600 5K90 L6 FX ST PC | image | datasheet | deeplink | TUNGSRAM - Explosion proof Zone 1 - 6554lm - 55W - 5000K - 90CRI - TBD[SKU] - Surface / Suspended | 5.5 | Surface / Suspended | LED | 1 | 55 |  | 67 | 67 |  | Class I |  |  |  | CE. Ex. RoHS | [6 empty] | 67 | 5000 | 338x136x197.6 |  | 220-240 |  | 5 |  | 60 |  | 90 |  | 5000 |  |  | >=0.95 |  |  | 50000 | 119.1636 | [7 empty] | Available |  |  | Class I | IK09 | IP67 | IP67 | 45 | 240 | -20 | 1 | 55 | Black RAL9005 / Red RAL3028 | 50/60 |  | LED | none | Industrial | Explosion proof Zone 1 | Zone 1 |  |  | 6554 | No sensor |  | RG1
TBD | KEZ1 IP67 G1 6600 5K80 L6 FX ST PC | image | datasheet | deeplink | TUNGSRAM - Explosion proof Zone 1 - 6554lm - 55W - 5000K - 80CRI - TBD[SKU] - Surface / Suspended | 5.5 | Surface / Suspended | LED | 1 | 55 |  | 67 | 67 |  | Class I |  |  |  | CE. Ex. RoHS | [6 empty] | 67 | 5000 | 338x136x197.6 |  | 220-240 |  | 5 |  | 60 |  | 80 |  | 5000 |  |  | >=0.95 |  |  | 50000 | 119.1636 | [7 empty] | Available |  |  | Class I | IK09 | IP67 | IP67 | 45 | 240 | -20 | 1 | 55 | Black RAL9005 / Red RAL3028 | 50/60 |  | LED | none | Industrial | Explosion proof Zone 1 | Zone 1 |  |  | 6554 | No sensor |  | RG1
TBD | KEZ1 IP67 G1 5200 5K90 L6 FX ST PC | image | datasheet | deeplink | TUNGSRAM - Explosion proof Zone 1 - 5243lm - 43W - 5000K - 90CRI - TBD[SKU] - Surface / Suspended | 5.5 | Surface / Suspended | LED | 1 | 43 |  | 67 | 67 |  | Class I |  |  |  | CE. Ex. RoHS | [6 empty] | 67 | 5000 | 338x136x197.6 |  | 220-240 |  | 5 |  | 60 |  | 90 |  | 5000 |  |  | >=0.95 |  |  | 50000 | 121.9302 | [7 empty] | Available |  |  | Class I | IK09 | IP67 | IP67 | 45 | 187 | -20 | 1 | 43 | Black RAL9005 / Red RAL3028 | 50/60 |  | LED | none | Industrial | Explosion proof Zone 1 | Zone 1 |  |  | 5243 | No sensor |  | RG1
TBD | KEZ1 IP67 G1 5200 5K80 L6 FX ST PC | image | datasheet | deeplink | TUNGSRAM - Explosion proof Zone 1 - 5243lm - 43W - 5000K - 80CRI - TBD[SKU] - Surface / Suspended | 5.5 | Surface / Suspended | LED | 1 | 43 |  | 67 | 67 |  | Class I |  |  |  | CE. Ex. RoHS | [6 empty] | 67 | 5000 | 338x136x197.6 |  | 220-240 |  | 5 |  | 60 |  | 80 |  | 5000 |  |  | >=0.95 |  |  | 50000 | 121.9302 | [7 empty] | Available |  |  | Class I | IK09 | IP67 | IP67 | 45 | 187 | -20 | 1 | 43 | Black RAL9005 / Red RAL3028 | 50/60 |  | LED | none | Industrial | Explosion proof Zone 1 | Zone 1 |  |  | 5243 | No sensor |  | RG1
TBD | KEZ1 IP67 G1 4000 5K90 L6 FX ST PC | image | datasheet | deeplink | TUNGSRAM - Explosion proof Zone 1 - 4014lm - 32W - 5000K - 90CRI - TBD[SKU] - Surface / Suspended | 5.5 | Surface / Suspended | LED | 1 | 32 |  | 67 | 67 |  | Class I |  |  |  | CE. Ex. RoHS | [6 empty] | 67 | 5000 | 338x136x197.6 |  | 220-240 |  | 5 |  | 60 |  | 90 |  | 5000 |  |  | >=0.95 |  |  | 50000 | 125.4375 | [7 empty] | Available |  |  | Class I | IK09 | IP67 | IP67 | 45 | 140 | -20 | 1 | 32 | Black RAL9005 / Red RAL3028 | 50/60 |  | LED | none | Industrial | Explosion proof Zone 1 | Zone 1 |  |  | 4014 | No sensor |  | RG1
TBD | KEZ1 IP67 G1 4000 5K80 L6 FX ST PC | image | datasheet | deeplink | TUNGSRAM - Explosion proof Zone 1 - 4014lm - 32W - 5000K - 80CRI - TBD[SKU] - Surface / Suspended | 5.5 | Surface / Suspended | LED | 1 | 32 |  | 67 | 67 |  | Class I |  |  |  | CE. Ex. RoHS | [6 empty] | 67 | 5000 | 338x136x197.6 |  | 220-240 |  | 5 |  | 60 |  | 80 |  | 5000 |  |  | >=0.95 |  |  | 50000 | 125.4375 | [7 empty] | Available |  |  | Class I | IK09 | IP67 | IP67 | 45 | 140 | -20 | 1 | 32 | Black RAL9005 / Red RAL3028 | 50/60 |  | LED | none | Industrial | Explosion proof Zone 1 | Zone 1 |  |  | 4014 | No sensor |  | RG1
TBD | KEZ1 IP67 G1 3000 5K90 L6 FX ST PC | image | datasheet | deeplink | TUNGSRAM - Explosion proof Zone 1 - 2925lm - 22W - 5000K - 90CRI - TBD[SKU] - Surface / Suspended | 5.5 | Surface / Suspended | LED | 1 | 22 |  | 67 | 67 |  | Class I |  |  |  | CE. Ex. RoHS | [6 empty] | 67 | 5000 | 338x136x197.6 |  | 220-240 |  | 5 |  | 60 |  | 90 |  | 5000 |  |  | >=0.95 |  |  | 50000 | 132.9545 | [7 empty] | Available |  |  | Class I | IK09 | IP67 | IP67 | 45 | 96 | -20 | 1 | 22 | Black RAL9005 / Red RAL3028 | 50/60 |  | LED | none | Industrial | Explosion proof Zone 1 | Zone 1 |  |  | 2925 | No sensor |  | RG1
TBD | KEZ1 IP67 G1 3000 5K80 L6 FX ST PC | image | datasheet | deeplink | TUNGSRAM - Explosion proof Zone 1 - 2925lm - 22W - 5000K - 80CRI - TBD[SKU] - Surface / Suspended | 5.5 | Surface / Suspended | LED | 1 | 22 |  | 67 | 67 |  | Class I |  |  |  | CE. Ex. RoHS | [6 empty] | 67 | 5000 | 338x136x197.6 |  | 220-240 |  | 5 |  | 60 |  | 80 |  | 5000 |  |  | >=0.95 |  |  | 50000 | 132.9545 | [7 empty] | Available |  |  | Class I | IK09 | IP67 | IP67 | 45 | 96 | -20 | 1 | 22 | Black RAL9005 / Red RAL3028 | 50/60 |  | LED | none | Industrial | Explosion proof Zone 1 | Zone 1 |  |  | 2925 | No sensor |  | RG1
TBD | KEZ1 IP67 G1 6600 4K90 L6 FX ST PC | image | datasheet | deeplink | TUNGSRAM - Explosion proof Zone 1 - 6554lm - 55W - 4000K - 90CRI - TBD[SKU] - Surface / Suspended | 5.5 | Surface / Suspended | LED | 1 | 55 |  | 67 | 67 |  | Class I |  |  |  | CE. Ex. RoHS | [6 empty] | 67 | 4000 | 338x136x197.6 |  | 220-240 |  | 5 |  | 60 |  | 90 |  | 4000 |  |  | >=0.95 |  |  | 50000 | 119.1636 | [7 empty] | Available |  |  | Class I | IK09 | IP67 | IP67 | 45 | 240 | -20 | 1 | 55 | Black RAL9005 / Red RAL3028 | 50/60 |  | LED | none | Industrial | Explosion proof Zone 1 | Zone 1 |  |  | 6554 | No sensor |  | RG1
TBD | KEZ1 IP67 G1 6600 4K80 L6 FX ST PC | image | datasheet | deeplink | TUNGSRAM - Explosion proof Zone 1 - 6554lm - 55W - 4000K - 80CRI - TBD[SKU] - Surface / Suspended | 5.5 | Surface / Suspended | LED | 1 | 55 |  | 67 | 67 |  | Class I |  |  |  | CE. Ex. RoHS | [6 empty] | 67 | 4000 | 338x136x197.6 |  | 220-240 |  | 5 |  | 60 |  | 80 |  | 4000 |  |  | >=0.95 |  |  | 50000 | 119.1636 | [7 empty] | Available |  |  | Class I | IK09 | IP67 | IP67 | 45 | 240 | -20 | 1 | 55 | Black RAL9005 / Red RAL3028 | 50/60 |  | LED | none | Industrial | Explosion proof Zone 1 | Zone 1 |  |  | 6554 | No sensor |  | RG1
TBD | KEZ1 IP67 G1 5200 4K90 L6 FX ST PC | image | datasheet | deeplink | TUNGSRAM - Explosion proof Zone 1 - 5243lm - 43W - 4000K - 90CRI - TBD[SKU] - Surface / Suspended | 5.5 | Surface / Suspended | LED | 1 | 43 |  | 67 | 67 |  | Class I |  |  |  | CE. Ex. RoHS | [6 empty] | 67 | 4000 | 338x136x197.6 |  | 220-240 |  | 5 |  | 60 |  | 90 |  | 4000 |  |  | >=0.95 |  |  | 50000 | 121.9302 | [7 empty] | Available |  |  | Class I | IK09 | IP67 | IP67 | 45 | 187 | -20 | 1 | 43 | Black RAL9005 / Red RAL3028 | 50/60 |  | LED | none | Industrial | Explosion proof Zone 1 | Zone 1 |  |  | 5243 | No sensor |  | RG1
TBD | KEZ1 IP67 G1 5200 4K80 L6 FX ST PC | image | datasheet | deeplink | TUNGSRAM - Explosion proof Zone 1 - 5243lm - 43W - 4000K - 80CRI - TBD[SKU] - Surface / Suspended | 5.5 | Surface / Suspended | LED | 1 | 43 |  | 67 | 67 |  | Class I |  |  |  | CE. Ex. RoHS | [6 empty] | 67 | 4000 | 338x136x197.6 |  | 220-240 |  | 5 |  | 60 |  | 80 |  | 4000 |  |  | >=0.95 |  |  | 50000 | 121.9302 | [7 empty] | Available |  |  | Class I | IK09 | IP67 | IP67 | 45 | 187 | -20 | 1 | 43 | Black RAL9005 / Red RAL3028 | 50/60 |  | LED | none | Industrial | Explosion proof Zone 1 | Zone 1 |  |  | 5243 | No sensor |  | RG1
TBD | KEZ1 IP67 G1 4000 4K90 L6 FX ST PC | image | datasheet | deeplink | TUNGSRAM - Explosion proof Zone 1 - 4014lm - 32W - 4000K - 90CRI - TBD[SKU] - Surface / Suspended | 5.5 | Surface / Suspended | LED | 1 | 32 |  | 67 | 67 |  | Class I |  |  |  | CE. Ex. RoHS | [6 empty] | 67 | 4000 | 338x136x197.6 |  | 220-240 |  | 5 |  | 60 |  | 90 |  | 4000 |  |  | >=0.95 |  |  | 50000 | 125.4375 | [7 empty] | Available |  |  | Class I | IK09 | IP67 | IP67 | 45 | 140 | -20 | 1 | 32 | Black RAL9005 / Red RAL3028 | 50/60 |  | LED | none | Industrial | Explosion proof Zone 1 | Zone 1 |  |  | 4014 | No sensor |  | RG1
TBD | KEZ1 IP67 G1 4000 4K80 L6 FX ST PC | image | datasheet | deeplink | TUNGSRAM - Explosion proof Zone 1 - 4014lm - 32W - 4000K - 80CRI - TBD[SKU] - Surface / Suspended | 5.5 | Surface / Suspended | LED | 1 | 32 |  | 67 | 67 |  | Class I |  |  |  | CE. Ex. RoHS | [6 empty] | 67 | 4000 | 338x136x197.6 |  | 220-240 |  | 5 |  | 60 |  | 80 |  | 4000 |  |  | >=0.95 |  |  | 50000 | 125.4375 | [7 empty] | Available |  |  | Class I | IK09 | IP67 | IP67 | 45 | 140 | -20 | 1 | 32 | Black RAL9005 / Red RAL3028 | 50/60 |  | LED | none | Industrial | Explosion proof Zone 1 | Zone 1 |  |  | 4014 | No sensor |  | RG1
TBD | KEZ1 IP67 G1 3000 4K90 L6 FX ST PC | image | datasheet | deeplink | TUNGSRAM - Explosion proof Zone 1 - 2925lm - 22W - 4000K - 90CRI - TBD[SKU] - Surface / Suspended | 5.5 | Surface / Suspended | LED | 1 | 22 |  | 67 | 67 |  | Class I |  |  |  | CE. Ex. RoHS | [6 empty] | 67 | 4000 | 338x136x197.6 |  | 220-240 |  | 5 |  | 60 |  | 90 |  | 4000 |  |  | >=0.95 |  |  | 50000 | 132.9545 | [7 empty] | Available |  |  | Class I | IK09 | IP67 | IP67 | 45 | 96 | -20 | 1 | 22 | Black RAL9005 / Red RAL3028 | 50/60 |  | LED | none | Industrial | Explosion proof Zone 1 | Zone 1 |  |  | 2925 | No sensor |  | RG1
TBD | KEZ1 IP67 G1 3000 4K80 L6 FX ST PC | image | datasheet | deeplink | TUNGSRAM - Explosion proof Zone 1 - 2925lm - 22W - 4000K - 80CRI - TBD[SKU] - Surface / Suspended | 5.5 | Surface / Suspended | LED | 1 | 22 |  | 67 | 67 |  | Class I |  |  |  | CE. Ex. RoHS | [6 empty] | 67 | 4000 | 338x136x197.6 |  | 220-240 |  | 5 |  | 60 |  | 80 |  | 4000 |  |  | >=0.95 |  |  | 50000 | 132.9545 | [7 empty] | Available |  |  | Class I | IK09 | IP67 | IP67 | 45 | 96 | -20 | 1 | 22 | Black RAL9005 / Red RAL3028 | 50/60 |  | LED | none | Industrial | Explosion proof Zone 1 | Zone 1 |  |  | 2925 | No sensor |  | RG1
TBD | KEZ1 IP67 G1 6600 3K90 L6 FX ST PC | image | datasheet | deeplink | TUNGSRAM - Explosion proof Zone 1 - 6554lm - 55W - 3000K - 90CRI - TBD[SKU] - Surface / Suspended | 5.5 | Surface / Suspended | LED | 1 | 55 |  | 67 | 67 |  | Class I |  |  |  | CE. Ex. RoHS | [6 empty] | 67 | 3000 | 338x136x197.6 |  | 220-240 |  | 5 |  | 60 |  | 90 |  | 3000 |  |  | >=0.95 |  |  | 50000 | 119.1636 | [7 empty] | Available |  |  | Class I | IK09 | IP67 | IP67 | 45 | 240 | -20 | 1 | 55 | Black RAL9005 / Red RAL3028 | 50/60 |  | LED | none | Industrial | Explosion proof Zone 1 | Zone 1 |  |  | 6554 | No sensor |  | RG1
TBD | KEZ1 IP67 G1 6600 3K80 L6 FX ST PC | image | datasheet | deeplink | TUNGSRAM - Explosion proof Zone 1 - 6554lm - 55W - 3000K - 80CRI - TBD[SKU] - Surface / Suspended | 5.5 | Surface / Suspended | LED | 1 | 55 |  | 67 | 67 |  | Class I |  |  |  | CE. Ex. RoHS | [6 empty] | 67 | 3000 | 338x136x197.6 |  | 220-240 |  | 5 |  | 60 |  | 80 |  | 3000 |  |  | >=0.95 |  |  | 50000 | 119.1636 | [7 empty] | Available |  |  | Class I | IK09 | IP67 | IP67 | 45 | 240 | -20 | 1 | 55 | Black RAL9005 / Red RAL3028 | 50/60 |  | LED | none | Industrial | Explosion proof Zone 1 | Zone 1 |  |  | 6554 | No sensor |  | RG1
TBD | KEZ1 IP67 G1 5200 3K90 L6 FX ST PC | image | datasheet | deeplink | TUNGSRAM - Explosion proof Zone 1 - 5243lm - 43W - 3000K - 90CRI - TBD[SKU] - Surface / Suspended | 5.5 | Surface / Suspended | LED | 1 | 43 |  | 67 | 67 |  | Class I |  |  |  | CE. Ex. RoHS | [6 empty] | 67 | 3000 | 338x136x197.6 |  | 220-240 |  | 5 |  | 60 |  | 90 |  | 3000 |  |  | >=0.95 |  |  | 50000 | 121.9302 | [7 empty] | Available |  |  | Class I | IK09 | IP67 | IP67 | 45 | 187 | -20 | 1 | 43 | Black RAL9005 / Red RAL3028 | 50/60 |  | LED | none | Industrial | Explosion proof Zone 1 | Zone 1 |  |  | 5243 | No sensor |  | RG1
TBD | KEZ1 IP67 G1 5200 3K80 L6 FX ST PC | image | datasheet | deeplink | TUNGSRAM - Explosion proof Zone 1 - 5243lm - 43W - 3000K - 80CRI - TBD[SKU] - Surface / Suspended | 5.5 | Surface / Suspended | LED | 1 | 43 |  | 67 | 67 |  | Class I |  |  |  | CE. Ex. RoHS | [6 empty] | 67 | 3000 | 338x136x197.6 |  | 220-240 |  | 5 |  | 60 |  | 80 |  | 3000 |  |  | >=0.95 |  |  | 50000 | 121.9302 | [7 empty] | Available |  |  | Class I | IK09 | IP67 | IP67 | 45 | 187 | -20 | 1 | 43 | Black RAL9005 / Red RAL3028 | 50/60 |  | LED | none | Industrial | Explosion proof Zone 1 | Zone 1 |  |  | 5243 | No sensor |  | RG1
TBD | KEZ1 IP67 G1 4000 3K90 L6 FX ST PC | image | datasheet | deeplink | TUNGSRAM - Explosion proof Zone 1 - 4014lm - 32W - 3000K - 90CRI - TBD[SKU] - Surface / Suspended | 5.5 | Surface / Suspended | LED | 1 | 32 |  | 67 | 67 |  | Class I |  |  |  | CE. Ex. RoHS | [6 empty] | 67 | 3000 | 338x136x197.6 |  | 220-240 |  | 5 |  | 60 |  | 90 |  | 3000 |  |  | >=0.95 |  |  | 50000 | 125.4375 | [7 empty] | Available |  |  | Class I | IK09 | IP67 | IP67 | 45 | 140 | -20 | 1 | 32 | Black RAL9005 / Red RAL3028 | 50/60 |  | LED | none | Industrial | Explosion proof Zone 1 | Zone 1 |  |  | 4014 | No sensor |  | RG1
TBD | KEZ1 IP67 G1 4000 3K80 L6 FX ST PC | image | datasheet | deeplink | TUNGSRAM - Explosion proof Zone 1 - 4014lm - 32W - 3000K - 80CRI - TBD[SKU] - Surface / Suspended | 5.5 | Surface / Suspended | LED | 1 | 32 |  | 67 | 67 |  | Class I |  |  |  | CE. Ex. RoHS | [6 empty] | 67 | 3000 | 338x136x197.6 |  | 220-240 |  | 5 |  | 60 |  | 80 |  | 3000 |  |  | >=0.95 |  |  | 50000 | 125.4375 | [7 empty] | Available |  |  | Class I | IK09 | IP67 | IP67 | 45 | 140 | -20 | 1 | 32 | Black RAL9005 / Red RAL3028 | 50/60 |  | LED | none | Industrial | Explosion proof Zone 1 | Zone 1 |  |  | 4014 | No sensor |  | RG1
TBD | KEZ1 IP67 G1 3000 3K90 L6 FX ST PC | image | datasheet | deeplink | TUNGSRAM - Explosion proof Zone 1 - 2925lm - 22W - 3000K - 90CRI - TBD[SKU] - Surface / Suspended | 5.5 | Surface / Suspended | LED | 1 | 22 |  | 67 | 67 |  | Class I |  |  |  | CE. Ex. RoHS | [6 empty] | 67 | 3000 | 338x136x197.6 |  | 220-240 |  | 5 |  | 60 |  | 90 |  | 3000 |  |  | >=0.95 |  |  | 50000 | 132.9545 | [7 empty] | Available |  |  | Class I | IK09 | IP67 | IP67 | 45 | 96 | -20 | 1 | 22 | Black RAL9005 / Red RAL3028 | 50/60 |  | LED | none | Industrial | Explosion proof Zone 1 | Zone 1 |  |  | 2925 | No sensor |  | RG1
TBD | KEZ1 IP67 G1 3000 3K80 L6 FX ST PC | image | datasheet | deeplink | TUNGSRAM - Explosion proof Zone 1 - 2925lm - 22W - 3000K - 80CRI - TBD[SKU] - Surface / Suspended | 5.5 | Surface / Suspended | LED | 1 | 22 |  | 67 | 67 |  | Class I |  |  |  | CE. Ex. RoHS | [6 empty] | 67 | 3000 | 338x136x197.6 |  | 220-240 |  | 5 |  | 60 |  | 80 |  | 3000 |  |  | >=0.95 |  |  | 50000 | 132.9545 | [7 empty] | Available |  |  | Class I | IK09 | IP67 | IP67 | 45 | 96 | -20 | 1 | 22 | Black RAL9005 / Red RAL3028 | 50/60 |  | LED | none | Industrial | Explosion proof Zone 1 | Zone 1 |  |  | 2925 | No sensor |  | RG1
TBD | KEZ1 IP67 G1 6600 5K90 L9 FX ST PC | image | datasheet | deeplink | TUNGSRAM - Explosion proof Zone 1 - 6554lm - 55W - 5000K - 90CRI - TBD[SKU] - Surface / Suspended | 5.5 | Surface / Suspended | LED | 1 | 55 |  | 67 | 67 |  | Class I |  |  |  | CE. Ex. RoHS | [6 empty] | 67 | 5000 | 338x136x197.6 |  | 220-240 |  | 5 |  | 90 |  | 90 |  | 5000 |  |  | >=0.95 |  |  | 50000 | 119.1636 | [7 empty] | Available |  |  | Class I | IK09 | IP67 | IP67 | 45 | 240 | -20 | 1 | 55 | Black RAL9005 / Red RAL3028 | 50/60 |  | LED | none | Industrial | Explosion proof Zone 1 | Zone 1 |  |  | 6554 | No sensor |  | RG1
TBD | KEZ1 IP67 G1 6600 5K80 L9 FX ST PC | image | datasheet | deeplink | TUNGSRAM - Explosion proof Zone 1 - 6554lm - 55W - 5000K - 80CRI - TBD[SKU] - Surface / Suspended | 5.5 | Surface / Suspended | LED | 1 | 55 |  | 67 | 67 |  | Class I |  |  |  | CE. Ex. RoHS | [6 empty] | 67 | 5000 | 338x136x197.6 |  | 220-240 |  | 5 |  | 90 |  | 80 |  | 5000 |  |  | >=0.95 |  |  | 50000 | 119.1636 | [7 empty] | Available |  |  | Class I | IK09 | IP67 | IP67 | 45 | 240 | -20 | 1 | 55 | Black RAL9005 / Red RAL3028 | 50/60 |  | LED | none | Industrial | Explosion proof Zone 1 | Zone 1 |  |  | 6554 | No sensor |  | RG1
TBD | KEZ1 IP67 G1 5200 5K90 L9 FX ST PC | image | datasheet | deeplink | TUNGSRAM - Explosion proof Zone 1 - 5243lm - 43W - 5000K - 90CRI - TBD[SKU] - Surface / Suspended | 5.5 | Surface / Suspended | LED | 1 | 43 |  | 67 | 67 |  | Class I |  |  |  | CE. Ex. RoHS | [6 empty] | 67 | 5000 | 338x136x197.6 |  | 220-240 |  | 5 |  | 90 |  | 90 |  | 5000 |  |  | >=0.95 |  |  | 50000 | 121.9302 | [7 empty] | Available |  |  | Class I | IK09 | IP67 | IP67 | 45 | 187 | -20 | 1 | 43 | Black RAL9005 / Red RAL3028 | 50/60 |  | LED | none | Industrial | Explosion proof Zone 1 | Zone 1 |  |  | 5243 | No sensor |  | RG1
TBD | KEZ1 IP67 G1 5200 5K80 L9 FX ST PC | image | datasheet | deeplink | TUNGSRAM - Explosion proof Zone 1 - 5243lm - 43W - 5000K - 80CRI - TBD[SKU] - Surface / Suspended | 5.5 | Surface / Suspended | LED | 1 | 43 |  | 67 | 67 |  | Class I |  |  |  | CE. Ex. RoHS | [6 empty] | 67 | 5000 | 338x136x197.6 |  | 220-240 |  | 5 |  | 90 |  | 80 |  | 5000 |  |  | >=0.95 |  |  | 50000 | 121.9302 | [7 empty] | Available |  |  | Class I | IK09 | IP67 | IP67 | 45 | 187 | -20 | 1 | 43 | Black RAL9005 / Red RAL3028 | 50/60 |  | LED | none | Industrial | Explosion proof Zone 1 | Zone 1 |  |  | 5243 | No sensor |  | RG1
TBD | KEZ1 IP67 G1 4000 5K90 L9 FX ST PC | image | datasheet | deeplink | TUNGSRAM - Explosion proof Zone 1 - 4014lm - 32W - 5000K - 90CRI - TBD[SKU] - Surface / Suspended | 5.5 | Surface / Suspended | LED | 1 | 32 |  | 67 | 67 |  | Class I |  |  |  | CE. Ex. RoHS | [6 empty] | 67 | 5000 | 338x136x197.6 |  | 220-240 |  | 5 |  | 90 |  | 90 |  | 5000 |  |  | >=0.95 |  |  | 50000 | 125.4375 | [7 empty] | Available |  |  | Class I | IK09 | IP67 | IP67 | 45 | 140 | -20 | 1 | 32 | Black RAL9005 / Red RAL3028 | 50/60 |  | LED | none | Industrial | Explosion proof Zone 1 | Zone 1 |  |  | 4014 | No sensor |  | RG1
TBD | KEZ1 IP67 G1 4000 5K80 L9 FX ST PC | image | datasheet | deeplink | TUNGSRAM - Explosion proof Zone 1 - 4014lm - 32W - 5000K - 80CRI - TBD[SKU] - Surface / Suspended | 5.5 | Surface / Suspended | LED | 1 | 32 |  | 67 | 67 |  | Class I |  |  |  | CE. Ex. RoHS | [6 empty] | 67 | 5000 | 338x136x197.6 |  | 220-240 |  | 5 |  | 90 |  | 80 |  | 5000 |  |  | >=0.95 |  |  | 50000 | 125.4375 | [7 empty] | Available |  |  | Class I | IK09 | IP67 | IP67 | 45 | 140 | -20 | 1 | 32 | Black RAL9005 / Red RAL3028 | 50/60 |  | LED | none | Industrial | Explosion proof Zone 1 | Zone 1 |  |  | 4014 | No sensor |  | RG1
TBD | KEZ1 IP67 G1 3000 5K90 L9 FX ST PC | image | datasheet | deeplink | TUNGSRAM - Explosion proof Zone 1 - 2925lm - 22W - 5000K - 90CRI - TBD[SKU] - Surface / Suspended | 5.5 | Surface / Suspended | LED | 1 | 22 |  | 67 | 67 |  | Class I |  |  |  | CE. Ex. RoHS | [6 empty] | 67 | 5000 | 338x136x197.6 |  | 220-240 |  | 5 |  | 90 |  | 90 |  | 5000 |  |  | >=0.95 |  |  | 50000 | 132.9545 | [7 empty] | Available |  |  | Class I | IK09 | IP67 | IP67 | 45 | 96 | -20 | 1 | 22 | Black RAL9005 / Red RAL3028 | 50/60 |  | LED | none | Industrial | Explosion proof Zone 1 | Zone 1 |  |  | 2925 | No sensor |  | RG1
TBD | KEZ1 IP67 G1 3000 5K80 L9 FX ST PC | image | datasheet | deeplink | TUNGSRAM - Explosion proof Zone 1 - 2925lm - 22W - 5000K - 80CRI - TBD[SKU] - Surface / Suspended | 5.5 | Surface / Suspended | LED | 1 | 22 |  | 67 | 67 |  | Class I |  |  |  | CE. Ex. RoHS | [6 empty] | 67 | 5000 | 338x136x197.6 |  | 220-240 |  | 5 |  | 90 |  | 80 |  | 5000 |  |  | >=0.95 |  |  | 50000 | 132.9545 | [7 empty] | Available |  |  | Class I | IK09 | IP67 | IP67 | 45 | 96 | -20 | 1 | 22 | Black RAL9005 / Red RAL3028 | 50/60 |  | LED | none | Industrial | Explosion proof Zone 1 | Zone 1 |  |  | 2925 | No sensor |  | RG1
TBD | KEZ1 IP67 G1 6600 4K90 L9 FX ST PC | image | datasheet | deeplink | TUNGSRAM - Explosion proof Zone 1 - 6554lm - 55W - 4000K - 90CRI - TBD[SKU] - Surface / Suspended | 5.5 | Surface / Suspended | LED | 1 | 55 |  | 67 | 67 |  | Class I |  |  |  | CE. Ex. RoHS | [6 empty] | 67 | 4000 | 338x136x197.6 |  | 220-240 |  | 5 |  | 90 |  | 90 |  | 4000 |  |  | >=0.95 |  |  | 50000 | 119.1636 | [7 empty] | Available |  |  | Class I | IK09 | IP67 | IP67 | 45 | 240 | -20 | 1 | 55 | Black RAL9005 / Red RAL3028 | 50/60 |  | LED | none | Industrial | Explosion proof Zone 1 | Zone 1 |  |  | 6554 | No sensor |  | RG1
TBD | KEZ1 IP67 G1 6600 4K80 L9 FX ST PC | image | datasheet | deeplink | TUNGSRAM - Explosion proof Zone 1 - 6554lm - 55W - 4000K - 80CRI - TBD[SKU] - Surface / Suspended | 5.5 | Surface / Suspended | LED | 1 | 55 |  | 67 | 67 |  | Class I |  |  |  | CE. Ex. RoHS | [6 empty] | 67 | 4000 | 338x136x197.6 |  | 220-240 |  | 5 |  | 90 |  | 80 |  | 4000 |  |  | >=0.95 |  |  | 50000 | 119.1636 | [7 empty] | Available |  |  | Class I | IK09 | IP67 | IP67 | 45 | 240 | -20 | 1 | 55 | Black RAL9005 / Red RAL3028 | 50/60 |  | LED | none | Industrial | Explosion proof Zone 1 | Zone 1 |  |  | 6554 | No sensor |  | RG1
TBD | KEZ1 IP67 G1 5200 4K90 L9 FX ST PC | image | datasheet | deeplink | TUNGSRAM - Explosion proof Zone 1 - 5243lm - 43W - 4000K - 90CRI - TBD[SKU] - Surface / Suspended | 5.5 | Surface / Suspended | LED | 1 | 43 |  | 67 | 67 |  | Class I |  |  |  | CE. Ex. RoHS | [6 empty] | 67 | 4000 | 338x136x197.6 |  | 220-240 |  | 5 |  | 90 |  | 90 |  | 4000 |  |  | >=0.95 |  |  | 50000 | 121.9302 | [7 empty] | Available |  |  | Class I | IK09 | IP67 | IP67 | 45 | 187 | -20 | 1 | 43 | Black RAL9005 / Red RAL3028 | 50/60 |  | LED | none | Industrial | Explosion proof Zone 1 | Zone 1 |  |  | 5243 | No sensor |  | RG1
TBD | KEZ1 IP67 G1 5200 4K80 L9 FX ST PC | image | datasheet | deeplink | TUNGSRAM - Explosion proof Zone 1 - 5243lm - 43W - 4000K - 80CRI - TBD[SKU] - Surface / Suspended | 5.5 | Surface / Suspended | LED | 1 | 43 |  | 67 | 67 |  | Class I |  |  |  | CE. Ex. RoHS | [6 empty] | 67 | 4000 | 338x136x197.6 |  | 220-240 |  | 5 |  | 90 |  | 80 |  | 4000 |  |  | >=0.95 |  |  | 50000 | 121.9302 | [7 empty] | Available |  |  | Class I | IK09 | IP67 | IP67 | 45 | 187 | -20 | 1 | 43 | Black RAL9005 / Red RAL3028 | 50/60 |  | LED | none | Industrial | Explosion proof Zone 1 | Zone 1 |  |  | 5243 | No sensor |  | RG1
TBD | KEZ1 IP67 G1 4000 4K90 L9 FX ST PC | image | datasheet | deeplink | TUNGSRAM - Explosion proof Zone 1 - 4014lm - 32W - 4000K - 90CRI - TBD[SKU] - Surface / Suspended | 5.5 | Surface / Suspended | LED | 1 | 32 |  | 67 | 67 |  | Class I |  |  |  | CE. Ex. RoHS | [6 empty] | 67 | 4000 | 338x136x197.6 |  | 220-240 |  | 5 |  | 90 |  | 90 |  | 4000 |  |  | >=0.95 |  |  | 50000 | 125.4375 | [7 empty] | Available |  |  | Class I | IK09 | IP67 | IP67 | 45 | 140 | -20 | 1 | 32 | Black RAL9005 / Red RAL3028 | 50/60 |  | LED | none | Industrial | Explosion proof Zone 1 | Zone 1 |  |  | 4014 | No sensor |  | RG1
TBD | KEZ1 IP67 G1 4000 4K80 L9 FX ST PC | image | datasheet | deeplink | TUNGSRAM - Explosion proof Zone 1 - 4014lm - 32W - 4000K - 80CRI - TBD[SKU] - Surface / Suspended | 5.5 | Surface / Suspended | LED | 1 | 32 |  | 67 | 67 |  | Class I |  |  |  | CE. Ex. RoHS | [6 empty] | 67 | 4000 | 338x136x197.6 |  | 220-240 |  | 5 |  | 90 |  | 80 |  | 4000 |  |  | >=0.95 |  |  | 50000 | 125.4375 | [7 empty] | Available |  |  | Class I | IK09 | IP67 | IP67 | 45 | 140 | -20 | 1 | 32 | Black RAL9005 / Red RAL3028 | 50/60 |  | LED | none | Industrial | Explosion proof Zone 1 | Zone 1 |  |  | 4014 | No sensor |  | RG1
TBD | KEZ1 IP67 G1 3000 4K90 L9 FX ST PC | image | datasheet | deeplink | TUNGSRAM - Explosion proof Zone 1 - 2925lm - 22W - 4000K - 90CRI - TBD[SKU] - Surface / Suspended | 5.5 | Surface / Suspended | LED | 1 | 22 |  | 67 | 67 |  | Class I |  |  |  | CE. Ex. RoHS | [6 empty] | 67 | 4000 | 338x136x197.6 |  | 220-240 |  | 5 |  | 90 |  | 90 |  | 4000 |  |  | >=0.95 |  |  | 50000 | 132.9545 | [7 empty] | Available |  |  | Class I | IK09 | IP67 | IP67 | 45 | 96 | -20 | 1 | 22 | Black RAL9005 / Red RAL3028 | 50/60 |  | LED | none | Industrial | Explosion proof Zone 1 | Zone 1 |  |  | 2925 | No sensor |  | RG1
TBD | KEZ1 IP67 G1 3000 4K80 L9 FX ST PC | image | datasheet | deeplink | TUNGSRAM - Explosion proof Zone 1 - 2925lm - 22W - 4000K - 80CRI - TBD[SKU] - Surface / Suspended | 5.5 | Surface / Suspended | LED | 1 | 22 |  | 67 | 67 |  | Class I |  |  |  | CE. Ex. RoHS | [6 empty] | 67 | 4000 | 338x136x197.6 |  | 220-240 |  | 5 |  | 90 |  | 80 |  | 4000 |  |  | >=0.95 |  |  | 50000 | 132.9545 | [7 empty] | Available |  |  | Class I | IK09 | IP67 | IP67 | 45 | 96 | -20 | 1 | 22 | Black RAL9005 / Red RAL3028 | 50/60 |  | LED | none | Industrial | Explosion proof Zone 1 | Zone 1 |  |  | 2925 | No sensor |  | RG1
TBD | KEZ1 IP67 G1 6600 3K90 L9 FX ST PC | image | datasheet | deeplink | TUNGSRAM - Explosion proof Zone 1 - 6554lm - 55W - 3000K - 90CRI - TBD[SKU] - Surface / Suspended | 5.5 | Surface / Suspended | LED | 1 | 55 |  | 67 | 67 |  | Class I |  |  |  | CE. Ex. RoHS | [6 empty] | 67 | 3000 | 338x136x197.6 |  | 220-240 |  | 5 |  | 90 |  | 90 |  | 3000 |  |  | >=0.95 |  |  | 50000 | 119.1636 | [7 empty] | Available |  |  | Class I | IK09 | IP67 | IP67 | 45 | 240 | -20 | 1 | 55 | Black RAL9005 / Red RAL3028 | 50/60 |  | LED | none | Industrial | Explosion proof Zone 1 | Zone 1 |  |  | 6554 | No sensor |  | RG1
TBD | KEZ1 IP67 G1 6600 3K80 L9 FX ST PC | image | datasheet | deeplink | TUNGSRAM - Explosion proof Zone 1 - 6554lm - 55W - 3000K - 80CRI - TBD[SKU] - Surface / Suspended | 5.5 | Surface / Suspended | LED | 1 | 55 |  | 67 | 67 |  | Class I |  |  |  | CE. Ex. RoHS | [6 empty] | 67 | 3000 | 338x136x197.6 |  | 220-240 |  | 5 |  | 90 |  | 80 |  | 3000 |  |  | >=0.95 |  |  | 50000 | 119.1636 | [7 empty] | Available |  |  | Class I | IK09 | IP67 | IP67 | 45 | 240 | -20 | 1 | 55 | Black RAL9005 / Red RAL3028 | 50/60 |  | LED | none | Industrial | Explosion proof Zone 1 | Zone 1 |  |  | 6554 | No sensor |  | RG1
TBD | KEZ1 IP67 G1 5200 3K90 L9 FX ST PC | image | datasheet | deeplink | TUNGSRAM - Explosion proof Zone 1 - 5243lm - 43W - 3000K - 90CRI - TBD[SKU] - Surface / Suspended | 5.5 | Surface / Suspended | LED | 1 | 43 |  | 67 | 67 |  | Class I |  |  |  | CE. Ex. RoHS | [6 empty] | 67 | 3000 | 338x136x197.6 |  | 220-240 |  | 5 |  | 90 |  | 90 |  | 3000 |  |  | >=0.95 |  |  | 50000 | 121.9302 | [7 empty] | Available |  |  | Class I | IK09 | IP67 | IP67 | 45 | 187 | -20 | 1 | 43 | Black RAL9005 / Red RAL3028 | 50/60 |  | LED | none | Industrial | Explosion proof Zone 1 | Zone 1 |  |  | 5243 | No sensor |  | RG1
TBD | KEZ1 IP67 G1 5200 3K80 L9 FX ST PC | image | datasheet | deeplink | TUNGSRAM - Explosion proof Zone 1 - 5243lm - 43W - 3000K - 80CRI - TBD[SKU] - Surface / Suspended | 5.5 | Surface / Suspended | LED | 1 | 43 |  | 67 | 67 |  | Class I |  |  |  | CE. Ex. RoHS | [6 empty] | 67 | 3000 | 338x136x197.6 |  | 220-240 |  | 5 |  | 90 |  | 80 |  | 3000 |  |  | >=0.95 |  |  | 50000 | 121.9302 | [7 empty] | Available |  |  | Class I | IK09 | IP67 | IP67 | 45 | 187 | -20 | 1 | 43 | Black RAL9005 / Red RAL3028 | 50/60 |  | LED | none | Industrial | Explosion proof Zone 1 | Zone 1 |  |  | 5243 | No sensor |  | RG1
TBD | KEZ1 IP67 G1 4000 3K90 L9 FX ST PC | image | datasheet | deeplink | TUNGSRAM - Explosion proof Zone 1 - 4014lm - 32W - 3000K - 90CRI - TBD[SKU] - Surface / Suspended | 5.5 | Surface / Suspended | LED | 1 | 32 |  | 67 | 67 |  | Class I |  |  |  | CE. Ex. RoHS | [6 empty] | 67 | 3000 | 338x136x197.6 |  | 220-240 |  | 5 |  | 90 |  | 90 |  | 3000 |  |  | >=0.95 |  |  | 50000 | 125.4375 | [7 empty] | Available |  |  | Class I | IK09 | IP67 | IP67 | 45 | 140 | -20 | 1 | 32 | Black RAL9005 / Red RAL3028 | 50/60 |  | LED | none | Industrial | Explosion proof Zone 1 | Zone 1 |  |  | 4014 | No sensor |  | RG1
TBD | KEZ1 IP67 G1 4000 3K80 L9 FX ST PC | image | datasheet | deeplink | TUNGSRAM - Explosion proof Zone 1 - 4014lm - 32W - 3000K - 80CRI - TBD[SKU] - Surface / Suspended | 5.5 | Surface / Suspended | LED | 1 | 32 |  | 67 | 67 |  | Class I |  |  |  | CE. Ex. RoHS | [6 empty] | 67 | 3000 | 338x136x197.6 |  | 220-240 |  | 5 |  | 90 |  | 80 |  | 3000 |  |  | >=0.95 |  |  | 50000 | 125.4375 | [7 empty] | Available |  |  | Class I | IK09 | IP67 | IP67 | 45 | 140 | -20 | 1 | 32 | Black RAL9005 / Red RAL3028 | 50/60 |  | LED | none | Industrial | Explosion proof Zone 1 | Zone 1 |  |  | 4014 | No sensor |  | RG1
TBD | KEZ1 IP67 G1 3000 3K90 L9 FX ST PC | image | datasheet | deeplink | TUNGSRAM - Explosion proof Zone 1 - 2925lm - 22W - 3000K - 90CRI - TBD[SKU] - Surface / Suspended | 5.5 | Surface / Suspended | LED | 1 | 22 |  | 67 | 67 |  | Class I |  |  |  | CE. Ex. RoHS | [6 empty] | 67 | 3000 | 338x136x197.6 |  | 220-240 |  | 5 |  | 90 |  | 90 |  | 3000 |  |  | >=0.95 |  |  | 50000 | 132.9545 | [7 empty] | Available |  |  | Class I | IK09 | IP67 | IP67 | 45 | 96 | -20 | 1 | 22 | Black RAL9005 / Red RAL3028 | 50/60 |  | LED | none | Industrial | Explosion proof Zone 1 | Zone 1 |  |  | 2925 | No sensor |  | RG1
TBD | KEZ1 IP67 G1 3000 3K80 L9 FX ST PC | image | datasheet | deeplink | TUNGSRAM - Explosion proof Zone 1 - 2925lm - 22W - 3000K - 80CRI - TBD[SKU] - Surface / Suspended | 5.5 | Surface / Suspended | LED | 1 | 22 |  | 67 | 67 |  | Class I |  |  |  | CE. Ex. RoHS | [6 empty] | 67 | 3000 | 338x136x197.6 |  | 220-240 |  | 5 |  | 90 |  | 80 |  | 3000 |  |  | >=0.95 |  |  | 50000 | 132.9545 | [7 empty] | Available |  |  | Class I | IK09 | IP67 | IP67 | 45 | 96 | -20 | 1 | 22 | Black RAL9005 / Red RAL3028 | 50/60 |  | LED | none | Industrial | Explosion proof Zone 1 | Zone 1 |  |  | 2925 | No sensor |  | RG1
93118617 | LED Flood G1 TU S 50W 840 SY ST BDD | image | datasheet | deeplink | TUNGSRAM - Floodlight - 6000lm - 50W - 4000K - 80CRI - 93118617[SKU] - Surface mount | 1.25 | Surface mount | LED | 1 | 50 |  | 65 | 65 | [5 empty] | CE | [6 empty] | 65 | 4000 | 289 x 224 x 59 |  | 220-240V |  | 5 |  | 100 | ≤5 | >=80 |  | 4000 |  |  | >=0.95 |  |  | 54000 | 120 |  |  |  | Symmetrical Wide | 25 |  |  | Available |  |  | Class I | IK07 | 65 | 65 | 40 | 230 | -20 | 1 | 50 | Black | 50/60Hz | Passive | LED | none | Floodlights | Floodlights | Car park. garage. warehouse |  | 32 | 6000 | Yes |  | RG0 | [5 empty] | 50000
93118616 | LED Flood G1 TU S 30W 840 SY ST BDD | image | datasheet | deeplink | TUNGSRAM - Floodlight - 3000lm - 30W - 4000K - 80CRI - 93118616[SKU] - Surface mount | 1.08 | Surface mount | LED | 1 | 30 |  | 65 | 65 | [5 empty] | CE | [6 empty] | 65 | 4000 | 276 x 200 x 59 |  | 220-240V |  | 5 |  | 100 | ≤5 | >=80 |  | 4000 |  |  | >=0.95 |  |  | 54000 | 100 |  |  |  | Symmetrical Wide | 25 |  |  | Available |  |  | Class I | IK07 | 65 | 65 | 40 | 135 | -20 | 1 | 30 | Black | 50/60Hz | Passive | LED | none | Floodlights | Floodlights | Car park. garage. warehouse |  | 30 | 3000 | Yes |  | RG0 | [5 empty] | 50000
93118605 | LED Flood G1 TU S 20W 840 SY ST BDD | image | datasheet | deeplink | TUNGSRAM - Floodlight - 2000lm - 20W - 4000K - 80CRI - 93118605[SKU] - Surface mount | 0.74 | Surface mount | LED | 1 | 20 |  | 65 | 65 | [5 empty] | CE | [6 empty] | 65 | 4000 | 236 x 172 x 59 |  | 220-240V |  | 5 |  | 100 | ≤5 | >=80 |  | 4000 |  |  | >=0.9 |  |  | 54000 | 100 |  |  |  | Symmetrical Wide | 25 |  |  | Available |  |  | Class I | IK07 | 65 | 65 | 40 | 92 | -20 | 1 | 20 | Black | 50/60Hz | Passive | LED | none | Floodlights | Floodlights | Car park. garage. warehouse |  | 30 | 2000 | Yes |  | RG0 | [5 empty] | 50000
93117896 | LED Track Spot LUX 940 36W D 25D BK | image | datasheet | deeplink | TUNGSRAM - Tracklight LUX - 3650lm - 36W - 4000K - 90CRI - 93117896[SKU] - Track mount | 1.09 | Track mount | LED | 1 | 36 | Yes | 20 | 20 |  | Class I |  |  |  | CE | [6 empty] | 20 | 4000 | 141 x 111 x 199 |  | 220-240V |  | 5 | E | 25 | ≤3 | >=90 |  | 4000 |  |  | >=0.9 |  |  | >75000 | 101.3889 |  |  |  | 25° | 25 |  |  | Available |  |  | Class I |  | 20 | 20 | 40 | 172 | -20 | 1 | 36 | Black | 50/60Hz | Passive | LED | dimmable | Tracklights | LUX | Hospitality. Retail. Residential |  | 24 | 3650 | No sensor |  | RG1 | 15994100062858 | Lenses. Honeycombs. Barndoors
93117895 | LED Track Spot LUX 940 36W D 25D WT | image | datasheet | deeplink | TUNGSRAM - Tracklight LUX - 3650lm - 36W - 4000K - 90CRI - 93117895[SKU] - Track mount | 1.09 | Track mount | LED | 1 | 36 | Yes | 20 | 20 |  | Class I |  |  |  | CE | [6 empty] | 20 | 4000 | 141 x 111 x 199 |  | 220-240V |  | 5 | E | 25 | ≤3 | >=90 |  | 4000 |  |  | >=0.9 |  |  | >75000 | 101.3889 |  |  |  | 25° | 25 |  |  | Available |  |  | Class I |  | 20 | 20 | 40 | 172 | -20 | 1 | 36 | White | 50/60Hz | Passive | LED | dimmable | Tracklights | LUX | Hospitality. Retail. Residential |  | 24 | 3650 | No sensor |  | RG1 | 15994100062841 | Lenses. Honeycombs. Barndoors
93117894 | LED Track Spot LUX 930 36W D 25D BK | image | datasheet | deeplink | TUNGSRAM - Tracklight LUX - 3350lm - 36W - 3000K - 90CRI - 93117894[SKU] - Track mount | 1.09 | Track mount | LED | 1 | 36 | Yes | 20 | 20 |  | Class I |  |  |  | CE | [6 empty] | 20 | 3000 | 141 x 111 x 199 |  | 220-240V |  | 5 | F | 25 | ≤3 | >=90 |  | 3000 |  |  | >=0.9 |  |  | >75000 | 93.0556 |  |  |  | 25° | 25 |  |  | Available |  |  | Class I |  | 20 | 20 | 40 | 172 | -20 | 1 | 36 | Black | 50/60Hz | Passive | LED | dimmable | Tracklights | LUX | Hospitality. Retail. Residential |  | 24 | 3350 | No sensor |  | RG1 | 15994100062834 | Lenses. Honeycombs. Barndoors
93117893 | LED Track Spot LUX 930 36W D 25D WT | image | datasheet | deeplink | TUNGSRAM - Tracklight LUX - 3350lm - 36W - 3000K - 90CRI - 93117893[SKU] - Track mount | 1.09 | Track mount | LED | 1 | 36 | Yes | 20 | 20 |  | Class I |  |  |  | CE | [6 empty] | 20 | 3000 | 141 x 111 x 199 |  | 220-240V |  | 5 | F | 25 | ≤3 | >=90 |  | 3000 |  |  | >=0.9 |  |  | >75000 | 93.0556 |  |  |  | 25° | 25 |  |  | Available |  |  | Class I |  | 20 | 20 | 40 | 172 | -20 | 1 | 36 | White | 50/60Hz | Passive | LED | dimmable | Tracklights | LUX | Hospitality. Retail. Residential |  | 24 | 3350 | No sensor |  | RG1 | 15994100062827 | Lenses. Honeycombs. Barndoors
93117892 | LED Track Spot LUX 940 22W D 25D BK | image | datasheet | deeplink | TUNGSRAM - Tracklight LUX - 2350lm - 22W - 4000K - 90CRI - 93117892[SKU] - Track mount | 0.7 | Track mount | LED | 1 | 22 | Yes | 20 | 20 |  | Class I |  |  |  | CE | [6 empty] | 20 | 4000 | 108 x 100 x 184 |  | 220-240V |  | 5 | E | 25 | ≤3 | >=90 |  | 4000 |  |  | >=0.9 |  |  | >75000 | 106.8182 |  |  |  | 25° | 25 |  |  | Available |  |  | Class I |  | 20 | 20 | 40 | 102 | -20 | 1 | 22 | Black | 50/60Hz | Passive | LED | dimmable | Tracklights | LUX | Hospitality. Retail. Residential |  | 20 | 2350 | No sensor |  | RG1 | 15994100062810 | Lenses. Honeycombs. Barndoors
93117891 | LED Track Spot LUX 940 22W D 25D WT | image | datasheet | deeplink | TUNGSRAM - Tracklight LUX - 2350lm - 22W - 4000K - 90CRI - 93117891[SKU] - Track mount | 0.7 | Track mount | LED | 1 | 22 | Yes | 20 | 20 |  | Class I |  |  |  | CE | [6 empty] | 20 | 4000 | 108 x 100 x 184 |  | 220-240V |  | 5 | E | 25 | ≤3 | >=90 |  | 4000 |  |  | >=0.9 |  |  | >75000 | 106.8182 |  |  |  | 25° | 25 |  |  | Available |  |  | Class I |  | 20 | 20 | 40 | 102 | -20 | 1 | 22 | White | 50/60Hz | Passive | LED | dimmable | Tracklights | LUX | Hospitality. Retail. Residential |  | 20 | 2350 | No sensor |  | RG1 | 15994100062803 | Lenses. Honeycombs. Barndoors
93117890 | LED Track Spot LUX 930 22W D 25D BK | image | datasheet | deeplink | TUNGSRAM - Tracklight LUX - 2100lm - 22W - 3000K - 90CRI - 93117890[SKU] - Track mount | 0.7 | Track mount | LED | 1 | 22 | Yes | 20 | 20 |  | Class I |  |  |  | CE | [6 empty] | 20 | 3000 | 108 x 100 x 184 |  | 220-240V |  | 5 | F | 25 | ≤3 | >=90 |  | 3000 |  |  | >=0.9 |  |  | >75000 | 95.4545 |  |  |  | 25° | 25 |  |  | Available |  |  | Class I |  | 20 | 20 | 40 | 102 | -20 | 1 | 22 | Black | 50/60Hz | Passive | LED | dimmable | Tracklights | LUX | Hospitality. Retail. Residential |  | 20 | 2100 | No sensor |  | RG1 | 15994100062797 | Lenses. Honeycombs. Barndoors
93117889 | LED Track Spot LUX 930 22W D 25D WT | image | datasheet | deeplink | TUNGSRAM - Tracklight LUX - 2100lm - 22W - 3000K - 90CRI - 93117889[SKU] - Track mount | 0.7 | Track mount | LED | 1 | 22 | Yes | 20 | 20 |  | Class I |  |  |  | CE | [6 empty] | 20 | 3000 | 108 x 100 x 184 |  | 220-240V |  | 5 | F | 25 | ≤3 | >=90 |  | 3000 |  |  | >=0.9 |  |  | >75000 | 95.4545 |  |  |  | 25° | 25 |  |  | Available |  |  | Class I |  | 20 | 20 | 40 | 102 | -20 | 1 | 22 | White | 50/60Hz | Passive | LED | dimmable | Tracklights | LUX | Hospitality. Retail. Residential |  | 20 | 2100 | No sensor |  | RG1 | 15994100062780 | Lenses. Honeycombs. Barndoors
93117320 | TU Camila G1 S 75W 840 S ST SE R9006 | image | datasheet | deeplink | TUNGSRAM - Camila - 9070lm - 75W - 4000K - 80CRI - 93117320[SKU] - Side Entry | 8.18 | Side Entry | LED | 1 | 75 | Static | [7 empty] | CE. ENEC | [6 empty] | 66 | 4000 | 460x460x530 |  | 100-277 |  | 5 |  | 140 | ≤5 | >=80 |  | 4000 |  |  | >=0.9 | >100000 |  | >90000 | 120.9333 |  |  | 9 | Symmetric | 25 | 0.003 |  | Available | 740/559 | x= 0.38. y= 0.38 | Class I | IK09 | 66 | 66 | 50 | 340 | -40 | 1 | 75 | RAL9006 | 50/60 | Passive | LED | none | Decorative & Pedestrian | Camila | Decorative & Pedestrian |  |  | 9070 | NO Sensor |  | RG1
93117319 | TU Camila G1 S 75W 840 S ST P2 R9006 | image | datasheet | deeplink | TUNGSRAM - Camila - 9070lm - 75W - 4000K - 80CRI - 93117319[SKU] - Post Top 2 | 7.63 | Post Top 2 | LED | 1 | 75 | Static | [7 empty] | CE. ENEC | [6 empty] | 66 | 4000 | 460x460x530 |  | 100-277 |  | 5 |  | 140 | ≤5 | >=80 |  | 4000 |  |  | >=0.9 | >100000 |  | >90000 | 120.9333 |  |  | 9 | Symmetric | 25 | 0.003 |  | Available | 740/559 | x= 0.38. y= 0.38 | Class I | IK09 | 66 | 66 | 50 | 340 | -40 | 1 | 75 | RAL9006 | 50/60 | Passive | LED | none | Decorative & Pedestrian | Camila | Decorative & Pedestrian |  |  | 9070 | NO Sensor |  | RG1
93117318 | TU Camila G1 S 75W 840 S ST P1 R9006 | image | datasheet | deeplink | TUNGSRAM - Camila - 9070lm - 75W - 4000K - 80CRI - 93117318[SKU] - Post Top 1 | 8.19 | Post Top 1 | LED | 1 | 75 | Static | [7 empty] | CE. ENEC | [6 empty] | 66 | 4000 | 460x460x530 |  | 100-277 |  | 5 |  | 140 | ≤5 | >=80 |  | 4000 |  |  | >=0.9 | >100000 |  | >90000 | 120.9333 |  |  | 9 | Symmetric | 25 | 0.003 |  | Available | 740/559 | x= 0.38. y= 0.38 | Class I | IK09 | 66 | 66 | 50 | 340 | -40 | 1 | 75 | RAL9006 | 50/60 | Passive | LED | none | Decorative & Pedestrian | Camila | Decorative & Pedestrian |  |  | 9070 | NO Sensor |  | RG1
93117317 | TU Camila G1 A 75W 840 S ST SE R9006 | image | datasheet | deeplink | TUNGSRAM - Camila - 8980lm - 75W - 4000K - 80CRI - 93117317[SKU] - Side Entry | 8.18 | Side Entry | LED | 1 | 75 | Static | [7 empty] | CE. ENEC | [6 empty] | 66 | 4000 | 460x460x530 |  | 100-277 |  | 5 |  | 110 | ≤5 | >=80 |  | 4000 |  |  | >=0.9 | >100000 |  | >90000 | 119.7333 |  |  | 9 | Asymmetric | 25 | 0.003 |  | Available | 740/559 | x= 0.38. y= 0.38 | Class I | IK09 | 66 | 66 | 50 | 340 | -40 | 1 | 75 | RAL9006 | 50/60 | Passive | LED | none | Decorative & Pedestrian | Camila | Decorative & Pedestrian |  |  | 8980 | NO Sensor |  | RG1
93117316 | TU Camila G1 A 75W 840 S ST P2 R9006 | image | datasheet | deeplink | TUNGSRAM - Camila - 8980lm - 75W - 4000K - 80CRI - 93117316[SKU] - Post Top 2 | 7.63 | Post Top 2 | LED | 1 | 75 | Static | [7 empty] | CE. ENEC | [6 empty] | 66 | 4000 | 460x460x530 |  | 100-277 |  | 5 |  | 110 | ≤5 | >=80 |  | 4000 |  |  | >=0.9 | >100000 |  | >90000 | 119.7333 |  |  | 9 | Asymmetric | 25 | 0.003 |  | Available | 740/559 | x= 0.38. y= 0.38 | Class I | IK09 | 66 | 66 | 50 | 340 | -40 | 1 | 75 | RAL9006 | 50/60 | Passive | LED | none | Decorative & Pedestrian | Camila | Decorative & Pedestrian |  |  | 8980 | NO Sensor |  | RG1
93117315 | TU Camila G1 A 75W 840 S ST P1 R9006 | image | datasheet | deeplink | TUNGSRAM - Camila - 8980lm - 75W - 4000K - 80CRI - 93117315[SKU] - Post Top 1 | 8.19 | Post Top 1 | LED | 1 | 75 | Static | [7 empty] | CE. ENEC | [6 empty] | 66 | 4000 | 460x460x530 |  | 100-277 |  | 5 |  | 110 | ≤5 | >=80 |  | 4000 |  |  | >=0.9 | >100000 |  | >90000 | 119.7333 |  |  | 9 | Asymmetric | 25 | 0.003 |  | Available | 740/559 | x= 0.38. y= 0.38 | Class I | IK09 | 66 | 66 | 50 | 340 | -40 | 1 | 75 | RAL9006 | 50/60 | Passive | LED | none | Decorative & Pedestrian | Camila | Decorative & Pedestrian |  |  | 8980 | NO Sensor |  | RG1
93117314 | TU Camila G1 S 75W 830 S ST SE R9006 | image | datasheet | deeplink | TUNGSRAM - Camila - 8450lm - 75W - 3000K - 80CRI - 93117314[SKU] - Side Entry | 8.18 | Side Entry | LED | 1 | 75 | Static | [7 empty] | CE. ENEC | [6 empty] | 66 | 3000 | 460x460x530 |  | 100-277 |  | 5 |  | 140 | ≤5 | >=80 |  | 3000 |  |  | >=0.9 | >100000 |  | >90000 | 112.6667 |  |  | 9 | Symmetric | 25 | 0.003 |  | Available | 730/559 | x=0.43. y=0.403 | Class I | IK09 | 66 | 66 | 50 | 340 | -40 | 1 | 75 | RAL9006 | 50/60 | Passive | LED | none | Decorative & Pedestrian | Camila | Decorative & Pedestrian |  |  | 8450 | NO Sensor |  | RG1
93117313 | TU Camila G1 S 75W 830 S ST P2 R9006 | image | datasheet | deeplink | TUNGSRAM - Camila - 8450lm - 75W - 3000K - 80CRI - 93117313[SKU] - Post Top 2 | 7.63 | Post Top 2 | LED | 1 | 75 | Static | [7 empty] | CE. ENEC | [6 empty] | 66 | 3000 | 460x460x530 |  | 100-277 |  | 5 |  | 140 | ≤5 | >=80 |  | 3000 |  |  | >=0.9 | >100000 |  | >90000 | 112.6667 |  |  | 9 | Symmetric | 25 | 0.003 |  | Available | 730/559 | x=0.43. y=0.403 | Class I | IK09 | 66 | 66 | 50 | 340 | -40 | 1 | 75 | RAL9006 | 50/60 | Passive | LED | none | Decorative & Pedestrian | Camila | Decorative & Pedestrian |  |  | 8450 | NO Sensor |  | RG1
93117312 | TU Camila G1 S 75W 830 S ST P1 R9006 | image | datasheet | deeplink | TUNGSRAM - Camila - 8450lm - 75W - 3000K - 80CRI - 93117312[SKU] - Post Top 1 | 8.19 | Post Top 1 | LED | 1 | 75 | Static | [7 empty] | CE. ENEC | [6 empty] | 66 | 3000 | 460x460x530 |  | 100-277 |  | 5 |  | 140 | ≤5 | >=80 |  | 3000 |  |  | >=0.9 | >100000 |  | >90000 | 112.6667 |  |  | 9 | Symmetric | 25 | 0.003 |  | Available | 730/559 | x=0.43. y=0.403 | Class I | IK09 | 66 | 66 | 50 | 340 | -40 | 1 | 75 | RAL9006 | 50/60 | Passive | LED | none | Decorative & Pedestrian | Camila | Decorative & Pedestrian |  |  | 8450 | NO Sensor |  | RG1
93117311 | TU Camila G1 A 75W 830 S ST SE R9006 | image | datasheet | deeplink | TUNGSRAM - Camila - 8600lm - 75W - 3000K - 80CRI - 93117311[SKU] - Side Entry | 8.18 | Side Entry | LED | 1 | 75 | Static | [7 empty] | CE. ENEC | [6 empty] | 66 | 3000 | 460x460x530 |  | 100-277 |  | 5 |  | 110 | ≤5 | >=80 |  | 3000 |  |  | >=0.9 | >100000 |  | >90000 | 114.6667 |  |  | 9 | Asymmetric | 25 | 0.003 |  | Available | 730/559 | x=0.43. y=0.403 | Class I | IK09 | 66 | 66 | 50 | 340 | -40 | 1 | 75 | RAL9006 | 50/60 | Passive | LED | none | Decorative & Pedestrian | Camila | Decorative & Pedestrian |  |  | 8600 | NO Sensor |  | RG1
93117310 | TU Camila G1 A 75W 830 S ST P2 R9006 | image | datasheet | deeplink | TUNGSRAM - Camila - 8600lm - 75W - 3000K - 80CRI - 93117310[SKU] - Post Top 2 | 7.63 | Post Top 2 | LED | 1 | 75 | Static | [7 empty] | CE. ENEC | [6 empty] | 66 | 3000 | 460x460x530 |  | 100-277 |  | 5 |  | 110 | ≤5 | >=80 |  | 3000 |  |  | >=0.9 | >100000 |  | >90000 | 114.6667 |  |  | 9 | Asymmetric | 25 | 0.003 |  | Available | 730/559 | x=0.43. y=0.403 | Class I | IK09 | 66 | 66 | 50 | 340 | -40 | 1 | 75 | RAL9006 | 50/60 | Passive | LED | none | Decorative & Pedestrian | Camila | Decorative & Pedestrian |  |  | 8600 | NO Sensor |  | RG1
93117309 | TU Camila G1 A 75W 830 S ST P1 R9006 | image | datasheet | deeplink | TUNGSRAM - Camila - 8600lm - 75W - 3000K - 80CRI - 93117309[SKU] - Post Top 1 | 8.19 | Post Top 1 | LED | 1 | 75 | Static | [7 empty] | CE. ENEC | [6 empty] | 66 | 3000 | 460x460x530 |  | 100-277 |  | 5 |  | 110 | ≤5 | >=80 |  | 3000 |  |  | >=0.9 | >100000 |  | >90000 | 114.6667 |  |  | 9 | Asymmetric | 25 | 0.003 |  | Available | 730/559 | x=0.43. y=0.403 | Class I | IK09 | 66 | 66 | 50 | 340 | -40 | 1 | 75 | RAL9006 | 50/60 | Passive | LED | none | Decorative & Pedestrian | Camila | Decorative & Pedestrian |  |  | 8600 | NO Sensor |  | RG1
93117308 | TU Camila G1 S 75W 827 S ST SE R9006 | image | datasheet | deeplink | TUNGSRAM - Camila - 8310lm - 75W - 2700K - 80CRI - 93117308[SKU] - Side Entry | 8.18 | Side Entry | LED | 1 | 75 | Static | [7 empty] | CE. ENEC | [6 empty] | 66 | 2700 | 460x460x530 |  | 100-277 |  | 5 |  | 140 | ≤5 | >=80 |  | 2700 |  |  | >=0.9 | >100000 |  | >90000 | 110.8 |  |  | 9 | Symmetric | 25 | 0.003 |  | Available | 727/559 | x=0.4578. y=0.4101 | Class I | IK09 | 66 | 66 | 50 | 340 | -40 | 1 | 75 | RAL9006 | 50/60 | Passive | LED | none | Decorative & Pedestrian | Camila | Decorative & Pedestrian |  |  | 8310 | NO Sensor |  | RG1
93117307 | TU Camila G1 S 75W 827 S ST P2 R9006 | image | datasheet | deeplink | TUNGSRAM - Camila - 8310lm - 75W - 2700K - 80CRI - 93117307[SKU] - Post Top 2 | 7.63 | Post Top 2 | LED | 1 | 75 | Static | [7 empty] | CE. ENEC | [6 empty] | 66 | 2700 | 460x460x530 |  | 100-277 |  | 5 |  | 140 | ≤5 | >=80 |  | 2700 |  |  | >=0.9 | >100000 |  | >90000 | 110.8 |  |  | 9 | Symmetric | 25 | 0.003 |  | Available | 727/559 | x=0.4578. y=0.4101 | Class I | IK09 | 66 | 66 | 50 | 340 | -40 | 1 | 75 | RAL9006 | 50/60 | Passive | LED | none | Decorative & Pedestrian | Camila | Decorative & Pedestrian |  |  | 8310 | NO Sensor |  | RG1
93117306 | TU Camila G1 S 75W 827 S ST P1 R9006 | image | datasheet | deeplink | TUNGSRAM - Camila - 8310lm - 75W - 2700K - 80CRI - 93117306[SKU] - Post Top 1 | 8.19 | Post Top 1 | LED | 1 | 75 | Static | [7 empty] | CE. ENEC | [6 empty] | 66 | 2700 | 460x460x530 |  | 100-277 |  | 5 |  | 140 | ≤5 | >=80 |  | 2700 |  |  | >=0.9 | >100000 |  | >90000 | 110.8 |  |  | 9 | Symmetric | 25 | 0.003 |  | Available | 727/559 | x=0.4578. y=0.4101 | Class I | IK09 | 66 | 66 | 50 | 340 | -40 | 1 | 75 | RAL9006 | 50/60 | Passive | LED | none | Decorative & Pedestrian | Camila | Decorative & Pedestrian |  |  | 8310 | NO Sensor |  | RG1
93117305 | TU Camila G1 A 75W 827 S ST SE R9006 | image | datasheet | deeplink | TUNGSRAM - Camila - 8480lm - 75W - 2700K - 80CRI - 93117305[SKU] - Side Entry | 8.18 | Side Entry | LED | 1 | 75 | Static | [7 empty] | CE. ENEC | [6 empty] | 66 | 2700 | 460x460x530 |  | 100-277 |  | 5 |  | 110 | ≤5 | >=80 |  | 2700 |  |  | >=0.9 | >100000 |  | >90000 | 113.0667 |  |  | 9 | Asymmetric | 25 | 0.003 |  | Available | 727/559 | x=0.4578. y=0.4101 | Class I | IK09 | 66 | 66 | 50 | 340 | -40 | 1 | 75 | RAL9006 | 50/60 | Passive | LED | none | Decorative & Pedestrian | Camila | Decorative & Pedestrian |  |  | 8480 | NO Sensor |  | RG1
93117304 | TU Camila G1 A 75W 827 S ST P2 R9006 | image | datasheet | deeplink | TUNGSRAM - Camila - 8480lm - 75W - 2700K - 80CRI - 93117304[SKU] - Post Top 2 | 7.63 | Post Top 2 | LED | 1 | 75 | Static | [7 empty] | CE. ENEC | [6 empty] | 66 | 2700 | 460x460x530 |  | 100-277 |  | 5 |  | 110 | ≤5 | >=80 |  | 2700 |  |  | >=0.9 | >100000 |  | >90000 | 113.0667 |  |  | 9 | Asymmetric | 25 | 0.003 |  | Available | 727/559 | x=0.4578. y=0.4101 | Class I | IK09 | 66 | 66 | 50 | 340 | -40 | 1 | 75 | RAL9006 | 50/60 | Passive | LED | none | Decorative & Pedestrian | Camila | Decorative & Pedestrian |  |  | 8480 | NO Sensor |  | RG1
93117303 | TU Camila G1 A 75W 827 S ST P1 R9006 | image | datasheet | deeplink | TUNGSRAM - Camila - 8480lm - 75W - 2700K - 80CRI - 93117303[SKU] - Post Top 1 | 8.19 | Post Top 1 | LED | 1 | 75 | Static | [7 empty] | CE. ENEC | [6 empty] | 66 | 2700 | 460x460x530 |  | 100-277 |  | 5 |  | 110 | ≤5 | >=80 |  | 2700 |  |  | >=0.9 | >100000 |  | >90000 | 113.0667 |  |  | 9 | Asymmetric | 25 | 0.003 |  | Available | 727/559 | x=0.4578. y=0.4101 | Class I | IK09 | 66 | 66 | 50 | 340 | -40 | 1 | 75 | RAL9006 | 50/60 | Passive | LED | none | Decorative & Pedestrian | Camila | Decorative & Pedestrian |  |  | 8480 | NO Sensor |  | RG1
93117302 | TU Camila G1 S 50W 840 S ST SE R9006 | image | datasheet | deeplink | TUNGSRAM - Camila - 6410lm - 50W - 4000K - 80CRI - 93117302[SKU] - Side Entry | 8.01 | Side Entry | LED | 1 | 50 | Static | [7 empty] | CE. ENEC | [6 empty] | 66 | 4000 | 460x460x530 |  | 100-277 |  | 5 |  | 140 | ≤5 | >=80 |  | 4000 |  |  | >=0.9 | >100000 |  | >90000 | 128.2 |  |  | 9 | Symmetric | 25 | 0.003 |  | Available | 740/559 | x= 0.38. y= 0.38 | Class I | IK09 | 66 | 66 | 50 | 230 | -40 | 1 | 50 | RAL9006 | 50/60 | Passive | LED | none | Decorative & Pedestrian | Camila | Decorative & Pedestrian |  |  | 6410 | NO Sensor |  | RG1
93117301 | TU Camila G1 S 50W 840 S ST P2 R9006 | image | datasheet | deeplink | TUNGSRAM - Camila - 6410lm - 50W - 4000K - 80CRI - 93117301[SKU] - Post Top 2 | 7.46 | Post Top 2 | LED | 1 | 50 | Static | [7 empty] | CE. ENEC | [6 empty] | 66 | 4000 | 460x460x530 |  | 100-277 |  | 5 |  | 140 | ≤5 | >=80 |  | 4000 |  |  | >=0.9 | >100000 |  | >90000 | 128.2 |  |  | 9 | Symmetric | 25 | 0.003 |  | Available | 740/559 | x= 0.38. y= 0.38 | Class I | IK09 | 66 | 66 | 50 | 230 | -40 | 1 | 50 | RAL9006 | 50/60 | Passive | LED | none | Decorative & Pedestrian | Camila | Decorative & Pedestrian |  |  | 6410 | NO Sensor |  | RG1
93117300 | TU Camila G1 S 50W 840 S ST P1 R9006 | image | datasheet | deeplink | TUNGSRAM - Camila - 6410lm - 50W - 4000K - 80CRI - 93117300[SKU] - Post Top 1 | 8.02 | Post Top 1 | LED | 1 | 50 | Static | [7 empty] | CE. ENEC | [6 empty] | 66 | 4000 | 460x460x530 |  | 100-277 |  | 5 |  | 140 | ≤5 | >=80 |  | 4000 |  |  | >=0.9 | >100000 |  | >90000 | 128.2 |  |  | 9 | Symmetric | 25 | 0.003 |  | Available | 740/559 | x= 0.38. y= 0.38 | Class I | IK09 | 66 | 66 | 50 | 230 | -40 | 1 | 50 | RAL9006 | 50/60 | Passive | LED | none | Decorative & Pedestrian | Camila | Decorative & Pedestrian |  |  | 6410 | NO Sensor |  | RG1
93117299 | TU Camila G1 A 50W 840 S ST SE R9006 | image | datasheet | deeplink | TUNGSRAM - Camila - 6240lm - 50W - 4000K - 80CRI - 93117299[SKU] - Side Entry | 8.01 | Side Entry | LED | 1 | 50 | Static | [7 empty] | CE. ENEC | [6 empty] | 66 | 4000 | 460x460x530 |  | 100-277 |  | 5 |  | 110 | ≤5 | >=80 |  | 4000 |  |  | >=0.9 | >100000 |  | >90000 | 124.8 |  |  | 9 | Asymmetric | 25 | 0.003 |  | Available | 740/559 | x= 0.38. y= 0.38 | Class I | IK09 | 66 | 66 | 50 | 230 | -40 | 1 | 50 | RAL9006 | 50/60 | Passive | LED | none | Decorative & Pedestrian | Camila | Decorative & Pedestrian |  |  | 6240 | NO Sensor |  | RG1
93117298 | TU Camila G1 A 50W 840 S ST P2 R9006 | image | datasheet | deeplink | TUNGSRAM - Camila - 6240lm - 50W - 4000K - 80CRI - 93117298[SKU] - Post Top 2 | 7.46 | Post Top 2 | LED | 1 | 50 | Static | [7 empty] | CE. ENEC | [6 empty] | 66 | 4000 | 460x460x530 |  | 100-277 |  | 5 |  | 110 | ≤5 | >=80 |  | 4000 |  |  | >=0.9 | >100000 |  | >90000 | 124.8 |  |  | 9 | Asymmetric | 25 | 0.003 |  | Available | 740/559 | x= 0.38. y= 0.38 | Class I | IK09 | 66 | 66 | 50 | 230 | -40 | 1 | 50 | RAL9006 | 50/60 | Passive | LED | none | Decorative & Pedestrian | Camila | Decorative & Pedestrian |  |  | 6240 | NO Sensor |  | RG1
93117297 | TU Camila G1 A 50W 840 S ST P1 R9006 | image | datasheet | deeplink | TUNGSRAM - Camila - 6240lm - 50W - 4000K - 80CRI - 93117297[SKU] - Post Top 1 | 8.02 | Post Top 1 | LED | 1 | 50 | Static | [7 empty] | CE. ENEC | [6 empty] | 66 | 4000 | 460x460x530 |  | 100-277 |  | 5 |  | 110 | ≤5 | >=80 |  | 4000 |  |  | >=0.9 | >100000 |  | >90000 | 124.8 |  |  | 9 | Asymmetric | 25 | 0.003 |  | Available | 740/559 | x= 0.38. y= 0.38 | Class I | IK09 | 66 | 66 | 50 | 230 | -40 | 1 | 50 | RAL9006 | 50/60 | Passive | LED | none | Decorative & Pedestrian | Camila | Decorative & Pedestrian |  |  | 6240 | NO Sensor |  | RG1
93117296 | TU Camila G1 S 50W 830 S ST SE R9006 | image | datasheet | deeplink | TUNGSRAM - Camila - 6000lm - 50W - 3000K - 80CRI - 93117296[SKU] - Side Entry | 8.01 | Side Entry | LED | 1 | 50 | Static | [7 empty] | CE. ENEC | [6 empty] | 66 | 3000 | 460x460x530 |  | 100-277 |  | 5 |  | 140 | ≤5 | >=80 |  | 3000 |  |  | >=0.9 | >100000 |  | >90000 | 120 |  |  | 9 | Symmetric | 25 | 0.003 |  | Available | 730/559 | x=0.43. y=0.403 | Class I | IK09 | 66 | 66 | 50 | 230 | -40 | 1 | 50 | RAL9006 | 50/60 | Passive | LED | none | Decorative & Pedestrian | Camila | Decorative & Pedestrian |  |  | 6000 | NO Sensor |  | RG1
93117295 | TU Camila G1 S 50W 830 S ST P2 R9006 | image | datasheet | deeplink | TUNGSRAM - Camila - 6000lm - 50W - 3000K - 80CRI - 93117295[SKU] - Post Top 2 | 7.46 | Post Top 2 | LED | 1 | 50 | Static | [7 empty] | CE. ENEC | [6 empty] | 66 | 3000 | 460x460x530 |  | 100-277 |  | 5 |  | 140 | ≤5 | >=80 |  | 3000 |  |  | >=0.9 | >100000 |  | >90000 | 120 |  |  | 9 | Symmetric | 25 | 0.003 |  | Available | 730/559 | x=0.43. y=0.403 | Class I | IK09 | 66 | 66 | 50 | 230 | -40 | 1 | 50 | RAL9006 | 50/60 | Passive | LED | none | Decorative & Pedestrian | Camila | Decorative & Pedestrian |  |  | 6000 | NO Sensor |  | RG1
93117294 | TU Camila G1 S 50W 830 S ST P1 R9006 | image | datasheet | deeplink | TUNGSRAM - Camila - 6000lm - 50W - 3000K - 80CRI - 93117294[SKU] - Post Top 1 | 8.02 | Post Top 1 | LED | 1 | 50 | Static | [7 empty] | CE. ENEC | [6 empty] | 66 | 3000 | 460x460x530 |  | 100-277 |  | 5 |  | 140 | ≤5 | >=80 |  | 3000 |  |  | >=0.9 | >100000 |  | >90000 | 120 |  |  | 9 | Symmetric | 25 | 0.003 |  | Available | 730/559 | x=0.43. y=0.403 | Class I | IK09 | 66 | 66 | 50 | 230 | -40 | 1 | 50 | RAL9006 | 50/60 | Passive | LED | none | Decorative & Pedestrian | Camila | Decorative & Pedestrian |  |  | 6000 | NO Sensor |  | RG1
93117293 | TU Camila G1 A 50W 830 S ST SE R9006 | image | datasheet | deeplink | TUNGSRAM - Camila - 6000lm - 50W - 3000K - 80CRI - 93117293[SKU] - Side Entry | 8.01 | Side Entry | LED | 1 | 50 | Static | [7 empty] | CE. ENEC | [6 empty] | 66 | 3000 | 460x460x530 |  | 100-277 |  | 5 |  | 110 | ≤5 | >=80 |  | 3000 |  |  | >=0.9 | >100000 |  | >90000 | 120 |  |  | 9 | Asymmetric | 25 | 0.003 |  | Available | 730/559 | x=0.43. y=0.403 | Class I | IK09 | 66 | 66 | 50 | 230 | -40 | 1 | 50 | RAL9006 | 50/60 | Passive | LED | none | Decorative & Pedestrian | Camila | Decorative & Pedestrian |  |  | 6000 | NO Sensor |  | RG1
93117292 | TU Camila G1 A 50W 830 S ST P2 R9006 | image | datasheet | deeplink | TUNGSRAM - Camila - 6000lm - 50W - 3000K - 80CRI - 93117292[SKU] - Post Top 2 | 7.46 | Post Top 2 | LED | 1 | 50 | Static | [7 empty] | CE. ENEC | [6 empty] | 66 | 3000 | 460x460x530 |  | 100-277 |  | 5 |  | 110 | ≤5 | >=80 |  | 3000 |  |  | >=0.9 | >100000 |  | >90000 | 120 |  |  | 9 | Asymmetric | 25 | 0.003 |  | Available | 730/559 | x=0.43. y=0.403 | Class I | IK09 | 66 | 66 | 50 | 230 | -40 | 1 | 50 | RAL9006 | 50/60 | Passive | LED | none | Decorative & Pedestrian | Camila | Decorative & Pedestrian |  |  | 6000 | NO Sensor |  | RG1
93117291 | TU Camila G1 A 50W 830 S ST P1 R9006 | image | datasheet | deeplink | TUNGSRAM - Camila - 6000lm - 50W - 3000K - 80CRI - 93117291[SKU] - Post Top 1 | 8.02 | Post Top 1 | LED | 1 | 50 | Static | [7 empty] | CE. ENEC | [6 empty] | 66 | 3000 | 460x460x530 |  | 100-277 |  | 5 |  | 110 | ≤5 | >=80 |  | 3000 |  |  | >=0.9 | >100000 |  | >90000 | 120 |  |  | 9 | Asymmetric | 25 | 0.003 |  | Available | 730/559 | x=0.43. y=0.403 | Class I | IK09 | 66 | 66 | 50 | 230 | -40 | 1 | 50 | RAL9006 | 50/60 | Passive | LED | none | Decorative & Pedestrian | Camila | Decorative & Pedestrian |  |  | 6000 | NO Sensor |  | RG1
93117290 | TU Camila G1 S 50W 827 S ST SE R9006 | image | datasheet | deeplink | TUNGSRAM - Camila - 6045lm - 50W - 2700K - 80CRI - 93117290[SKU] - Side Entry | 8.01 | Side Entry | LED | 1 | 50 | Static | [7 empty] | CE. ENEC | [6 empty] | 66 | 2700 | 460x460x530 |  | 100-277 |  | 5 |  | 140 | ≤5 | >=80 |  | 2700 |  |  | >=0.9 | >100000 |  | >90000 | 120.9 |  |  | 9 | Symmetric | 25 | 0.003 |  | Available | 727/559 | x=0.4578. y=0.4101 | Class I | IK09 | 66 | 66 | 50 | 230 | -40 | 1 | 50 | RAL9006 | 50/60 | Passive | LED | none | Decorative & Pedestrian | Camila | Decorative & Pedestrian |  |  | 6045 | NO Sensor |  | RG1
93117289 | TU Camila G1 S 50W 827 S ST P2 R9006 | image | datasheet | deeplink | TUNGSRAM - Camila - 6045lm - 50W - 2700K - 80CRI - 93117289[SKU] - Post Top 2 | 7.46 | Post Top 2 | LED | 1 | 50 | Static | [7 empty] | CE. ENEC | [6 empty] | 66 | 2700 | 460x460x530 |  | 100-277 |  | 5 |  | 140 | ≤5 | >=80 |  | 2700 |  |  | >=0.9 | >100000 |  | >90000 | 120.9 |  |  | 9 | Symmetric | 25 | 0.003 |  | Available | 727/559 | x=0.4578. y=0.4101 | Class I | IK09 | 66 | 66 | 50 | 230 | -40 | 1 | 50 | RAL9006 | 50/60 | Passive | LED | none | Decorative & Pedestrian | Camila | Decorative & Pedestrian |  |  | 6045 | NO Sensor |  | RG1
93117288 | TU Camila G1 S 50W 827 S ST P1 R9006 | image | datasheet | deeplink | TUNGSRAM - Camila - 6045lm - 50W - 2700K - 80CRI - 93117288[SKU] - Post Top 1 | 8.02 | Post Top 1 | LED | 1 | 50 | Static | [7 empty] | CE. ENEC | [6 empty] | 66 | 2700 | 460x460x530 |  | 100-277 |  | 5 |  | 140 | ≤5 | >=80 |  | 2700 |  |  | >=0.9 | >100000 |  | >90000 | 120.9 |  |  | 9 | Symmetric | 25 | 0.003 |  | Available | 727/559 | x=0.4578. y=0.4101 | Class I | IK09 | 66 | 66 | 50 | 230 | -40 | 1 | 50 | RAL9006 | 50/60 | Passive | LED | none | Decorative & Pedestrian | Camila | Decorative & Pedestrian |  |  | 6045 | NO Sensor |  | RG1
93117287 | TU Camila G1 A 50W 827 S ST SE R9006 | image | datasheet | deeplink | TUNGSRAM - Camila - 5910lm - 50W - 2700K - 80CRI - 93117287[SKU] - Side Entry | 8.01 | Side Entry | LED | 1 | 50 | Static | [7 empty] | CE. ENEC | [6 empty] | 66 | 2700 | 460x460x530 |  | 100-277 |  | 5 |  | 110 | ≤5 | >=80 |  | 2700 |  |  | >=0.9 | >100000 |  | >90000 | 118.2 |  |  | 9 | Asymmetric | 25 | 0.003 |  | Available | 727/559 | x=0.4578. y=0.4101 | Class I | IK09 | 66 | 66 | 50 | 230 | -40 | 1 | 50 | RAL9006 | 50/60 | Passive | LED | none | Decorative & Pedestrian | Camila | Decorative & Pedestrian |  |  | 5910 | NO Sensor |  | RG1
93117286 | TU Camila G1 A 50W 827 S ST P2 R9006 | image | datasheet | deeplink | TUNGSRAM - Camila - 5910lm - 50W - 2700K - 80CRI - 93117286[SKU] - Post Top 2 | 7.46 | Post Top 2 | LED | 1 | 50 | Static | [7 empty] | CE. ENEC | [6 empty] | 66 | 2700 | 460x460x530 |  | 100-277 |  | 5 |  | 110 | ≤5 | >=80 |  | 2700 |  |  | >=0.9 | >100000 |  | >90000 | 118.2 |  |  | 9 | Asymmetric | 25 | 0.003 |  | Available | 727/559 | x=0.4578. y=0.4101 | Class I | IK09 | 66 | 66 | 50 | 230 | -40 | 1 | 50 | RAL9006 | 50/60 | Passive | LED | none | Decorative & Pedestrian | Camila | Decorative & Pedestrian |  |  | 5910 | NO Sensor |  | RG1
93117285 | TU Camila G1 A 50W 827 S ST P1 R9006 | image | datasheet | deeplink | TUNGSRAM - Camila - 5910lm - 50W - 2700K - 80CRI - 93117285[SKU] - Post Top 1 | 8.02 | Post Top 1 | LED | 1 | 50 | Static | [7 empty] | CE. ENEC | [6 empty] | 66 | 2700 | 460x460x530 |  | 100-277 |  | 5 |  | 110 | ≤5 | >=80 |  | 2700 |  |  | >=0.9 | >100000 |  | >90000 | 118.2 |  |  | 9 | Asymmetric | 25 | 0.003 |  | Available | 727/559 | x=0.4578. y=0.4101 | Class I | IK09 | 66 | 66 | 50 | 230 | -40 | 1 | 50 | RAL9006 | 50/60 | Passive | LED | none | Decorative & Pedestrian | Camila | Decorative & Pedestrian |  |  | 5910 | NO Sensor |  | RG1
93117284 | TU Camila G1 S 25W 840 S ST SE R9006 | image | datasheet | deeplink | TUNGSRAM - Camila - 3210lm - 25W - 4000K - 80CRI - 93117284[SKU] - Side Entry | 8.01 | Side Entry | LED | 1 | 25 | Static | [7 empty] | CE. ENEC | [6 empty] | 66 | 4000 | 460x460x530 |  | 100-277 |  | 5 |  | 140 | ≤5 | >=80 |  | 4000 |  |  | >=0.9 | >100000 |  | >90000 | 128.4 |  |  | 9 | Symmetric | 25 | 0.003 |  | Available | 740/559 | x= 0.38. y= 0.38 | Class I | IK09 | 66 | 66 | 50 | 115 | -40 | 1 | 25 | RAL9006 | 50/60 | Passive | LED | none | Decorative & Pedestrian | Camila | Decorative & Pedestrian |  |  | 3210 | NO Sensor |  | RG1
93117283 | TU Camila G1 S 25W 840 S ST P2 R9006 | image | datasheet | deeplink | TUNGSRAM - Camila - 3210lm - 25W - 4000K - 80CRI - 93117283[SKU] - Post Top 2 | 7.46 | Post Top 2 | LED | 1 | 25 | Static | [7 empty] | CE. ENEC | [6 empty] | 66 | 4000 | 460x460x530 |  | 100-277 |  | 5 |  | 140 | ≤5 | >=80 |  | 4000 |  |  | >=0.9 | >100000 |  | >90000 | 128.4 |  |  | 9 | Symmetric | 25 | 0.003 |  | Available | 740/559 | x= 0.38. y= 0.38 | Class I | IK09 | 66 | 66 | 50 | 115 | -40 | 1 | 25 | RAL9006 | 50/60 | Passive | LED | none | Decorative & Pedestrian | Camila | Decorative & Pedestrian |  |  | 3210 | NO Sensor |  | RG1
93117282 | TU Camila G1 S 25W 840 S ST P1 R9006 | image | datasheet | deeplink | TUNGSRAM - Camila - 3210lm - 25W - 4000K - 80CRI - 93117282[SKU] - Post Top 1 | 8.02 | Post Top 1 | LED | 1 | 25 | Static | [7 empty] | CE. ENEC | [6 empty] | 66 | 4000 | 460x460x530 |  | 100-277 |  | 5 |  | 140 | ≤5 | >=80 |  | 4000 |  |  | >=0.9 | >100000 |  | >90000 | 128.4 |  |  | 9 | Symmetric | 25 | 0.003 |  | Available | 740/559 | x= 0.38. y= 0.38 | Class I | IK09 | 66 | 66 | 50 | 115 | -40 | 1 | 25 | RAL9006 | 50/60 | Passive | LED | none | Decorative & Pedestrian | Camila | Decorative & Pedestrian |  |  | 3210 | NO Sensor |  | RG1
93117281 | TU Camila G1 A 25W 840 S ST SE R9006 | image | datasheet | deeplink | TUNGSRAM - Camila - 3240lm - 25W - 4000K - 80CRI - 93117281[SKU] - Side Entry | 8.01 | Side Entry | LED | 1 | 25 | Static | [7 empty] | CE. ENEC | [6 empty] | 66 | 4000 | 460x460x530 |  | 100-277 |  | 5 |  | 110 | ≤5 | >=80 |  | 4000 |  |  | >=0.9 | >100000 |  | >90000 | 129.6 |  |  | 9 | Asymmetric | 25 | 0.003 |  | Available | 740/559 | x= 0.38. y= 0.38 | Class I | IK09 | 66 | 66 | 50 | 115 | -40 | 1 | 25 | RAL9006 | 50/60 | Passive | LED | none | Decorative & Pedestrian | Camila | Decorative & Pedestrian |  |  | 3240 | NO Sensor |  | RG1
93117280 | TU Camila G1 A 25W 840 S ST P2 R9006 | image | datasheet | deeplink | TUNGSRAM - Camila - 3240lm - 25W - 4000K - 80CRI - 93117280[SKU] - Post Top 2 | 7.46 | Post Top 2 | LED | 1 | 25 | Static | [7 empty] | CE. ENEC | [6 empty] | 66 | 4000 | 460x460x530 |  | 100-277 |  | 5 |  | 110 | ≤5 | >=80 |  | 4000 |  |  | >=0.9 | >100000 |  | >90000 | 129.6 |  |  | 9 | Asymmetric | 25 | 0.003 |  | Available | 740/559 | x= 0.38. y= 0.38 | Class I | IK09 | 66 | 66 | 50 | 115 | -40 | 1 | 25 | RAL9006 | 50/60 | Passive | LED | none | Decorative & Pedestrian | Camila | Decorative & Pedestrian |  |  | 3240 | NO Sensor |  | RG1
93117279 | TU Camila G1 A 25W 840 S ST P1 R9006 | image | datasheet | deeplink | TUNGSRAM - Camila - 3240lm - 25W - 4000K - 80CRI - 93117279[SKU] - Post Top 1 | 8.02 | Post Top 1 | LED | 1 | 25 | Static | [7 empty] | CE. ENEC | [6 empty] | 66 | 4000 | 460x460x530 |  | 100-277 |  | 5 |  | 110 | ≤5 | >=80 |  | 4000 |  |  | >=0.9 | >100000 |  | >90000 | 129.6 |  |  | 9 | Asymmetric | 25 | 0.003 |  | Available | 740/559 | x= 0.38. y= 0.38 | Class I | IK09 | 66 | 66 | 50 | 115 | -40 | 1 | 25 | RAL9006 | 50/60 | Passive | LED | none | Decorative & Pedestrian | Camila | Decorative & Pedestrian |  |  | 3240 | NO Sensor |  | RG1
93117278 | TU Camila G1 S 25W 830 S ST SE R9006 | image | datasheet | deeplink | TUNGSRAM - Camila - 3010lm - 25W - 3000K - 80CRI - 93117278[SKU] - Side Entry | 8.01 | Side Entry | LED | 1 | 25 | Static | [7 empty] | CE. ENEC | [6 empty] | 66 | 3000 | 460x460x530 |  | 100-277 |  | 5 |  | 140 | ≤5 | >=80 |  | 3000 |  |  | >=0.9 | >100000 |  | >90000 | 120.4 |  |  | 9 | Symmetric | 25 | 0.003 |  | Available | 730/559 | x=0.43. y=0.403 | Class I | IK09 | 66 | 66 | 50 | 115 | -40 | 1 | 25 | RAL9006 | 50/60 | Passive | LED | none | Decorative & Pedestrian | Camila | Decorative & Pedestrian |  |  | 3010 | NO Sensor |  | RG1
93117277 | TU Camila G1 S 25W 830 S ST P2 R9006 | image | datasheet | deeplink | TUNGSRAM - Camila - 3010lm - 25W - 3000K - 80CRI - 93117277[SKU] - Post Top 2 | 7.46 | Post Top 2 | LED | 1 | 25 | Static | [7 empty] | CE. ENEC | [6 empty] | 66 | 3000 | 460x460x530 |  | 100-277 |  | 5 |  | 140 | ≤5 | >=80 |  | 3000 |  |  | >=0.9 | >100000 |  | >90000 | 120.4 |  |  | 9 | Symmetric | 25 | 0.003 |  | Available | 730/559 | x=0.43. y=0.403 | Class I | IK09 | 66 | 66 | 50 | 115 | -40 | 1 | 25 | RAL9006 | 50/60 | Passive | LED | none | Decorative & Pedestrian | Camila | Decorative & Pedestrian |  |  | 3010 | NO Sensor |  | RG1
93117276 | TU Camila G1 S 25W 830 S ST P1 R9006 | image | datasheet | deeplink | TUNGSRAM - Camila - 3010lm - 25W - 3000K - 80CRI - 93117276[SKU] - Post Top 1 | 8.02 | Post Top 1 | LED | 1 | 25 | Static | [7 empty] | CE. ENEC | [6 empty] | 66 | 3000 | 460x460x530 |  | 100-277 |  | 5 |  | 140 | ≤5 | >=80 |  | 3000 |  |  | >=0.9 | >100000 |  | >90000 | 120.4 |  |  | 9 | Symmetric | 25 | 0.003 |  | Available | 730/559 | x=0.43. y=0.403 | Class I | IK09 | 66 | 66 | 50 | 115 | -40 | 1 | 25 | RAL9006 | 50/60 | Passive | LED | none | Decorative & Pedestrian | Camila | Decorative & Pedestrian |  |  | 3010 | NO Sensor |  | RG1
93117275 | TU Camila G1 A 25W 830 S ST SE R9006 | image | datasheet | deeplink | TUNGSRAM - Camila - 3080lm - 25W - 3000K - 80CRI - 93117275[SKU] - Side Entry | 8.01 | Side Entry | LED | 1 | 25 | Static | [7 empty] | CE. ENEC | [6 empty] | 66 | 3000 | 460x460x530 |  | 100-277 |  | 5 |  | 110 | ≤5 | >=80 |  | 3000 |  |  | >=0.9 | >100000 |  | >90000 | 123.2 |  |  | 9 | Asymmetric | 25 | 0.003 |  | Available | 730/559 | x=0.43. y=0.403 | Class I | IK09 | 66 | 66 | 50 | 115 | -40 | 1 | 25 | RAL9006 | 50/60 | Passive | LED | none | Decorative & Pedestrian | Camila | Decorative & Pedestrian |  |  | 3080 | NO Sensor |  | RG1
93117274 | TU Camila G1 A 25W 830 S ST P2 R9006 | image | datasheet | deeplink | TUNGSRAM - Camila - 3080lm - 25W - 3000K - 80CRI - 93117274[SKU] - Post Top 2 | 7.46 | Post Top 2 | LED | 1 | 25 | Static | [7 empty] | CE. ENEC | [6 empty] | 66 | 3000 | 460x460x530 |  | 100-277 |  | 5 |  | 110 | ≤5 | >=80 |  | 3000 |  |  | >=0.9 | >100000 |  | >90000 | 123.2 |  |  | 9 | Asymmetric | 25 | 0.003 |  | Available | 730/559 | x=0.43. y=0.403 | Class I | IK09 | 66 | 66 | 50 | 115 | -40 | 1 | 25 | RAL9006 | 50/60 | Passive | LED | none | Decorative & Pedestrian | Camila | Decorative & Pedestrian |  |  | 3080 | NO Sensor |  | RG1
93117273 | TU Camila G1 A 25W 830 S ST P1 R9006 | image | datasheet | deeplink | TUNGSRAM - Camila - 3080lm - 25W - 3000K - 80CRI - 93117273[SKU] - Post Top 1 | 8.02 | Post Top 1 | LED | 1 | 25 | Static | [7 empty] | CE. ENEC | [6 empty] | 66 | 3000 | 460x460x530 |  | 100-277 |  | 5 |  | 110 | ≤5 | >=80 |  | 3000 |  |  | >=0.9 | >100000 |  | >90000 | 123.2 |  |  | 9 | Asymmetric | 25 | 0.003 |  | Available | 730/559 | x=0.43. y=0.403 | Class I | IK09 | 66 | 66 | 50 | 115 | -40 | 1 | 25 | RAL9006 | 50/60 | Passive | LED | none | Decorative & Pedestrian | Camila | Decorative & Pedestrian |  |  | 3080 | NO Sensor |  | RG1
93117272 | TU Camila G1 S 25W 827 S ST SE R9006 | image | datasheet | deeplink | TUNGSRAM - Camila - 3010lm - 25W - 2700K - 80CRI - 93117272[SKU] - Side Entry | 8.01 | Side Entry | LED | 1 | 25 | Static | [7 empty] | CE. ENEC | [6 empty] | 66 | 2700 | 460x460x530 |  | 100-277 |  | 5 |  | 140 | ≤5 | >=80 |  | 2700 |  |  | >=0.9 | >100000 |  | >90000 | 120.4 |  |  | 9 | Symmetric | 25 | 0.003 |  | Available | 727/559 | x=0.4578. y=0.4101 | Class I | IK09 | 66 | 66 | 50 | 115 | -40 | 1 | 25 | RAL9006 | 50/60 | Passive | LED | none | Decorative & Pedestrian | Camila | Decorative & Pedestrian |  |  | 3010 | NO Sensor |  | RG1
93117271 | TU Camila G1 S 25W 827 S ST P2 R9006 | image | datasheet | deeplink | TUNGSRAM - Camila - 3010lm - 25W - 2700K - 80CRI - 93117271[SKU] - Post Top 2 | 7.46 | Post Top 2 | LED | 1 | 25 | Static | [7 empty] | CE. ENEC | [6 empty] | 66 | 2700 | 460x460x530 |  | 100-277 |  | 5 |  | 140 | ≤5 | >=80 |  | 2700 |  |  | >=0.9 | >100000 |  | >90000 | 120.4 |  |  | 9 | Symmetric | 25 | 0.003 |  | Available | 727/559 | x=0.4578. y=0.4101 | Class I | IK09 | 66 | 66 | 50 | 115 | -40 | 1 | 25 | RAL9006 | 50/60 | Passive | LED | none | Decorative & Pedestrian | Camila | Decorative & Pedestrian |  |  | 3010 | NO Sensor |  | RG1
93117270 | TU Camila G1 S 25W 827 S ST P1 R9006 | image | datasheet | deeplink | TUNGSRAM - Camila - 3010lm - 25W - 2700K - 80CRI - 93117270[SKU] - Post Top 1 | 8.02 | Post Top 1 | LED | 1 | 25 | Static | [7 empty] | CE. ENEC | [6 empty] | 66 | 2700 | 460x460x530 |  | 100-277 |  | 5 |  | 140 | ≤5 | >=80 |  | 2700 |  |  | >=0.9 | >100000 |  | >90000 | 120.4 |  |  | 9 | Symmetric | 25 | 0.003 |  | Available | 727/559 | x=0.4578. y=0.4101 | Class I | IK09 | 66 | 66 | 50 | 115 | -40 | 1 | 25 | RAL9006 | 50/60 | Passive | LED | none | Decorative & Pedestrian | Camila | Decorative & Pedestrian |  |  | 3010 | NO Sensor |  | RG1
93117269 | TU Camila G1 A 25W 827 S ST SE R9006 | image | datasheet | deeplink | TUNGSRAM - Camila - 3050lm - 25W - 2700K - 80CRI - 93117269[SKU] - Side Entry | 8.01 | Side Entry | LED | 1 | 25 | Static | [7 empty] | CE. ENEC | [6 empty] | 66 | 2700 | 460x460x530 |  | 100-277 |  | 5 |  | 110 | ≤5 | >=80 |  | 2700 |  |  | >=0.9 | >100000 |  | >90000 | 122 |  |  | 9 | Asymmetric | 25 | 0.003 |  | Available | 727/559 | x=0.4578. y=0.4101 | Class I | IK09 | 66 | 66 | 50 | 115 | -40 | 1 | 25 | RAL9006 | 50/60 | Passive | LED | none | Decorative & Pedestrian | Camila | Decorative & Pedestrian |  |  | 3050 | NO Sensor |  | RG1
93117268 | TU Camila G1 A 25W 827 S ST P2 R9006 | image | datasheet | deeplink | TUNGSRAM - Camila - 3050lm - 25W - 2700K - 80CRI - 93117268[SKU] - Post Top 2 | 7.46 | Post Top 2 | LED | 1 | 25 | Static | [7 empty] | CE. ENEC | [6 empty] | 66 | 2700 | 460x460x530 |  | 100-277 |  | 5 |  | 110 | ≤5 | >=80 |  | 2700 |  |  | >=0.9 | >100000 |  | >90000 | 122 |  |  | 9 | Asymmetric | 25 | 0.003 |  | Available | 727/559 | x=0.4578. y=0.4101 | Class I | IK09 | 66 | 66 | 50 | 115 | -40 | 1 | 25 | RAL9006 | 50/60 | Passive | LED | none | Decorative & Pedestrian | Camila | Decorative & Pedestrian |  |  | 3050 | NO Sensor |  | RG1
93117267 | TU Camila G1 A 25W 827 S ST P1 R9006 | image | datasheet | deeplink | TUNGSRAM - Camila - 3050lm - 25W - 2700K - 80CRI - 93117267[SKU] - Post Top 1 | 8.02 | Post Top 1 | LED | 1 | 25 | Static | [7 empty] | CE. ENEC | [6 empty] | 66 | 2700 | 460x460x530 |  | 100-277 |  | 5 |  | 110 | ≤5 | >=80 |  | 2700 |  |  | >=0.9 | >100000 |  | >90000 | 122 |  |  | 9 | Asymmetric | 25 | 0.003 |  | Available | 727/559 | x=0.4578. y=0.4101 | Class I | IK09 | 66 | 66 | 50 | 115 | -40 | 1 | 25 | RAL9006 | 50/60 | Passive | LED | none | Decorative & Pedestrian | Camila | Decorative & Pedestrian |  |  | 3050 | NO Sensor |  | RG1
93117266 | TU Camila G1 S 75W 840 D ST SE R9006 | image | datasheet | deeplink | TUNGSRAM - Camila - 9070lm - 75W - 4000K - 80CRI - 93117266[SKU] - Side Entry | 8.31 | Side Entry | LED | 1 | 75 | DALI | [7 empty] | CE. ENEC | [6 empty] | 66 | 4000 | 460x460x530 |  | 100-277 |  | 5 |  | 140 | ≤5 | >=80 |  | 4000 |  |  | >=0.9 | >100000 |  | >90000 | 120.9333 |  |  | 9 | Symmetric | 25 | 0.003 |  | Available | 740/559 | x= 0.38. y= 0.38 | Class I | IK09 | 66 | 66 | 50 | 340 | -40 | 1 | 75 | RAL9006 | 50/60 | Passive | LED | dimmable | Decorative & Pedestrian | Camila | Decorative & Pedestrian |  |  | 9070 | NO Sensor |  | RG1
93117265 | TU Camila G1 S 75W 840 D ST P2 R9006 | image | datasheet | deeplink | TUNGSRAM - Camila - 9070lm - 75W - 4000K - 80CRI - 93117265[SKU] - Post Top 2 | 7.76 | Post Top 2 | LED | 1 | 75 | DALI | [7 empty] | CE. ENEC | [6 empty] | 66 | 4000 | 460x460x530 |  | 100-277 |  | 5 |  | 140 | ≤5 | >=80 |  | 4000 |  |  | >=0.9 | >100000 |  | >90000 | 120.9333 |  |  | 9 | Symmetric | 25 | 0.003 |  | Available | 740/559 | x= 0.38. y= 0.38 | Class I | IK09 | 66 | 66 | 50 | 340 | -40 | 1 | 75 | RAL9006 | 50/60 | Passive | LED | dimmable | Decorative & Pedestrian | Camila | Decorative & Pedestrian |  |  | 9070 | NO Sensor |  | RG1
93117264 | TU Camila G1 S 75W 840 D ST P1 R9006 | image | datasheet | deeplink | TUNGSRAM - Camila - 9070lm - 75W - 4000K - 80CRI - 93117264[SKU] - Post Top 1 | 8.32 | Post Top 1 | LED | 1 | 75 | DALI | [7 empty] | CE. ENEC | [6 empty] | 66 | 4000 | 460x460x530 |  | 100-277 |  | 5 |  | 140 | ≤5 | >=80 |  | 4000 |  |  | >=0.9 | >100000 |  | >90000 | 120.9333 |  |  | 9 | Symmetric | 25 | 0.003 |  | Available | 740/559 | x= 0.38. y= 0.38 | Class I | IK09 | 66 | 66 | 50 | 340 | -40 | 1 | 75 | RAL9006 | 50/60 | Passive | LED | dimmable | Decorative & Pedestrian | Camila | Decorative & Pedestrian |  |  | 9070 | NO Sensor |  | RG1
93117263 | TU Camila G1 A 75W 840 D ST SE R9006 | image | datasheet | deeplink | TUNGSRAM - Camila - 8980lm - 75W - 4000K - 80CRI - 93117263[SKU] - Side Entry | 8.31 | Side Entry | LED | 1 | 75 | DALI | [7 empty] | CE. ENEC | [6 empty] | 66 | 4000 | 460x460x530 |  | 100-277 |  | 5 |  | 110 | ≤5 | >=80 |  | 4000 |  |  | >=0.9 | >100000 |  | >90000 | 119.7333 |  |  | 9 | Asymmetric | 25 | 0.003 |  | Available | 740/559 | x= 0.38. y= 0.38 | Class I | IK09 | 66 | 66 | 50 | 340 | -40 | 1 | 75 | RAL9006 | 50/60 | Passive | LED | dimmable | Decorative & Pedestrian | Camila | Decorative & Pedestrian |  |  | 8980 | NO Sensor |  | RG1
93117262 | TU Camila G1 A 75W 840 D ST P2 R9006 | image | datasheet | deeplink | TUNGSRAM - Camila - 8980lm - 75W - 4000K - 80CRI - 93117262[SKU] - Post Top 2 | 7.76 | Post Top 2 | LED | 1 | 75 | DALI | [7 empty] | CE. ENEC | [6 empty] | 66 | 4000 | 460x460x530 |  | 100-277 |  | 5 |  | 110 | ≤5 | >=80 |  | 4000 |  |  | >=0.9 | >100000 |  | >90000 | 119.7333 |  |  | 9 | Asymmetric | 25 | 0.003 |  | Available | 740/559 | x= 0.38. y= 0.38 | Class I | IK09 | 66 | 66 | 50 | 340 | -40 | 1 | 75 | RAL9006 | 50/60 | Passive | LED | dimmable | Decorative & Pedestrian | Camila | Decorative & Pedestrian |  |  | 8980 | NO Sensor |  | RG1
93117261 | TU Camila G1 A 75W 840 D ST P1 R9006 | image | datasheet | deeplink | TUNGSRAM - Camila - 8980lm - 75W - 4000K - 80CRI - 93117261[SKU] - Post Top 1 | 8.32 | Post Top 1 | LED | 1 | 75 | DALI | [7 empty] | CE. ENEC | [6 empty] | 66 | 4000 | 460x460x530 |  | 100-277 |  | 5 |  | 110 | ≤5 | >=80 |  | 4000 |  |  | >=0.9 | >100000 |  | >90000 | 119.7333 |  |  | 9 | Asymmetric | 25 | 0.003 |  | Available | 740/559 | x= 0.38. y= 0.38 | Class I | IK09 | 66 | 66 | 50 | 340 | -40 | 1 | 75 | RAL9006 | 50/60 | Passive | LED | dimmable | Decorative & Pedestrian | Camila | Decorative & Pedestrian |  |  | 8980 | NO Sensor |  | RG1
93117260 | TU Camila G1 S 75W 830 D ST SE R9006 | image | datasheet | deeplink | TUNGSRAM - Camila - 8450lm - 75W - 3000K - 80CRI - 93117260[SKU] - Side Entry | 8.31 | Side Entry | LED | 1 | 75 | DALI | [7 empty] | CE. ENEC | [6 empty] | 66 | 3000 | 460x460x530 |  | 100-277 |  | 5 |  | 140 | ≤5 | >=80 |  | 3000 |  |  | >=0.9 | >100000 |  | >90000 | 112.6667 |  |  | 9 | Symmetric | 25 | 0.003 |  | Available | 730/559 | x=0.43. y=0.403 | Class I | IK09 | 66 | 66 | 50 | 340 | -40 | 1 | 75 | RAL9006 | 50/60 | Passive | LED | dimmable | Decorative & Pedestrian | Camila | Decorative & Pedestrian |  |  | 8450 | NO Sensor |  | RG1
93117259 | TU Camila G1 S 75W 830 D ST P2 R9006 | image | datasheet | deeplink | TUNGSRAM - Camila - 8450lm - 75W - 3000K - 80CRI - 93117259[SKU] - Post Top 2 | 7.76 | Post Top 2 | LED | 1 | 75 | DALI | [7 empty] | CE. ENEC | [6 empty] | 66 | 3000 | 460x460x530 |  | 100-277 |  | 5 |  | 140 | ≤5 | >=80 |  | 3000 |  |  | >=0.9 | >100000 |  | >90000 | 112.6667 |  |  | 9 | Symmetric | 25 | 0.003 |  | Available | 730/559 | x=0.43. y=0.403 | Class I | IK09 | 66 | 66 | 50 | 340 | -40 | 1 | 75 | RAL9006 | 50/60 | Passive | LED | dimmable | Decorative & Pedestrian | Camila | Decorative & Pedestrian |  |  | 8450 | NO Sensor |  | RG1
93117258 | TU Camila G1 S 75W 830 D ST P1 R9006 | image | datasheet | deeplink | TUNGSRAM - Camila - 8450lm - 75W - 3000K - 80CRI - 93117258[SKU] - Post Top 1 | 8.32 | Post Top 1 | LED | 1 | 75 | DALI | [7 empty] | CE. ENEC | [6 empty] | 66 | 3000 | 460x460x530 |  | 100-277 |  | 5 |  | 140 | ≤5 | >=80 |  | 3000 |  |  | >=0.9 | >100000 |  | >90000 | 112.6667 |  |  | 9 | Symmetric | 25 | 0.003 |  | Available | 730/559 | x=0.43. y=0.403 | Class I | IK09 | 66 | 66 | 50 | 340 | -40 | 1 | 75 | RAL9006 | 50/60 | Passive | LED | dimmable | Decorative & Pedestrian | Camila | Decorative & Pedestrian |  |  | 8450 | NO Sensor |  | RG1
93117257 | TU Camila G1 A 75W 830 D ST SE R9006 | image | datasheet | deeplink | TUNGSRAM - Camila - 8600lm - 75W - 3000K - 80CRI - 93117257[SKU] - Side Entry | 8.31 | Side Entry | LED | 1 | 75 | DALI | [7 empty] | CE. ENEC | [6 empty] | 66 | 3000 | 460x460x530 |  | 100-277 |  | 5 |  | 110 | ≤5 | >=80 |  | 3000 |  |  | >=0.9 | >100000 |  | >90000 | 114.6667 |  |  | 9 | Asymmetric | 25 | 0.003 |  | Available | 730/559 | x=0.43. y=0.403 | Class I | IK09 | 66 | 66 | 50 | 340 | -40 | 1 | 75 | RAL9006 | 50/60 | Passive | LED | dimmable | Decorative & Pedestrian | Camila | Decorative & Pedestrian |  |  | 8600 | NO Sensor |  | RG1
93117256 | TU Camila G1 A 75W 830 D ST P2 R9006 | image | datasheet | deeplink | TUNGSRAM - Camila - 8600lm - 75W - 3000K - 80CRI - 93117256[SKU] - Post Top 2 | 7.76 | Post Top 2 | LED | 1 | 75 | DALI | [7 empty] | CE. ENEC | [6 empty] | 66 | 3000 | 460x460x530 |  | 100-277 |  | 5 |  | 110 | ≤5 | >=80 |  | 3000 |  |  | >=0.9 | >100000 |  | >90000 | 114.6667 |  |  | 9 | Asymmetric | 25 | 0.003 |  | Available | 730/559 | x=0.43. y=0.403 | Class I | IK09 | 66 | 66 | 50 | 340 | -40 | 1 | 75 | RAL9006 | 50/60 | Passive | LED | dimmable | Decorative & Pedestrian | Camila | Decorative & Pedestrian |  |  | 8600 | NO Sensor |  | RG1
93117255 | TU Camila G1 A 75W 830 D ST P1 R9006 | image | datasheet | deeplink | TUNGSRAM - Camila - 8600lm - 75W - 3000K - 80CRI - 93117255[SKU] - Post Top 1 | 8.32 | Post Top 1 | LED | 1 | 75 | DALI | [7 empty] | CE. ENEC | [6 empty] | 66 | 3000 | 460x460x530 |  | 100-277 |  | 5 |  | 110 | ≤5 | >=80 |  | 3000 |  |  | >=0.9 | >100000 |  | >90000 | 114.6667 |  |  | 9 | Asymmetric | 25 | 0.003 |  | Available | 730/559 | x=0.43. y=0.403 | Class I | IK09 | 66 | 66 | 50 | 340 | -40 | 1 | 75 | RAL9006 | 50/60 | Passive | LED | dimmable | Decorative & Pedestrian | Camila | Decorative & Pedestrian |  |  | 8600 | NO Sensor |  | RG1
93117254 | TU Camila G1 S 75W 827 D ST SE R9006 | image | datasheet | deeplink | TUNGSRAM - Camila - 8310lm - 75W - 2700K - 80CRI - 93117254[SKU] - Side Entry | 8.31 | Side Entry | LED | 1 | 75 | DALI | [7 empty] | CE. ENEC | [6 empty] | 66 | 2700 | 460x460x530 |  | 100-277 |  | 5 |  | 140 | ≤5 | >=80 |  | 2700 |  |  | >=0.9 | >100000 |  | >90000 | 110.8 |  |  | 9 | Symmetric | 25 | 0.003 |  | Available | 727/559 | x=0.4578. y=0.4101 | Class I | IK09 | 66 | 66 | 50 | 340 | -40 | 1 | 75 | RAL9006 | 50/60 | Passive | LED | dimmable | Decorative & Pedestrian | Camila | Decorative & Pedestrian |  |  | 8310 | NO Sensor |  | RG1
93117253 | TU Camila G1 S 75W 827 D ST P2 R9006 | image | datasheet | deeplink | TUNGSRAM - Camila - 8310lm - 75W - 2700K - 80CRI - 93117253[SKU] - Post Top 2 | 7.76 | Post Top 2 | LED | 1 | 75 | DALI | [7 empty] | CE. ENEC | [6 empty] | 66 | 2700 | 460x460x530 |  | 100-277 |  | 5 |  | 140 | ≤5 | >=80 |  | 2700 |  |  | >=0.9 | >100000 |  | >90000 | 110.8 |  |  | 9 | Symmetric | 25 | 0.003 |  | Available | 727/559 | x=0.4578. y=0.4101 | Class I | IK09 | 66 | 66 | 50 | 340 | -40 | 1 | 75 | RAL9006 | 50/60 | Passive | LED | dimmable | Decorative & Pedestrian | Camila | Decorative & Pedestrian |  |  | 8310 | NO Sensor |  | RG1
93117252 | TU Camila G1 S 75W 827 D ST P1 R9006 | image | datasheet | deeplink | TUNGSRAM - Camila - 8310lm - 75W - 2700K - 80CRI - 93117252[SKU] - Post Top 1 | 8.32 | Post Top 1 | LED | 1 | 75 | DALI | [7 empty] | CE. ENEC | [6 empty] | 66 | 2700 | 460x460x530 |  | 100-277 |  | 5 |  | 140 | ≤5 | >=80 |  | 2700 |  |  | >=0.9 | >100000 |  | >90000 | 110.8 |  |  | 9 | Symmetric | 25 | 0.003 |  | Available | 727/559 | x=0.4578. y=0.4101 | Class I | IK09 | 66 | 66 | 50 | 340 | -40 | 1 | 75 | RAL9006 | 50/60 | Passive | LED | dimmable | Decorative & Pedestrian | Camila | Decorative & Pedestrian |  |  | 8310 | NO Sensor |  | RG1
93117251 | TU Camila G1 A 75W 827 D ST SE R9006 | image | datasheet | deeplink | TUNGSRAM - Camila - 8480lm - 75W - 2700K - 80CRI - 93117251[SKU] - Side Entry | 8.31 | Side Entry | LED | 1 | 75 | DALI | [7 empty] | CE. ENEC | [6 empty] | 66 | 2700 | 460x460x530 |  | 100-277 |  | 5 |  | 110 | ≤5 | >=80 |  | 2700 |  |  | >=0.9 | >100000 |  | >90000 | 113.0667 |  |  | 9 | Asymmetric | 25 | 0.003 |  | Available | 727/559 | x=0.4578. y=0.4101 | Class I | IK09 | 66 | 66 | 50 | 340 | -40 | 1 | 75 | RAL9006 | 50/60 | Passive | LED | dimmable | Decorative & Pedestrian | Camila | Decorative & Pedestrian |  |  | 8480 | NO Sensor |  | RG1
93117250 | TU Camila G1 A 75W 827 D ST P2 R9006 | image | datasheet | deeplink | TUNGSRAM - Camila - 8480lm - 75W - 2700K - 80CRI - 93117250[SKU] - Post Top 2 | 7.76 | Post Top 2 | LED | 1 | 75 | DALI | [7 empty] | CE. ENEC | [6 empty] | 66 | 2700 | 460x460x530 |  | 100-277 |  | 5 |  | 110 | ≤5 | >=80 |  | 2700 |  |  | >=0.9 | >100000 |  | >90000 | 113.0667 |  |  | 9 | Asymmetric | 25 | 0.003 |  | Available | 727/559 | x=0.4578. y=0.4101 | Class I | IK09 | 66 | 66 | 50 | 340 | -40 | 1 | 75 | RAL9006 | 50/60 | Passive | LED | dimmable | Decorative & Pedestrian | Camila | Decorative & Pedestrian |  |  | 8480 | NO Sensor |  | RG1
93117249 | TU Camila G1 A 75W 827 D ST P1 R9006 | image | datasheet | deeplink | TUNGSRAM - Camila - 8480lm - 75W - 2700K - 80CRI - 93117249[SKU] - Post Top 1 | 8.32 | Post Top 1 | LED | 1 | 75 | DALI | [7 empty] | CE. ENEC | [6 empty] | 66 | 2700 | 460x460x530 |  | 100-277 |  | 5 |  | 110 | ≤5 | >=80 |  | 2700 |  |  | >=0.9 | >100000 |  | >90000 | 113.0667 |  |  | 9 | Asymmetric | 25 | 0.003 |  | Available | 727/559 | x=0.4578. y=0.4101 | Class I | IK09 | 66 | 66 | 50 | 340 | -40 | 1 | 75 | RAL9006 | 50/60 | Passive | LED | dimmable | Decorative & Pedestrian | Camila | Decorative & Pedestrian |  |  | 8480 | NO Sensor |  | RG1
93117248 | TU Camila G1 S 50W 840 D ST SE R9006 | image | datasheet | deeplink | TUNGSRAM - Camila - 6410lm - 50W - 4000K - 80CRI - 93117248[SKU] - Side Entry | 8.14 | Side Entry | LED | 1 | 50 | DALI | [7 empty] | CE. ENEC | [6 empty] | 66 | 4000 | 460x460x530 |  | 100-277 |  | 5 |  | 140 | ≤5 | >=80 |  | 4000 |  |  | >=0.9 | >100000 |  | >90000 | 128.2 |  |  | 9 | Symmetric | 25 | 0.003 |  | Available | 740/559 | x= 0.38. y= 0.38 | Class I | IK09 | 66 | 66 | 50 | 230 | -40 | 1 | 50 | RAL9006 | 50/60 | Passive | LED | dimmable | Decorative & Pedestrian | Camila | Decorative & Pedestrian |  |  | 6410 | NO Sensor |  | RG1
93117247 | TU Camila G1 S 50W 840 D ST P2 R9006 | image | datasheet | deeplink | TUNGSRAM - Camila - 6410lm - 50W - 4000K - 80CRI - 93117247[SKU] - Post Top 2 | 7.59 | Post Top 2 | LED | 1 | 50 | DALI | [7 empty] | CE. ENEC | [6 empty] | 66 | 4000 | 460x460x530 |  | 100-277 |  | 5 |  | 140 | ≤5 | >=80 |  | 4000 |  |  | >=0.9 | >100000 |  | >90000 | 128.2 |  |  | 9 | Symmetric | 25 | 0.003 |  | Available | 740/559 | x= 0.38. y= 0.38 | Class I | IK09 | 66 | 66 | 50 | 230 | -40 | 1 | 50 | RAL9006 | 50/60 | Passive | LED | dimmable | Decorative & Pedestrian | Camila | Decorative & Pedestrian |  |  | 6410 | NO Sensor |  | RG1
93117246 | TU Camila G1 S 50W 840 D ST P1 R9006 | image | datasheet | deeplink | TUNGSRAM - Camila - 6410lm - 50W - 4000K - 80CRI - 93117246[SKU] - Post Top 1 | 8.15 | Post Top 1 | LED | 1 | 50 | DALI | [7 empty] | CE. ENEC | [6 empty] | 66 | 4000 | 460x460x530 |  | 100-277 |  | 5 |  | 140 | ≤5 | >=80 |  | 4000 |  |  | >=0.9 | >100000 |  | >90000 | 128.2 |  |  | 9 | Symmetric | 25 | 0.003 |  | Available | 740/559 | x= 0.38. y= 0.38 | Class I | IK09 | 66 | 66 | 50 | 230 | -40 | 1 | 50 | RAL9006 | 50/60 | Passive | LED | dimmable | Decorative & Pedestrian | Camila | Decorative & Pedestrian |  |  | 6410 | NO Sensor |  | RG1
93117245 | TU Camila G1 A 50W 840 D ST SE R9006 | image | datasheet | deeplink | TUNGSRAM - Camila - 6240lm - 50W - 4000K - 80CRI - 93117245[SKU] - Side Entry | 8.14 | Side Entry | LED | 1 | 50 | DALI | [7 empty] | CE. ENEC | [6 empty] | 66 | 4000 | 460x460x530 |  | 100-277 |  | 5 |  | 110 | ≤5 | >=80 |  | 4000 |  |  | >=0.9 | >100000 |  | >90000 | 124.8 |  |  | 9 | Asymmetric | 25 | 0.003 |  | Available | 740/559 | x= 0.38. y= 0.38 | Class I | IK09 | 66 | 66 | 50 | 230 | -40 | 1 | 50 | RAL9006 | 50/60 | Passive | LED | dimmable | Decorative & Pedestrian | Camila | Decorative & Pedestrian |  |  | 6240 | NO Sensor |  | RG1
93117244 | TU Camila G1 A 50W 840 D ST P2 R9006 | image | datasheet | deeplink | TUNGSRAM - Camila - 6240lm - 50W - 4000K - 80CRI - 93117244[SKU] - Post Top 2 | 7.59 | Post Top 2 | LED | 1 | 50 | DALI | [7 empty] | CE. ENEC | [6 empty] | 66 | 4000 | 460x460x530 |  | 100-277 |  | 5 |  | 110 | ≤5 | >=80 |  | 4000 |  |  | >=0.9 | >100000 |  | >90000 | 124.8 |  |  | 9 | Asymmetric | 25 | 0.003 |  | Available | 740/559 | x= 0.38. y= 0.38 | Class I | IK09 | 66 | 66 | 50 | 230 | -40 | 1 | 50 | RAL9006 | 50/60 | Passive | LED | dimmable | Decorative & Pedestrian | Camila | Decorative & Pedestrian |  |  | 6240 | NO Sensor |  | RG1
93117243 | TU Camila G1 A 50W 840 D ST P1 R9006 | image | datasheet | deeplink | TUNGSRAM - Camila - 6240lm - 50W - 4000K - 80CRI - 93117243[SKU] - Post Top 1 | 8.15 | Post Top 1 | LED | 1 | 50 | DALI | [7 empty] | CE. ENEC | [6 empty] | 66 | 4000 | 460x460x530 |  | 100-277 |  | 5 |  | 110 | ≤5 | >=80 |  | 4000 |  |  | >=0.9 | >100000 |  | >90000 | 124.8 |  |  | 9 | Asymmetric | 25 | 0.003 |  | Available | 740/559 | x= 0.38. y= 0.38 | Class I | IK09 | 66 | 66 | 50 | 230 | -40 | 1 | 50 | RAL9006 | 50/60 | Passive | LED | dimmable | Decorative & Pedestrian | Camila | Decorative & Pedestrian |  |  | 6240 | NO Sensor |  | RG1
93117242 | TU Camila G1 S 50W 830 D ST SE R9006 | image | datasheet | deeplink | TUNGSRAM - Camila - 6000lm - 50W - 3000K - 80CRI - 93117242[SKU] - Side Entry | 8.14 | Side Entry | LED | 1 | 50 | DALI | [7 empty] | CE. ENEC | [6 empty] | 66 | 3000 | 460x460x530 |  | 100-277 |  | 5 |  | 140 | ≤5 | >=80 |  | 3000 |  |  | >=0.9 | >100000 |  | >90000 | 120 |  |  | 9 | Symmetric | 25 | 0.003 |  | Available | 730/559 | x=0.43. y=0.403 | Class I | IK09 | 66 | 66 | 50 | 230 | -40 | 1 | 50 | RAL9006 | 50/60 | Passive | LED | dimmable | Decorative & Pedestrian | Camila | Decorative & Pedestrian |  |  | 6000 | NO Sensor |  | RG1
93117241 | TU Camila G1 S 50W 830 D ST P2 R9006 | image | datasheet | deeplink | TUNGSRAM - Camila - 6000lm - 50W - 3000K - 80CRI - 93117241[SKU] - Post Top 2 | 7.59 | Post Top 2 | LED | 1 | 50 | DALI | [7 empty] | CE. ENEC | [6 empty] | 66 | 3000 | 460x460x530 |  | 100-277 |  | 5 |  | 140 | ≤5 | >=80 |  | 3000 |  |  | >=0.9 | >100000 |  | >90000 | 120 |  |  | 9 | Symmetric | 25 | 0.003 |  | Available | 730/559 | x=0.43. y=0.403 | Class I | IK09 | 66 | 66 | 50 | 230 | -40 | 1 | 50 | RAL9006 | 50/60 | Passive | LED | dimmable | Decorative & Pedestrian | Camila | Decorative & Pedestrian |  |  | 6000 | NO Sensor |  | RG1
93117240 | TU Camila G1 S 50W 830 D ST P1 R9006 | image | datasheet | deeplink | TUNGSRAM - Camila - 6000lm - 50W - 3000K - 80CRI - 93117240[SKU] - Post Top 1 | 8.15 | Post Top 1 | LED | 1 | 50 | DALI | [7 empty] | CE. ENEC | [6 empty] | 66 | 3000 | 460x460x530 |  | 100-277 |  | 5 |  | 140 | ≤5 | >=80 |  | 3000 |  |  | >=0.9 | >100000 |  | >90000 | 120 |  |  | 9 | Symmetric | 25 | 0.003 |  | Available | 730/559 | x=0.43. y=0.403 | Class I | IK09 | 66 | 66 | 50 | 230 | -40 | 1 | 50 | RAL9006 | 50/60 | Passive | LED | dimmable | Decorative & Pedestrian | Camila | Decorative & Pedestrian |  |  | 6000 | NO Sensor |  | RG1
93117239 | TU Camila G1 A 50W 830 D ST SE R9006 | image | datasheet | deeplink | TUNGSRAM - Camila - 6000lm - 50W - 3000K - 80CRI - 93117239[SKU] - Side Entry | 8.14 | Side Entry | LED | 1 | 50 | DALI | [7 empty] | CE. ENEC | [6 empty] | 66 | 3000 | 460x460x530 |  | 100-277 |  | 5 |  | 110 | ≤5 | >=80 |  | 3000 |  |  | >=0.9 | >100000 |  | >90000 | 120 |  |  | 9 | Asymmetric | 25 | 0.003 |  | Available | 730/559 | x=0.43. y=0.403 | Class I | IK09 | 66 | 66 | 50 | 230 | -40 | 1 | 50 | RAL9006 | 50/60 | Passive | LED | dimmable | Decorative & Pedestrian | Camila | Decorative & Pedestrian |  |  | 6000 | NO Sensor |  | RG1
93117238 | TU Camila G1 A 50W 830 D ST P2 R9006 | image | datasheet | deeplink | TUNGSRAM - Camila - 6000lm - 50W - 3000K - 80CRI - 93117238[SKU] - Post Top 2 | 7.59 | Post Top 2 | LED | 1 | 50 | DALI | [7 empty] | CE. ENEC | [6 empty] | 66 | 3000 | 460x460x530 |  | 100-277 |  | 5 |  | 110 | ≤5 | >=80 |  | 3000 |  |  | >=0.9 | >100000 |  | >90000 | 120 |  |  | 9 | Asymmetric | 25 | 0.003 |  | Available | 730/559 | x=0.43. y=0.403 | Class I | IK09 | 66 | 66 | 50 | 230 | -40 | 1 | 50 | RAL9006 | 50/60 | Passive | LED | dimmable | Decorative & Pedestrian | Camila | Decorative & Pedestrian |  |  | 6000 | NO Sensor |  | RG1
93117237 | TU Camila G1 A 50W 830 D ST P1 R9006 | image | datasheet | deeplink | TUNGSRAM - Camila - 6000lm - 50W - 3000K - 80CRI - 93117237[SKU] - Post Top 1 | 8.15 | Post Top 1 | LED | 1 | 50 | DALI | [7 empty] | CE. ENEC | [6 empty] | 66 | 3000 | 460x460x530 |  | 100-277 |  | 5 |  | 110 | ≤5 | >=80 |  | 3000 |  |  | >=0.9 | >100000 |  | >90000 | 120 |  |  | 9 | Asymmetric | 25 | 0.003 |  | Available | 730/559 | x=0.43. y=0.403 | Class I | IK09 | 66 | 66 | 50 | 230 | -40 | 1 | 50 | RAL9006 | 50/60 | Passive | LED | dimmable | Decorative & Pedestrian | Camila | Decorative & Pedestrian |  |  | 6000 | NO Sensor |  | RG1
93117236 | TU Camila G1 S 50W 827 D ST SE R9006 | image | datasheet | deeplink | TUNGSRAM - Camila - 6045lm - 50W - 2700K - 80CRI - 93117236[SKU] - Side Entry | 8.14 | Side Entry | LED | 1 | 50 | DALI | [7 empty] | CE. ENEC | [6 empty] | 66 | 2700 | 460x460x530 |  | 100-277 |  | 5 |  | 140 | ≤5 | >=80 |  | 2700 |  |  | >=0.9 | >100000 |  | >90000 | 120.9 |  |  | 9 | Symmetric | 25 | 0.003 |  | Available | 727/559 | x=0.4578. y=0.4101 | Class I | IK09 | 66 | 66 | 50 | 230 | -40 | 1 | 50 | RAL9006 | 50/60 | Passive | LED | dimmable | Decorative & Pedestrian | Camila | Decorative & Pedestrian |  |  | 6045 | NO Sensor |  | RG1
93117235 | TU Camila G1 S 50W 827 D ST P2 R9006 | image | datasheet | deeplink | TUNGSRAM - Camila - 6045lm - 50W - 2700K - 80CRI - 93117235[SKU] - Post Top 2 | 7.59 | Post Top 2 | LED | 1 | 50 | DALI | [7 empty] | CE. ENEC | [6 empty] | 66 | 2700 | 460x460x530 |  | 100-277 |  | 5 |  | 140 | ≤5 | >=80 |  | 2700 |  |  | >=0.9 | >100000 |  | >90000 | 120.9 |  |  | 9 | Symmetric | 25 | 0.003 |  | Available | 727/559 | x=0.4578. y=0.4101 | Class I | IK09 | 66 | 66 | 50 | 230 | -40 | 1 | 50 | RAL9006 | 50/60 | Passive | LED | dimmable | Decorative & Pedestrian | Camila | Decorative & Pedestrian |  |  | 6045 | NO Sensor |  | RG1
93117234 | TU Camila G1 S 50W 827 D ST P1 R9006 | image | datasheet | deeplink | TUNGSRAM - Camila - 6045lm - 50W - 2700K - 80CRI - 93117234[SKU] - Post Top 1 | 8.15 | Post Top 1 | LED | 1 | 50 | DALI | [7 empty] | CE. ENEC | [6 empty] | 66 | 2700 | 460x460x530 |  | 100-277 |  | 5 |  | 140 | ≤5 | >=80 |  | 2700 |  |  | >=0.9 | >100000 |  | >90000 | 120.9 |  |  | 9 | Symmetric | 25 | 0.003 |  | Available | 727/559 | x=0.4578. y=0.4101 | Class I | IK09 | 66 | 66 | 50 | 230 | -40 | 1 | 50 | RAL9006 | 50/60 | Passive | LED | dimmable | Decorative & Pedestrian | Camila | Decorative & Pedestrian |  |  | 6045 | NO Sensor |  | RG1
93117233 | TU Camila G1 A 50W 827 D ST SE R9006 | image | datasheet | deeplink | TUNGSRAM - Camila - 5910lm - 50W - 2700K - 80CRI - 93117233[SKU] - Side Entry | 8.14 | Side Entry | LED | 1 | 50 | DALI | [7 empty] | CE. ENEC | [6 empty] | 66 | 2700 | 460x460x530 |  | 100-277 |  | 5 |  | 110 | ≤5 | >=80 |  | 2700 |  |  | >=0.9 | >100000 |  | >90000 | 118.2 |  |  | 9 | Asymmetric | 25 | 0.003 |  | Available | 727/559 | x=0.4578. y=0.4101 | Class I | IK09 | 66 | 66 | 50 | 230 | -40 | 1 | 50 | RAL9006 | 50/60 | Passive | LED | dimmable | Decorative & Pedestrian | Camila | Decorative & Pedestrian |  |  | 5910 | NO Sensor |  | RG1
93117232 | TU Camila G1 A 50W 827 D ST P2 R9006 | image | datasheet | deeplink | TUNGSRAM - Camila - 5910lm - 50W - 2700K - 80CRI - 93117232[SKU] - Post Top 2 | 7.59 | Post Top 2 | LED | 1 | 50 | DALI | [7 empty] | CE. ENEC | [6 empty] | 66 | 2700 | 460x460x530 |  | 100-277 |  | 5 |  | 110 | ≤5 | >=80 |  | 2700 |  |  | >=0.9 | >100000 |  | >90000 | 118.2 |  |  | 9 | Asymmetric | 25 | 0.003 |  | Available | 727/559 | x=0.4578. y=0.4101 | Class I | IK09 | 66 | 66 | 50 | 230 | -40 | 1 | 50 | RAL9006 | 50/60 | Passive | LED | dimmable | Decorative & Pedestrian | Camila | Decorative & Pedestrian |  |  | 5910 | NO Sensor |  | RG1
93117231 | TU Camila G1 A 50W 827 D ST P1 R9006 | image | datasheet | deeplink | TUNGSRAM - Camila - 5910lm - 50W - 2700K - 80CRI - 93117231[SKU] - Post Top 1 | 8.15 | Post Top 1 | LED | 1 | 50 | DALI | [7 empty] | CE. ENEC | [6 empty] | 66 | 2700 | 460x460x530 |  | 100-277 |  | 5 |  | 110 | ≤5 | >=80 |  | 2700 |  |  | >=0.9 | >100000 |  | >90000 | 118.2 |  |  | 9 | Asymmetric | 25 | 0.003 |  | Available | 727/559 | x=0.4578. y=0.4101 | Class I | IK09 | 66 | 66 | 50 | 230 | -40 | 1 | 50 | RAL9006 | 50/60 | Passive | LED | dimmable | Decorative & Pedestrian | Camila | Decorative & Pedestrian |  |  | 5910 | NO Sensor |  | RG1
93117230 | TU Camila G1 S 25W 840 D ST SE R9006 | image | datasheet | deeplink | TUNGSRAM - Camila - 3210lm - 25W - 4000K - 80CRI - 93117230[SKU] - Side Entry | 8.14 | Side Entry | LED | 1 | 25 | DALI | [7 empty] | CE. ENEC | [6 empty] | 66 | 4000 | 460x460x530 |  | 100-277 |  | 5 |  | 140 | ≤5 | >=80 |  | 4000 |  |  | >=0.9 | >100000 |  | >90000 | 128.4 |  |  | 9 | Symmetric | 25 | 0.003 |  | Available | 740/559 | x= 0.38. y= 0.38 | Class I | IK09 | 66 | 66 | 50 | 115 | -40 | 1 | 25 | RAL9006 | 50/60 | Passive | LED | dimmable | Decorative & Pedestrian | Camila | Decorative & Pedestrian |  |  | 3210 | NO Sensor |  | RG1
93117229 | TU Camila G1 S 25W 840 D ST P2 R9006 | image | datasheet | deeplink | TUNGSRAM - Camila - 3210lm - 25W - 4000K - 80CRI - 93117229[SKU] - Post Top 2 | 7.59 | Post Top 2 | LED | 1 | 25 | DALI | [7 empty] | CE. ENEC | [6 empty] | 66 | 4000 | 460x460x530 |  | 100-277 |  | 5 |  | 140 | ≤5 | >=80 |  | 4000 |  |  | >=0.9 | >100000 |  | >90000 | 128.4 |  |  | 9 | Symmetric | 25 | 0.003 |  | Available | 740/559 | x= 0.38. y= 0.38 | Class I | IK09 | 66 | 66 | 50 | 115 | -40 | 1 | 25 | RAL9006 | 50/60 | Passive | LED | dimmable | Decorative & Pedestrian | Camila | Decorative & Pedestrian |  |  | 3210 | NO Sensor |  | RG1
93117228 | TU Camila G1 S 25W 840 D ST P1 R9006 | image | datasheet | deeplink | TUNGSRAM - Camila - 3210lm - 25W - 4000K - 80CRI - 93117228[SKU] - Post Top 1 | 8.15 | Post Top 1 | LED | 1 | 25 | DALI | [7 empty] | CE. ENEC | [6 empty] | 66 | 4000 | 460x460x530 |  | 100-277 |  | 5 |  | 140 | ≤5 | >=80 |  | 4000 |  |  | >=0.9 | >100000 |  | >90000 | 128.4 |  |  | 9 | Symmetric | 25 | 0.003 |  | Available | 740/559 | x= 0.38. y= 0.38 | Class I | IK09 | 66 | 66 | 50 | 115 | -40 | 1 | 25 | RAL9006 | 50/60 | Passive | LED | dimmable | Decorative & Pedestrian | Camila | Decorative & Pedestrian |  |  | 3210 | NO Sensor |  | RG1
93117227 | TU Camila G1 A 25W 840 D ST SE R9006 | image | datasheet | deeplink | TUNGSRAM - Camila - 3240lm - 25W - 4000K - 80CRI - 93117227[SKU] - Side Entry | 8.14 | Side Entry | LED | 1 | 25 | DALI | [7 empty] | CE. ENEC | [6 empty] | 66 | 4000 | 460x460x530 |  | 100-277 |  | 5 |  | 110 | ≤5 | >=80 |  | 4000 |  |  | >=0.9 | >100000 |  | >90000 | 129.6 |  |  | 9 | Asymmetric | 25 | 0.003 |  | Available | 740/559 | x= 0.38. y= 0.38 | Class I | IK09 | 66 | 66 | 50 | 115 | -40 | 1 | 25 | RAL9006 | 50/60 | Passive | LED | dimmable | Decorative & Pedestrian | Camila | Decorative & Pedestrian |  |  | 3240 | NO Sensor |  | RG1
93117226 | TU Camila G1 A 25W 840 D ST P2 R9006 | image | datasheet | deeplink | TUNGSRAM - Camila - 3240lm - 25W - 4000K - 80CRI - 93117226[SKU] - Post Top 2 | 7.59 | Post Top 2 | LED | 1 | 25 | DALI | [7 empty] | CE. ENEC | [6 empty] | 66 | 4000 | 460x460x530 |  | 100-277 |  | 5 |  | 110 | ≤5 | >=80 |  | 4000 |  |  | >=0.9 | >100000 |  | >90000 | 129.6 |  |  | 9 | Asymmetric | 25 | 0.003 |  | Available | 740/559 | x= 0.38. y= 0.38 | Class I | IK09 | 66 | 66 | 50 | 115 | -40 | 1 | 25 | RAL9006 | 50/60 | Passive | LED | dimmable | Decorative & Pedestrian | Camila | Decorative & Pedestrian |  |  | 3240 | NO Sensor |  | RG1
93117225 | TU Camila G1 A 25W 840 D ST P1 R9006 | image | datasheet | deeplink | TUNGSRAM - Camila - 3240lm - 25W - 4000K - 80CRI - 93117225[SKU] - Post Top 1 | 8.15 | Post Top 1 | LED | 1 | 25 | DALI | [7 empty] | CE. ENEC | [6 empty] | 66 | 4000 | 460x460x530 |  | 100-277 |  | 5 |  | 110 | ≤5 | >=80 |  | 4000 |  |  | >=0.9 | >100000 |  | >90000 | 129.6 |  |  | 9 | Asymmetric | 25 | 0.003 |  | Available | 740/559 | x= 0.38. y= 0.38 | Class I | IK09 | 66 | 66 | 50 | 115 | -40 | 1 | 25 | RAL9006 | 50/60 | Passive | LED | dimmable | Decorative & Pedestrian | Camila | Decorative & Pedestrian |  |  | 3240 | NO Sensor |  | RG1
93117224 | TU Camila G1 S 25W 830 D ST SE R9006 | image | datasheet | deeplink | TUNGSRAM - Camila - 3010lm - 25W - 3000K - 80CRI - 93117224[SKU] - Side Entry | 8.14 | Side Entry | LED | 1 | 25 | DALI | [7 empty] | CE. ENEC | [6 empty] | 66 | 3000 | 460x460x530 |  | 100-277 |  | 5 |  | 140 | ≤5 | >=80 |  | 3000 |  |  | >=0.9 | >100000 |  | >90000 | 120.4 |  |  | 9 | Symmetric | 25 | 0.003 |  | Available | 730/559 | x=0.43. y=0.403 | Class I | IK09 | 66 | 66 | 50 | 115 | -40 | 1 | 25 | RAL9006 | 50/60 | Passive | LED | dimmable | Decorative & Pedestrian | Camila | Decorative & Pedestrian |  |  | 3010 | NO Sensor |  | RG1
93117223 | TU Camila G1 S 25W 830 D ST P2 R9006 | image | datasheet | deeplink | TUNGSRAM - Camila - 3010lm - 25W - 3000K - 80CRI - 93117223[SKU] - Post Top 2 | 7.59 | Post Top 2 | LED | 1 | 25 | DALI | [7 empty] | CE. ENEC | [6 empty] | 66 | 3000 | 460x460x530 |  | 100-277 |  | 5 |  | 140 | ≤5 | >=80 |  | 3000 |  |  | >=0.9 | >100000 |  | >90000 | 120.4 |  |  | 9 | Symmetric | 25 | 0.003 |  | Available | 730/559 | x=0.43. y=0.403 | Class I | IK09 | 66 | 66 | 50 | 115 | -40 | 1 | 25 | RAL9006 | 50/60 | Passive | LED | dimmable | Decorative & Pedestrian | Camila | Decorative & Pedestrian |  |  | 3010 | NO Sensor |  | RG1
93117222 | TU Camila G1 S 25W 830 D ST P1 R9006 | image | datasheet | deeplink | TUNGSRAM - Camila - 3010lm - 25W - 3000K - 80CRI - 93117222[SKU] - Post Top 1 | 8.15 | Post Top 1 | LED | 1 | 25 | DALI | [7 empty] | CE. ENEC | [6 empty] | 66 | 3000 | 460x460x530 |  | 100-277 |  | 5 |  | 140 | ≤5 | >=80 |  | 3000 |  |  | >=0.9 | >100000 |  | >90000 | 120.4 |  |  | 9 | Symmetric | 25 | 0.003 |  | Available | 730/559 | x=0.43. y=0.403 | Class I | IK09 | 66 | 66 | 50 | 115 | -40 | 1 | 25 | RAL9006 | 50/60 | Passive | LED | dimmable | Decorative & Pedestrian | Camila | Decorative & Pedestrian |  |  | 3010 | NO Sensor |  | RG1
93117221 | TU Camila G1 A 25W 830 D ST SE R9006 | image | datasheet | deeplink | TUNGSRAM - Camila - 3080lm - 25W - 3000K - 80CRI - 93117221[SKU] - Side Entry | 8.14 | Side Entry | LED | 1 | 25 | DALI | [7 empty] | CE. ENEC | [6 empty] | 66 | 3000 | 460x460x530 |  | 100-277 |  | 5 |  | 110 | ≤5 | >=80 |  | 3000 |  |  | >=0.9 | >100000 |  | >90000 | 123.2 |  |  | 9 | Asymmetric | 25 | 0.003 |  | Available | 730/559 | x=0.43. y=0.403 | Class I | IK09 | 66 | 66 | 50 | 115 | -40 | 1 | 25 | RAL9006 | 50/60 | Passive | LED | dimmable | Decorative & Pedestrian | Camila | Decorative & Pedestrian |  |  | 3080 | NO Sensor |  | RG1
93117220 | TU Camila G1 A 25W 830 D ST P2 R9006 | image | datasheet | deeplink | TUNGSRAM - Camila - 3080lm - 25W - 3000K - 80CRI - 93117220[SKU] - Post Top 2 | 7.59 | Post Top 2 | LED | 1 | 25 | DALI | [7 empty] | CE. ENEC | [6 empty] | 66 | 3000 | 460x460x530 |  | 100-277 |  | 5 |  | 110 | ≤5 | >=80 |  | 3000 |  |  | >=0.9 | >100000 |  | >90000 | 123.2 |  |  | 9 | Asymmetric | 25 | 0.003 |  | Available | 730/559 | x=0.43. y=0.403 | Class I | IK09 | 66 | 66 | 50 | 115 | -40 | 1 | 25 | RAL9006 | 50/60 | Passive | LED | dimmable | Decorative & Pedestrian | Camila | Decorative & Pedestrian |  |  | 3080 | NO Sensor |  | RG1
93117219 | TU Camila G1 A 25W 830 D ST P1 R9006 | image | datasheet | deeplink | TUNGSRAM - Camila - 3080lm - 25W - 3000K - 80CRI - 93117219[SKU] - Post Top 1 | 8.15 | Post Top 1 | LED | 1 | 25 | DALI | [7 empty] | CE. ENEC | [6 empty] | 66 | 3000 | 460x460x530 |  | 100-277 |  | 5 |  | 110 | ≤5 | >=80 |  | 3000 |  |  | >=0.9 | >100000 |  | >90000 | 123.2 |  |  | 9 | Asymmetric | 25 | 0.003 |  | Available | 730/559 | x=0.43. y=0.403 | Class I | IK09 | 66 | 66 | 50 | 115 | -40 | 1 | 25 | RAL9006 | 50/60 | Passive | LED | dimmable | Decorative & Pedestrian | Camila | Decorative & Pedestrian |  |  | 3080 | NO Sensor |  | RG1
93117218 | TU Camila G1 S 25W 827 D ST SE R9006 | image | datasheet | deeplink | TUNGSRAM - Camila - 3010lm - 25W - 2700K - 80CRI - 93117218[SKU] - Side Entry | 8.14 | Side Entry | LED | 1 | 25 | DALI | [7 empty] | CE. ENEC | [6 empty] | 66 | 2700 | 460x460x530 |  | 100-277 |  | 5 |  | 140 | ≤5 | >=80 |  | 2700 |  |  | >=0.9 | >100000 |  | >90000 | 120.4 |  |  | 9 | Symmetric | 25 | 0.003 |  | Available | 727/559 | x=0.4578. y=0.4101 | Class I | IK09 | 66 | 66 | 50 | 115 | -40 | 1 | 25 | RAL9006 | 50/60 | Passive | LED | dimmable | Decorative & Pedestrian | Camila | Decorative & Pedestrian |  |  | 3010 | NO Sensor |  | RG1
93117217 | TU Camila G1 S 25W 827 D ST P2 R9006 | image | datasheet | deeplink | TUNGSRAM - Camila - 3010lm - 25W - 2700K - 80CRI - 93117217[SKU] - Post Top 2 | 7.59 | Post Top 2 | LED | 1 | 25 | DALI | [7 empty] | CE. ENEC | [6 empty] | 66 | 2700 | 460x460x530 |  | 100-277 |  | 5 |  | 140 | ≤5 | >=80 |  | 2700 |  |  | >=0.9 | >100000 |  | >90000 | 120.4 |  |  | 9 | Symmetric | 25 | 0.003 |  | Available | 727/559 | x=0.4578. y=0.4101 | Class I | IK09 | 66 | 66 | 50 | 115 | -40 | 1 | 25 | RAL9006 | 50/60 | Passive | LED | dimmable | Decorative & Pedestrian | Camila | Decorative & Pedestrian |  |  | 3010 | NO Sensor |  | RG1
93117216 | TU Camila G1 S 25W 827 D ST P1 R9006 | image | datasheet | deeplink | TUNGSRAM - Camila - 3010lm - 25W - 2700K - 80CRI - 93117216[SKU] - Post Top 1 | 8.15 | Post Top 1 | LED | 1 | 25 | DALI | [7 empty] | CE. ENEC | [6 empty] | 66 | 2700 | 460x460x530 |  | 100-277 |  | 5 |  | 140 | ≤5 | >=80 |  | 2700 |  |  | >=0.9 | >100000 |  | >90000 | 120.4 |  |  | 9 | Symmetric | 25 | 0.003 |  | Available | 727/559 | x=0.4578. y=0.4101 | Class I | IK09 | 66 | 66 | 50 | 115 | -40 | 1 | 25 | RAL9006 | 50/60 | Passive | LED | dimmable | Decorative & Pedestrian | Camila | Decorative & Pedestrian |  |  | 3010 | NO Sensor |  | RG1
93117135 | TU Camila G1 A 25W 827 D ST SE R9006 | image | datasheet | deeplink | TUNGSRAM - Camila - 3050lm - 25W - 2700K - 80CRI - 93117135[SKU] - Side Entry | 8.14 | Side Entry | LED | 1 | 25 | DALI | [7 empty] | CE. ENEC | [6 empty] | 66 | 2700 | 460x460x530 |  | 100-277 |  | 5 |  | 110 | ≤5 | >=80 |  | 2700 |  |  | >=0.9 | >100000 |  | >90000 | 122 |  |  | 9 | Asymmetric | 25 | 0.003 |  | Available | 727/559 | x=0.4578. y=0.4101 | Class I | IK09 | 66 | 66 | 50 | 115 | -40 | 1 | 25 | RAL9006 | 50/60 | Passive | LED | dimmable | Decorative & Pedestrian | Camila | Decorative & Pedestrian |  |  | 3050 | NO Sensor |  | RG1
93117134 | TU Camila G1 A 25W 827 D ST P2 R9006 | image | datasheet | deeplink | TUNGSRAM - Camila - 3050lm - 25W - 2700K - 80CRI - 93117134[SKU] - Post Top 2 | 7.59 | Post Top 2 | LED | 1 | 25 | DALI | [7 empty] | CE. ENEC | [6 empty] | 66 | 2700 | 460x460x530 |  | 100-277 |  | 5 |  | 110 | ≤5 | >=80 |  | 2700 |  |  | >=0.9 | >100000 |  | >90000 | 122 |  |  | 9 | Asymmetric | 25 | 0.003 |  | Available | 727/559 | x=0.4578. y=0.4101 | Class I | IK09 | 66 | 66 | 50 | 115 | -40 | 1 | 25 | RAL9006 | 50/60 | Passive | LED | dimmable | Decorative & Pedestrian | Camila | Decorative & Pedestrian |  |  | 3050 | NO Sensor |  | RG1
93117133 | TU Camila G1 A 25W 827 D ST P1 R9006 | image | datasheet | deeplink | TUNGSRAM - Camila - 3050lm - 25W - 2700K - 80CRI - 93117133[SKU] - Post Top 1 | 8.15 | Post Top 1 | LED | 1 | 25 | DALI | [7 empty] | CE. ENEC | [6 empty] | 66 | 2700 | 460x460x530 |  | 100-277 |  | 5 |  | 110 | ≤5 | >=80 |  | 2700 |  |  | >=0.9 | >100000 |  | >90000 | 122 |  |  | 9 | Asymmetric | 25 | 0.003 |  | Available | 727/559 | x=0.4578. y=0.4101 | Class I | IK09 | 66 | 66 | 50 | 115 | -40 | 1 | 25 | RAL9006 | 50/60 | Passive | LED | dimmable | Decorative & Pedestrian | Camila | Decorative & Pedestrian |  |  | 3050 | NO Sensor |  | RG1
93115047 | TU LINEAR INDIRECT 50W 16 830 D11 ST | image | datasheet | deeplink | TUNGSRAM - Linear Indirect - 6800lm - 50W - 3000K - 80CRI - 93115047[SKU] - Surface mount or suspended | 5.9 | Surface mount or suspended | LED | 1 | 50 | DALI | 20 | 20 |  | Class I |  |  |  | CE | [6 empty] | 20 | 3000 | 1652 x 256.5 x 146.5 |  | 220-240V |  | 5 |  | 120 | ≤3 | >=80 |  | 3000 |  |  | >=0.95 |  |  | 75000 | 136 |  |  |  | Wide | 25 |  |  | Available |  |  | Class I | IK02 | 20 | 20 | 35 | 227 | 5 | 1 | 50 | White RAL9016 | 50/60Hz | Passive | LED | dimmable | Linear Indirect | Linears | Retail. Commercial |  | 23.2 / 23.7 | 6800 | No Sensor |  | RG0 |  | Suspension Kit 93060876
93115046 | TU LINEAR INDIRECT 50W 16 830 S11 ST | image | datasheet | deeplink | TUNGSRAM - Linear Indirect - 6800lm - 50W - 3000K - 80CRI - 93115046[SKU] - Surface mount or suspended | 5.9 | Surface mount or suspended | LED | 1 | 50 | Static | 20 | 20 |  | Class I |  |  |  | CE | [6 empty] | 20 | 3000 | 1652 x 256.5 x 146.5 |  | 220-240V |  | 5 |  | 120 | ≤3 | >=80 |  | 3000 |  |  | >=0.95 |  |  | 75000 | 136 |  |  |  | Wide | 25 |  |  | Available |  |  | Class I | IK02 | 20 | 20 | 35 | 227 | 5 | 1 | 50 | White RAL9016 | 50/60Hz | Passive | LED | none | Linear Indirect | Linears | Retail. Commercial |  | 23.2 / 23.7 | 6800 | No Sensor |  | RG0 |  | Suspension Kit 93055969
93114765 | TU LINEAR INDIRECT 40W 16 830 D11 ST | image | datasheet | deeplink | TUNGSRAM - Linear Indirect - 5300lm - 40W - 3000K - 80CRI - 93114765[SKU] - Surface mount or suspended | 5.9 | Surface mount or suspended | LED | 1 | 40 | DALI | 20 | 20 |  | Class I |  |  |  | CE | [6 empty] | 20 | 3000 | 1652 x 256.5 x 146.5 |  | 220-240V |  | 5 |  | 120 | ≤3 | >=80 |  | 3000 |  |  | >=0.95 |  |  | 75000 | 132.5 |  |  |  | Wide | 25 |  |  | Available |  |  | Class I | IK02 | 20 | 20 | 35 | 181 | 5 | 1 | 40 | White RAL9016 | 50/60Hz | Passive | LED | dimmable | Linear Indirect | Linears | Retail. Commercial |  | 22.2 / 22.6 | 5300 | No Sensor |  | RG0 |  | Suspension Kit 93055969
93114764 | TU LINEAR INDIRECT 40W 16 830 S11 ST | image | datasheet | deeplink | TUNGSRAM - Linear Indirect - 5300lm - 40W - 3000K - 80CRI - 93114764[SKU] - Surface mount or suspended | 5.9 | Surface mount or suspended | LED | 1 | 40 | Static | 20 | 20 |  | Class I |  |  |  | CE | [6 empty] | 20 | 3000 | 1652 x 256.5 x 146.5 |  | 220-240V |  | 5 |  | 120 | ≤3 | >=80 |  | 3000 |  |  | >=0.95 |  |  | 75000 | 132.5 |  |  |  | Wide | 25 |  |  | Available |  |  | Class I | IK02 | 20 | 20 | 35 | 181 | 5 | 1 | 40 | White RAL9016 | 50/60Hz | Passive | LED | none | Linear Indirect | Linears | Retail. Commercial |  | 22.2 / 22.6 | 5300 | No Sensor |  | RG0 |  | Suspension Kit 93055969
93114763 | TU LINEAR INDIRECT 38W 12 830 D11 ST | image | datasheet | deeplink | TUNGSRAM - Linear Indirect - 5000lm - 38W - 3000K - 80CRI - 93114763[SKU] - Surface mount or suspended | 4.8 | Surface mount or suspended | LED | 1 | 38 | DALI | 20 | 20 |  | Class I |  |  |  | CE | [6 empty] | 20 | 3000 | 1254 x 256.5 x 146.5 |  | 220-240V |  | 5 |  | 120 | ≤3 | >=80 |  | 3000 |  |  | >=0.95 |  |  | 75000 | 131.5789 |  |  |  | Wide | 25 |  |  | Available |  |  | Class I | IK02 | 20 | 20 | 35 | 175 | 5 | 1 | 38 | White RAL9016 | 50/60Hz | Passive | LED | dimmable | Linear Indirect | Linears | Retail. Commercial |  | 22.7 / 23.6 | 5000 | No Sensor |  | RG0 |  | Suspension Kit 93055969
93114762 | TU LINEAR INDIRECT 38W 12 830 S11 ST | image | datasheet | deeplink | TUNGSRAM - Linear Indirect - 5000lm - 38W - 3000K - 80CRI - 93114762[SKU] - Surface mount or suspended | 4.8 | Surface mount or suspended | LED | 1 | 38 | Static | 20 | 20 |  | Class I |  |  |  | CE | [6 empty] | 20 | 3000 | 1254 x 256.5 x 146.5 |  | 220-240V |  | 5 |  | 120 | ≤3 | >=80 |  | 3000 |  |  | >=0.95 |  |  | 75000 | 131.5789 |  |  |  | Wide | 25 |  |  | Available |  |  | Class I | IK02 | 20 | 20 | 35 | 175 | 5 | 1 | 38 | White RAL9016 | 50/60Hz | Passive | LED | none | Linear Indirect | Linears | Retail. Commercial |  | 22.7 / 23.6 | 5000 | No Sensor |  | RG0 |  | Suspension Kit 93055986
93114761 | TU LINEAR INDIRECT 30W 12 830 D11 ST | image | datasheet | deeplink | TUNGSRAM - Linear Indirect - 4000lm - 30W - 3000K - 80CRI - 93114761[SKU] - Surface mount or suspended | 4.8 | Surface mount or suspended | LED | 1 | 30 | DALI | 20 | 20 |  | Class I |  |  |  | CE | [6 empty] | 20 | 3000 | 1254 x 256.5 x 146.5 |  | 220-240V |  | 5 |  | 120 | ≤3 | >=80 |  | 3000 |  |  | >=0.95 |  |  | 75000 | 133.3333 |  |  |  | Wide | 25 |  |  | Available |  |  | Class I | IK02 | 20 | 20 | 35 | 136 | 5 | 1 | 30 | White RAL9016 | 50/60Hz | Passive | LED | dimmable | Linear Indirect | Linears | Retail. Commercial |  | 22.1 / 22.9 | 4000 | No Sensor |  | RG0 |  | Suspension Kit 93055986
93114760 | TU LINEAR INDIRECT 30W 12 830 S11 ST | image | datasheet | deeplink | TUNGSRAM - Linear Indirect - 4000lm - 30W - 3000K - 80CRI - 93114760[SKU] - Surface mount or suspended | 4.8 | Surface mount or suspended | LED | 1 | 30 | Static | 20 | 20 |  | Class I |  |  |  | CE | [6 empty] | 20 | 3000 | 1254 x 256.5 x 146.5 |  | 220-240V |  | 5 |  | 120 | ≤3 | >=80 |  | 3000 |  |  | >=0.9 |  |  | 75000 | 133.3333 |  |  |  | Wide | 25 |  |  | Available |  |  | Class I | IK02 | 20 | 20 | 35 | 136 | 5 | 1 | 30 | White RAL9016 | 50/60Hz | Passive | LED | none | Linear Indirect | Linears | Retail. Commercial |  | 22.1 / 22.9 | 4000 | No Sensor |  | RG0 |  | Suspension Kit 93055986
TBD | INL1-40000GGG740-… | image | datasheet | deeplink | TUNGSRAM - Inlumino L - 39500lm - 292W - 4000K - 70CRI - TBD[SKU] - Universal coupler 30-60mm | 12.5 | Universal coupler 30-60mm | LED | 1 | 292 | CLO. Dali. Dynadim. Static | [7 empty] | CE. ENEC | [6 empty] | 66 | 4000 | 755x407x127 |  | 220-240V |  | 5 |  |  |  | 70 |  | 4000 |  | > 123000 |  | > 290000 |  |  | 135.27 |  |  | 9 | GGG | 25 | < 10% at 100.000 hours |  | Available | 740/559 | CIE(x= 0.3818. y= 0.3797) 5SDCM | Class I | IK09 |  |  | 50 | 1.59 | -40 | 1 | 292 | RAL7021 | 50-60Hz | Passive | LED | dimmable | Road & Street | Inlumino L | Road & Street |  |  | 39500 | No Sensor | > 125000 | [6 empty] | > 287000
TBD | INL1-40000FFF740-… | image | datasheet | deeplink | TUNGSRAM - Inlumino L - 39900lm - 292W - 4000K - 70CRI - TBD[SKU] - Universal coupler 30-60mm | 12.5 | Universal coupler 30-60mm | LED | 1 | 292 | CLO. Dali. Dynadim. Static | [7 empty] | CE. ENEC | [6 empty] | 66 | 4000 | 755x407x127 |  | 220-240V |  | 5 |  |  |  | 70 |  | 4000 |  | > 123000 |  | > 290000 |  |  | 136.64 |  |  | 9 | FFF | 25 | < 10% at 100.000 hours |  | Available | 740/559 | CIE(x= 0.3818. y= 0.3797) 5SDCM | Class I | IK09 |  |  | 50 | 1.59 | -40 | 1 | 292 | RAL7021 | 50-60Hz | Passive | LED | dimmable | Road & Street | Inlumino L | Road & Street |  |  | 39900 | No Sensor | > 125000 | [6 empty] | > 287000
TBD | INL1-40000EEE740-… | image | datasheet | deeplink | TUNGSRAM - Inlumino L - 40800lm - 292W - 4000K - 70CRI - TBD[SKU] - Universal coupler 30-60mm | 12.5 | Universal coupler 30-60mm | LED | 1 | 292 | CLO. Dali. Dynadim. Static | [7 empty] | CE. ENEC | [6 empty] | 66 | 4000 | 755x407x127 |  | 220-240V |  | 5 |  |  |  | 70 |  | 4000 |  | > 123000 |  | > 290000 |  |  | 139.73 |  |  | 9 | EEE | 25 | < 10% at 100.000 hours |  | Available | 740/559 | CIE(x= 0.3818. y= 0.3797) 5SDCM | Class I | IK09 |  |  | 50 | 1.59 | -40 | 1 | 292 | RAL7021 | 50-60Hz | Passive | LED | dimmable | Road & Street | Inlumino L | Road & Street |  |  | 40800 | No Sensor | > 125000 | [6 empty] | > 287000
TBD | INL1-40000DDD740-… | image | datasheet | deeplink | TUNGSRAM - Inlumino L - 40000lm - 292W - 4000K - 70CRI - TBD[SKU] - Universal coupler 30-60mm | 12.5 | Universal coupler 30-60mm | LED | 1 | 292 | CLO. Dali. Dynadim. Static | [7 empty] | CE. ENEC | [6 empty] | 66 | 4000 | 755x407x127 |  | 220-240V |  | 5 |  |  |  | 70 |  | 4000 |  | > 123000 |  | > 290000 |  |  | 136.99 |  |  | 9 | DDD | 25 | < 10% at 100.000 hours |  | Available | 740/559 | CIE(x= 0.3818. y= 0.3797) 5SDCM | Class I | IK09 |  |  | 50 | 1.59 | -40 | 1 | 292 | RAL7021 | 50-60Hz | Passive | LED | dimmable | Road & Street | Inlumino L | Road & Street |  |  | 40000 | No Sensor | > 125000 | [6 empty] | > 287000
TBD | INL1-40000CCC740-… | image | datasheet | deeplink | TUNGSRAM - Inlumino L - 39800lm - 292W - 4000K - 70CRI - TBD[SKU] - Universal coupler 30-60mm | 12.5 | Universal coupler 30-60mm | LED | 1 | 292 | CLO. Dali. Dynadim. Static | [7 empty] | CE. ENEC | [6 empty] | 66 | 4000 | 755x407x127 |  | 220-240V |  | 5 |  |  |  | 70 |  | 4000 |  | > 123000 |  | > 290000 |  |  | 136.3 |  |  | 9 | CCC | 25 | < 10% at 100.000 hours |  | Available | 740/559 | CIE(x= 0.3818. y= 0.3797) 5SDCM | Class I | IK09 |  |  | 50 | 1.59 | -40 | 1 | 292 | RAL7021 | 50-60Hz | Passive | LED | dimmable | Road & Street | Inlumino L | Road & Street |  |  | 39800 | No Sensor | > 125000 | [6 empty] | > 287000
TBD | INL1-40000BBB740-… | image | datasheet | deeplink | TUNGSRAM - Inlumino L - 39800lm - 292W - 4000K - 70CRI - TBD[SKU] - Universal coupler 30-60mm | 12.5 | Universal coupler 30-60mm | LED | 1 | 292 | CLO. Dali. Dynadim. Static | [7 empty] | CE. ENEC | [6 empty] | 66 | 4000 | 755x407x127 |  | 220-240V |  | 5 |  |  |  | 70 |  | 4000 |  | > 123000 |  | > 290000 |  |  | 136.3 |  |  | 9 | BBB | 25 | < 10% at 100.000 hours |  | Available | 740/559 | CIE(x= 0.3818. y= 0.3797) 5SDCM | Class I | IK09 |  |  | 50 | 1.59 | -40 | 1 | 292 | RAL7021 | 50-60Hz | Passive | LED | dimmable | Road & Street | Inlumino L | Road & Street |  |  | 39800 | No Sensor | > 125000 | [6 empty] | > 287000
TBD | INL1-40000AAA740-… | image | datasheet | deeplink | TUNGSRAM - Inlumino L - 40000lm - 292W - 4000K - 70CRI - TBD[SKU] - Universal coupler 30-60mm | 12.5 | Universal coupler 30-60mm | LED | 1 | 292 | CLO. Dali. Dynadim. Static | [7 empty] | CE. ENEC | [6 empty] | 66 | 4000 | 755x407x127 |  | 220-240V |  | 5 |  |  |  | 70 |  | 4000 |  | > 123000 |  | > 290000 |  |  | 136.99 |  |  | 9 | AAA | 25 | < 10% at 100.000 hours |  | Available | 740/559 | CIE(x= 0.3818. y= 0.3797) 5SDCM | Class I | IK09 |  |  | 50 | 1.59 | -40 | 1 | 292 | RAL7021 | 50-60Hz | Passive | LED | dimmable | Road & Street | Inlumino L | Road & Street |  |  | 40000 | No Sensor | > 125000 | [6 empty] | > 287000
TBD | INL1-37500GGG740-… | image | datasheet | deeplink | TUNGSRAM - Inlumino L - 37100lm - 270W - 4000K - 70CRI - TBD[SKU] - Universal coupler 30-60mm | 12.5 | Universal coupler 30-60mm | LED | 1 | 270 | CLO. Dali. Dynadim. Static | [7 empty] | CE. ENEC | [6 empty] | 66 | 4000 | 755x407x127 |  | 220-240V |  | 5 |  |  |  | 70 |  | 4000 |  | > 123000 |  | > 290000 |  |  | 137.41 |  |  | 9 | GGG | 25 | < 10% at 100.000 hours |  | Available | 740/559 | CIE(x= 0.3818. y= 0.3797) 5SDCM | Class I | IK09 |  |  | 50 | 1.47 | -40 | 1 | 270 | RAL7021 | 50-60Hz | Passive | LED | dimmable | Road & Street | Inlumino L | Road & Street |  |  | 37100 | No Sensor | > 125000 | [6 empty] | > 287000
TBD | INL1-37500FFF740-… | image | datasheet | deeplink | TUNGSRAM - Inlumino L - 37500lm - 270W - 4000K - 70CRI - TBD[SKU] - Universal coupler 30-60mm | 12.5 | Universal coupler 30-60mm | LED | 1 | 270 | CLO. Dali. Dynadim. Static | [7 empty] | CE. ENEC | [6 empty] | 66 | 4000 | 755x407x127 |  | 220-240V |  | 5 |  |  |  | 70 |  | 4000 |  | > 123000 |  | > 290000 |  |  | 138.89 |  |  | 9 | FFF | 25 | < 10% at 100.000 hours |  | Available | 740/559 | CIE(x= 0.3818. y= 0.3797) 5SDCM | Class I | IK09 |  |  | 50 | 1.47 | -40 | 1 | 270 | RAL7021 | 50-60Hz | Passive | LED | dimmable | Road & Street | Inlumino L | Road & Street |  |  | 37500 | No Sensor | > 125000 | [6 empty] | > 287000
TBD | INL1-37500EEE740-… | image | datasheet | deeplink | TUNGSRAM - Inlumino L - 38200lm - 270W - 4000K - 70CRI - TBD[SKU] - Universal coupler 30-60mm | 12.5 | Universal coupler 30-60mm | LED | 1 | 270 | CLO. Dali. Dynadim. Static | [7 empty] | CE. ENEC | [6 empty] | 66 | 4000 | 755x407x127 |  | 220-240V |  | 5 |  |  |  | 70 |  | 4000 |  | > 123000 |  | > 290000 |  |  | 141.48 |  |  | 9 | EEE | 25 | < 10% at 100.000 hours |  | Available | 740/559 | CIE(x= 0.3818. y= 0.3797) 5SDCM | Class I | IK09 |  |  | 50 | 1.47 | -40 | 1 | 270 | RAL7021 | 50-60Hz | Passive | LED | dimmable | Road & Street | Inlumino L | Road & Street |  |  | 38200 | No Sensor | > 125000 | [6 empty] | > 287000
TBD | INL1-37500DDD740-… | image | datasheet | deeplink | TUNGSRAM - Inlumino L - 37500lm - 270W - 4000K - 70CRI - TBD[SKU] - Universal coupler 30-60mm | 12.5 | Universal coupler 30-60mm | LED | 1 | 270 | CLO. Dali. Dynadim. Static | [7 empty] | CE. ENEC | [6 empty] | 66 | 4000 | 755x407x127 |  | 220-240V |  | 5 |  |  |  | 70 |  | 4000 |  | > 123000 |  | > 290000 |  |  | 138.89 |  |  | 9 | DDD | 25 | < 10% at 100.000 hours |  | Available | 740/559 | CIE(x= 0.3818. y= 0.3797) 5SDCM | Class I | IK09 |  |  | 50 | 1.47 | -40 | 1 | 270 | RAL7021 | 50-60Hz | Passive | LED | dimmable | Road & Street | Inlumino L | Road & Street |  |  | 37500 | No Sensor | > 125000 | [6 empty] | > 287000
TBD | INL1-37500CCC740-… | image | datasheet | deeplink | TUNGSRAM - Inlumino L - 37400lm - 270W - 4000K - 70CRI - TBD[SKU] - Universal coupler 30-60mm | 12.5 | Universal coupler 30-60mm | LED | 1 | 270 | CLO. Dali. Dynadim. Static | [7 empty] | CE. ENEC | [6 empty] | 66 | 4000 | 755x407x127 |  | 220-240V |  | 5 |  |  |  | 70 |  | 4000 |  | > 123000 |  | > 290000 |  |  | 138.52 |  |  | 9 | CCC | 25 | < 10% at 100.000 hours |  | Available | 740/559 | CIE(x= 0.3818. y= 0.3797) 5SDCM | Class I | IK09 |  |  | 50 | 1.47 | -40 | 1 | 270 | RAL7021 | 50-60Hz | Passive | LED | dimmable | Road & Street | Inlumino L | Road & Street |  |  | 37400 | No Sensor | > 125000 | [6 empty] | > 287000
TBD | INL1-37500BBB740-… | image | datasheet | deeplink | TUNGSRAM - Inlumino L - 37300lm - 270W - 4000K - 70CRI - TBD[SKU] - Universal coupler 30-60mm | 12.5 | Universal coupler 30-60mm | LED | 1 | 270 | CLO. Dali. Dynadim. Static | [7 empty] | CE. ENEC | [6 empty] | 66 | 4000 | 755x407x127 |  | 220-240V |  | 5 |  |  |  | 70 |  | 4000 |  | > 123000 |  | > 290000 |  |  | 138.15 |  |  | 9 | BBB | 25 | < 10% at 100.000 hours |  | Available | 740/559 | CIE(x= 0.3818. y= 0.3797) 5SDCM | Class I | IK09 |  |  | 50 | 1.47 | -40 | 1 | 270 | RAL7021 | 50-60Hz | Passive | LED | dimmable | Road & Street | Inlumino L | Road & Street |  |  | 37300 | No Sensor | > 125000 | [6 empty] | > 287000
TBD | INL1-37500AAA740-… | image | datasheet | deeplink | TUNGSRAM - Inlumino L - 37500lm - 270W - 4000K - 70CRI - TBD[SKU] - Universal coupler 30-60mm | 12.5 | Universal coupler 30-60mm | LED | 1 | 270 | CLO. Dali. Dynadim. Static | [7 empty] | CE. ENEC | [6 empty] | 66 | 4000 | 755x407x127 |  | 220-240V |  | 5 |  |  |  | 70 |  | 4000 |  | > 123000 |  | > 290000 |  |  | 138.89 |  |  | 9 | AAA | 25 | < 10% at 100.000 hours |  | Available | 740/559 | CIE(x= 0.3818. y= 0.3797) 5SDCM | Class I | IK09 |  |  | 50 | 1.47 | -40 | 1 | 270 | RAL7021 | 50-60Hz | Passive | LED | dimmable | Road & Street | Inlumino L | Road & Street |  |  | 37500 | No Sensor | > 125000 | [6 empty] | > 287000
TBD | INL1-35000GGG740-… | image | datasheet | deeplink | TUNGSRAM - Inlumino L - 34800lm - 259W - 4000K - 70CRI - TBD[SKU] - Universal coupler 30-60mm | 12.5 | Universal coupler 30-60mm | LED | 1 | 259 | CLO. Dali. Dynadim. Static | [7 empty] | CE. ENEC | [6 empty] | 66 | 4000 | 755x407x127 |  | 220-240V |  | 5 |  |  |  | 70 |  | 4000 |  | > 123000 |  | > 290000 |  |  | 134.36 |  |  | 9 | GGG | 25 | < 10% at 100.000 hours |  | Available | 740/559 | CIE(x= 0.3818. y= 0.3797) 5SDCM | Class I | IK09 |  |  | 50 | 1.41 | -40 | 1 | 259 | RAL7021 | 50-60Hz | Passive | LED | dimmable | Road & Street | Inlumino L | Road & Street |  |  | 34800 | No Sensor | > 125000 | [6 empty] | > 287000
TBD | INL1-35000FFF740-… | image | datasheet | deeplink | TUNGSRAM - Inlumino L - 35200lm - 259W - 4000K - 70CRI - TBD[SKU] - Universal coupler 30-60mm | 12.5 | Universal coupler 30-60mm | LED | 1 | 259 | CLO. Dali. Dynadim. Static | [7 empty] | CE. ENEC | [6 empty] | 66 | 4000 | 755x407x127 |  | 220-240V |  | 5 |  |  |  | 70 |  | 4000 |  | > 123000 |  | > 290000 |  |  | 135.91 |  |  | 9 | FFF | 25 | < 10% at 100.000 hours |  | Available | 740/559 | CIE(x= 0.3818. y= 0.3797) 5SDCM | Class I | IK09 |  |  | 50 | 1.41 | -40 | 1 | 259 | RAL7021 | 50-60Hz | Passive | LED | dimmable | Road & Street | Inlumino L | Road & Street |  |  | 35200 | No Sensor | > 125000 | [6 empty] | > 287000
TBD | INL1-35000EEE740-… | image | datasheet | deeplink | TUNGSRAM - Inlumino L - 35900lm - 259W - 4000K - 70CRI - TBD[SKU] - Universal coupler 30-60mm | 12.5 | Universal coupler 30-60mm | LED | 1 | 259 | CLO. Dali. Dynadim. Static | [7 empty] | CE. ENEC | [6 empty] | 66 | 4000 | 755x407x127 |  | 220-240V |  | 5 |  |  |  | 70 |  | 4000 |  | > 123000 |  | > 290000 |  |  | 138.61 |  |  | 9 | EEE | 25 | < 10% at 100.000 hours |  | Available | 740/559 | CIE(x= 0.3818. y= 0.3797) 5SDCM | Class I | IK09 |  |  | 50 | 1.41 | -40 | 1 | 259 | RAL7021 | 50-60Hz | Passive | LED | dimmable | Road & Street | Inlumino L | Road & Street |  |  | 35900 | No Sensor | > 125000 | [6 empty] | > 287000
TBD | INL1-35000DDD740-… | image | datasheet | deeplink | TUNGSRAM - Inlumino L - 35200lm - 259W - 4000K - 70CRI - TBD[SKU] - Universal coupler 30-60mm | 12.5 | Universal coupler 30-60mm | LED | 1 | 259 | CLO. Dali. Dynadim. Static | [7 empty] | CE. ENEC | [6 empty] | 66 | 4000 | 755x407x127 |  | 220-240V |  | 5 |  |  |  | 70 |  | 4000 |  | > 123000 |  | > 290000 |  |  | 135.91 |  |  | 9 | DDD | 25 | < 10% at 100.000 hours |  | Available | 740/559 | CIE(x= 0.3818. y= 0.3797) 5SDCM | Class I | IK09 |  |  | 50 | 1.41 | -40 | 1 | 259 | RAL7021 | 50-60Hz | Passive | LED | dimmable | Road & Street | Inlumino L | Road & Street |  |  | 35200 | No Sensor | > 125000 | [6 empty] | > 287000
TBD | INL1-35000CCC740-… | image | datasheet | deeplink | TUNGSRAM - Inlumino L - 35100lm - 259W - 4000K - 70CRI - TBD[SKU] - Universal coupler 30-60mm | 12.5 | Universal coupler 30-60mm | LED | 1 | 259 | CLO. Dali. Dynadim. Static | [7 empty] | CE. ENEC | [6 empty] | 66 | 4000 | 755x407x127 |  | 220-240V |  | 5 |  |  |  | 70 |  | 4000 |  | > 123000 |  | > 290000 |  |  | 135.52 |  |  | 9 | CCC | 25 | < 10% at 100.000 hours |  | Available | 740/559 | CIE(x= 0.3818. y= 0.3797) 5SDCM | Class I | IK09 |  |  | 50 | 1.41 | -40 | 1 | 259 | RAL7021 | 50-60Hz | Passive | LED | dimmable | Road & Street | Inlumino L | Road & Street |  |  | 35100 | No Sensor | > 125000 | [6 empty] | > 287000
TBD | INL1-35000BBB740-… | image | datasheet | deeplink | TUNGSRAM - Inlumino L - 35000lm - 259W - 4000K - 70CRI - TBD[SKU] - Universal coupler 30-60mm | 12.5 | Universal coupler 30-60mm | LED | 1 | 259 | CLO. Dali. Dynadim. Static | [7 empty] | CE. ENEC | [6 empty] | 66 | 4000 | 755x407x127 |  | 220-240V |  | 5 |  |  |  | 70 |  | 4000 |  | > 123000 |  | > 290000 |  |  | 135.14 |  |  | 9 | BBB | 25 | < 10% at 100.000 hours |  | Available | 740/559 | CIE(x= 0.3818. y= 0.3797) 5SDCM | Class I | IK09 |  |  | 50 | 1.41 | -40 | 1 | 259 | RAL7021 | 50-60Hz | Passive | LED | dimmable | Road & Street | Inlumino L | Road & Street |  |  | 35000 | No Sensor | > 125000 | [6 empty] | > 287000
TBD | INL1-35000AAA740-… | image | datasheet | deeplink | TUNGSRAM - Inlumino L - 35200lm - 259W - 4000K - 70CRI - TBD[SKU] - Universal coupler 30-60mm | 12.5 | Universal coupler 30-60mm | LED | 1 | 259 | CLO. Dali. Dynadim. Static | [7 empty] | CE. ENEC | [6 empty] | 66 | 4000 | 755x407x127 |  | 220-240V |  | 5 |  |  |  | 70 |  | 4000 |  | > 123000 |  | > 290000 |  |  | 135.91 |  |  | 9 | AAA | 25 | < 10% at 100.000 hours |  | Available | 740/559 | CIE(x= 0.3818. y= 0.3797) 5SDCM | Class I | IK09 |  |  | 50 | 1.41 | -40 | 1 | 259 | RAL7021 | 50-60Hz | Passive | LED | dimmable | Road & Street | Inlumino L | Road & Street |  |  | 35200 | No Sensor | > 125000 | [6 empty] | > 287000
TBD | INL1-32500GGG740-… | image | datasheet | deeplink | TUNGSRAM - Inlumino L - 32300lm - 236W - 4000K - 70CRI - TBD[SKU] - Universal coupler 30-60mm | 12.5 | Universal coupler 30-60mm | LED | 1 | 236 | CLO. Dali. Dynadim. Static | [7 empty] | CE. ENEC | [6 empty] | 66 | 4000 | 755x407x127 |  | 220-240V |  | 5 |  |  |  | 70 |  | 4000 |  | > 123000 |  | > 290000 |  |  | 136.86 |  |  | 9 | GGG | 25 | < 10% at 100.000 hours |  | Available | 740/559 | CIE(x= 0.3818. y= 0.3797) 5SDCM | Class I | IK09 |  |  | 50 | 1.29 | -40 | 1 | 236 | RAL7021 | 50-60Hz | Passive | LED | dimmable | Road & Street | Inlumino L | Road & Street |  |  | 32300 | No Sensor | > 125000 | [6 empty] | > 287000
TBD | INL1-32500FFF740-… | image | datasheet | deeplink | TUNGSRAM - Inlumino L - 32600lm - 236W - 4000K - 70CRI - TBD[SKU] - Universal coupler 30-60mm | 12.5 | Universal coupler 30-60mm | LED | 1 | 236 | CLO. Dali. Dynadim. Static | [7 empty] | CE. ENEC | [6 empty] | 66 | 4000 | 755x407x127 |  | 220-240V |  | 5 |  |  |  | 70 |  | 4000 |  | > 123000 |  | > 290000 |  |  | 138.14 |  |  | 9 | FFF | 25 | < 10% at 100.000 hours |  | Available | 740/559 | CIE(x= 0.3818. y= 0.3797) 5SDCM | Class I | IK09 |  |  | 50 | 1.29 | -40 | 1 | 236 | RAL7021 | 50-60Hz | Passive | LED | dimmable | Road & Street | Inlumino L | Road & Street |  |  | 32600 | No Sensor | > 125000 | [6 empty] | > 287000
TBD | INL1-32500EEE740-… | image | datasheet | deeplink | TUNGSRAM - Inlumino L - 33300lm - 236W - 4000K - 70CRI - TBD[SKU] - Universal coupler 30-60mm | 12.5 | Universal coupler 30-60mm | LED | 1 | 236 | CLO. Dali. Dynadim. Static | [7 empty] | CE. ENEC | [6 empty] | 66 | 4000 | 755x407x127 |  | 220-240V |  | 5 |  |  |  | 70 |  | 4000 |  | > 123000 |  | > 290000 |  |  | 141.1 |  |  | 9 | EEE | 25 | < 10% at 100.000 hours |  | Available | 740/559 | CIE(x= 0.3818. y= 0.3797) 5SDCM | Class I | IK09 |  |  | 50 | 1.29 | -40 | 1 | 236 | RAL7021 | 50-60Hz | Passive | LED | dimmable | Road & Street | Inlumino L | Road & Street |  |  | 33300 | No Sensor | > 125000 | [6 empty] | > 287000
TBD | INL1-32500DDD740-… | image | datasheet | deeplink | TUNGSRAM - Inlumino L - 32700lm - 236W - 4000K - 70CRI - TBD[SKU] - Universal coupler 30-60mm | 12.5 | Universal coupler 30-60mm | LED | 1 | 236 | CLO. Dali. Dynadim. Static | [7 empty] | CE. ENEC | [6 empty] | 66 | 4000 | 755x407x127 |  | 220-240V |  | 5 |  |  |  | 70 |  | 4000 |  | > 123000 |  | > 290000 |  |  | 138.56 |  |  | 9 | DDD | 25 | < 10% at 100.000 hours |  | Available | 740/559 | CIE(x= 0.3818. y= 0.3797) 5SDCM | Class I | IK09 |  |  | 50 | 1.29 | -40 | 1 | 236 | RAL7021 | 50-60Hz | Passive | LED | dimmable | Road & Street | Inlumino L | Road & Street |  |  | 32700 | No Sensor | > 125000 | [6 empty] | > 287000
TBD | INL1-32500CCC740-… | image | datasheet | deeplink | TUNGSRAM - Inlumino L - 32600lm - 236W - 4000K - 70CRI - TBD[SKU] - Universal coupler 30-60mm | 12.5 | Universal coupler 30-60mm | LED | 1 | 236 | CLO. Dali. Dynadim. Static | [7 empty] | CE. ENEC | [6 empty] | 66 | 4000 | 755x407x127 |  | 220-240V |  | 5 |  |  |  | 70 |  | 4000 |  | > 123000 |  | > 290000 |  |  | 138.14 |  |  | 9 | CCC | 25 | < 10% at 100.000 hours |  | Available | 740/559 | CIE(x= 0.3818. y= 0.3797) 5SDCM | Class I | IK09 |  |  | 50 | 1.29 | -40 | 1 | 236 | RAL7021 | 50-60Hz | Passive | LED | dimmable | Road & Street | Inlumino L | Road & Street |  |  | 32600 | No Sensor | > 125000 | [6 empty] | > 287000
TBD | INL1-32500BBB740-… | image | datasheet | deeplink | TUNGSRAM - Inlumino L - 32500lm - 236W - 4000K - 70CRI - TBD[SKU] - Universal coupler 30-60mm | 12.5 | Universal coupler 30-60mm | LED | 1 | 236 | CLO. Dali. Dynadim. Static | [7 empty] | CE. ENEC | [6 empty] | 66 | 4000 | 755x407x127 |  | 220-240V |  | 5 |  |  |  | 70 |  | 4000 |  | > 123000 |  | > 290000 |  |  | 137.71 |  |  | 9 | BBB | 25 | < 10% at 100.000 hours |  | Available | 740/559 | CIE(x= 0.3818. y= 0.3797) 5SDCM | Class I | IK09 |  |  | 50 | 1.29 | -40 | 1 | 236 | RAL7021 | 50-60Hz | Passive | LED | dimmable | Road & Street | Inlumino L | Road & Street |  |  | 32500 | No Sensor | > 125000 | [6 empty] | > 287000
TBD | INL1-32500AAA740-… | image | datasheet | deeplink | TUNGSRAM - Inlumino L - 32700lm - 236W - 4000K - 70CRI - TBD[SKU] - Universal coupler 30-60mm | 12.5 | Universal coupler 30-60mm | LED | 1 | 236 | CLO. Dali. Dynadim. Static | [7 empty] | CE. ENEC | [6 empty] | 66 | 4000 | 755x407x127 |  | 220-240V |  | 5 |  |  |  | 70 |  | 4000 |  | > 123000 |  | > 290000 |  |  | 138.56 |  |  | 9 | AAA | 25 | < 10% at 100.000 hours |  | Available | 740/559 | CIE(x= 0.3818. y= 0.3797) 5SDCM | Class I | IK09 |  |  | 50 | 1.29 | -40 | 1 | 236 | RAL7021 | 50-60Hz | Passive | LED | dimmable | Road & Street | Inlumino L | Road & Street |  |  | 32700 | No Sensor | > 125000 | [6 empty] | > 287000
TBD | INL1-30000GGG740-… | image | datasheet | deeplink | TUNGSRAM - Inlumino L - 29800lm - 214W - 4000K - 70CRI - TBD[SKU] - Universal coupler 30-60mm | 12.5 | Universal coupler 30-60mm | LED | 1 | 214 | CLO. Dali. Dynadim. Static | [7 empty] | CE. ENEC | [6 empty] | 66 | 4000 | 755x407x127 |  | 220-240V |  | 5 |  |  |  | 70 |  | 4000 |  | > 123000 |  | > 290000 |  |  | 139.25 |  |  | 9 | GGG | 25 | < 10% at 100.000 hours |  | Available | 740/559 | CIE(x= 0.3818. y= 0.3797) 5SDCM | Class I | IK09 |  |  | 50 | 1.17 | -40 | 1 | 214 | RAL7021 | 50-60Hz | Passive | LED | dimmable | Road & Street | Inlumino L | Road & Street |  |  | 29800 | No Sensor | > 125000 | [6 empty] | > 287000
TBD | INL1-30000FFF740-… | image | datasheet | deeplink | TUNGSRAM - Inlumino L - 30100lm - 214W - 4000K - 70CRI - TBD[SKU] - Universal coupler 30-60mm | 12.5 | Universal coupler 30-60mm | LED | 1 | 214 | CLO. Dali. Dynadim. Static | [7 empty] | CE. ENEC | [6 empty] | 66 | 4000 | 755x407x127 |  | 220-240V |  | 5 |  |  |  | 70 |  | 4000 |  | > 123000 |  | > 290000 |  |  | 140.65 |  |  | 9 | FFF | 25 | < 10% at 100.000 hours |  | Available | 740/559 | CIE(x= 0.3818. y= 0.3797) 5SDCM | Class I | IK09 |  |  | 50 | 1.17 | -40 | 1 | 214 | RAL7021 | 50-60Hz | Passive | LED | dimmable | Road & Street | Inlumino L | Road & Street |  |  | 30100 | No Sensor | > 125000 | [6 empty] | > 287000
TBD | INL1-30000EEE740-… | image | datasheet | deeplink | TUNGSRAM - Inlumino L - 30700lm - 214W - 4000K - 70CRI - TBD[SKU] - Universal coupler 30-60mm | 12.5 | Universal coupler 30-60mm | LED | 1 | 214 | CLO. Dali. Dynadim. Static | [7 empty] | CE. ENEC | [6 empty] | 66 | 4000 | 755x407x127 |  | 220-240V |  | 5 |  |  |  | 70 |  | 4000 |  | > 123000 |  | > 290000 |  |  | 143.46 |  |  | 9 | EEE | 25 | < 10% at 100.000 hours |  | Available | 740/559 | CIE(x= 0.3818. y= 0.3797) 5SDCM | Class I | IK09 |  |  | 50 | 1.17 | -40 | 1 | 214 | RAL7021 | 50-60Hz | Passive | LED | dimmable | Road & Street | Inlumino L | Road & Street |  |  | 30700 | No Sensor | > 125000 | [6 empty] | > 287000
TBD | INL1-30000DDD740-… | image | datasheet | deeplink | TUNGSRAM - Inlumino L - 30100lm - 214W - 4000K - 70CRI - TBD[SKU] - Universal coupler 30-60mm | 12.5 | Universal coupler 30-60mm | LED | 1 | 214 | CLO. Dali. Dynadim. Static | [7 empty] | CE. ENEC | [6 empty] | 66 | 4000 | 755x407x127 |  | 220-240V |  | 5 |  |  |  | 70 |  | 4000 |  | > 123000 |  | > 290000 |  |  | 140.65 |  |  | 9 | DDD | 25 | < 10% at 100.000 hours |  | Available | 740/559 | CIE(x= 0.3818. y= 0.3797) 5SDCM | Class I | IK09 |  |  | 50 | 1.17 | -40 | 1 | 214 | RAL7021 | 50-60Hz | Passive | LED | dimmable | Road & Street | Inlumino L | Road & Street |  |  | 30100 | No Sensor | > 125000 | [6 empty] | > 287000
TBD | INL1-30000CCC740-… | image | datasheet | deeplink | TUNGSRAM - Inlumino L - 30000lm - 214W - 4000K - 70CRI - TBD[SKU] - Universal coupler 30-60mm | 12.5 | Universal coupler 30-60mm | LED | 1 | 214 | CLO. Dali. Dynadim. Static | [7 empty] | CE. ENEC | [6 empty] | 66 | 4000 | 755x407x127 |  | 220-240V |  | 5 |  |  |  | 70 |  | 4000 |  | > 123000 |  | > 290000 |  |  | 140.19 |  |  | 9 | CCC | 25 | < 10% at 100.000 hours |  | Available | 740/559 | CIE(x= 0.3818. y= 0.3797) 5SDCM | Class I | IK09 |  |  | 50 | 1.17 | -40 | 1 | 214 | RAL7021 | 50-60Hz | Passive | LED | dimmable | Road & Street | Inlumino L | Road & Street |  |  | 30000 | No Sensor | > 125000 | [6 empty] | > 287000
TBD | INL1-30000BBB740-… | image | datasheet | deeplink | TUNGSRAM - Inlumino L - 30000lm - 214W - 4000K - 70CRI - TBD[SKU] - Universal coupler 30-60mm | 12.5 | Universal coupler 30-60mm | LED | 1 | 214 | CLO. Dali. Dynadim. Static | [7 empty] | CE. ENEC | [6 empty] | 66 | 4000 | 755x407x127 |  | 220-240V |  | 5 |  |  |  | 70 |  | 4000 |  | > 123000 |  | > 290000 |  |  | 140.19 |  |  | 9 | BBB | 25 | < 10% at 100.000 hours |  | Available | 740/559 | CIE(x= 0.3818. y= 0.3797) 5SDCM | Class I | IK09 |  |  | 50 | 1.17 | -40 | 1 | 214 | RAL7021 | 50-60Hz | Passive | LED | dimmable | Road & Street | Inlumino L | Road & Street |  |  | 30000 | No Sensor | > 125000 | [6 empty] | > 287000
TBD | INL1-30000AAA740-… | image | datasheet | deeplink | TUNGSRAM - Inlumino L - 30100lm - 214W - 4000K - 70CRI - TBD[SKU] - Universal coupler 30-60mm | 12.5 | Universal coupler 30-60mm | LED | 1 | 214 | CLO. Dali. Dynadim. Static | [7 empty] | CE. ENEC | [6 empty] | 66 | 4000 | 755x407x127 |  | 220-240V |  | 5 |  |  |  | 70 |  | 4000 |  | > 123000 |  | > 290000 |  |  | 140.65 |  |  | 9 | AAA | 25 | < 10% at 100.000 hours |  | Available | 740/559 | CIE(x= 0.3818. y= 0.3797) 5SDCM | Class I | IK09 |  |  | 50 | 1.17 | -40 | 1 | 214 | RAL7021 | 50-60Hz | Passive | LED | dimmable | Road & Street | Inlumino L | Road & Street |  |  | 30100 | No Sensor | > 125000 | [6 empty] | > 287000
TBD | INL1-27500JJJ740-… | image | datasheet | deeplink | TUNGSRAM - Inlumino L - 28500lm - 192W - 4000K - 70CRI - TBD[SKU] - Universal coupler 30-60mm | 12.5 | Universal coupler 30-60mm | LED | 1 | 192 | CLO. Dali. Dynadim. Static | [7 empty] | CE. ENEC | [6 empty] | 66 | 4000 | 755x407x127 |  | 220-240V |  | 5 |  |  |  | 70 |  | 4000 |  | > 123000 |  | > 290000 |  |  | 148.44 |  |  | 9 | JJJ | 25 | < 10% at 100.000 hours |  | Available | 740/559 | CIE(x= 0.3818. y= 0.3797) 5SDCM | Class I | IK09 |  |  | 50 | 1.05 | -40 | 1 | 192 | RAL7021 | 50-60Hz | Passive | LED | dimmable | Road & Street | Inlumino L | Road & Street |  |  | 28500 | No Sensor | > 125000 | [6 empty] | > 287000
TBD | INL1-27500GGG740-… | image | datasheet | deeplink | TUNGSRAM - Inlumino L - 27300lm - 192W - 4000K - 70CRI - TBD[SKU] - Universal coupler 30-60mm | 12.5 | Universal coupler 30-60mm | LED | 1 | 192 | CLO. Dali. Dynadim. Static | [7 empty] | CE. ENEC | [6 empty] | 66 | 4000 | 755x407x127 |  | 220-240V |  | 5 |  |  |  | 70 |  | 4000 |  | > 123000 |  | > 290000 |  |  | 142.19 |  |  | 9 | GGG | 25 | < 10% at 100.000 hours |  | Available | 740/559 | CIE(x= 0.3818. y= 0.3797) 5SDCM | Class I | IK09 |  |  | 50 | 1.05 | -40 | 1 | 192 | RAL7021 | 50-60Hz | Passive | LED | dimmable | Road & Street | Inlumino L | Road & Street |  |  | 27300 | No Sensor | > 125000 | [6 empty] | > 287000
TBD | INL1-27500FFF740-… | image | datasheet | deeplink | TUNGSRAM - Inlumino L - 27600lm - 192W - 4000K - 70CRI - TBD[SKU] - Universal coupler 30-60mm | 12.5 | Universal coupler 30-60mm | LED | 1 | 192 | CLO. Dali. Dynadim. Static | [7 empty] | CE. ENEC | [6 empty] | 66 | 4000 | 755x407x127 |  | 220-240V |  | 5 |  |  |  | 70 |  | 4000 |  | > 123000 |  | > 290000 |  |  | 143.75 |  |  | 9 | FFF | 25 | < 10% at 100.000 hours |  | Available | 740/559 | CIE(x= 0.3818. y= 0.3797) 5SDCM | Class I | IK09 |  |  | 50 | 1.05 | -40 | 1 | 192 | RAL7021 | 50-60Hz | Passive | LED | dimmable | Road & Street | Inlumino L | Road & Street |  |  | 27600 | No Sensor | > 125000 | [6 empty] | > 287000
TBD | INL1-27500EEE740-… | image | datasheet | deeplink | TUNGSRAM - Inlumino L - 28100lm - 192W - 4000K - 70CRI - TBD[SKU] - Universal coupler 30-60mm | 12.5 | Universal coupler 30-60mm | LED | 1 | 192 | CLO. Dali. Dynadim. Static | [7 empty] | CE. ENEC | [6 empty] | 66 | 4000 | 755x407x127 |  | 220-240V |  | 5 |  |  |  | 70 |  | 4000 |  | > 123000 |  | > 290000 |  |  | 146.35 |  |  | 9 | EEE | 25 | < 10% at 100.000 hours |  | Available | 740/559 | CIE(x= 0.3818. y= 0.3797) 5SDCM | Class I | IK09 |  |  | 50 | 1.05 | -40 | 1 | 192 | RAL7021 | 50-60Hz | Passive | LED | dimmable | Road & Street | Inlumino L | Road & Street |  |  | 28100 | No Sensor | > 125000 | [6 empty] | > 287000
TBD | INL1-27500DDD740-… | image | datasheet | deeplink | TUNGSRAM - Inlumino L - 27600lm - 192W - 4000K - 70CRI - TBD[SKU] - Universal coupler 30-60mm | 12.5 | Universal coupler 30-60mm | LED | 1 | 192 | CLO. Dali. Dynadim. Static | [7 empty] | CE. ENEC | [6 empty] | 66 | 4000 | 755x407x127 |  | 220-240V |  | 5 |  |  |  | 70 |  | 4000 |  | > 123000 |  | > 290000 |  |  | 143.75 |  |  | 9 | DDD | 25 | < 10% at 100.000 hours |  | Available | 740/559 | CIE(x= 0.3818. y= 0.3797) 5SDCM | Class I | IK09 |  |  | 50 | 1.05 | -40 | 1 | 192 | RAL7021 | 50-60Hz | Passive | LED | dimmable | Road & Street | Inlumino L | Road & Street |  |  | 27600 | No Sensor | > 125000 | [6 empty] | > 287000
TBD | INL1-27500CCC740-… | image | datasheet | deeplink | TUNGSRAM - Inlumino L - 27500lm - 192W - 4000K - 70CRI - TBD[SKU] - Universal coupler 30-60mm | 12.5 | Universal coupler 30-60mm | LED | 1 | 192 | CLO. Dali. Dynadim. Static | [7 empty] | CE. ENEC | [6 empty] | 66 | 4000 | 755x407x127 |  | 220-240V |  | 5 |  |  |  | 70 |  | 4000 |  | > 123000 |  | > 290000 |  |  | 143.23 |  |  | 9 | CCC | 25 | < 10% at 100.000 hours |  | Available | 740/559 | CIE(x= 0.3818. y= 0.3797) 5SDCM | Class I | IK09 |  |  | 50 | 1.05 | -40 | 1 | 192 | RAL7021 | 50-60Hz | Passive | LED | dimmable | Road & Street | Inlumino L | Road & Street |  |  | 27500 | No Sensor | > 125000 | [6 empty] | > 287000
TBD | INL1-27500BBB740-… | image | datasheet | deeplink | TUNGSRAM - Inlumino L - 27500lm - 192W - 4000K - 70CRI - TBD[SKU] - Universal coupler 30-60mm | 12.5 | Universal coupler 30-60mm | LED | 1 | 192 | CLO. Dali. Dynadim. Static | [7 empty] | CE. ENEC | [6 empty] | 66 | 4000 | 755x407x127 |  | 220-240V |  | 5 |  |  |  | 70 |  | 4000 |  | > 123000 |  | > 290000 |  |  | 143.23 |  |  | 9 | BBB | 25 | < 10% at 100.000 hours |  | Available | 740/559 | CIE(x= 0.3818. y= 0.3797) 5SDCM | Class I | IK09 |  |  | 50 | 1.05 | -40 | 1 | 192 | RAL7021 | 50-60Hz | Passive | LED | dimmable | Road & Street | Inlumino L | Road & Street |  |  | 27500 | No Sensor | > 125000 | [6 empty] | > 287000
TBD | INL1-27500AAA740-… | image | datasheet | deeplink | TUNGSRAM - Inlumino L - 27600lm - 192W - 4000K - 70CRI - TBD[SKU] - Universal coupler 30-60mm | 12.5 | Universal coupler 30-60mm | LED | 1 | 192 | CLO. Dali. Dynadim. Static | [7 empty] | CE. ENEC | [6 empty] | 66 | 4000 | 755x407x127 |  | 220-240V |  | 5 |  |  |  | 70 |  | 4000 |  | > 123000 |  | > 290000 |  |  | 143.75 |  |  | 9 | AAA | 25 | < 10% at 100.000 hours |  | Available | 740/559 | CIE(x= 0.3818. y= 0.3797) 5SDCM | Class I | IK09 |  |  | 50 | 1.05 | -40 | 1 | 192 | RAL7021 | 50-60Hz | Passive | LED | dimmable | Road & Street | Inlumino L | Road & Street |  |  | 27600 | No Sensor | > 125000 | [6 empty] | > 287000
TBD | INL1-25000GGG740-… | image | datasheet | deeplink | TUNGSRAM - Inlumino L - 24800lm - 170W - 4000K - 70CRI - TBD[SKU] - Universal coupler 30-60mm | 12.5 | Universal coupler 30-60mm | LED | 1 | 170 | CLO. Dali. Dynadim. Static | [7 empty] | CE. ENEC | [6 empty] | 66 | 4000 | 755x407x127 |  | 220-240V |  | 5 |  |  |  | 70 |  | 4000 |  | > 123000 |  | > 290000 |  |  | 145.88 |  |  | 9 | GGG | 25 | < 10% at 100.000 hours |  | Available | 740/559 | CIE(x= 0.3818. y= 0.3797) 5SDCM | Class I | IK09 |  |  | 50 | 0.93 | -40 | 1 | 170 | RAL7021 | 50-60Hz | Passive | LED | dimmable | Road & Street | Inlumino L | Road & Street |  |  | 24800 | No Sensor | > 125000 | [6 empty] | > 287000
TBD | INL1-25000FFF740-… | image | datasheet | deeplink | TUNGSRAM - Inlumino L - 25000lm - 170W - 4000K - 70CRI - TBD[SKU] - Universal coupler 30-60mm | 12.5 | Universal coupler 30-60mm | LED | 1 | 170 | CLO. Dali. Dynadim. Static | [7 empty] | CE. ENEC | [6 empty] | 66 | 4000 | 755x407x127 |  | 220-240V |  | 5 |  |  |  | 70 |  | 4000 |  | > 123000 |  | > 290000 |  |  | 147.06 |  |  | 9 | FFF | 25 | < 10% at 100.000 hours |  | Available | 740/559 | CIE(x= 0.3818. y= 0.3797) 5SDCM | Class I | IK09 |  |  | 50 | 0.93 | -40 | 1 | 170 | RAL7021 | 50-60Hz | Passive | LED | dimmable | Road & Street | Inlumino L | Road & Street |  |  | 25000 | No Sensor | > 125000 | [6 empty] | > 287000
TBD | INL1-25000EEE740-… | image | datasheet | deeplink | TUNGSRAM - Inlumino L - 25600lm - 170W - 4000K - 70CRI - TBD[SKU] - Universal coupler 30-60mm | 12.5 | Universal coupler 30-60mm | LED | 1 | 170 | CLO. Dali. Dynadim. Static | [7 empty] | CE. ENEC | [6 empty] | 66 | 4000 | 755x407x127 |  | 220-240V |  | 5 |  |  |  | 70 |  | 4000 |  | > 123000 |  | > 290000 |  |  | 150.59 |  |  | 9 | EEE | 25 | < 10% at 100.000 hours |  | Available | 740/559 | CIE(x= 0.3818. y= 0.3797) 5SDCM | Class I | IK09 |  |  | 50 | 0.93 | -40 | 1 | 170 | RAL7021 | 50-60Hz | Passive | LED | dimmable | Road & Street | Inlumino L | Road & Street |  |  | 25600 | No Sensor | > 125000 | [6 empty] | > 287000
TBD | INL1-25000DDD740-… | image | datasheet | deeplink | TUNGSRAM - Inlumino L - 25100lm - 170W - 4000K - 70CRI - TBD[SKU] - Universal coupler 30-60mm | 12.5 | Universal coupler 30-60mm | LED | 1 | 170 | CLO. Dali. Dynadim. Static | [7 empty] | CE. ENEC | [6 empty] | 66 | 4000 | 755x407x127 |  | 220-240V |  | 5 |  |  |  | 70 |  | 4000 |  | > 123000 |  | > 290000 |  |  | 147.65 |  |  | 9 | DDD | 25 | < 10% at 100.000 hours |  | Available | 740/559 | CIE(x= 0.3818. y= 0.3797) 5SDCM | Class I | IK09 |  |  | 50 | 0.93 | -40 | 1 | 170 | RAL7021 | 50-60Hz | Passive | LED | dimmable | Road & Street | Inlumino L | Road & Street |  |  | 25100 | No Sensor | > 125000 | [6 empty] | > 287000
TBD | INL1-25000CCC740-… | image | datasheet | deeplink | TUNGSRAM - Inlumino L - 25000lm - 170W - 4000K - 70CRI - TBD[SKU] - Universal coupler 30-60mm | 12.5 | Universal coupler 30-60mm | LED | 1 | 170 | CLO. Dali. Dynadim. Static | [7 empty] | CE. ENEC | [6 empty] | 66 | 4000 | 755x407x127 |  | 220-240V |  | 5 |  |  |  | 70 |  | 4000 |  | > 123000 |  | > 290000 |  |  | 147.06 |  |  | 9 | CCC | 25 | < 10% at 100.000 hours |  | Available | 740/559 | CIE(x= 0.3818. y= 0.3797) 5SDCM | Class I | IK09 |  |  | 50 | 0.93 | -40 | 1 | 170 | RAL7021 | 50-60Hz | Passive | LED | dimmable | Road & Street | Inlumino L | Road & Street |  |  | 25000 | No Sensor | > 125000 | [6 empty] | > 287000
TBD | INL1-25000BBB740-… | image | datasheet | deeplink | TUNGSRAM - Inlumino L - 24900lm - 170W - 4000K - 70CRI - TBD[SKU] - Universal coupler 30-60mm | 12.5 | Universal coupler 30-60mm | LED | 1 | 170 | CLO. Dali. Dynadim. Static | [7 empty] | CE. ENEC | [6 empty] | 66 | 4000 | 755x407x127 |  | 220-240V |  | 5 |  |  |  | 70 |  | 4000 |  | > 123000 |  | > 290000 |  |  | 146.47 |  |  | 9 | BBB | 25 | < 10% at 100.000 hours |  | Available | 740/559 | CIE(x= 0.3818. y= 0.3797) 5SDCM | Class I | IK09 |  |  | 50 | 0.93 | -40 | 1 | 170 | RAL7021 | 50-60Hz | Passive | LED | dimmable | Road & Street | Inlumino L | Road & Street |  |  | 24900 | No Sensor | > 125000 | [6 empty] | > 287000
TBD | INL1-25000AAA740-… | image | datasheet | deeplink | TUNGSRAM - Inlumino L - 25100lm - 170W - 4000K - 70CRI - TBD[SKU] - Universal coupler 30-60mm | 12.5 | Universal coupler 30-60mm | LED | 1 | 170 | CLO. Dali. Dynadim. Static | [7 empty] | CE. ENEC | [6 empty] | 66 | 4000 | 755x407x127 |  | 220-240V |  | 5 |  |  |  | 70 |  | 4000 |  | > 123000 |  | > 290000 |  |  | 147.65 |  |  | 9 | AAA | 25 | < 10% at 100.000 hours |  | Available | 740/559 | CIE(x= 0.3818. y= 0.3797) 5SDCM | Class I | IK09 |  |  | 50 | 0.93 | -40 | 1 | 170 | RAL7021 | 50-60Hz | Passive | LED | dimmable | Road & Street | Inlumino L | Road & Street |  |  | 25100 | No Sensor | > 125000 | [6 empty] | > 287000
TBD | INM1-26000GGG740-... | image | datasheet | deeplink | TUNGSRAM - Inlumino M - 24700lm - 185W - 4000K - 70CRI - TBD[SKU] - Universal coupler 30-60mm | 9 | Universal coupler 30-60mm | LED | 1 | 185 | CLO. Dali. Dynadim. Static | [7 empty] | CE. ENEC | [6 empty] | 66 | 4000 | 656x397x118 mm |  | 220-240V |  | 5 |  |  |  | >70 |  | 4000 |  | > 128000 |  | > 305000 |  |  | 133 |  |  | 9 | GGG | 25 | < 10% at 100.000 hours |  | Available | 740/559 | CIE(x=0.38. y=0.38) 5SDCM | Class I | IK09 |  |  | 50 |  | -40 | 1 | 185 | RAL7021 | 50-60Hz | Passive | LED | dimmable | Road & Street | Inlumino M | Road & Street |  |  | 24700 | No Sensor | > 130000 | [6 empty] | > 300000
TBD | INM1-26000FFF740-... | image | datasheet | deeplink | TUNGSRAM - Inlumino M - 25000lm - 185W - 4000K - 70CRI - TBD[SKU] - Universal coupler 30-60mm | 9 | Universal coupler 30-60mm | LED | 1 | 185 | CLO. Dali. Dynadim. Static | [7 empty] | CE. ENEC | [6 empty] | 66 | 4000 | 656x397x118 mm |  | 220-240V |  | 5 |  |  |  | >70 |  | 4000 |  | > 128000 |  | > 305000 |  |  | 135 |  |  | 9 | FFF | 25 | < 10% at 100.000 hours |  | Available | 740/559 | CIE(x=0.38. y=0.38) 5SDCM | Class I | IK09 |  |  | 50 |  | -40 | 1 | 185 | RAL7021 | 50-60Hz | Passive | LED | dimmable | Road & Street | Inlumino M | Road & Street |  |  | 25000 | No Sensor | > 130000 | [6 empty] | > 300000
TBD | INM1-26000EEE740-... | image | datasheet | deeplink | TUNGSRAM - Inlumino M - 25500lm - 185W - 4000K - 70CRI - TBD[SKU] - Universal coupler 30-60mm | 9 | Universal coupler 30-60mm | LED | 1 | 185 | CLO. Dali. Dynadim. Static | [7 empty] | CE. ENEC | [6 empty] | 66 | 4000 | 656x397x118 mm |  | 220-240V |  | 5 |  |  |  | >70 |  | 4000 |  | > 128000 |  | > 305000 |  |  | 137 |  |  | 9 | EEE | 25 | < 10% at 100.000 hours |  | Available | 740/559 | CIE(x=0.38. y=0.38) 5SDCM | Class I | IK09 |  |  | 50 |  | -40 | 1 | 185 | RAL7021 | 50-60Hz | Passive | LED | dimmable | Road & Street | Inlumino M | Road & Street |  |  | 25500 | No Sensor | > 130000 | [6 empty] | > 300000
TBD | INM1-26000DDD740-... | image | datasheet | deeplink | TUNGSRAM - Inlumino M - 25000lm - 185W - 4000K - 70CRI - TBD[SKU] - Universal coupler 30-60mm | 9 | Universal coupler 30-60mm | LED | 1 | 185 | CLO. Dali. Dynadim. Static | [7 empty] | CE. ENEC | [6 empty] | 66 | 4000 | 656x397x118 mm |  | 220-240V |  | 5 |  |  |  | >70 |  | 4000 |  | > 128000 |  | > 305000 |  |  | 135 |  |  | 9 | DDD | 25 | < 10% at 100.000 hours |  | Available | 740/559 | CIE(x=0.38. y=0.38) 5SDCM | Class I | IK09 |  |  | 50 |  | -40 | 1 | 185 | RAL7021 | 50-60Hz | Passive | LED | dimmable | Road & Street | Inlumino M | Road & Street |  |  | 25000 | No Sensor | > 130000 | [6 empty] | > 300000
TBD | INM1-26000CCC740-... | image | datasheet | deeplink | TUNGSRAM - Inlumino M - 24900lm - 185W - 4000K - 70CRI - TBD[SKU] - Universal coupler 30-60mm | 9 | Universal coupler 30-60mm | LED | 1 | 185 | CLO. Dali. Dynadim. Static | [7 empty] | CE. ENEC | [6 empty] | 66 | 4000 | 656x397x118 mm |  | 220-240V |  | 5 |  |  |  | >70 |  | 4000 |  | > 128000 |  | > 305000 |  |  | 134 |  |  | 9 | CCC | 25 | < 10% at 100.000 hours |  | Available | 740/559 | CIE(x=0.38. y=0.38) 5SDCM | Class I | IK09 |  |  | 50 |  | -40 | 1 | 185 | RAL7021 | 50-60Hz | Passive | LED | dimmable | Road & Street | Inlumino M | Road & Street |  |  | 24900 | No Sensor | > 130000 | [6 empty] | > 300000
TBD | INM1-26000BBB740-... | image | datasheet | deeplink | TUNGSRAM - Inlumino M - 24900lm - 185W - 4000K - 70CRI - TBD[SKU] - Universal coupler 30-60mm | 9 | Universal coupler 30-60mm | LED | 1 | 185 | CLO. Dali. Dynadim. Static | [7 empty] | CE. ENEC | [6 empty] | 66 | 4000 | 656x397x118 mm |  | 220-240V |  | 5 |  |  |  | >70 |  | 4000 |  | > 128000 |  | > 305000 |  |  | 134 |  |  | 9 | BBB | 25 | < 10% at 100.000 hours |  | Available | 740/559 | CIE(x=0.38. y=0.38) 5SDCM | Class I | IK09 |  |  | 50 |  | -40 | 1 | 185 | RAL7021 | 50-60Hz | Passive | LED | dimmable | Road & Street | Inlumino M | Road & Street |  |  | 24900 | No Sensor | > 130000 | [6 empty] | > 300000
TBD | INM1-26000AAA740-... | image | datasheet | deeplink | TUNGSRAM - Inlumino M - 25000lm - 185W - 4000K - 70CRI - TBD[SKU] - Universal coupler 30-60mm | 9 | Universal coupler 30-60mm | LED | 1 | 185 | CLO. Dali. Dynadim. Static | [7 empty] | CE. ENEC | [6 empty] | 66 | 4000 | 656x397x118 mm |  | 220-240V |  | 5 |  |  |  | >70 |  | 4000 |  | > 128000 |  | > 305000 |  |  | 135 |  |  | 9 | AAA | 25 | < 10% at 100.000 hours |  | Available | 740/559 | CIE(x=0.38. y=0.38) 5SDCM | Class I | IK09 |  |  | 50 |  | -40 | 1 | 185 | RAL7021 | 50-60Hz | Passive | LED | dimmable | Road & Street | Inlumino M | Road & Street |  |  | 25000 | No Sensor | > 130000 | [6 empty] | > 300000
TBD | INM1-24000GGG740-... | image | datasheet | deeplink | TUNGSRAM - Inlumino M - 23900lm - 175W - 4000K - 70CRI - TBD[SKU] - Universal coupler 30-60mm | 9 | Universal coupler 30-60mm | LED | 1 | 175 | CLO. Dali. Dynadim. Static | [7 empty] | CE. ENEC | [6 empty] | 66 | 4000 | 656x397x118 mm |  | 220-240V |  | 5 |  |  |  | >70 |  | 4000 |  | > 128000 |  | > 305000 |  |  | 136 |  |  | 9 | GGG | 25 | < 10% at 100.000 hours |  | Available | 740/559 | CIE(x=0.38. y=0.38) 5SDCM | Class I | IK09 |  |  | 50 |  | -40 | 1 | 175 | RAL7021 | 50-60Hz | Passive | LED | dimmable | Road & Street | Inlumino M | Road & Street |  |  | 23900 | No Sensor | > 130000 | [6 empty] | > 300000
TBD | INM1-24000FFF740-... | image | datasheet | deeplink | TUNGSRAM - Inlumino M - 24100lm - 175W - 4000K - 70CRI - TBD[SKU] - Universal coupler 30-60mm | 9 | Universal coupler 30-60mm | LED | 1 | 175 | CLO. Dali. Dynadim. Static | [7 empty] | CE. ENEC | [6 empty] | 66 | 4000 | 656x397x118 mm |  | 220-240V |  | 5 |  |  |  | >70 |  | 4000 |  | > 128000 |  | > 305000 |  |  | 137 |  |  | 9 | FFF | 25 | < 10% at 100.000 hours |  | Available | 740/559 | CIE(x=0.38. y=0.38) 5SDCM | Class I | IK09 |  |  | 50 |  | -40 | 1 | 175 | RAL7021 | 50-60Hz | Passive | LED | dimmable | Road & Street | Inlumino M | Road & Street |  |  | 24100 | No Sensor | > 130000 | [6 empty] | > 300000
TBD | INM1-24000EEE740-... | image | datasheet | deeplink | TUNGSRAM - Inlumino M - 24600lm - 175W - 4000K - 70CRI - TBD[SKU] - Universal coupler 30-60mm | 9 | Universal coupler 30-60mm | LED | 1 | 175 | CLO. Dali. Dynadim. Static | [7 empty] | CE. ENEC | [6 empty] | 66 | 4000 | 656x397x118 mm |  | 220-240V |  | 5 |  |  |  | >70 |  | 4000 |  | > 128000 |  | > 305000 |  |  | 140 |  |  | 9 | EEE | 25 | < 10% at 100.000 hours |  | Available | 740/559 | CIE(x=0.38. y=0.38) 5SDCM | Class I | IK09 |  |  | 50 |  | -40 | 1 | 175 | RAL7021 | 50-60Hz | Passive | LED | dimmable | Road & Street | Inlumino M | Road & Street |  |  | 24600 | No Sensor | > 130000 | [6 empty] | > 300000
TBD | INM1-24000DDD740-... | image | datasheet | deeplink | TUNGSRAM - Inlumino M - 24200lm - 175W - 4000K - 70CRI - TBD[SKU] - Universal coupler 30-60mm | 9 | Universal coupler 30-60mm | LED | 1 | 175 | CLO. Dali. Dynadim. Static | [7 empty] | CE. ENEC | [6 empty] | 66 | 4000 | 656x397x118 mm |  | 220-240V |  | 5 |  |  |  | >70 |  | 4000 |  | > 128000 |  | > 305000 |  |  | 138 |  |  | 9 | DDD | 25 | < 10% at 100.000 hours |  | Available | 740/559 | CIE(x=0.38. y=0.38) 5SDCM | Class I | IK09 |  |  | 50 |  | -40 | 1 | 175 | RAL7021 | 50-60Hz | Passive | LED | dimmable | Road & Street | Inlumino M | Road & Street |  |  | 24200 | No Sensor | > 130000 | [6 empty] | > 300000
TBD | INM1-24000CCC740-... | image | datasheet | deeplink | TUNGSRAM - Inlumino M - 24100lm - 175W - 4000K - 70CRI - TBD[SKU] - Universal coupler 30-60mm | 9 | Universal coupler 30-60mm | LED | 1 | 175 | CLO. Dali. Dynadim. Static | [7 empty] | CE. ENEC | [6 empty] | 66 | 4000 | 656x397x118 mm |  | 220-240V |  | 5 |  |  |  | >70 |  | 4000 |  | > 128000 |  | > 305000 |  |  | 137 |  |  | 9 | CCC | 25 | < 10% at 100.000 hours |  | Available | 740/559 | CIE(x=0.38. y=0.38) 5SDCM | Class I | IK09 |  |  | 50 |  | -40 | 1 | 175 | RAL7021 | 50-60Hz | Passive | LED | dimmable | Road & Street | Inlumino M | Road & Street |  |  | 24100 | No Sensor | > 130000 | [6 empty] | > 300000
TBD | INM1-24000BBB740-... | image | datasheet | deeplink | TUNGSRAM - Inlumino M - 24000lm - 175W - 4000K - 70CRI - TBD[SKU] - Universal coupler 30-60mm | 9 | Universal coupler 30-60mm | LED | 1 | 175 | CLO. Dali. Dynadim. Static | [7 empty] | CE. ENEC | [6 empty] | 66 | 4000 | 656x397x118 mm |  | 220-240V |  | 5 |  |  |  | >70 |  | 4000 |  | > 128000 |  | > 305000 |  |  | 137 |  |  | 9 | BBB | 25 | < 10% at 100.000 hours |  | Available | 740/559 | CIE(x=0.38. y=0.38) 5SDCM | Class I | IK09 |  |  | 50 |  | -40 | 1 | 175 | RAL7021 | 50-60Hz | Passive | LED | dimmable | Road & Street | Inlumino M | Road & Street |  |  | 24000 | No Sensor | > 130000 | [6 empty] | > 300000
TBD | INM1-24000AAA740-... | image | datasheet | deeplink | TUNGSRAM - Inlumino M - 24200lm - 175W - 4000K - 70CRI - TBD[SKU] - Universal coupler 30-60mm | 9 | Universal coupler 30-60mm | LED | 1 | 175 | CLO. Dali. Dynadim. Static | [7 empty] | CE. ENEC | [6 empty] | 66 | 4000 | 656x397x118 mm |  | 220-240V |  | 5 |  |  |  | >70 |  | 4000 |  | > 128000 |  | > 305000 |  |  | 138 |  |  | 9 | AAA | 25 | < 10% at 100.000 hours |  | Available | 740/559 | CIE(x=0.38. y=0.38) 5SDCM | Class I | IK09 |  |  | 50 |  | -40 | 1 | 175 | RAL7021 | 50-60Hz | Passive | LED | dimmable | Road & Street | Inlumino M | Road & Street |  |  | 24200 | No Sensor | > 130000 | [6 empty] | > 300000
TBD | INM1-22000GGG740-... | image | datasheet | deeplink | TUNGSRAM - Inlumino M - 22000lm - 159W - 4000K - 70CRI - TBD[SKU] - Universal coupler 30-60mm | 9 | Universal coupler 30-60mm | LED | 1 | 159 | CLO. Dali. Dynadim. Static | [7 empty] | CE. ENEC | [6 empty] | 66 | 4000 | 656x397x118 mm |  | 220-240V |  | 5 |  |  |  | >70 |  | 4000 |  | > 128000 |  | > 305000 |  |  | 138 |  |  | 9 | GGG | 25 | < 10% at 100.000 hours |  | Available | 740/559 | CIE(x=0.38. y=0.38) 5SDCM | Class I | IK09 |  |  | 50 |  | -40 | 1 | 159 | RAL7021 | 50-60Hz | Passive | LED | dimmable | Road & Street | Inlumino M | Road & Street |  |  | 22000 | No Sensor | > 130000 | [6 empty] | > 300000
TBD | INM1-22000FFF740-... | image | datasheet | deeplink | TUNGSRAM - Inlumino M - 22200lm - 159W - 4000K - 70CRI - TBD[SKU] - Universal coupler 30-60mm | 9 | Universal coupler 30-60mm | LED | 1 | 159 | CLO. Dali. Dynadim. Static | [7 empty] | CE. ENEC | [6 empty] | 66 | 4000 | 656x397x118 mm |  | 220-240V |  | 5 |  |  |  | >70 |  | 4000 |  | > 128000 |  | > 305000 |  |  | 139 |  |  | 9 | FFF | 25 | < 10% at 100.000 hours |  | Available | 740/559 | CIE(x=0.38. y=0.38) 5SDCM | Class I | IK09 |  |  | 50 |  | -40 | 1 | 159 | RAL7021 | 50-60Hz | Passive | LED | dimmable | Road & Street | Inlumino M | Road & Street |  |  | 22200 | No Sensor | > 130000 | [6 empty] | > 300000
TBD | INM1-22000EEE740-... | image | datasheet | deeplink | TUNGSRAM - Inlumino M - 22700lm - 159W - 4000K - 70CRI - TBD[SKU] - Universal coupler 30-60mm | 9 | Universal coupler 30-60mm | LED | 1 | 159 | CLO. Dali. Dynadim. Static | [7 empty] | CE. ENEC | [6 empty] | 66 | 4000 | 656x397x118 mm |  | 220-240V |  | 5 |  |  |  | >70 |  | 4000 |  | > 128000 |  | > 305000 |  |  | 142 |  |  | 9 | EEE | 25 | < 10% at 100.000 hours |  | Available | 740/559 | CIE(x=0.38. y=0.38) 5SDCM | Class I | IK09 |  |  | 50 |  | -40 | 1 | 159 | RAL7021 | 50-60Hz | Passive | LED | dimmable | Road & Street | Inlumino M | Road & Street |  |  | 22700 | No Sensor | > 130000 | [6 empty] | > 300000
TBD | INM1-22000DDD740-... | image | datasheet | deeplink | TUNGSRAM - Inlumino M - 22200lm - 159W - 4000K - 70CRI - TBD[SKU] - Universal coupler 30-60mm | 9 | Universal coupler 30-60mm | LED | 1 | 159 | CLO. Dali. Dynadim. Static | [7 empty] | CE. ENEC | [6 empty] | 66 | 4000 | 656x397x118 mm |  | 220-240V |  | 5 |  |  |  | >70 |  | 4000 |  | > 128000 |  | > 305000 |  |  | 139 |  |  | 9 | DDD | 25 | < 10% at 100.000 hours |  | Available | 740/559 | CIE(x=0.38. y=0.38) 5SDCM | Class I | IK09 |  |  | 50 |  | -40 | 1 | 159 | RAL7021 | 50-60Hz | Passive | LED | dimmable | Road & Street | Inlumino M | Road & Street |  |  | 22200 | No Sensor | > 130000 | [6 empty] | > 300000
TBD | INM1-22000CCC740-... | image | datasheet | deeplink | TUNGSRAM - Inlumino M - 22100lm - 159W - 4000K - 70CRI - TBD[SKU] - Universal coupler 30-60mm | 9 | Universal coupler 30-60mm | LED | 1 | 159 | CLO. Dali. Dynadim. Static | [7 empty] | CE. ENEC | [6 empty] | 66 | 4000 | 656x397x118 mm |  | 220-240V |  | 5 |  |  |  | >70 |  | 4000 |  | > 128000 |  | > 305000 |  |  | 138 |  |  | 9 | CCC | 25 | < 10% at 100.000 hours |  | Available | 740/559 | CIE(x=0.38. y=0.38) 5SDCM | Class I | IK09 |  |  | 50 |  | -40 | 1 | 159 | RAL7021 | 50-60Hz | Passive | LED | dimmable | Road & Street | Inlumino M | Road & Street |  |  | 22100 | No Sensor | > 130000 | [6 empty] | > 300000
TBD | INM1-22000BBB740-... | image | datasheet | deeplink | TUNGSRAM - Inlumino M - 22100lm - 159W - 4000K - 70CRI - TBD[SKU] - Universal coupler 30-60mm | 9 | Universal coupler 30-60mm | LED | 1 | 159 | CLO. Dali. Dynadim. Static | [7 empty] | CE. ENEC | [6 empty] | 66 | 4000 | 656x397x118 mm |  | 220-240V |  | 5 |  |  |  | >70 |  | 4000 |  | > 128000 |  | > 305000 |  |  | 138 |  |  | 9 | BBB | 25 | < 10% at 100.000 hours |  | Available | 740/559 | CIE(x=0.38. y=0.38) 5SDCM | Class I | IK09 |  |  | 50 |  | -40 | 1 | 159 | RAL7021 | 50-60Hz | Passive | LED | dimmable | Road & Street | Inlumino M | Road & Street |  |  | 22100 | No Sensor | > 130000 | [6 empty] | > 300000
TBD | INM1-22000AAA740-... | image | datasheet | deeplink | TUNGSRAM - Inlumino M - 22200lm - 159W - 4000K - 70CRI - TBD[SKU] - Universal coupler 30-60mm | 9 | Universal coupler 30-60mm | LED | 1 | 159 | CLO. Dali. Dynadim. Static | [7 empty] | CE. ENEC | [6 empty] | 66 | 4000 | 656x397x118 mm |  | 220-240V |  | 5 |  |  |  | >70 |  | 4000 |  | > 128000 |  | > 305000 |  |  | 139 |  |  | 9 | AAA | 25 | < 10% at 100.000 hours |  | Available | 740/559 | CIE(x=0.38. y=0.38) 5SDCM | Class I | IK09 |  |  | 50 |  | -40 | 1 | 159 | RAL7021 | 50-60Hz | Passive | LED | dimmable | Road & Street | Inlumino M | Road & Street |  |  | 22200 | No Sensor | > 130000 | [6 empty] | > 300000
TBD | INM1-20000GGG740-... | image | datasheet | deeplink | TUNGSRAM - Inlumino M - 19800lm - 139W - 4000K - 70CRI - TBD[SKU] - Universal coupler 30-60mm | 9 | Universal coupler 30-60mm | LED | 1 | 139 | CLO. Dali. Dynadim. Static | [7 empty] | CE. ENEC | [6 empty] | 66 | 4000 | 656x397x118 mm |  | 220-240V |  | 5 |  |  |  | >70 |  | 4000 |  | > 128000 |  | > 305000 |  |  | 142 |  |  | 9 | GGG | 25 | < 10% at 100.000 hours |  | Available | 740/559 | CIE(x=0.38. y=0.38) 5SDCM | Class I | IK09 |  |  | 50 |  | -40 | 1 | 139 | RAL7021 | 50-60Hz | Passive | LED | dimmable | Road & Street | Inlumino M | Road & Street |  |  | 19800 | No Sensor | > 130000 | [6 empty] | > 300000
TBD | INM1-20000FFF740-... | image | datasheet | deeplink | TUNGSRAM - Inlumino M - 20000lm - 139W - 4000K - 70CRI - TBD[SKU] - Universal coupler 30-60mm | 9 | Universal coupler 30-60mm | LED | 1 | 139 | CLO. Dali. Dynadim. Static | [7 empty] | CE. ENEC | [6 empty] | 66 | 4000 | 656x397x118 mm |  | 220-240V |  | 5 |  |  |  | >70 |  | 4000 |  | > 128000 |  | > 305000 |  |  | 143 |  |  | 9 | FFF | 25 | < 10% at 100.000 hours |  | Available | 740/559 | CIE(x=0.38. y=0.38) 5SDCM | Class I | IK09 |  |  | 50 |  | -40 | 1 | 139 | RAL7021 | 50-60Hz | Passive | LED | dimmable | Road & Street | Inlumino M | Road & Street |  |  | 20000 | No Sensor | > 130000 | [6 empty] | > 300000
TBD | INM1-20000EEE740-... | image | datasheet | deeplink | TUNGSRAM - Inlumino M - 20400lm - 139W - 4000K - 70CRI - TBD[SKU] - Universal coupler 30-60mm | 9 | Universal coupler 30-60mm | LED | 1 | 139 | CLO. Dali. Dynadim. Static | [7 empty] | CE. ENEC | [6 empty] | 66 | 4000 | 656x397x118 mm |  | 220-240V |  | 5 |  |  |  | >70 |  | 4000 |  | > 128000 |  | > 305000 |  |  | 146 |  |  | 9 | EEE | 25 | < 10% at 100.000 hours |  | Available | 740/559 | CIE(x=0.38. y=0.38) 5SDCM | Class I | IK09 |  |  | 50 |  | -40 | 1 | 139 | RAL7021 | 50-60Hz | Passive | LED | dimmable | Road & Street | Inlumino M | Road & Street |  |  | 20400 | No Sensor | > 130000 | [6 empty] | > 300000
TBD | INM1-20000DDD740-... | image | datasheet | deeplink | TUNGSRAM - Inlumino M - 20000lm - 139W - 4000K - 70CRI - TBD[SKU] - Universal coupler 30-60mm | 9 | Universal coupler 30-60mm | LED | 1 | 139 | CLO. Dali. Dynadim. Static | [7 empty] | CE. ENEC | [6 empty] | 66 | 4000 | 656x397x118 mm |  | 220-240V |  | 5 |  |  |  | >70 |  | 4000 |  | > 128000 |  | > 305000 |  |  | 143 |  |  | 9 | DDD | 25 | < 10% at 100.000 hours |  | Available | 740/559 | CIE(x=0.38. y=0.38) 5SDCM | Class I | IK09 |  |  | 50 |  | -40 | 1 | 139 | RAL7021 | 50-60Hz | Passive | LED | dimmable | Road & Street | Inlumino M | Road & Street |  |  | 20000 | No Sensor | > 130000 | [6 empty] | > 300000
TBD | INM1-20000CCC740-... | image | datasheet | deeplink | TUNGSRAM - Inlumino M - 20000lm - 139W - 4000K - 70CRI - TBD[SKU] - Universal coupler 30-60mm | 9 | Universal coupler 30-60mm | LED | 1 | 139 | CLO. Dali. Dynadim. Static | [7 empty] | CE. ENEC | [6 empty] | 66 | 4000 | 656x397x118 mm |  | 220-240V |  | 5 |  |  |  | >70 |  | 4000 |  | > 128000 |  | > 305000 |  |  | 143 |  |  | 9 | CCC | 25 | < 10% at 100.000 hours |  | Available | 740/559 | CIE(x=0.38. y=0.38) 5SDCM | Class I | IK09 |  |  | 50 |  | -40 | 1 | 139 | RAL7021 | 50-60Hz | Passive | LED | dimmable | Road & Street | Inlumino M | Road & Street |  |  | 20000 | No Sensor | > 130000 | [6 empty] | > 300000
TBD | INM1-20000BBB740-... | image | datasheet | deeplink | TUNGSRAM - Inlumino M - 19900lm - 139W - 4000K - 70CRI - TBD[SKU] - Universal coupler 30-60mm | 9 | Universal coupler 30-60mm | LED | 1 | 139 | CLO. Dali. Dynadim. Static | [7 empty] | CE. ENEC | [6 empty] | 66 | 4000 | 656x397x118 mm |  | 220-240V |  | 5 |  |  |  | >70 |  | 4000 |  | > 128000 |  | > 305000 |  |  | 143 |  |  | 9 | BBB | 25 | < 10% at 100.000 hours |  | Available | 740/559 | CIE(x=0.38. y=0.38) 5SDCM | Class I | IK09 |  |  | 50 |  | -40 | 1 | 139 | RAL7021 | 50-60Hz | Passive | LED | dimmable | Road & Street | Inlumino M | Road & Street |  |  | 19900 | No Sensor | > 130000 | [6 empty] | > 300000
TBD | INM1-20000AAA740-... | image | datasheet | deeplink | TUNGSRAM - Inlumino M - 20000lm - 139W - 4000K - 70CRI - TBD[SKU] - Universal coupler 30-60mm | 9 | Universal coupler 30-60mm | LED | 1 | 139 | CLO. Dali. Dynadim. Static | [7 empty] | CE. ENEC | [6 empty] | 66 | 4000 | 656x397x118 mm |  | 220-240V |  | 5 |  |  |  | >70 |  | 4000 |  | > 128000 |  | > 305000 |  |  | 143 |  |  | 9 | AAA | 25 | < 10% at 100.000 hours |  | Available | 740/559 | CIE(x=0.38. y=0.38) 5SDCM | Class I | IK09 |  |  | 50 |  | -40 | 1 | 139 | RAL7021 | 50-60Hz | Passive | LED | dimmable | Road & Street | Inlumino M | Road & Street |  |  | 20000 | No Sensor | > 130000 | [6 empty] | > 300000
TBD | INM1-18000GGG740-... | image | datasheet | deeplink | TUNGSRAM - Inlumino M - 17900lm - 122W - 4000K - 70CRI - TBD[SKU] - Universal coupler 30-60mm | 9 | Universal coupler 30-60mm | LED | 1 | 122 | CLO. Dali. Dynadim. Static | [7 empty] | CE. ENEC | [6 empty] | 66 | 4000 | 656x397x118 mm |  | 220-240V |  | 5 |  |  |  | >70 |  | 4000 |  | > 128000 |  | > 305000 |  |  | 146 |  |  | 9 | GGG | 25 | < 10% at 100.000 hours |  | Available | 740/559 | CIE(x=0.38. y=0.38) 5SDCM | Class I | IK09 |  |  | 50 |  | -40 | 1 | 122 | RAL7021 | 50-60Hz | Passive | LED | dimmable | Road & Street | Inlumino M | Road & Street |  |  | 17900 | No Sensor | > 130000 | [6 empty] | > 300000